## Summary
EPA IPM Summary Run Results
EPA Platform v6 Projections for
Continental U.S.
All costs and prices are in 2019-year dollars |  | Values in red are rounded to zero, not equal to zero
NATIONWIDE EMISSIONS |  | 2028 | 2030 | 2035 | 2040 | 2045 | 2050 | 2055 | 7
SO2 (million tons) |  | 0.54435 | 0.29499 | 0.12858 | 0.087159 | 0.041612 | 0.017117 | 0.020826
NOx (million tons) |  | 0.54162 | 0.38389 | 0.22023 | 0.1649 | 0.11253 | 0.096278 | 0.10192
CO2 (million metric tons) |  | 1282.0104 | 993.6909 | 606.4072 | 480.8481 | 405.3479 | 356.243 | 391.1122
Hg (tons) |  | 2.7876 | 2.1449 | 1.601 | 1.4372 | 1.1471 | 1.0569 | 1.0667
HCL (Mtons) |  | 2.9193 | 1.8501 | 0.89035 | 0.67882 | 0.21723 | 0.13001 | 0.13566
TOTAL COSTS |  | 2028 | 2030 | 2035 | 2040 | 2045 | 2050 | 2055
Total Costs (billion $) |  | 130.5981 | 125.1088 | 127.6975 | 136.5251 | 138.4606 | 141.258 | 147.9235
PRICES |  | 2028 | 2030 | 2035 | 2040 | 2045 | 2050 | 2055
National Wholesale Electricity Price (mills/kWh) |  | 36.7998 | 33.3192 | 26.6964 | 26.009 | 23.4291 | 20.8705 | 21.8005
Natural Gas Prices (2019 $/MMBtu)
Henry Hub |  | 2.9372 | 2.4079 | 1.8834 | 2.0521 | 1.9906 | 1.7709 | 1.9187
Delivered |  | 2.9706 | 2.5311 | 2.1031 | 2.1943 | 2.1275 | 1.9085 | 2.0636
Minemouth Coal Prices (2019 $/MMBtu)
Appalachia |  | 1.7221 | 1.8093 | 2.1063 | 2.347 | 2.6501 | 2.7829 | 2.8217
Imports |  | 4.5578 | 5.6107 | 5.0252 | 3.8446 | 3.2069 | 3.0479 | 3.1029
Interior |  | 1.3584 | 1.2327 | 1.2892 | 1.2565 | 1.3725 | 1.4147 | 1.4147
Waste Coal |  | 1.1483 | 0.97855 | 0.65688 | 0.64492 | 0.63316 | 0.62337 | 0.62445
West |  | 0.76293 | 0.80699 | 0.90216 | 0.95679 | 1.0379 | 1.1742 | 1.1591
National |  | 1.1347 | 1.1657 | 1.3416 | 1.4349 | 1.7255 | 1.9264 | 1.9126
TOTAL CAPACITY (Cumulative GW) |  | 2028 | 2030 | 2035 | 2040 | 2045 | 2050 | 2055
Hydro |  | 102.1302 | 103.6137 | 107.9262 | 110.1892 | 110.1892 | 110.1892 | 110.5325
Non-Hydro Renewables |  | 306.6706 | 395.537 | 667.7033 | 868.49 | 1078.2275 | 1292.7725 | 1418.0793
Biomass |  | 0.3236 | 0.1822 | 0.1822 | 0.1822 | 0.1822 | 0.1822 | 0.1822
Geothermal |  | 2.7781 | 2.7781 | 2.7781 | 2.7781 | 2.7781 | 2.7781 | 2.7781
Landfill Gas |  | 2.912 | 2.912 | 2.912 | 2.912 | 2.912 | 2.912 | 2.9214
Solar |  | 115.3421 | 153.0923 | 262.0586 | 360.0318 | 433.1429 | 538.97 | 596.72
Wind |  | 185.3147 | 236.5723 | 399.7724 | 502.5858 | 639.2122 | 747.9301 | 815.4775
Distributed Solar PV |  | 66.8879 | 74.1925 | 94.1563 | 116.4662 | 140.293 | 165.7787 | 198.2421
Coal |  | 123.0502 | 71.4853 | 44.1161 | 35.6313 | 22.0507 | 9.1129 | 8.8349
Coal without CCS |  | 122.4552 | 62.2165 | 33.612 | 28.1639 | 21.4388 | 8.7985 | 8.5205
IGCC without CCS |  | 0.595 | 0.595 | 0 | 0 | 0 | 0 | 0
Coal with CCS |  | 0 | 8.6738 | 10.5041 | 7.4674 | 0.61194 | 0.31442 | 0.31442
Energy Storage |  | 37.4274 | 67.9627 | 98.1454 | 119.5045 | 133.3779 | 153.6834 | 164.8381
Nuclear |  | 95.6852 | 91.8614 | 83.5765 | 78.9034 | 64.7046 | 45.2471 | 28.5089
Natural Gas |  | 457.7299 | 458.5938 | 468.9673 | 513.1066 | 593.2419 | 688.4746 | 768.392
CC without CCS |  | 303.1856 | 297.4222 | 294.8239 | 294.8239 | 291.3696 | 285.289 | 293.6353
CC with CCS |  | 0 | 6.6885 | 10.4938 | 10.4938 | 10.4938 | 10.4938 | 10.4938
CT |  | 154.5443 | 154.483 | 163.6496 | 207.7889 | 291.3785 | 392.6919 | 464.2629
Oil/Gas Steam |  | 66.0246 | 65.1329 | 59.9613 | 58.8294 | 58.8014 | 56.3963 | 56.3963
Other |  | 6.9493 | 6.9493 | 6.9493 | 6.9493 | 6.9493 | 6.9493 | 6.9493
Grand Total |  | 1195.6675 | 1261.1361 | 1537.3455 | 1791.6039 | 2067.5426 | 2362.8253 | 2562.5314
NEW MODELED CAPACITY (Cumulative GW) |  | 2028 | 2030 | 2035 | 2040 | 2045 | 2050 | 2055
Hydro |  | 0 | 1.4835 | 5.796 | 8.059 | 8.059 | 8.059 | 8.4023
Non-Hydro Renewables |  | 34.1767 | 122.9617 | 395.13 | 595.9167 | 805.6542 | 1020.1992 | 1145.506
Biomass |  | 0 | 0 | 0 | 0 | 0 | 0 | 0
Geothermal |  | 0.28923 | 0.28923 | 0.28923 | 0.28923 | 0.28923 | 0.28923 | 0.28923
Landfill Gas |  | 1.2781 | 1.2781 | 1.2781 | 1.2781 | 1.2781 | 1.2781 | 1.2875
Solar |  | 4.3542 | 41.8816 | 150.8499 | 248.8231 | 321.9342 | 427.7613 | 485.5113
Wind |  | 28.2551 | 79.5127 | 242.7128 | 345.5262 | 482.1526 | 590.8705 | 658.4179
Coal |  | 0 | 0 | 0 | 0 | 0 | 0 | 0
Coal without CCS |  | 0 | 0 | 0 | 0 | 0 | 0 | 0
IGCC without CCS |  | 0 | 0 | 0 | 0 | 0 | 0 | 0
Coal with CCS |  | 0 | 0 | 0 | 0 | 0 | 0 | 0
Energy Storage |  | 19.9408 | 50.4761 | 80.6588 | 102.0179 | 115.8913 | 136.1968 | 147.3515
Nuclear |  | 0 | 0 | 0 | 0 | 0 | 0 | 0
Natural Gas |  | 26.2821 | 29.0078 | 43.825 | 88.6037 | 183.3659 | 293.1618 | 373.0792
CC without CCS |  | 18.278 | 20.4443 | 24.7394 | 24.7394 | 24.8553 | 27.741 | 36.0874
CC with CCS |  | 0 | 0 | 0 | 0 | 0 | 0 | 0
CT |  | 8.0041 | 8.5636 | 19.0856 | 63.8643 | 158.5106 | 265.4208 | 336.9917
Other |  | 8.3267e-17 | 8.3267e-17 | 8.3267e-17 | 8.3267e-17 | 8.3267e-17 | 8.3267e-17 | 8.3267e-17
Grand Total |  | 80.3996 | 203.9291 | 525.4099 | 794.5974 | 1112.9704 | 1457.6167 | 1674.339
NEW HARDWIRED CAPACITY (Cumulative GW) |  | 2028 | 2030 | 2035 | 2040 | 2045 | 2050 | 2055
Hydro |  | 0 | 0 | 0 | 0 | 0 | 0 | 0
Non-Hydro Renewables |  | 113.4375 | 113.6603 | 113.6603 | 113.6603 | 113.6603 | 113.6603 | 113.6603
Biomass |  | 0.0569 | 0.0569 | 0.0569 | 0.0569 | 0.0569 | 0.0569 | 0.0569
Geothermal |  | 0.0873 | 0.0873 | 0.0873 | 0.0873 | 0.0873 | 0.0873 | 0.0873
Landfill Gas |  | 0.029 | 0.029 | 0.029 | 0.029 | 0.029 | 0.029 | 0.029
Solar |  | 69.5571 | 69.7799 | 69.7799 | 69.7799 | 69.7799 | 69.7799 | 69.7799
Wind |  | 43.7072 | 43.7072 | 43.7072 | 43.7072 | 43.7072 | 43.7072 | 43.7072
Coal |  | 0 | 0 | 0 | 0 | 0 | 0 | 0
Coal without CCS |  | 0 | 0 | 0 | 0 | 0 | 0 | 0
IGCC without CCS |  | 0 | 0 | 0 | 0 | 0 | 0 | 0
Coal with CCS |  | 0 | 0 | 0 | 0 | 0 | 0 | 0
Energy Storage |  | 16.4509 | 16.4509 | 16.4509 | 16.4509 | 16.4509 | 16.4509 | 16.4509
Nuclear |  | 0 | 0 | 0 | 0 | 0 | 0 | 0
Natural Gas |  | 15.9202 | 15.9202 | 15.9202 | 15.9202 | 15.9202 | 15.9202 | 15.9202
CC without CCS |  | 11.8148 | 11.8148 | 11.8148 | 11.8148 | 11.8148 | 11.8148 | 11.8148
CC with CCS |  | 0 | 0 | 0 | 0 | 0 | 0 | 0
CT |  | 4.1054 | 4.1054 | 4.1054 | 4.1054 | 4.1054 | 4.1054 | 4.1054
Other |  | 0.1091 | 0.1091 | 0.1091 | 0.1091 | 0.1091 | 0.1091 | 0.1091
Grand Total |  | 145.9177 | 146.1405 | 146.1405 | 146.1405 | 146.1405 | 146.1405 | 146.1405
RETIREMENTS (GW) |  | 2028 | 2030 | 2035 | 2040 | 2045 | 2050 | 2055
CC Retirements |  | 1.5193 | 1.5193 | 3.902 | 3.902 | 7.4722 | 16.4386 | 16.4386
Coal Retirements |  | 33.3276 | 79.6632 | 104.1909 | 112.6737 | 126.2544 | 139.1921 | 139.4701
CT Retirements |  | 0.1759 | 0.7967 | 2.1522 | 2.7915 | 13.8482 | 19.445 | 19.445
Nuclear Retirements |  | 0 | 2.7018 | 9.8687 | 14.5418 | 28.7406 | 48.1981 | 64.9363
O/G Retirements |  | 5.5946 | 7.4755 | 14.047 | 15.1809 | 15.2089 | 17.614 | 17.614
IGCC Retirements |  | 0.22 | 0.22 | 0.815 | 0.815 | 0.815 | 0.815 | 0.815
Biomass Retirements |  | 3.1123 | 3.2537 | 3.2537 | 3.2537 | 3.2537 | 3.2537 | 3.2537
Fuel Cell Retirements |  | 0 | 0 | 0 | 0 | 0 | 0 | 0
Fossil_Other Retirements |  | 0 | 0 | 0 | 0 | 0 | 0 | 0
Geothermal Retirements |  | 0 | 0 | 0 | 0 | 0 | 0 | 0
Hydro Retirements |  | 0 | 0 | 0 | 0 | 0 | 0 | 0
Landfill Gas Retirements |  | 0.126 | 0.126 | 0.126 | 0.126 | 0.126 | 0.126 | 0.126
Non Fossil_Other Retirements |  | 0 | 0 | 0 | 0 | 0 | 0 | 0
Energy Storage Retirements |  | 0 | 0 | 0 | 0 | 0 | 0 | 0
Grand Total |  | 44.0757 | 95.7562 | 138.3555 | 153.2846 | 195.7189 | 245.0825 | 262.0987
GENERATION MIX (thousand GWh) |  | 2028 | 2030 | 2035 | 2040 | 2045 | 2050 | 2055
Hydro |  | 296.1189 | 301.6939 | 328.7613 | 345.4848 | 344.2929 | 346.2743 | 349.353
Non-Hydro Renewables |  | 943.2147 | 1246.7549 | 2182.7353 | 2829.1526 | 3535.9828 | 4188.9137 | 4582.1656
Biomass |  | 1.8475 | 0.10201 | 0.0043535 | 0.0044471 | 0 | 0 | 8.3e-06
Biomass Co-firing |  | 0 | 0 | 0 | 0 | 0 | 0 | 0
Geothermal |  | 19.6023 | 19.6023 | 19.6023 | 19.6023 | 19.6023 | 19.6023 | 19.6023
Landfill Gas |  | 20.2607 | 18.8205 | 17.5635 | 16.9894 | 15.2229 | 13.9842 | 14.0789
Solar |  | 266.9141 | 365.2878 | 641.2025 | 882.7459 | 1066.7933 | 1330.0753 | 1477.952
Wind |  | 634.5901 | 842.9422 | 1504.3627 | 1909.8106 | 2434.3642 | 2825.2519 | 3070.5323
Distributed Solar PV |  | 92.4842 | 102.8862 | 131.2157 | 163.0974 | 197.443 | 234.8828 | 282.5095
Coal |  | 561.7768 | 323.9575 | 116.9862 | 76.8468 | 22.2755 | 5.7534 | 9.5846
Coal without CCS (Biomass Co-firing is included) |  | 558.0654 | 259.3949 | 43.0399 | 24.2508 | 18.022 | 3.5805 | 7.4117
IGCC without CCS |  | 3.7114 | 3.3874 | 0 | 0 | 0 | 0 | 0
Coal with CCS |  | 0 | 61.1752 | 73.9463 | 52.596 | 4.2536 | 2.1729 | 2.1729
Energy Storage |  | 52.4863 | 95.182 | 153.9021 | 203.1888 | 231.4086 | 288.8528 | 320.8212
Nuclear |  | 765.2599 | 733.7296 | 660.4462 | 615.6257 | 494.912 | 339.5407 | 214.5535
Natural Gas |  | 1716.6106 | 1776.0939 | 1402.1337 | 1163.4204 | 970.1624 | 872.9051 | 948.5028
CC without CCS |  | 1672.1778 | 1680.8056 | 1280.8737 | 1053.0046 | 883.1006 | 774.5199 | 830.5294
CC with CCS |  | 0 | 49.7441 | 78.0446 | 78.0446 | 42.1148 | 39.5542 | 38.0628
CT |  | 44.4328 | 45.5441 | 43.2154 | 32.3713 | 44.9471 | 58.831 | 79.9107
Oil/Gas Steam |  | 29.8963 | 32.9319 | 16.4313 | 3.0785 | 2.0293 | 3.0765 | 3.314
Other |  | 29.8742 | 29.3599 | 29.0149 | 27.5313 | 26.758 | 25.7943 | 25.7902
Grand Total |  | 4395.2377 | 4539.7035 | 4890.4109 | 5264.3289 | 5627.8215 | 6071.1108 | 6454.0848
FUEL SUPPLY AND CONSUMPTION |  | 2028 | 2030 | 2035 | 2040 | 2045 | 2050 | 2055
Coal Use by Region (million tons) |  | 367.7398 | 250.0753 | 145.2034 | 120.7459 | 77.7955 | 67.6159 | 70.1018
Power Sector |  | 300.9298 | 183.2953 | 79.1534 | 59.6359 | 14.2055 | 4.2459 | 6.7318
Appalachia |  | 49.5425 | 29.6882 | 10.8873 | 5.6947 | 0.20172
Imports |  | 0.527 | 0.014 | 0.014 | 0.014 | 0.014 | 0.014 | 0.014
Interior |  | 62.4024 | 38.3008 | 19.7653 | 15.594 | 1.9681
Waste Coal |  | 4.3362 | 4.3293 | 2.0554 | 1.8061 | 0.92167 | 0.22184 | 0.93127
West |  | 184.1217 | 110.963 | 46.4314 | 36.5272 | 11.1 | 4.01 | 5.7865
Non-Power Sector |  | 66.81 | 66.78 | 66.05 | 61.11 | 63.59 | 63.37 | 63.37
Appalachia |  | 23.55 | 23.52 | 23.97 | 23.78 | 26.52 | 26.44 | 26.44
Interior |  | 9.39 | 9.39 | 9.18 | 4.84 | 4.76 | 4.69 | 4.69
West |  | 33.87 | 33.87 | 32.9 | 32.49 | 32.31 | 32.24 | 32.24
Power Sector Coal Use by Rank (million tons) |  | 296.5936 | 178.966 | 77.0979 | 57.8298 | 13.2838 | 4.024 | 5.8005
Bituminous |  | 95.9884 | 61.4022 | 24.019 | 14.6558 | 1.564 | 0.04747 | 0.04747
Subbituminous |  | 163.0163 | 92.2042 | 35.7126 | 26.624 | 11.0573 | 3.9766 | 5.753
Lignite |  | 37.5889 | 25.3596 | 17.3663 | 16.55 | 0.6625
Natural Gas Use (Trillion cubic feet) |  | 12.1752 | 12.6944 | 9.9165 | 8.0725 | 6.721 | 6.0986 | 6.6476
Note: Distributed Solar PV are not included in the Grand Total of "Total Capacity" and "Generation Mix"
Note on A9: ICFI: All tons are SHORT tons, unless otherwise noted as metric Mtons : thousand tons

## Retrofit Summary
EPA IPM Summary Run Results
EPA Platform v6 Projections for
Continental U.S.
All costs and prices are in 2019-year dollars | Values in red are rounded to zero, not equal to zero
TOTAL CONTROLS (Cumulative GW) | 2028 | 2030 | 2035 | 2040 | 2045 | 2050 | 2055
FGD | 100.869 | 60.746 | 35.5349 | 27.0501 | 13.8229 | 5.8315 | 5.5535
Existing Scrubber | 100.869 | 60.746 | 35.5349 | 27.0501 | 13.8229 | 5.8315 | 5.5535
Existing Wet Scrubber | 78.819 | 45.3796 | 27.1962 | 19.2694 | 7.3873 | 2.2041 | 2.1941
Existing Dry Scrubber | 22.05 | 15.3664 | 8.3387 | 7.7807 | 6.4356 | 3.6274 | 3.3594
Retrofit Scrubber | 0 | 0 | 0 | 0 | 0 | 0 | 0
Retrofit Wet Scrubber | 0 | 0 | 0 | 0 | 0 | 0 | 0
Retrofit Dry Scrubber | 0 | 0 | 0 | 0 | 0 | 0 | 0
New Scrubber | 0 | 0 | 0 | 0 | 0 | 0 | 0
New Wet Scrubber | 0 | 0 | 0 | 0 | 0 | 0 | 0
New Dry Scrubber | 0 | 0 | 0 | 0 | 0 | 0 | 0
SCR | 73.2283 | 54.9127 | 32.1818 | 24.253 | 12.1476 | 4.215 | 4.205
Existing SCR | 72.7622 | 52.8804 | 30.369 | 22.4402 | 11.2364 | 3.3058 | 3.2958
Retrofit SCR | 0.46615 | 2.0323 | 1.8128 | 1.8128 | 0.91119 | 0.90914 | 0.90914
New SCR | 0 | 0 | 0 | 0 | 0 | 0 | 0
SNCR | 16.2822 | 6.8066 | 4.9361 | 4.9361 | 4.0636 | 2.0978 | 1.8298
Existing SNCR | 16.2822 | 6.8066 | 4.9361 | 4.9361 | 4.0636 | 2.0978 | 1.8298
Retrofit SNCR | 0 | 0 | 0 | 0 | 0 | 0 | 0
New SNCR | 0 | 0 | 0 | 0 | 0 | 0 | 0
ACI | 76.5829 | 41.1999 | 22.9682 | 20.782 | 14.0658 | 5.5225 | 5.5125
Existing ACI | 76.5829 | 41.1999 | 22.9682 | 20.782 | 14.0658 | 5.5225 | 5.5125
Retrofit ACI | 0 | 0 | 0 | 0 | 0 | 0 | 0
New ACI | 0 | 0 | 0 | 0 | 0 | 0 | 0
CCS | 0 | 15.3624 | 20.9979 | 17.9612 | 11.1057 | 10.8082 | 10.8082
Hardwired CCS | 0 | 0 | 0 | 0 | 0 | 0 | 0
Retrofit CCS | 0 | 15.3624 | 20.9979 | 17.9612 | 11.1057 | 10.8082 | 10.8082
New CCS | 0 | 0 | 0 | 0 | 0 | 0 | 0
DSI | 17.744 | 10.3229 | 7.2227 | 6.9082 | 5.255 | 1.959 | 1.959
Existing DSI | 17.744 | 10.3229 | 7.2227 | 6.9082 | 5.255 | 1.959 | 1.959
Retrofit DSI | 0 | 0 | 0 | 0 | 0 | 0 | 0
C2G | 13.4171 | 14.4062 | 13.5002 | 12.4442 | 12.4442 | 11.9252 | 11.9252
HRI | 0 | 0 | 0 | 0 | 0 | 0 | 0
RETROFITS (Cumulative GW) | 2028 | 2030 | 2035 | 2040 | 2045 | 2050 | 2055
FGD | 0 | 0 | 0 | 0 | 0 | 0 | 0
SCR | 0.46615 | 2.0323 | 1.8128 | 1.8128 | 0.91119 | 0.90914 | 0.90914
SNCR | 0 | 0 | 0 | 0 | 0 | 0 | 0
ACI | 0 | 0 | 0 | 0 | 0 | 0 | 0
CCS | 0 | 15.3624 | 20.9979 | 17.9612 | 11.1057 | 10.8082 | 10.8082
DSI | 0 | 0 | 0 | 0 | 0 | 0 | 0
C2G | 13.4171 | 14.4062 | 13.5002 | 12.4442 | 12.4442 | 11.9252 | 11.9252
HRI | 0 | 0 | 0 | 0 | 0 | 0 | 0
TOTAL CONTROLS IN NEEDS (GW)
FGD | 2028: 115.973
SCR | 2028: 86.402
SNCR | 2028: 17.696
ACI | 2028: 94.422
DSI | 2028: 25.752
Note on A9: ICFI: All tons are SHORT tons, unless otherwise noted as metric Mtons : thousand tons

## All Constraints
Constraint Name | Constraint # | Constraint ID | Constraint Type | Neutralized | LimitType | Constraint Time Frame | Data Field | Unit of Measure | 2028-2028(RY 2028) | 2029-2031(RY 2030) | 2032-2037(RY 2035) | 2038-2042(RY 2040) | 2043-2047(RY 2045) | 2048-2052(RY 2050) | 2053-2059(RY 2055)
#1 - SO2 Title IV Annual Constraint v5.14 | 1 | 7117 | Rate Constraint in MTons | FALSE | L | Annual | Seasons Included | Seasons | Winter, WintShld, Summer | Winter, WintShld, Summer | Winter, WintShld, Summer | Winter, WintShld, Summer | Winter, WintShld, Summer | Winter, WintShld, Summer | Winter, WintShld, Summer
#1 - SO2 Title IV Annual Constraint v5.14 | 1 | 7117 | Rate Constraint in MTons | FALSE | L | Annual | Standard SO2 | Thousand Tons | 7973.0011 | 7973.0011 | 7973.0011 | 7973.0011 | 7973.0011 | 7973.0011 | 7973.0011
#1 - SO2 Title IV Annual Constraint v5.14 | 1 | 7117 | Rate Constraint in MTons | FALSE | L | Annual | Emissions at Affected Plants SO2 | Thousand Tons | 520.0714 | 282.8154 | 118.9366 | 78.1458 | 32.9525 | 9.2624 | 13.0959
#1 - SO2 Title IV Annual Constraint v5.14 | 1 | 7117 | Rate Constraint in MTons | FALSE | L | Annual | Allowances Purchased SO2 | Thousand Tons | 0 | 0 | 0 | 0 | 0 | 0 | 0
#1 - SO2 Title IV Annual Constraint v5.14 | 1 | 7117 | Rate Constraint in MTons | FALSE | L | Annual | Allowances Sold SO2 | Thousand Tons | 0 | 0 | 0 | 0 | 0 | 0 | 0
#1 - SO2 Title IV Annual Constraint v5.14 | 1 | 7117 | Rate Constraint in MTons | FALSE | L | Annual | Allowances Banked | Thousand Tons | 0 | 0 | 0 | 0 | 0 | 0 | 0
#1 - SO2 Title IV Annual Constraint v5.14 | 1 | 7117 | Rate Constraint in MTons | FALSE | L | Annual | Allowances Withdrawn (1:1) | Thousand Tons | 0 | 0 | 0 | 0 | 0 | 0 | 0
#1 - SO2 Title IV Annual Constraint v5.14 | 1 | 7117 | Rate Constraint in MTons | FALSE | L | Annual | Allowances Withdrawn (n:1) | Thousand Tons | 0 | 0 | 0 | 0 | 0 | 0 | 0
#1 - SO2 Title IV Annual Constraint v5.14 | 1 | 7117 | Rate Constraint in MTons | FALSE | L | Annual | Net Emissions Allowance Position | Thousand Tons | 520.0714 | 282.8154 | 118.9366 | 78.1458 | 32.9525 | 9.2624 | 13.0959
#1 - SO2 Title IV Annual Constraint v5.14 | 1 | 7117 | Rate Constraint in MTons | FALSE | L | Annual | Fuel Consumed | TBtu | 18209.044 | 16581.4871 | 11723.5493 | 9346.0697 | 7154.3943 | 6329.3469 | 6936.106
#1 - SO2 Title IV Annual Constraint v5.14 | 1 | 7117 | Rate Constraint in MTons | FALSE | L | Annual | Rate | lb/MMBtu | 0.057122 | 0.034112 | 0.02029 | 0.016723 | 0.0092118 | 0.0029268 | 0.0037762
#1 - SO2 Title IV Annual Constraint v5.14 | 1 | 7117 | Rate Constraint in MTons | FALSE | L | Annual | Generation | TWh | 2295.5474 | 2121.3609 | 1527.8798 | 1239.1046 | 991.5295 | 878.9512 | 958.5783
#1 - SO2 Title IV Annual Constraint v5.14 | 1 | 7117 | Rate Constraint in MTons | FALSE | L | Annual | Qualifying Generation | TWh | 2295.5474 | 2121.3609 | 1527.8798 | 1239.1046 | 991.5295 | 878.9512 | 958.5783
#1 - SO2 Title IV Annual Constraint v5.14 | 1 | 7117 | Rate Constraint in MTons | FALSE | L | Annual | Rate | lb/MWh | 0.45311 | 0.26664 | 0.15569 | 0.12613 | 0.066468 | 0.021076 | 0.027324
#1 - SO2 Title IV Annual Constraint v5.14 | 1 | 7117 | Rate Constraint in MTons | FALSE | L | Annual | Constraint Shadow Price | US2019$/Ton | 0 | 0 | 0 | 0 | 0 | 0 | 0
#4 - NOx SIPCall Constraint v5.16 | 2 | 7116 | Rate Constraint in MTons | FALSE | L | Annual | Seasons Included | Seasons | Summer | Summer | Summer | Summer | Summer | Summer | Summer
#4 - NOx SIPCall Constraint v5.16 | 2 | 7116 | Rate Constraint in MTons | FALSE | L | Annual | Standard NOX | Thousand Tons | 72.845 | 72.845 | 72.845 | 72.845 | 72.845 | 72.845 | 72.845
#4 - NOx SIPCall Constraint v5.16 | 2 | 7116 | Rate Constraint in MTons | FALSE | L | Annual | Emissions at Affected Plants NOX | Thousand Tons | 6.8538 | 4.9946 | 3.6735 | 3.081 | 2.9648 | 3.1305 | 3.3666
#4 - NOx SIPCall Constraint v5.16 | 2 | 7116 | Rate Constraint in MTons | FALSE | L | Annual | Allowances Purchased NOX | Thousand Tons | 0 | 0 | 0 | 0 | 0 | 0 | 0
#4 - NOx SIPCall Constraint v5.16 | 2 | 7116 | Rate Constraint in MTons | FALSE | L | Annual | Allowances Sold NOX | Thousand Tons | 0 | 0 | 0 | 0 | 0 | 0 | 0
#4 - NOx SIPCall Constraint v5.16 | 2 | 7116 | Rate Constraint in MTons | FALSE | L | Annual | Allowances Banked | Thousand Tons | 0 | 67.8504 | 103.0967 | 0 | 123.9569 | 0 | 0
#4 - NOx SIPCall Constraint v5.16 | 2 | 7116 | Rate Constraint in MTons | FALSE | L | Annual | Allowances Withdrawn (1:1) | Thousand Tons | 0 | 0 | -33.9252 | 0 | -72.845 | -72.845 | -72.845
#4 - NOx SIPCall Constraint v5.16 | 2 | 7116 | Rate Constraint in MTons | FALSE | L | Annual | Allowances Withdrawn (n:1) | Thousand Tons | 0 | 0 | 0 | 0 | 0 | 0 | 0
#4 - NOx SIPCall Constraint v5.16 | 2 | 7116 | Rate Constraint in MTons | FALSE | L | Annual | Net Emissions Allowance Position | Thousand Tons | 6.8538 | 72.845 | 72.845 | 3.081 | 54.0767 | -69.7145 | -69.4784
#4 - NOx SIPCall Constraint v5.16 | 2 | 7116 | Rate Constraint in MTons | FALSE | L | Annual | Fuel Consumed | TBtu | 559.3256 | 517.5843 | 474.7595 | 416.2171 | 425.0921 | 411.5473 | 477.0406
#4 - NOx SIPCall Constraint v5.16 | 2 | 7116 | Rate Constraint in MTons | FALSE | L | Annual | Rate | lb/MMBtu | 0.024507 | 0.019299 | 0.015475 | 0.014805 | 0.013949 | 0.015213 | 0.014115
#4 - NOx SIPCall Constraint v5.16 | 2 | 7116 | Rate Constraint in MTons | FALSE | L | Annual | Generation | TWh | 81.1749 | 77.4285 | 73.0953 | 65.0159 | 65.7765 | 64.475 | 72.9979
#4 - NOx SIPCall Constraint v5.16 | 2 | 7116 | Rate Constraint in MTons | FALSE | L | Annual | Qualifying Generation | TWh | 76.7519 | 72.6433 | 68.8769 | 60.7089 | 60.8843 | 59.4561 | 67.6745
#4 - NOx SIPCall Constraint v5.16 | 2 | 7116 | Rate Constraint in MTons | FALSE | L | Annual | Rate | lb/MWh | 0.1786 | 0.13751 | 0.10667 | 0.1015 | 0.09739 | 0.1053 | 0.099495
#4 - NOx SIPCall Constraint v5.16 | 2 | 7116 | Rate Constraint in MTons | FALSE | L | Annual | Constraint Shadow Price | US2019$/Ton | 0 | 0 | 0 | 0 | 0 | 0 | 0
#6 - WRAP SO2 Policy Case Constraint | 3 | 7119 | Rate Constraint in MTons | FALSE | L | Annual | Seasons Included | Seasons | Winter, WintShld, Summer | Winter, WintShld, Summer | Winter, WintShld, Summer | Winter, WintShld, Summer | Winter, WintShld, Summer | Winter, WintShld, Summer | Winter, WintShld, Summer
#6 - WRAP SO2 Policy Case Constraint | 3 | 7119 | Rate Constraint in MTons | FALSE | L | Annual | Standard SO2 | Thousand Tons | 89.572 | 89.572 | 89.572 | 89.572 | 89.572 | 89.572 | 89.572
#6 - WRAP SO2 Policy Case Constraint | 3 | 7119 | Rate Constraint in MTons | FALSE | L | Annual | Emissions at Affected Plants SO2 | Thousand Tons | 29.4819 | 26.1796 | 20.4439 | 13.9265 | 5.9993 | 3.4832 | 4.9353
#6 - WRAP SO2 Policy Case Constraint | 3 | 7119 | Rate Constraint in MTons | FALSE | L | Annual | Allowances Purchased SO2 | Thousand Tons | 0 | 0 | 0 | 0 | 0 | 0 | 0
#6 - WRAP SO2 Policy Case Constraint | 3 | 7119 | Rate Constraint in MTons | FALSE | L | Annual | Allowances Sold SO2 | Thousand Tons | 0 | 0 | 0 | 0 | 0 | 0 | 0
#6 - WRAP SO2 Policy Case Constraint | 3 | 7119 | Rate Constraint in MTons | FALSE | L | Annual | Allowances Banked | Thousand Tons | 0 | 0 | 0 | 0 | 0 | 0 | 0
#6 - WRAP SO2 Policy Case Constraint | 3 | 7119 | Rate Constraint in MTons | FALSE | L | Annual | Allowances Withdrawn (1:1) | Thousand Tons | 0 | 0 | 0 | 0 | 0 | 0 | 0
#6 - WRAP SO2 Policy Case Constraint | 3 | 7119 | Rate Constraint in MTons | FALSE | L | Annual | Allowances Withdrawn (n:1) | Thousand Tons | 0 | 0 | 0 | 0 | 0 | 0 | 0
#6 - WRAP SO2 Policy Case Constraint | 3 | 7119 | Rate Constraint in MTons | FALSE | L | Annual | Net Emissions Allowance Position | Thousand Tons | 29.4819 | 26.1796 | 20.4439 | 13.9265 | 5.9993 | 3.4832 | 4.9353
#6 - WRAP SO2 Policy Case Constraint | 3 | 7119 | Rate Constraint in MTons | FALSE | L | Annual | Fuel Consumed | TBtu | 705.5473 | 712.6857 | 630.785 | 513.0055 | 344.2585 | 278.5273 | 327.773
#6 - WRAP SO2 Policy Case Constraint | 3 | 7119 | Rate Constraint in MTons | FALSE | L | Annual | Rate | lb/MMBtu | 0.083572 | 0.073468 | 0.064821 | 0.054294 | 0.034854 | 0.025012 | 0.030114
#6 - WRAP SO2 Policy Case Constraint | 3 | 7119 | Rate Constraint in MTons | FALSE | L | Annual | Generation | TWh | 76.2132 | 69.994 | 59.9222 | 52.082 | 42.0494 | 33.8328 | 38.5592
#6 - WRAP SO2 Policy Case Constraint | 3 | 7119 | Rate Constraint in MTons | FALSE | L | Annual | Qualifying Generation | TWh | 76.2132 | 69.994 | 59.9097 | 52.0616 | 41.2265 | 33.2553 | 37.9006
#6 - WRAP SO2 Policy Case Constraint | 3 | 7119 | Rate Constraint in MTons | FALSE | L | Annual | Rate | lb/MWh | 0.77367 | 0.74805 | 0.68249 | 0.535 | 0.29104 | 0.20948 | 0.26044
#6 - WRAP SO2 Policy Case Constraint | 3 | 7119 | Rate Constraint in MTons | FALSE | L | Annual | Constraint Shadow Price | US2019$/Ton | 0 | 0 | 0 | 0 | 0 | 0 | 0
#CAN - #1 National - SO2 Cap Annual v3.1 | 4 | 7604 | Rate Constraint in MTons | FALSE | L | Annual | Seasons Included | Seasons | Winter, WintShld, Summer | Winter, WintShld, Summer | Winter, WintShld, Summer | Winter, WintShld, Summer | Winter, WintShld, Summer | Winter, WintShld, Summer | Winter, WintShld, Summer
#CAN - #1 National - SO2 Cap Annual v3.1 | 4 | 7604 | Rate Constraint in MTons | FALSE | L | Annual | Standard SO2 | Thousand Tons | 948.21 | 948.21 | 948.21 | 948.21 | 948.21 | 948.21 | 948.21
#CAN - #1 National - SO2 Cap Annual v3.1 | 4 | 7604 | Rate Constraint in MTons | FALSE | L | Annual | Emissions at Affected Plants SO2 | Thousand Tons | 105.0476 | 41.6603 | 41.6603 | 41.6603 | 41.6603 | 41.6145 | 41.6603
#CAN - #1 National - SO2 Cap Annual v3.1 | 4 | 7604 | Rate Constraint in MTons | FALSE | L | Annual | Allowances Purchased SO2 | Thousand Tons | 0 | 0 | 0 | 0 | 0 | 0 | 0
#CAN - #1 National - SO2 Cap Annual v3.1 | 4 | 7604 | Rate Constraint in MTons | FALSE | L | Annual | Allowances Sold SO2 | Thousand Tons | 0 | 0 | 0 | 0 | 0 | 0 | 0
#CAN - #1 National - SO2 Cap Annual v3.1 | 4 | 7604 | Rate Constraint in MTons | FALSE | L | Annual | Allowances Banked | Thousand Tons | 0 | 0 | 0 | 0 | 0 | 0 | 0
#CAN - #1 National - SO2 Cap Annual v3.1 | 4 | 7604 | Rate Constraint in MTons | FALSE | L | Annual | Allowances Withdrawn (1:1) | Thousand Tons | 0 | 0 | 0 | 0 | 0 | 0 | 0
#CAN - #1 National - SO2 Cap Annual v3.1 | 4 | 7604 | Rate Constraint in MTons | FALSE | L | Annual | Allowances Withdrawn (n:1) | Thousand Tons | 0 | 0 | 0 | 0 | 0 | 0 | 0
#CAN - #1 National - SO2 Cap Annual v3.1 | 4 | 7604 | Rate Constraint in MTons | FALSE | L | Annual | Net Emissions Allowance Position | Thousand Tons | 105.0476 | 41.6603 | 41.6603 | 41.6603 | 41.6603 | 41.6145 | 41.6603
#CAN - #1 National - SO2 Cap Annual v3.1 | 4 | 7604 | Rate Constraint in MTons | FALSE | L | Annual | Fuel Consumed | TBtu | 674.7498 | 649.1284 | 616.8575 | 664.2179 | 723.1171 | 805.8084 | 881.5637
#CAN - #1 National - SO2 Cap Annual v3.1 | 4 | 7604 | Rate Constraint in MTons | FALSE | L | Annual | Rate | lb/MMBtu | 0.31137 | 0.12836 | 0.13507 | 0.12544 | 0.11522 | 0.10329 | 0.094514
#CAN - #1 National - SO2 Cap Annual v3.1 | 4 | 7604 | Rate Constraint in MTons | FALSE | L | Annual | Generation | TWh | 92.4662 | 93.1608 | 87.8906 | 94.8661 | 103.374 | 115.2641 | 126.634
#CAN - #1 National - SO2 Cap Annual v3.1 | 4 | 7604 | Rate Constraint in MTons | FALSE | L | Annual | Qualifying Generation | TWh | 92.4662 | 93.1608 | 87.8906 | 94.8661 | 103.374 | 115.2641 | 126.634
#CAN - #1 National - SO2 Cap Annual v3.1 | 4 | 7604 | Rate Constraint in MTons | FALSE | L | Annual | Rate | lb/MWh | 2.2721 | 0.89437 | 0.948 | 0.8783 | 0.80601 | 0.72207 | 0.65796
#CAN - #1 National - SO2 Cap Annual v3.1 | 4 | 7604 | Rate Constraint in MTons | FALSE | L | Annual | Constraint Shadow Price | US2019$/Ton | 0 | 0 | 0 | 0 | 0 | 0 | 0
#CAN - AB - MER Cap Annual v4.12 | 5 | 7616 | Rate Constraint in MTons | FALSE | L | Annual | Seasons Included | Seasons | Winter, WintShld, Summer | Winter, WintShld, Summer | Winter, WintShld, Summer | Winter, WintShld, Summer | Winter, WintShld, Summer | Winter, WintShld, Summer | Winter, WintShld, Summer
#CAN - AB - MER Cap Annual v4.12 | 5 | 7616 | Rate Constraint in MTons | FALSE | L | Annual | Standard MER | lbs | 1300.7273 | 1300.7273 | 1300.7273 | 1300.7273 | 1300.7273 | 1300.7273 | 1300.7273
#CAN - AB - MER Cap Annual v4.12 | 5 | 7616 | Rate Constraint in MTons | FALSE | L | Annual | Emissions at Affected Plants MER | lbs | 0 | 0 | 0 | 0 | 0 | 0 | 0
#CAN - AB - MER Cap Annual v4.12 | 5 | 7616 | Rate Constraint in MTons | FALSE | L | Annual | Allowances Purchased MER | lbs | 0 | 0 | 0 | 0 | 0 | 0 | 0
#CAN - AB - MER Cap Annual v4.12 | 5 | 7616 | Rate Constraint in MTons | FALSE | L | Annual | Allowances Sold MER | lbs | 0 | 0 | 0 | 0 | 0 | 0 | 0
#CAN - AB - MER Cap Annual v4.12 | 5 | 7616 | Rate Constraint in MTons | FALSE | L | Annual | Allowances Banked | lbs | 0 | 0 | 0 | 0 | 0 | 0 | 0
#CAN - AB - MER Cap Annual v4.12 | 5 | 7616 | Rate Constraint in MTons | FALSE | L | Annual | Allowances Withdrawn (1:1) | lbs | 0 | 0 | 0 | 0 | 0 | 0 | 0
#CAN - AB - MER Cap Annual v4.12 | 5 | 7616 | Rate Constraint in MTons | FALSE | L | Annual | Allowances Withdrawn (n:1) | lbs | 0 | 0 | 0 | 0 | 0 | 0 | 0
#CAN - AB - MER Cap Annual v4.12 | 5 | 7616 | Rate Constraint in MTons | FALSE | L | Annual | Net Emissions Allowance Position | lbs | 0 | 0 | 0 | 0 | 0 | 0 | 0
#CAN - AB - MER Cap Annual v4.12 | 5 | 7616 | Rate Constraint in MTons | FALSE | L | Annual | Fuel Consumed | TBtu | 0 | 0 | 0 | 0 | 0 | 0 | 0
#CAN - AB - MER Cap Annual v4.12 | 5 | 7616 | Rate Constraint in MTons | FALSE | L | Annual | Rate | lb/MMBtu | 0 | 0 | 0 | 0 | 0 | 0 | 0
#CAN - AB - MER Cap Annual v4.12 | 5 | 7616 | Rate Constraint in MTons | FALSE | L | Annual | Generation | TWh | 0 | 0 | 0 | 0 | 0 | 0 | 0
#CAN - AB - MER Cap Annual v4.12 | 5 | 7616 | Rate Constraint in MTons | FALSE | L | Annual | Qualifying Generation | TWh | 0 | 0 | 0 | 0 | 0 | 0 | 0
#CAN - AB - MER Cap Annual v4.12 | 5 | 7616 | Rate Constraint in MTons | FALSE | L | Annual | Rate | lb/MWh | 0 | 0 | 0 | 0 | 0 | 0 | 0
#CAN - AB - MER Cap Annual v4.12 | 5 | 7616 | Rate Constraint in MTons | FALSE | L | Annual | Constraint Shadow Price | US2019$/Lb | 0 | 0 | 0 | 0 | 0 | 0 | 0
#CAN - BC - CO2 Constraint- v.6.17 | 6 | 7617 | Rate Constraint in MTons | FALSE | L | Annual | Seasons Included | Seasons | Winter, WintShld, Summer | Winter, WintShld, Summer | Winter, WintShld, Summer | Winter, WintShld, Summer | Winter, WintShld, Summer | Winter, WintShld, Summer | Winter, WintShld, Summer
#CAN - BC - CO2 Constraint- v.6.17 | 6 | 7617 | Rate Constraint in MTons | FALSE | L | Annual | Standard CO2 | Thousand Tons | 0 | 0 | 0 | 0 | 0 | 0 | 0
#CAN - BC - CO2 Constraint- v.6.17 | 6 | 7617 | Rate Constraint in MTons | FALSE | L | Annual | Emissions at Affected Plants CO2 | Thousand Tons | 0 | 0 | 0 | 107.8252 | 366.7331 | 726.1204 | 1307.2952
#CAN - BC - CO2 Constraint- v.6.17 | 6 | 7617 | Rate Constraint in MTons | FALSE | L | Annual | Allowances Purchased CO2 | Thousand Tons | 0 | 0 | 0 | -107.8252 | -366.7331 | -726.1204 | -1307.2952
#CAN - BC - CO2 Constraint- v.6.17 | 6 | 7617 | Rate Constraint in MTons | FALSE | L | Annual | Allowances Sold CO2 | Thousand Tons | 0 | 0 | 0 | 0 | 0 | 0 | 0
#CAN - BC - CO2 Constraint- v.6.17 | 6 | 7617 | Rate Constraint in MTons | FALSE | L | Annual | Allowances Banked | Thousand Tons | 0 | 0 | 0 | 0 | 0 | 0 | 0
#CAN - BC - CO2 Constraint- v.6.17 | 6 | 7617 | Rate Constraint in MTons | FALSE | L | Annual | Allowances Withdrawn (1:1) | Thousand Tons | 0 | 0 | 0 | 0 | 0 | 0 | 0
#CAN - BC - CO2 Constraint- v.6.17 | 6 | 7617 | Rate Constraint in MTons | FALSE | L | Annual | Allowances Withdrawn (n:1) | Thousand Tons | 0 | 0 | 0 | 0 | 0 | 0 | 0
#CAN - BC - CO2 Constraint- v.6.17 | 6 | 7617 | Rate Constraint in MTons | FALSE | L | Annual | Net Emissions Allowance Position | Thousand Tons | 0 | 0 | 0 | 4.611e-07 | -2.1078e-07 | -6.2222e-07 | -1.016e-07
#CAN - BC - CO2 Constraint- v.6.17 | 6 | 7617 | Rate Constraint in MTons | FALSE | L | Annual | Fuel Consumed | TBtu | 0 | 0 | 0 | 1.6598 | 5.5695 | 11.7087 | 21.6365
#CAN - BC - CO2 Constraint- v.6.17 | 6 | 7617 | Rate Constraint in MTons | FALSE | L | Annual | Rate | lb/MMBtu | 0 | 0 | 0 | 129.9238 | 131.6931 | 124.031 | 120.8416
#CAN - BC - CO2 Constraint- v.6.17 | 6 | 7617 | Rate Constraint in MTons | FALSE | L | Annual | Generation | TWh | 0 | 0 | 0 | 0.23409 | 0.83969 | 1.8035 | 3.362
#CAN - BC - CO2 Constraint- v.6.17 | 6 | 7617 | Rate Constraint in MTons | FALSE | L | Annual | Qualifying Generation | TWh | 0 | 0 | 0 | 0.23409 | 0.83969 | 1.8035 | 3.362
#CAN - BC - CO2 Constraint- v.6.17 | 6 | 7617 | Rate Constraint in MTons | FALSE | L | Annual | Rate | lb/MWh | 0 | 0 | 0 | 921.2455 | 873.4925 | 805.2537 | 777.6923
#CAN - BC - CO2 Constraint- v.6.17 | 6 | 7617 | Rate Constraint in MTons | FALSE | L | Annual | Constraint Shadow Price | US2019$/Ton | 30.697 | 29.644 | 27.1673 | 24.898 | 22.818 | 20.9123 | 19.1652
#CAN - MB - Acid Rain - SO2 Cap Annual v3.1 | 7 | 7618 | Rate Constraint in MTons | FALSE | L | Annual | Seasons Included | Seasons | Winter, WintShld, Summer | Winter, WintShld, Summer | Winter, WintShld, Summer | Winter, WintShld, Summer | Winter, WintShld, Summer | Winter, WintShld, Summer | Winter, WintShld, Summer
#CAN - MB - Acid Rain - SO2 Cap Annual v3.1 | 7 | 7618 | Rate Constraint in MTons | FALSE | L | Annual | Standard SO2 | Thousand Tons | 4.41 | 4.41 | 4.41 | 4.41 | 4.41 | 4.41 | 4.41
#CAN - MB - Acid Rain - SO2 Cap Annual v3.1 | 7 | 7618 | Rate Constraint in MTons | FALSE | L | Annual | Emissions at Affected Plants SO2 | Thousand Tons | 0 | 0 | 0 | 0 | 0 | 0 | 0
#CAN - MB - Acid Rain - SO2 Cap Annual v3.1 | 7 | 7618 | Rate Constraint in MTons | FALSE | L | Annual | Allowances Purchased SO2 | Thousand Tons | 0 | 0 | 0 | 0 | 0 | 0 | 0
#CAN - MB - Acid Rain - SO2 Cap Annual v3.1 | 7 | 7618 | Rate Constraint in MTons | FALSE | L | Annual | Allowances Sold SO2 | Thousand Tons | 0 | 0 | 0 | 0 | 0 | 0 | 0
#CAN - MB - Acid Rain - SO2 Cap Annual v3.1 | 7 | 7618 | Rate Constraint in MTons | FALSE | L | Annual | Allowances Banked | Thousand Tons | 0 | 0 | 0 | 0 | 0 | 0 | 0
#CAN - MB - Acid Rain - SO2 Cap Annual v3.1 | 7 | 7618 | Rate Constraint in MTons | FALSE | L | Annual | Allowances Withdrawn (1:1) | Thousand Tons | 0 | 0 | 0 | 0 | 0 | 0 | 0
#CAN - MB - Acid Rain - SO2 Cap Annual v3.1 | 7 | 7618 | Rate Constraint in MTons | FALSE | L | Annual | Allowances Withdrawn (n:1) | Thousand Tons | 0 | 0 | 0 | 0 | 0 | 0 | 0
#CAN - MB - Acid Rain - SO2 Cap Annual v3.1 | 7 | 7618 | Rate Constraint in MTons | FALSE | L | Annual | Net Emissions Allowance Position | Thousand Tons | 0 | 0 | 0 | 0 | 0 | 0 | 0
#CAN - MB - Acid Rain - SO2 Cap Annual v3.1 | 7 | 7618 | Rate Constraint in MTons | FALSE | L | Annual | Fuel Consumed | TBtu | 0 | 0 | 0 | 0 | 0 | 0 | 0
#CAN - MB - Acid Rain - SO2 Cap Annual v3.1 | 7 | 7618 | Rate Constraint in MTons | FALSE | L | Annual | Rate | lb/MMBtu | 0 | 0 | 0 | 0 | 0 | 0 | 0
#CAN - MB - Acid Rain - SO2 Cap Annual v3.1 | 7 | 7618 | Rate Constraint in MTons | FALSE | L | Annual | Generation | TWh | 0 | 0 | 0 | 0 | 0 | 0 | 0
#CAN - MB - Acid Rain - SO2 Cap Annual v3.1 | 7 | 7618 | Rate Constraint in MTons | FALSE | L | Annual | Qualifying Generation | TWh | 0 | 0 | 0 | 0 | 0 | 0 | 0
#CAN - MB - Acid Rain - SO2 Cap Annual v3.1 | 7 | 7618 | Rate Constraint in MTons | FALSE | L | Annual | Rate | lb/MWh | 0 | 0 | 0 | 0 | 0 | 0 | 0
#CAN - MB - Acid Rain - SO2 Cap Annual v3.1 | 7 | 7618 | Rate Constraint in MTons | FALSE | L | Annual | Constraint Shadow Price | US2019$/Ton | 0 | 0 | 0 | 0 | 0 | 0 | 0
#CAN - MB - CO2 Constraint- v.6.17 | 8 | 7620 | Rate Constraint in MTons | FALSE | L | Annual | Seasons Included | Seasons | Winter, WintShld, Summer | Winter, WintShld, Summer | Winter, WintShld, Summer | Winter, WintShld, Summer | Winter, WintShld, Summer | Winter, WintShld, Summer | Winter, WintShld, Summer
#CAN - MB - CO2 Constraint- v.6.17 | 8 | 7620 | Rate Constraint in MTons | FALSE | L | Annual | Standard CO2 | Thousand Tons | 0 | 0 | 0 | 0 | 0 | 0 | 0
#CAN - MB - CO2 Constraint- v.6.17 | 8 | 7620 | Rate Constraint in MTons | FALSE | L | Annual | Emissions at Affected Plants CO2 | Thousand Tons | 0 | 0 | 0 | 0 | 0 | 0 | 0
#CAN - MB - CO2 Constraint- v.6.17 | 8 | 7620 | Rate Constraint in MTons | FALSE | L | Annual | Allowances Purchased CO2 | Thousand Tons | 0 | 0 | 0 | 0 | 0 | 0 | 0
#CAN - MB - CO2 Constraint- v.6.17 | 8 | 7620 | Rate Constraint in MTons | FALSE | L | Annual | Allowances Sold CO2 | Thousand Tons | 0 | 0 | 0 | 0 | 0 | 0 | 0
#CAN - MB - CO2 Constraint- v.6.17 | 8 | 7620 | Rate Constraint in MTons | FALSE | L | Annual | Allowances Banked | Thousand Tons | 0 | 0 | 0 | 0 | 0 | 0 | 0
#CAN - MB - CO2 Constraint- v.6.17 | 8 | 7620 | Rate Constraint in MTons | FALSE | L | Annual | Allowances Withdrawn (1:1) | Thousand Tons | 0 | 0 | 0 | 0 | 0 | 0 | 0
#CAN - MB - CO2 Constraint- v.6.17 | 8 | 7620 | Rate Constraint in MTons | FALSE | L | Annual | Allowances Withdrawn (n:1) | Thousand Tons | 0 | 0 | 0 | 0 | 0 | 0 | 0
#CAN - MB - CO2 Constraint- v.6.17 | 8 | 7620 | Rate Constraint in MTons | FALSE | L | Annual | Net Emissions Allowance Position | Thousand Tons | 0 | 0 | 0 | 0 | 0 | 0 | 0
#CAN - MB - CO2 Constraint- v.6.17 | 8 | 7620 | Rate Constraint in MTons | FALSE | L | Annual | Fuel Consumed | TBtu | 0 | 0 | 0 | 0 | 0 | 0 | 0
#CAN - MB - CO2 Constraint- v.6.17 | 8 | 7620 | Rate Constraint in MTons | FALSE | L | Annual | Rate | lb/MMBtu | 0 | 0 | 0 | 0 | 0 | 0 | 0
#CAN - MB - CO2 Constraint- v.6.17 | 8 | 7620 | Rate Constraint in MTons | FALSE | L | Annual | Generation | TWh | 0 | 0 | 0 | 0 | 0 | 0 | 0
#CAN - MB - CO2 Constraint- v.6.17 | 8 | 7620 | Rate Constraint in MTons | FALSE | L | Annual | Qualifying Generation | TWh | 0 | 0 | 0 | 0 | 0 | 0 | 0
#CAN - MB - CO2 Constraint- v.6.17 | 8 | 7620 | Rate Constraint in MTons | FALSE | L | Annual | Rate | lb/MWh | 0 | 0 | 0 | 0 | 0 | 0 | 0
#CAN - MB - CO2 Constraint- v.6.17 | 8 | 7620 | Rate Constraint in MTons | FALSE | L | Annual | Constraint Shadow Price | US2019$/Ton | 0 | 0 | 0 | 0 | 0 | 0 | 0
#CAN - MB - MER Cap Annual v4.12 | 9 | 7619 | Rate Constraint in MTons | FALSE | L | Annual | Seasons Included | Seasons | Winter, WintShld, Summer | Winter, WintShld, Summer | Winter, WintShld, Summer | Winter, WintShld, Summer | Winter, WintShld, Summer | Winter, WintShld, Summer | Winter, WintShld, Summer
#CAN - MB - MER Cap Annual v4.12 | 9 | 7619 | Rate Constraint in MTons | FALSE | L | Annual | Standard MER | lbs | 44.0925 | 44.0925 | 44.0925 | 44.0925 | 44.0925 | 44.0925 | 44.0925
#CAN - MB - MER Cap Annual v4.12 | 9 | 7619 | Rate Constraint in MTons | FALSE | L | Annual | Emissions at Affected Plants MER | lbs | 0 | 0 | 0 | 0 | 0 | 0 | 0
#CAN - MB - MER Cap Annual v4.12 | 9 | 7619 | Rate Constraint in MTons | FALSE | L | Annual | Allowances Purchased MER | lbs | 0 | 0 | 0 | 0 | 0 | 0 | 0
#CAN - MB - MER Cap Annual v4.12 | 9 | 7619 | Rate Constraint in MTons | FALSE | L | Annual | Allowances Sold MER | lbs | 0 | 0 | 0 | 0 | 0 | 0 | 0
#CAN - MB - MER Cap Annual v4.12 | 9 | 7619 | Rate Constraint in MTons | FALSE | L | Annual | Allowances Banked | lbs | 0 | 0 | 0 | 0 | 0 | 0 | 0
#CAN - MB - MER Cap Annual v4.12 | 9 | 7619 | Rate Constraint in MTons | FALSE | L | Annual | Allowances Withdrawn (1:1) | lbs | 0 | 0 | 0 | 0 | 0 | 0 | 0
#CAN - MB - MER Cap Annual v4.12 | 9 | 7619 | Rate Constraint in MTons | FALSE | L | Annual | Allowances Withdrawn (n:1) | lbs | 0 | 0 | 0 | 0 | 0 | 0 | 0
#CAN - MB - MER Cap Annual v4.12 | 9 | 7619 | Rate Constraint in MTons | FALSE | L | Annual | Net Emissions Allowance Position | lbs | 0 | 0 | 0 | 0 | 0 | 0 | 0
#CAN - MB - MER Cap Annual v4.12 | 9 | 7619 | Rate Constraint in MTons | FALSE | L | Annual | Fuel Consumed | TBtu | 0 | 0 | 0 | 0 | 0 | 0 | 0
#CAN - MB - MER Cap Annual v4.12 | 9 | 7619 | Rate Constraint in MTons | FALSE | L | Annual | Rate | lb/MMBtu | 0 | 0 | 0 | 0 | 0 | 0 | 0
#CAN - MB - MER Cap Annual v4.12 | 9 | 7619 | Rate Constraint in MTons | FALSE | L | Annual | Generation | TWh | 0 | 0 | 0 | 0 | 0 | 0 | 0
#CAN - MB - MER Cap Annual v4.12 | 9 | 7619 | Rate Constraint in MTons | FALSE | L | Annual | Qualifying Generation | TWh | 0 | 0 | 0 | 0 | 0 | 0 | 0
#CAN - MB - MER Cap Annual v4.12 | 9 | 7619 | Rate Constraint in MTons | FALSE | L | Annual | Rate | lb/MWh | 0 | 0 | 0 | 0 | 0 | 0 | 0
#CAN - MB - MER Cap Annual v4.12 | 9 | 7619 | Rate Constraint in MTons | FALSE | L | Annual | Constraint Shadow Price | US2019$/Lb | 0 | 0 | 0 | 0 | 0 | 0 | 0
#CAN - NB - Acid Rain - SO2 Cap Annual v3.1 | 10 | 7622 | Rate Constraint in MTons | FALSE | L | Annual | Seasons Included | Seasons | Winter, WintShld, Summer | Winter, WintShld, Summer | Winter, WintShld, Summer | Winter, WintShld, Summer | Winter, WintShld, Summer | Winter, WintShld, Summer | Winter, WintShld, Summer
#CAN - NB - Acid Rain - SO2 Cap Annual v3.1 | 10 | 7622 | Rate Constraint in MTons | FALSE | L | Annual | Standard SO2 | Thousand Tons | 135.58 | 135.58 | 135.58 | 135.58 | 135.58 | 135.58 | 135.58
#CAN - NB - Acid Rain - SO2 Cap Annual v3.1 | 10 | 7622 | Rate Constraint in MTons | FALSE | L | Annual | Emissions at Affected Plants SO2 | Thousand Tons | 0 | 0 | 0 | 0 | 0 | 0 | 0
#CAN - NB - Acid Rain - SO2 Cap Annual v3.1 | 10 | 7622 | Rate Constraint in MTons | FALSE | L | Annual | Allowances Purchased SO2 | Thousand Tons | 0 | 0 | 0 | 0 | 0 | 0 | 0
#CAN - NB - Acid Rain - SO2 Cap Annual v3.1 | 10 | 7622 | Rate Constraint in MTons | FALSE | L | Annual | Allowances Sold SO2 | Thousand Tons | 0 | 0 | 0 | 0 | 0 | 0 | 0
#CAN - NB - Acid Rain - SO2 Cap Annual v3.1 | 10 | 7622 | Rate Constraint in MTons | FALSE | L | Annual | Allowances Banked | Thousand Tons | 0 | 0 | 0 | 0 | 0 | 0 | 0
#CAN - NB - Acid Rain - SO2 Cap Annual v3.1 | 10 | 7622 | Rate Constraint in MTons | FALSE | L | Annual | Allowances Withdrawn (1:1) | Thousand Tons | 0 | 0 | 0 | 0 | 0 | 0 | 0
#CAN - NB - Acid Rain - SO2 Cap Annual v3.1 | 10 | 7622 | Rate Constraint in MTons | FALSE | L | Annual | Allowances Withdrawn (n:1) | Thousand Tons | 0 | 0 | 0 | 0 | 0 | 0 | 0
#CAN - NB - Acid Rain - SO2 Cap Annual v3.1 | 10 | 7622 | Rate Constraint in MTons | FALSE | L | Annual | Net Emissions Allowance Position | Thousand Tons | 0 | 0 | 0 | 0 | 0 | 0 | 0
#CAN - NB - Acid Rain - SO2 Cap Annual v3.1 | 10 | 7622 | Rate Constraint in MTons | FALSE | L | Annual | Fuel Consumed | TBtu | 6.726 | 6.8399 | 0.068204 | 0.10872 | 0.44182 | 0.61549 | 0.53336
#CAN - NB - Acid Rain - SO2 Cap Annual v3.1 | 10 | 7622 | Rate Constraint in MTons | FALSE | L | Annual | Rate | lb/MMBtu | 0 | 0 | 0 | 0 | 0 | 0 | 0
#CAN - NB - Acid Rain - SO2 Cap Annual v3.1 | 10 | 7622 | Rate Constraint in MTons | FALSE | L | Annual | Generation | TWh | 0.91195 | 0.92458 | 0.0089491 | 0.014751 | 0.058932 | 0.082604 | 0.07128
#CAN - NB - Acid Rain - SO2 Cap Annual v3.1 | 10 | 7622 | Rate Constraint in MTons | FALSE | L | Annual | Qualifying Generation | TWh | 0.91195 | 0.92458 | 0.0089491 | 0.014751 | 0.058932 | 0.082604 | 0.07128
#CAN - NB - Acid Rain - SO2 Cap Annual v3.1 | 10 | 7622 | Rate Constraint in MTons | FALSE | L | Annual | Rate | lb/MWh | 0 | 0 | 0 | 0 | 0 | 0 | 0
#CAN - NB - Acid Rain - SO2 Cap Annual v3.1 | 10 | 7622 | Rate Constraint in MTons | FALSE | L | Annual | Constraint Shadow Price | US2019$/Ton | 0 | 0 | 0 | 0 | 0 | 0 | 0
#CAN - NB - MER Cap Annual v4.12 | 11 | 7623 | Rate Constraint in MTons | FALSE | L | Annual | Seasons Included | Seasons | Winter, WintShld, Summer | Winter, WintShld, Summer | Winter, WintShld, Summer | Winter, WintShld, Summer | Winter, WintShld, Summer | Winter, WintShld, Summer | Winter, WintShld, Summer
#CAN - NB - MER Cap Annual v4.12 | 11 | 7623 | Rate Constraint in MTons | FALSE | L | Annual | Standard MER | lbs | 55.1156 | 55.1156 | 55.1156 | 55.1156 | 55.1156 | 55.1156 | 55.1156
#CAN - NB - MER Cap Annual v4.12 | 11 | 7623 | Rate Constraint in MTons | FALSE | L | Annual | Emissions at Affected Plants MER | lbs | 0 | 0 | 0 | 0 | 0 | 0 | 0
#CAN - NB - MER Cap Annual v4.12 | 11 | 7623 | Rate Constraint in MTons | FALSE | L | Annual | Allowances Purchased MER | lbs | 0 | 0 | 0 | 0 | 0 | 0 | 0
#CAN - NB - MER Cap Annual v4.12 | 11 | 7623 | Rate Constraint in MTons | FALSE | L | Annual | Allowances Sold MER | lbs | 0 | 0 | 0 | 0 | 0 | 0 | 0
#CAN - NB - MER Cap Annual v4.12 | 11 | 7623 | Rate Constraint in MTons | FALSE | L | Annual | Allowances Banked | lbs | 0 | 0 | 0 | 0 | 0 | 0 | 0
#CAN - NB - MER Cap Annual v4.12 | 11 | 7623 | Rate Constraint in MTons | FALSE | L | Annual | Allowances Withdrawn (1:1) | lbs | 0 | 0 | 0 | 0 | 0 | 0 | 0
#CAN - NB - MER Cap Annual v4.12 | 11 | 7623 | Rate Constraint in MTons | FALSE | L | Annual | Allowances Withdrawn (n:1) | lbs | 0 | 0 | 0 | 0 | 0 | 0 | 0
#CAN - NB - MER Cap Annual v4.12 | 11 | 7623 | Rate Constraint in MTons | FALSE | L | Annual | Net Emissions Allowance Position | lbs | 0 | 0 | 0 | 0 | 0 | 0 | 0
#CAN - NB - MER Cap Annual v4.12 | 11 | 7623 | Rate Constraint in MTons | FALSE | L | Annual | Fuel Consumed | TBtu | 0 | 0 | 0 | 0 | 0 | 0 | 0
#CAN - NB - MER Cap Annual v4.12 | 11 | 7623 | Rate Constraint in MTons | FALSE | L | Annual | Rate | lb/MMBtu | 0 | 0 | 0 | 0 | 0 | 0 | 0
#CAN - NB - MER Cap Annual v4.12 | 11 | 7623 | Rate Constraint in MTons | FALSE | L | Annual | Generation | TWh | 0 | 0 | 0 | 0 | 0 | 0 | 0
#CAN - NB - MER Cap Annual v4.12 | 11 | 7623 | Rate Constraint in MTons | FALSE | L | Annual | Qualifying Generation | TWh | 0 | 0 | 0 | 0 | 0 | 0 | 0
#CAN - NB - MER Cap Annual v4.12 | 11 | 7623 | Rate Constraint in MTons | FALSE | L | Annual | Rate | lb/MWh | 0 | 0 | 0 | 0 | 0 | 0 | 0
#CAN - NB - MER Cap Annual v4.12 | 11 | 7623 | Rate Constraint in MTons | FALSE | L | Annual | Constraint Shadow Price | US2019$/Lb | 0 | 0 | 0 | 0 | 0 | 0 | 0
#CAN - NL&NF - SO2 Cap Annual v3.1 | 12 | 7621 | Rate Constraint in MTons | FALSE | L | Annual | Seasons Included | Seasons | Winter, WintShld, Summer | Winter, WintShld, Summer | Winter, WintShld, Summer | Winter, WintShld, Summer | Winter, WintShld, Summer | Winter, WintShld, Summer | Winter, WintShld, Summer
#CAN - NL&NF - SO2 Cap Annual v3.1 | 12 | 7621 | Rate Constraint in MTons | FALSE | L | Annual | Standard SO2 | Thousand Tons | 16.53 | 16.53 | 16.53 | 16.53 | 16.53 | 16.53 | 16.53
#CAN - NL&NF - SO2 Cap Annual v3.1 | 12 | 7621 | Rate Constraint in MTons | FALSE | L | Annual | Emissions at Affected Plants SO2 | Thousand Tons | 0 | 0 | 0 | 0 | 0 | 0 | 0
#CAN - NL&NF - SO2 Cap Annual v3.1 | 12 | 7621 | Rate Constraint in MTons | FALSE | L | Annual | Allowances Purchased SO2 | Thousand Tons | 0 | 0 | 0 | 0 | 0 | 0 | 0
#CAN - NL&NF - SO2 Cap Annual v3.1 | 12 | 7621 | Rate Constraint in MTons | FALSE | L | Annual | Allowances Sold SO2 | Thousand Tons | 0 | 0 | 0 | 0 | 0 | 0 | 0
#CAN - NL&NF - SO2 Cap Annual v3.1 | 12 | 7621 | Rate Constraint in MTons | FALSE | L | Annual | Allowances Banked | Thousand Tons | 0 | 0 | 0 | 0 | 0 | 0 | 0
#CAN - NL&NF - SO2 Cap Annual v3.1 | 12 | 7621 | Rate Constraint in MTons | FALSE | L | Annual | Allowances Withdrawn (1:1) | Thousand Tons | 0 | 0 | 0 | 0 | 0 | 0 | 0
#CAN - NL&NF - SO2 Cap Annual v3.1 | 12 | 7621 | Rate Constraint in MTons | FALSE | L | Annual | Allowances Withdrawn (n:1) | Thousand Tons | 0 | 0 | 0 | 0 | 0 | 0 | 0
#CAN - NL&NF - SO2 Cap Annual v3.1 | 12 | 7621 | Rate Constraint in MTons | FALSE | L | Annual | Net Emissions Allowance Position | Thousand Tons | 0 | 0 | 0 | 0 | 0 | 0 | 0
#CAN - NL&NF - SO2 Cap Annual v3.1 | 12 | 7621 | Rate Constraint in MTons | FALSE | L | Annual | Fuel Consumed | TBtu | 0 | 0 | 0 | 0 | 0 | 0 | 0
#CAN - NL&NF - SO2 Cap Annual v3.1 | 12 | 7621 | Rate Constraint in MTons | FALSE | L | Annual | Rate | lb/MMBtu | 0 | 0 | 0 | 0 | 0 | 0 | 0
#CAN - NL&NF - SO2 Cap Annual v3.1 | 12 | 7621 | Rate Constraint in MTons | FALSE | L | Annual | Generation | TWh | 0 | 0 | 0 | 0 | 0 | 0 | 0
#CAN - NL&NF - SO2 Cap Annual v3.1 | 12 | 7621 | Rate Constraint in MTons | FALSE | L | Annual | Qualifying Generation | TWh | 0 | 0 | 0 | 0 | 0 | 0 | 0
#CAN - NL&NF - SO2 Cap Annual v3.1 | 12 | 7621 | Rate Constraint in MTons | FALSE | L | Annual | Rate | lb/MWh | 0 | 0 | 0 | 0 | 0 | 0 | 0
#CAN - NL&NF - SO2 Cap Annual v3.1 | 12 | 7621 | Rate Constraint in MTons | FALSE | L | Annual | Constraint Shadow Price | US2019$/Ton | 0 | 0 | 0 | 0 | 0 | 0 | 0
#CAN - NS - CO2 Cap Annual v6.20 | 13 | 7663 | Rate Constraint in MTons | FALSE | L | Annual | Seasons Included | Seasons | Winter, WintShld, Summer | Winter, WintShld, Summer | Winter, WintShld, Summer | Winter, WintShld, Summer | Winter, WintShld, Summer | Winter, WintShld, Summer | Winter, WintShld, Summer
#CAN - NS - CO2 Cap Annual v6.20 | 13 | 7663 | Rate Constraint in MTons | FALSE | L | Annual | Standard CO2 | Thousand Tons | 5924.9163 | 5924.9163 | 0 | 0 | 0 | 0 | 0
#CAN - NS - CO2 Cap Annual v6.20 | 13 | 7663 | Rate Constraint in MTons | FALSE | L | Annual | Emissions at Affected Plants CO2 | Thousand Tons | 1249.8214 | 107.1307 | 0 | 0 | 0 | 0 | 0
#CAN - NS - CO2 Cap Annual v6.20 | 13 | 7663 | Rate Constraint in MTons | FALSE | L | Annual | Allowances Purchased CO2 | Thousand Tons | 0 | 0 | 0 | 0 | 0 | 0 | 0
#CAN - NS - CO2 Cap Annual v6.20 | 13 | 7663 | Rate Constraint in MTons | FALSE | L | Annual | Allowances Sold CO2 | Thousand Tons | 0 | 0 | 0 | 0 | 0 | 0 | 0
#CAN - NS - CO2 Cap Annual v6.20 | 13 | 7663 | Rate Constraint in MTons | FALSE | L | Annual | Allowances Banked | Thousand Tons | 0 | 0 | 0 | 0 | 0 | 0 | 0
#CAN - NS - CO2 Cap Annual v6.20 | 13 | 7663 | Rate Constraint in MTons | FALSE | L | Annual | Allowances Withdrawn (1:1) | Thousand Tons | 0 | 0 | 0 | 0 | 0 | 0 | 0
#CAN - NS - CO2 Cap Annual v6.20 | 13 | 7663 | Rate Constraint in MTons | FALSE | L | Annual | Allowances Withdrawn (n:1) | Thousand Tons | 0 | 0 | 0 | 0 | 0 | 0 | 0
#CAN - NS - CO2 Cap Annual v6.20 | 13 | 7663 | Rate Constraint in MTons | FALSE | L | Annual | Net Emissions Allowance Position | Thousand Tons | 1249.8214 | 107.1307 | 0 | 0 | 0 | 0 | 0
#CAN - NS - CO2 Cap Annual v6.20 | 13 | 7663 | Rate Constraint in MTons | FALSE | L | Annual | Fuel Consumed | TBtu | 12.9787 | 1.6077 | 0 | 0 | 0 | 0 | 0
#CAN - NS - CO2 Cap Annual v6.20 | 13 | 7663 | Rate Constraint in MTons | FALSE | L | Annual | Rate | lb/MMBtu | 192.5951 | 133.2753 | 0 | 0 | 0 | 0 | 0
#CAN - NS - CO2 Cap Annual v6.20 | 13 | 7663 | Rate Constraint in MTons | FALSE | L | Annual | Generation | TWh | 1.2341 | 0.14801 | 0 | 0 | 0 | 0 | 0
#CAN - NS - CO2 Cap Annual v6.20 | 13 | 7663 | Rate Constraint in MTons | FALSE | L | Annual | Qualifying Generation | TWh | 1.2341 | 0.14801 | 0 | 0 | 0 | 0 | 0
#CAN - NS - CO2 Cap Annual v6.20 | 13 | 7663 | Rate Constraint in MTons | FALSE | L | Annual | Rate | lb/MWh | 2025.5335 | 1447.6115 | 0 | 0 | 0 | 0 | 0
#CAN - NS - CO2 Cap Annual v6.20 | 13 | 7663 | Rate Constraint in MTons | FALSE | L | Annual | Constraint Shadow Price | US2019$/Ton | 0 | 0 | 0 | 0 | 0 | 0 | 0
#CAN - NS - MER Cap Annual v4.12 | 14 | 7627 | Rate Constraint in MTons | FALSE | L | Annual | Seasons Included | Seasons | Winter, WintShld, Summer | Winter, WintShld, Summer | Winter, WintShld, Summer | Winter, WintShld, Summer | Winter, WintShld, Summer | Winter, WintShld, Summer | Winter, WintShld, Summer
#CAN - NS - MER Cap Annual v4.12 | 14 | 7627 | Rate Constraint in MTons | FALSE | L | Annual | Standard MER | lbs | 77.1618 | 77.1618 | 77.1618 | 77.1618 | 77.1618 | 77.1618 | 77.1618
#CAN - NS - MER Cap Annual v4.12 | 14 | 7627 | Rate Constraint in MTons | FALSE | L | Annual | Emissions at Affected Plants MER | lbs | 41.0532 | 1.2534 | 1.2534 | 1.2534 | 1.2533 | 1.2533 | 1.2533
#CAN - NS - MER Cap Annual v4.12 | 14 | 7627 | Rate Constraint in MTons | FALSE | L | Annual | Allowances Purchased MER | lbs | 0 | 0 | 0 | 0 | 0 | 0 | 0
#CAN - NS - MER Cap Annual v4.12 | 14 | 7627 | Rate Constraint in MTons | FALSE | L | Annual | Allowances Sold MER | lbs | 0 | 0 | 0 | 0 | 0 | 0 | 0
#CAN - NS - MER Cap Annual v4.12 | 14 | 7627 | Rate Constraint in MTons | FALSE | L | Annual | Allowances Banked | lbs | 0 | 0 | 0 | 0 | 0 | 0 | 0
#CAN - NS - MER Cap Annual v4.12 | 14 | 7627 | Rate Constraint in MTons | FALSE | L | Annual | Allowances Withdrawn (1:1) | lbs | 0 | 0 | 0 | 0 | 0 | 0 | 0
#CAN - NS - MER Cap Annual v4.12 | 14 | 7627 | Rate Constraint in MTons | FALSE | L | Annual | Allowances Withdrawn (n:1) | lbs | 0 | 0 | 0 | 0 | 0 | 0 | 0
#CAN - NS - MER Cap Annual v4.12 | 14 | 7627 | Rate Constraint in MTons | FALSE | L | Annual | Net Emissions Allowance Position | lbs | 41.0532 | 1.2534 | 1.2534 | 1.2534 | 1.2533 | 1.2533 | 1.2533
#CAN - NS - MER Cap Annual v4.12 | 14 | 7627 | Rate Constraint in MTons | FALSE | L | Annual | Fuel Consumed | TBtu | 12.9787 | 1.6077 | 1.6205 | 1.0685 | 0.53521 | 0.29036 | 0.29036
#CAN - NS - MER Cap Annual v4.12 | 14 | 7627 | Rate Constraint in MTons | FALSE | L | Annual | Rate | lb/MMBtu | 3.1631e-06 | 7.7964e-07 | 7.7345e-07 | 1.173e-06 | 2.3417e-06 | 4.3163e-06 | 4.3163e-06
#CAN - NS - MER Cap Annual v4.12 | 14 | 7627 | Rate Constraint in MTons | FALSE | L | Annual | Generation | TWh | 1.2341 | 0.14801 | 0.14918 | 0.098815 | 0.050158 | 0.027818 | 0.027818
#CAN - NS - MER Cap Annual v4.12 | 14 | 7627 | Rate Constraint in MTons | FALSE | L | Annual | Qualifying Generation | TWh | 1.2341 | 0.14801 | 0.14918 | 0.098815 | 0.050158 | 0.027818 | 0.027818
#CAN - NS - MER Cap Annual v4.12 | 14 | 7627 | Rate Constraint in MTons | FALSE | L | Annual | Rate | lb/MWh | 3.3267e-05 | 8.4683e-06 | 8.4017e-06 | 1.2684e-05 | 2.4987e-05 | 4.5054e-05 | 4.5054e-05
#CAN - NS - MER Cap Annual v4.12 | 14 | 7627 | Rate Constraint in MTons | FALSE | L | Annual | Constraint Shadow Price | US2019$/Lb | 0 | 0 | 0 | 0 | 0 | 0 | 0
#CAN - NS - NS Power - NOX Cap Annual v3.1 | 15 | 7624 | Rate Constraint in MTons | FALSE | L | Annual | Seasons Included | Seasons | Winter, WintShld, Summer | Winter, WintShld, Summer | Winter, WintShld, Summer | Winter, WintShld, Summer | Winter, WintShld, Summer | Winter, WintShld, Summer | Winter, WintShld, Summer
#CAN - NS - NS Power - NOX Cap Annual v3.1 | 15 | 7624 | Rate Constraint in MTons | FALSE | L | Annual | Standard NOX | Thousand Tons | 16.485 | 16.485 | 16.485 | 16.485 | 16.485 | 16.485 | 16.485
#CAN - NS - NS Power - NOX Cap Annual v3.1 | 15 | 7624 | Rate Constraint in MTons | FALSE | L | Annual | Emissions at Affected Plants NOX | Thousand Tons | 3.2851 | 0.59304 | 0.59255 | 0.27078 | 0.19355 | 0.15789 | 0.15537
#CAN - NS - NS Power - NOX Cap Annual v3.1 | 15 | 7624 | Rate Constraint in MTons | FALSE | L | Annual | Allowances Purchased NOX | Thousand Tons | 0 | 0 | 0 | 0 | 0 | 0 | 0
#CAN - NS - NS Power - NOX Cap Annual v3.1 | 15 | 7624 | Rate Constraint in MTons | FALSE | L | Annual | Allowances Sold NOX | Thousand Tons | 0 | 0 | 0 | 0 | 0 | 0 | 0
#CAN - NS - NS Power - NOX Cap Annual v3.1 | 15 | 7624 | Rate Constraint in MTons | FALSE | L | Annual | Allowances Banked | Thousand Tons | 0 | 0 | 0 | 0 | 0 | 0 | 0
#CAN - NS - NS Power - NOX Cap Annual v3.1 | 15 | 7624 | Rate Constraint in MTons | FALSE | L | Annual | Allowances Withdrawn (1:1) | Thousand Tons | 0 | 0 | 0 | 0 | 0 | 0 | 0
#CAN - NS - NS Power - NOX Cap Annual v3.1 | 15 | 7624 | Rate Constraint in MTons | FALSE | L | Annual | Allowances Withdrawn (n:1) | Thousand Tons | 0 | 0 | 0 | 0 | 0 | 0 | 0
#CAN - NS - NS Power - NOX Cap Annual v3.1 | 15 | 7624 | Rate Constraint in MTons | FALSE | L | Annual | Net Emissions Allowance Position | Thousand Tons | 3.2851 | 0.59304 | 0.59255 | 0.27078 | 0.19355 | 0.15789 | 0.15537
#CAN - NS - NS Power - NOX Cap Annual v3.1 | 15 | 7624 | Rate Constraint in MTons | FALSE | L | Annual | Fuel Consumed | TBtu | 39.7014 | 21.0299 | 21.3768 | 17.2966 | 16.7737 | 14.635 | 15.0398
#CAN - NS - NS Power - NOX Cap Annual v3.1 | 15 | 7624 | Rate Constraint in MTons | FALSE | L | Annual | Rate | lb/MMBtu | 0.16549 | 0.056399 | 0.055438 | 0.03131 | 0.023078 | 0.021577 | 0.020661
#CAN - NS - NS Power - NOX Cap Annual v3.1 | 15 | 7624 | Rate Constraint in MTons | FALSE | L | Annual | Generation | TWh | 5.1428 | 2.9549 | 2.9488 | 2.5313 | 2.5115 | 2.1929 | 2.2629
#CAN - NS - NS Power - NOX Cap Annual v3.1 | 15 | 7624 | Rate Constraint in MTons | FALSE | L | Annual | Qualifying Generation | TWh | 5.1428 | 2.9549 | 2.9488 | 2.5313 | 2.5115 | 2.1929 | 2.2629
#CAN - NS - NS Power - NOX Cap Annual v3.1 | 15 | 7624 | Rate Constraint in MTons | FALSE | L | Annual | Rate | lb/MWh | 1.2776 | 0.40139 | 0.40189 | 0.21395 | 0.15413 | 0.144 | 0.13732
#CAN - NS - NS Power - NOX Cap Annual v3.1 | 15 | 7624 | Rate Constraint in MTons | FALSE | L | Annual | Constraint Shadow Price | US2019$/Ton | 0 | 0 | 0 | 0 | 0 | 0 | 0
#CAN - NS - NS Power - SO2 Cap Annual v3.1 | 16 | 7625 | Rate Constraint in MTons | FALSE | L | Annual | Seasons Included | Seasons | Winter, WintShld, Summer | Winter, WintShld, Summer | Winter, WintShld, Summer | Winter, WintShld, Summer | Winter, WintShld, Summer | Winter, WintShld, Summer | Winter, WintShld, Summer
#CAN - NS - NS Power - SO2 Cap Annual v3.1 | 16 | 7625 | Rate Constraint in MTons | FALSE | L | Annual | Standard SO2 | Thousand Tons | 39.9587 | 39.9587 | 39.9587 | 39.9587 | 39.9587 | 39.9587 | 39.9587
#CAN - NS - NS Power - SO2 Cap Annual v3.1 | 16 | 7625 | Rate Constraint in MTons | FALSE | L | Annual | Emissions at Affected Plants SO2 | Thousand Tons | 5.2341 | 0.15905 | 0.15905 | 0.15905 | 0.15905 | 0.15905 | 0.15905
#CAN - NS - NS Power - SO2 Cap Annual v3.1 | 16 | 7625 | Rate Constraint in MTons | FALSE | L | Annual | Allowances Purchased SO2 | Thousand Tons | 0 | 0 | 0 | 0 | 0 | 0 | 0
#CAN - NS - NS Power - SO2 Cap Annual v3.1 | 16 | 7625 | Rate Constraint in MTons | FALSE | L | Annual | Allowances Sold SO2 | Thousand Tons | 0 | 0 | 0 | 0 | 0 | 0 | 0
#CAN - NS - NS Power - SO2 Cap Annual v3.1 | 16 | 7625 | Rate Constraint in MTons | FALSE | L | Annual | Allowances Banked | Thousand Tons | 0 | 0 | 0 | 0 | 0 | 0 | 0
#CAN - NS - NS Power - SO2 Cap Annual v3.1 | 16 | 7625 | Rate Constraint in MTons | FALSE | L | Annual | Allowances Withdrawn (1:1) | Thousand Tons | 0 | 0 | 0 | 0 | 0 | 0 | 0
#CAN - NS - NS Power - SO2 Cap Annual v3.1 | 16 | 7625 | Rate Constraint in MTons | FALSE | L | Annual | Allowances Withdrawn (n:1) | Thousand Tons | 0 | 0 | 0 | 0 | 0 | 0 | 0
#CAN - NS - NS Power - SO2 Cap Annual v3.1 | 16 | 7625 | Rate Constraint in MTons | FALSE | L | Annual | Net Emissions Allowance Position | Thousand Tons | 5.2341 | 0.15905 | 0.15905 | 0.15905 | 0.15905 | 0.15905 | 0.15905
#CAN - NS - NS Power - SO2 Cap Annual v3.1 | 16 | 7625 | Rate Constraint in MTons | FALSE | L | Annual | Fuel Consumed | TBtu | 39.7014 | 21.0299 | 21.3768 | 17.2966 | 16.7737 | 14.635 | 15.0398
#CAN - NS - NS Power - SO2 Cap Annual v3.1 | 16 | 7625 | Rate Constraint in MTons | FALSE | L | Annual | Rate | lb/MMBtu | 0.26367 | 0.015126 | 0.01488 | 0.01839 | 0.018964 | 0.021735 | 0.02115
#CAN - NS - NS Power - SO2 Cap Annual v3.1 | 16 | 7625 | Rate Constraint in MTons | FALSE | L | Annual | Generation | TWh | 5.1428 | 2.9549 | 2.9488 | 2.5313 | 2.5115 | 2.1929 | 2.2629
#CAN - NS - NS Power - SO2 Cap Annual v3.1 | 16 | 7625 | Rate Constraint in MTons | FALSE | L | Annual | Qualifying Generation | TWh | 5.1428 | 2.9549 | 2.9488 | 2.5313 | 2.5115 | 2.1929 | 2.2629
#CAN - NS - NS Power - SO2 Cap Annual v3.1 | 16 | 7625 | Rate Constraint in MTons | FALSE | L | Annual | Rate | lb/MWh | 2.0355 | 0.10765 | 0.10787 | 0.12566 | 0.12665 | 0.14505 | 0.14057
#CAN - NS - NS Power - SO2 Cap Annual v3.1 | 16 | 7625 | Rate Constraint in MTons | FALSE | L | Annual | Constraint Shadow Price | US2019$/Ton | 0 | 0 | 0 | 0 | 0 | 0 | 0
#CAN - NS - SO2 Cap Annual v3.1 | 17 | 7626 | Rate Constraint in MTons | FALSE | L | Annual | Seasons Included | Seasons | Winter, WintShld, Summer | Winter, WintShld, Summer | Winter, WintShld, Summer | Winter, WintShld, Summer | Winter, WintShld, Summer | Winter, WintShld, Summer | Winter, WintShld, Summer
#CAN - NS - SO2 Cap Annual v3.1 | 17 | 7626 | Rate Constraint in MTons | FALSE | L | Annual | Standard SO2 | Thousand Tons | 131.2522 | 131.2522 | 131.2522 | 131.2522 | 131.2522 | 131.2522 | 131.2522
#CAN - NS - SO2 Cap Annual v3.1 | 17 | 7626 | Rate Constraint in MTons | FALSE | L | Annual | Emissions at Affected Plants SO2 | Thousand Tons | 5.2341 | 0.15905 | 0.15905 | 0.15905 | 0.15905 | 0.15905 | 0.15905
#CAN - NS - SO2 Cap Annual v3.1 | 17 | 7626 | Rate Constraint in MTons | FALSE | L | Annual | Allowances Purchased SO2 | Thousand Tons | 0 | 0 | 0 | 0 | 0 | 0 | 0
#CAN - NS - SO2 Cap Annual v3.1 | 17 | 7626 | Rate Constraint in MTons | FALSE | L | Annual | Allowances Sold SO2 | Thousand Tons | 0 | 0 | 0 | 0 | 0 | 0 | 0
#CAN - NS - SO2 Cap Annual v3.1 | 17 | 7626 | Rate Constraint in MTons | FALSE | L | Annual | Allowances Banked | Thousand Tons | 0 | 0 | 0 | 0 | 0 | 0 | 0
#CAN - NS - SO2 Cap Annual v3.1 | 17 | 7626 | Rate Constraint in MTons | FALSE | L | Annual | Allowances Withdrawn (1:1) | Thousand Tons | 0 | 0 | 0 | 0 | 0 | 0 | 0
#CAN - NS - SO2 Cap Annual v3.1 | 17 | 7626 | Rate Constraint in MTons | FALSE | L | Annual | Allowances Withdrawn (n:1) | Thousand Tons | 0 | 0 | 0 | 0 | 0 | 0 | 0
#CAN - NS - SO2 Cap Annual v3.1 | 17 | 7626 | Rate Constraint in MTons | FALSE | L | Annual | Net Emissions Allowance Position | Thousand Tons | 5.2341 | 0.15905 | 0.15905 | 0.15905 | 0.15905 | 0.15905 | 0.15905
#CAN - NS - SO2 Cap Annual v3.1 | 17 | 7626 | Rate Constraint in MTons | FALSE | L | Annual | Fuel Consumed | TBtu | 39.7014 | 21.0299 | 21.3768 | 17.2966 | 16.7737 | 14.635 | 15.0398
#CAN - NS - SO2 Cap Annual v3.1 | 17 | 7626 | Rate Constraint in MTons | FALSE | L | Annual | Rate | lb/MMBtu | 0.26367 | 0.015126 | 0.01488 | 0.01839 | 0.018964 | 0.021735 | 0.02115
#CAN - NS - SO2 Cap Annual v3.1 | 17 | 7626 | Rate Constraint in MTons | FALSE | L | Annual | Generation | TWh | 5.1428 | 2.9549 | 2.9488 | 2.5313 | 2.5115 | 2.1929 | 2.2629
#CAN - NS - SO2 Cap Annual v3.1 | 17 | 7626 | Rate Constraint in MTons | FALSE | L | Annual | Qualifying Generation | TWh | 5.1428 | 2.9549 | 2.9488 | 2.5313 | 2.5115 | 2.1929 | 2.2629
#CAN - NS - SO2 Cap Annual v3.1 | 17 | 7626 | Rate Constraint in MTons | FALSE | L | Annual | Rate | lb/MWh | 2.0355 | 0.10765 | 0.10787 | 0.12566 | 0.12665 | 0.14505 | 0.14057
#CAN - NS - SO2 Cap Annual v3.1 | 17 | 7626 | Rate Constraint in MTons | FALSE | L | Annual | Constraint Shadow Price | US2019$/Ton | 0 | 0 | 0 | 0 | 0 | 0 | 0
#CAN - ON - NOX Cap Annual v3.1 | 18 | 7628 | Rate Constraint in MTons | FALSE | L | Annual | Seasons Included | Seasons | Winter, WintShld, Summer | Winter, WintShld, Summer | Winter, WintShld, Summer | Winter, WintShld, Summer | Winter, WintShld, Summer | Winter, WintShld, Summer | Winter, WintShld, Summer
#CAN - ON - NOX Cap Annual v3.1 | 18 | 7628 | Rate Constraint in MTons | FALSE | L | Annual | Standard NOX | Thousand Tons | 47.2891 | 47.2891 | 47.2891 | 47.2891 | 47.2891 | 47.2891 | 47.2891
#CAN - ON - NOX Cap Annual v3.1 | 18 | 7628 | Rate Constraint in MTons | FALSE | L | Annual | Emissions at Affected Plants NOX | Thousand Tons | 0.64156 | 0.82332 | 0.44719 | 0.69384 | 0.80445 | 1.1267 | 1.2252
#CAN - ON - NOX Cap Annual v3.1 | 18 | 7628 | Rate Constraint in MTons | FALSE | L | Annual | Allowances Purchased NOX | Thousand Tons | 0 | 0 | 0 | 0 | 0 | 0 | 0
#CAN - ON - NOX Cap Annual v3.1 | 18 | 7628 | Rate Constraint in MTons | FALSE | L | Annual | Allowances Sold NOX | Thousand Tons | 0 | 0 | 0 | 0 | 0 | 0 | 0
#CAN - ON - NOX Cap Annual v3.1 | 18 | 7628 | Rate Constraint in MTons | FALSE | L | Annual | Allowances Banked | Thousand Tons | 0 | 0 | 0 | 0 | 0 | 0 | 0
#CAN - ON - NOX Cap Annual v3.1 | 18 | 7628 | Rate Constraint in MTons | FALSE | L | Annual | Allowances Withdrawn (1:1) | Thousand Tons | 0 | 0 | 0 | 0 | 0 | 0 | 0
#CAN - ON - NOX Cap Annual v3.1 | 18 | 7628 | Rate Constraint in MTons | FALSE | L | Annual | Allowances Withdrawn (n:1) | Thousand Tons | 0 | 0 | 0 | 0 | 0 | 0 | 0
#CAN - ON - NOX Cap Annual v3.1 | 18 | 7628 | Rate Constraint in MTons | FALSE | L | Annual | Net Emissions Allowance Position | Thousand Tons | 0.64156 | 0.82332 | 0.44719 | 0.69384 | 0.80445 | 1.1267 | 1.2252
#CAN - ON - NOX Cap Annual v3.1 | 18 | 7628 | Rate Constraint in MTons | FALSE | L | Annual | Fuel Consumed | TBtu | 84.1857 | 113.6614 | 55.5348 | 89.961 | 109.1959 | 146.333 | 182.9373
#CAN - ON - NOX Cap Annual v3.1 | 18 | 7628 | Rate Constraint in MTons | FALSE | L | Annual | Rate | lb/MMBtu | 0.015241 | 0.014487 | 0.016105 | 0.015425 | 0.014734 | 0.015399 | 0.013395
#CAN - ON - NOX Cap Annual v3.1 | 18 | 7628 | Rate Constraint in MTons | FALSE | L | Annual | Generation | TWh | 12.1212 | 16.2547 | 7.9513 | 12.9965 | 15.6459 | 20.6762 | 25.6511
#CAN - ON - NOX Cap Annual v3.1 | 18 | 7628 | Rate Constraint in MTons | FALSE | L | Annual | Qualifying Generation | TWh | 12.1212 | 16.2547 | 7.9513 | 12.9965 | 15.6459 | 20.6762 | 25.6511
#CAN - ON - NOX Cap Annual v3.1 | 18 | 7628 | Rate Constraint in MTons | FALSE | L | Annual | Rate | lb/MWh | 0.10586 | 0.1013 | 0.11248 | 0.10677 | 0.10283 | 0.10899 | 0.095529
#CAN - ON - NOX Cap Annual v3.1 | 18 | 7628 | Rate Constraint in MTons | FALSE | L | Annual | Constraint Shadow Price | US2019$/Ton | 0 | 0 | 0 | 0 | 0 | 0 | 0
#CAN - ON - O3 Annex - NOX Cap Annual v3.1 | 19 | 7629 | Rate Constraint in MTons | FALSE | L | Annual | Seasons Included | Seasons | Winter, WintShld, Summer | Winter, WintShld, Summer | Winter, WintShld, Summer | Winter, WintShld, Summer | Winter, WintShld, Summer | Winter, WintShld, Summer | Winter, WintShld, Summer
#CAN - ON - O3 Annex - NOX Cap Annual v3.1 | 19 | 7629 | Rate Constraint in MTons | FALSE | L | Annual | Standard NOX | Thousand Tons | 42.9901 | 42.9901 | 42.9901 | 42.9901 | 42.9901 | 42.9901 | 42.9901
#CAN - ON - O3 Annex - NOX Cap Annual v3.1 | 19 | 7629 | Rate Constraint in MTons | FALSE | L | Annual | Emissions at Affected Plants NOX | Thousand Tons | 0.49068 | 0.64541 | 0.35551 | 0.53632 | 0.62135 | 0.82534 | 0.96821
#CAN - ON - O3 Annex - NOX Cap Annual v3.1 | 19 | 7629 | Rate Constraint in MTons | FALSE | L | Annual | Allowances Purchased NOX | Thousand Tons | 0 | 0 | 0 | 0 | 0 | 0 | 0
#CAN - ON - O3 Annex - NOX Cap Annual v3.1 | 19 | 7629 | Rate Constraint in MTons | FALSE | L | Annual | Allowances Sold NOX | Thousand Tons | 0 | 0 | 0 | 0 | 0 | 0 | 0
#CAN - ON - O3 Annex - NOX Cap Annual v3.1 | 19 | 7629 | Rate Constraint in MTons | FALSE | L | Annual | Allowances Banked | Thousand Tons | 0 | 0 | 0 | 0 | 0 | 0 | 0
#CAN - ON - O3 Annex - NOX Cap Annual v3.1 | 19 | 7629 | Rate Constraint in MTons | FALSE | L | Annual | Allowances Withdrawn (1:1) | Thousand Tons | 0 | 0 | 0 | 0 | 0 | 0 | 0
#CAN - ON - O3 Annex - NOX Cap Annual v3.1 | 19 | 7629 | Rate Constraint in MTons | FALSE | L | Annual | Allowances Withdrawn (n:1) | Thousand Tons | 0 | 0 | 0 | 0 | 0 | 0 | 0
#CAN - ON - O3 Annex - NOX Cap Annual v3.1 | 19 | 7629 | Rate Constraint in MTons | FALSE | L | Annual | Net Emissions Allowance Position | Thousand Tons | 0.49068 | 0.64541 | 0.35551 | 0.53632 | 0.62135 | 0.82534 | 0.96821
#CAN - ON - O3 Annex - NOX Cap Annual v3.1 | 19 | 7629 | Rate Constraint in MTons | FALSE | L | Annual | Fuel Consumed | TBtu | 71.0022 | 95.3745 | 52.9077 | 75.6128 | 89.9466 | 105.7789 | 150.4527
#CAN - ON - O3 Annex - NOX Cap Annual v3.1 | 19 | 7629 | Rate Constraint in MTons | FALSE | L | Annual | Rate | lb/MMBtu | 0.013822 | 0.013534 | 0.013439 | 0.014186 | 0.013816 | 0.015605 | 0.012871
#CAN - ON - O3 Annex - NOX Cap Annual v3.1 | 19 | 7629 | Rate Constraint in MTons | FALSE | L | Annual | Generation | TWh | 10.3762 | 13.8183 | 7.639 | 11.0933 | 13.078 | 15.2185 | 21.2892
#CAN - ON - O3 Annex - NOX Cap Annual v3.1 | 19 | 7629 | Rate Constraint in MTons | FALSE | L | Annual | Qualifying Generation | TWh | 10.3762 | 13.8183 | 7.639 | 11.0933 | 13.078 | 15.2185 | 21.2892
#CAN - ON - O3 Annex - NOX Cap Annual v3.1 | 19 | 7629 | Rate Constraint in MTons | FALSE | L | Annual | Rate | lb/MWh | 0.094579 | 0.093414 | 0.093077 | 0.096693 | 0.095023 | 0.10847 | 0.090958
#CAN - ON - O3 Annex - NOX Cap Annual v3.1 | 19 | 7629 | Rate Constraint in MTons | FALSE | L | Annual | Constraint Shadow Price | US2019$/Ton | 0 | 0 | 0 | 0 | 0 | 0 | 0
#CAN - ON - SO2 Cap Annual v3.1 | 20 | 7630 | Rate Constraint in MTons | FALSE | L | Annual | Seasons Included | Seasons | Winter, WintShld, Summer | Winter, WintShld, Summer | Winter, WintShld, Summer | Winter, WintShld, Summer | Winter, WintShld, Summer | Winter, WintShld, Summer | Winter, WintShld, Summer
#CAN - ON - SO2 Cap Annual v3.1 | 20 | 7630 | Rate Constraint in MTons | FALSE | L | Annual | Standard SO2 | Thousand Tons | 144.4026 | 144.4026 | 144.4026 | 144.4026 | 144.4026 | 144.4026 | 144.4026
#CAN - ON - SO2 Cap Annual v3.1 | 20 | 7630 | Rate Constraint in MTons | FALSE | L | Annual | Emissions at Affected Plants SO2 | Thousand Tons | 0.13696 | 0.13696 | 0.13696 | 0.13696 | 0.13696 | 0.13696 | 0.13696
#CAN - ON - SO2 Cap Annual v3.1 | 20 | 7630 | Rate Constraint in MTons | FALSE | L | Annual | Allowances Purchased SO2 | Thousand Tons | 0 | 0 | 0 | 0 | 0 | 0 | 0
#CAN - ON - SO2 Cap Annual v3.1 | 20 | 7630 | Rate Constraint in MTons | FALSE | L | Annual | Allowances Sold SO2 | Thousand Tons | 0 | 0 | 0 | 0 | 0 | 0 | 0
#CAN - ON - SO2 Cap Annual v3.1 | 20 | 7630 | Rate Constraint in MTons | FALSE | L | Annual | Allowances Banked | Thousand Tons | 0 | 0 | 120.3355 | 144.4026 | 144.4026 | 0 | 0
#CAN - ON - SO2 Cap Annual v3.1 | 20 | 7630 | Rate Constraint in MTons | FALSE | L | Annual | Allowances Withdrawn (1:1) | Thousand Tons | 0 | 0 | 0 | -144.4026 | -144.4026 | -144.4026 | 0
#CAN - ON - SO2 Cap Annual v3.1 | 20 | 7630 | Rate Constraint in MTons | FALSE | L | Annual | Allowances Withdrawn (n:1) | Thousand Tons | 0 | 0 | 0 | 0 | 0 | 0 | 0
#CAN - ON - SO2 Cap Annual v3.1 | 20 | 7630 | Rate Constraint in MTons | FALSE | L | Annual | Net Emissions Allowance Position | Thousand Tons | 0.13696 | 0.13696 | 120.4725 | 0.13696 | 0.13696 | -144.2657 | 0.13696
#CAN - ON - SO2 Cap Annual v3.1 | 20 | 7630 | Rate Constraint in MTons | FALSE | L | Annual | Fuel Consumed | TBtu | 84.1857 | 113.6614 | 55.5348 | 89.961 | 109.1959 | 146.333 | 182.9373
#CAN - ON - SO2 Cap Annual v3.1 | 20 | 7630 | Rate Constraint in MTons | FALSE | L | Annual | Rate | lb/MMBtu | 0.0032538 | 0.00241 | 0.0049325 | 0.0030449 | 0.0025085 | 0.0018719 | 0.0014974
#CAN - ON - SO2 Cap Annual v3.1 | 20 | 7630 | Rate Constraint in MTons | FALSE | L | Annual | Generation | TWh | 12.1212 | 16.2547 | 7.9513 | 12.9965 | 15.6459 | 20.6762 | 25.6511
#CAN - ON - SO2 Cap Annual v3.1 | 20 | 7630 | Rate Constraint in MTons | FALSE | L | Annual | Qualifying Generation | TWh | 12.1212 | 16.2547 | 7.9513 | 12.9965 | 15.6459 | 20.6762 | 25.6511
#CAN - ON - SO2 Cap Annual v3.1 | 20 | 7630 | Rate Constraint in MTons | FALSE | L | Annual | Rate | lb/MWh | 0.022599 | 0.016852 | 0.03445 | 0.021077 | 0.017508 | 0.013248 | 0.010679
#CAN - ON - SO2 Cap Annual v3.1 | 20 | 7630 | Rate Constraint in MTons | FALSE | L | Annual | Constraint Shadow Price | US2019$/Ton | 0 | 0 | 0 | 0 | 0 | 0 | 0
#CAN - PE - Acid Rain - SO2 Cap Annual v3.1 | 21 | 7634 | Rate Constraint in MTons | FALSE | L | Annual | Seasons Included | Seasons | Winter, WintShld, Summer | Winter, WintShld, Summer | Winter, WintShld, Summer | Winter, WintShld, Summer | Winter, WintShld, Summer | Winter, WintShld, Summer | Winter, WintShld, Summer
#CAN - PE - Acid Rain - SO2 Cap Annual v3.1 | 21 | 7634 | Rate Constraint in MTons | FALSE | L | Annual | Standard SO2 | Thousand Tons | 3.31 | 3.31 | 3.31 | 3.31 | 3.31 | 3.31 | 3.31
#CAN - PE - Acid Rain - SO2 Cap Annual v3.1 | 21 | 7634 | Rate Constraint in MTons | FALSE | L | Annual | Emissions at Affected Plants SO2 | Thousand Tons | 0 | 0 | 0 | 0 | 0 | 0 | 0
#CAN - PE - Acid Rain - SO2 Cap Annual v3.1 | 21 | 7634 | Rate Constraint in MTons | FALSE | L | Annual | Allowances Purchased SO2 | Thousand Tons | 0 | 0 | 0 | 0 | 0 | 0 | 0
#CAN - PE - Acid Rain - SO2 Cap Annual v3.1 | 21 | 7634 | Rate Constraint in MTons | FALSE | L | Annual | Allowances Sold SO2 | Thousand Tons | 0 | 0 | 0 | 0 | 0 | 0 | 0
#CAN - PE - Acid Rain - SO2 Cap Annual v3.1 | 21 | 7634 | Rate Constraint in MTons | FALSE | L | Annual | Allowances Banked | Thousand Tons | 0 | 0 | 0 | 0 | 0 | 0 | 0
#CAN - PE - Acid Rain - SO2 Cap Annual v3.1 | 21 | 7634 | Rate Constraint in MTons | FALSE | L | Annual | Allowances Withdrawn (1:1) | Thousand Tons | 0 | 0 | 0 | 0 | 0 | 0 | 0
#CAN - PE - Acid Rain - SO2 Cap Annual v3.1 | 21 | 7634 | Rate Constraint in MTons | FALSE | L | Annual | Allowances Withdrawn (n:1) | Thousand Tons | 0 | 0 | 0 | 0 | 0 | 0 | 0
#CAN - PE - Acid Rain - SO2 Cap Annual v3.1 | 21 | 7634 | Rate Constraint in MTons | FALSE | L | Annual | Net Emissions Allowance Position | Thousand Tons | 0 | 0 | 0 | 0 | 0 | 0 | 0
#CAN - PE - Acid Rain - SO2 Cap Annual v3.1 | 21 | 7634 | Rate Constraint in MTons | FALSE | L | Annual | Fuel Consumed | TBtu | 7.5241 | 8.8249 | 7.8879 | 9.0531 | 10.0682 | 11.3546 | 12.1933
#CAN - PE - Acid Rain - SO2 Cap Annual v3.1 | 21 | 7634 | Rate Constraint in MTons | FALSE | L | Annual | Rate | lb/MMBtu | 0 | 0 | 0 | 0 | 0 | 0 | 0
#CAN - PE - Acid Rain - SO2 Cap Annual v3.1 | 21 | 7634 | Rate Constraint in MTons | FALSE | L | Annual | Generation | TWh | 1.0936 | 1.2259 | 1.0337 | 1.212 | 1.373 | 1.5463 | 1.6674
#CAN - PE - Acid Rain - SO2 Cap Annual v3.1 | 21 | 7634 | Rate Constraint in MTons | FALSE | L | Annual | Qualifying Generation | TWh | 1.0936 | 1.2259 | 1.0337 | 1.212 | 1.373 | 1.5463 | 1.6674
#CAN - PE - Acid Rain - SO2 Cap Annual v3.1 | 21 | 7634 | Rate Constraint in MTons | FALSE | L | Annual | Rate | lb/MWh | 0 | 0 | 0 | 0 | 0 | 0 | 0
#CAN - PE - Acid Rain - SO2 Cap Annual v3.1 | 21 | 7634 | Rate Constraint in MTons | FALSE | L | Annual | Constraint Shadow Price | US2019$/Ton | 0 | 0 | 0 | 0 | 0 | 0 | 0
#CAN - PQ - Acid Rain - SO2 Cap Annual v3.1 | 22 | 7632 | Rate Constraint in MTons | FALSE | L | Annual | Seasons Included | Seasons | Winter, WintShld, Summer | Winter, WintShld, Summer | Winter, WintShld, Summer | Winter, WintShld, Summer | Winter, WintShld, Summer | Winter, WintShld, Summer | Winter, WintShld, Summer
#CAN - PQ - Acid Rain - SO2 Cap Annual v3.1 | 22 | 7632 | Rate Constraint in MTons | FALSE | L | Annual | Standard SO2 | Thousand Tons | 6.61 | 6.61 | 6.61 | 6.61 | 6.61 | 6.61 | 6.61
#CAN - PQ - Acid Rain - SO2 Cap Annual v3.1 | 22 | 7632 | Rate Constraint in MTons | FALSE | L | Annual | Emissions at Affected Plants SO2 | Thousand Tons | 0 | 0 | 0 | 0 | 0 | 0 | 0
#CAN - PQ - Acid Rain - SO2 Cap Annual v3.1 | 22 | 7632 | Rate Constraint in MTons | FALSE | L | Annual | Allowances Purchased SO2 | Thousand Tons | 0 | 0 | 0 | 0 | 0 | 0 | 0
#CAN - PQ - Acid Rain - SO2 Cap Annual v3.1 | 22 | 7632 | Rate Constraint in MTons | FALSE | L | Annual | Allowances Sold SO2 | Thousand Tons | 0 | 0 | 0 | 0 | 0 | 0 | 0
#CAN - PQ - Acid Rain - SO2 Cap Annual v3.1 | 22 | 7632 | Rate Constraint in MTons | FALSE | L | Annual | Allowances Banked | Thousand Tons | 0 | 0 | 0 | 0 | 0 | 0 | 0
#CAN - PQ - Acid Rain - SO2 Cap Annual v3.1 | 22 | 7632 | Rate Constraint in MTons | FALSE | L | Annual | Allowances Withdrawn (1:1) | Thousand Tons | 0 | 0 | 0 | 0 | 0 | 0 | 0
#CAN - PQ - Acid Rain - SO2 Cap Annual v3.1 | 22 | 7632 | Rate Constraint in MTons | FALSE | L | Annual | Allowances Withdrawn (n:1) | Thousand Tons | 0 | 0 | 0 | 0 | 0 | 0 | 0
#CAN - PQ - Acid Rain - SO2 Cap Annual v3.1 | 22 | 7632 | Rate Constraint in MTons | FALSE | L | Annual | Net Emissions Allowance Position | Thousand Tons | 0 | 0 | 0 | 0 | 0 | 0 | 0
#CAN - PQ - Acid Rain - SO2 Cap Annual v3.1 | 22 | 7632 | Rate Constraint in MTons | FALSE | L | Annual | Fuel Consumed | TBtu | 7.4602 | 0 | 0 | 0 | 0 | 0 | 0
#CAN - PQ - Acid Rain - SO2 Cap Annual v3.1 | 22 | 7632 | Rate Constraint in MTons | FALSE | L | Annual | Rate | lb/MMBtu | 0 | 0 | 0 | 0 | 0 | 0 | 0
#CAN - PQ - Acid Rain - SO2 Cap Annual v3.1 | 22 | 7632 | Rate Constraint in MTons | FALSE | L | Annual | Generation | TWh | 1.132 | 0 | 0 | 0 | 0 | 0 | 0
#CAN - PQ - Acid Rain - SO2 Cap Annual v3.1 | 22 | 7632 | Rate Constraint in MTons | FALSE | L | Annual | Qualifying Generation | TWh | 1.132 | 0 | 0 | 0 | 0 | 0 | 0
#CAN - PQ - Acid Rain - SO2 Cap Annual v3.1 | 22 | 7632 | Rate Constraint in MTons | FALSE | L | Annual | Rate | lb/MWh | 0 | 0 | 0 | 0 | 0 | 0 | 0
#CAN - PQ - Acid Rain - SO2 Cap Annual v3.1 | 22 | 7632 | Rate Constraint in MTons | FALSE | L | Annual | Constraint Shadow Price | US2019$/Ton | 0 | 0 | 0 | 0 | 0 | 0 | 0
#CAN - PQ - CO2 Constraint- v.6.17 | 23 | 7633 | Rate Constraint in MTons | FALSE | L | Annual | Seasons Included | Seasons | Winter, WintShld, Summer | Winter, WintShld, Summer | Winter, WintShld, Summer | Winter, WintShld, Summer | Winter, WintShld, Summer | Winter, WintShld, Summer | Winter, WintShld, Summer
#CAN - PQ - CO2 Constraint- v.6.17 | 23 | 7633 | Rate Constraint in MTons | FALSE | L | Annual | Standard CO2 | Thousand Tons | 0 | 0 | 0 | 0 | 0 | 0 | 0
#CAN - PQ - CO2 Constraint- v.6.17 | 23 | 7633 | Rate Constraint in MTons | FALSE | L | Annual | Emissions at Affected Plants CO2 | Thousand Tons | 580.6571 | 0 | 0 | 0 | 0 | 0 | 0
#CAN - PQ - CO2 Constraint- v.6.17 | 23 | 7633 | Rate Constraint in MTons | FALSE | L | Annual | Allowances Purchased CO2 | Thousand Tons | -580.6571 | 0 | 0 | 0 | 0 | 0 | 0
#CAN - PQ - CO2 Constraint- v.6.17 | 23 | 7633 | Rate Constraint in MTons | FALSE | L | Annual | Allowances Sold CO2 | Thousand Tons | 0 | 0 | 0 | 0 | 0 | 0 | 0
#CAN - PQ - CO2 Constraint- v.6.17 | 23 | 7633 | Rate Constraint in MTons | FALSE | L | Annual | Allowances Banked | Thousand Tons | 0 | 0 | 0 | 0 | 0 | 0 | 0
#CAN - PQ - CO2 Constraint- v.6.17 | 23 | 7633 | Rate Constraint in MTons | FALSE | L | Annual | Allowances Withdrawn (1:1) | Thousand Tons | 0 | 0 | 0 | 0 | 0 | 0 | 0
#CAN - PQ - CO2 Constraint- v.6.17 | 23 | 7633 | Rate Constraint in MTons | FALSE | L | Annual | Allowances Withdrawn (n:1) | Thousand Tons | 0 | 0 | 0 | 0 | 0 | 0 | 0
#CAN - PQ - CO2 Constraint- v.6.17 | 23 | 7633 | Rate Constraint in MTons | FALSE | L | Annual | Net Emissions Allowance Position | Thousand Tons | -1.7904e-08 | 0 | 0 | 0 | 0 | 0 | 0
#CAN - PQ - CO2 Constraint- v.6.17 | 23 | 7633 | Rate Constraint in MTons | FALSE | L | Annual | Fuel Consumed | TBtu | 7.4602 | 0 | 0 | 0 | 0 | 0 | 0
#CAN - PQ - CO2 Constraint- v.6.17 | 23 | 7633 | Rate Constraint in MTons | FALSE | L | Annual | Rate | lb/MMBtu | 155.6684 | 0 | 0 | 0 | 0 | 0 | 0
#CAN - PQ - CO2 Constraint- v.6.17 | 23 | 7633 | Rate Constraint in MTons | FALSE | L | Annual | Generation | TWh | 1.132 | 0 | 0 | 0 | 0 | 0 | 0
#CAN - PQ - CO2 Constraint- v.6.17 | 23 | 7633 | Rate Constraint in MTons | FALSE | L | Annual | Qualifying Generation | TWh | 1.132 | 0 | 0 | 0 | 0 | 0 | 0
#CAN - PQ - CO2 Constraint- v.6.17 | 23 | 7633 | Rate Constraint in MTons | FALSE | L | Annual | Rate | lb/MWh | 1025.855 | 0 | 0 | 0 | 0 | 0 | 0
#CAN - PQ - CO2 Constraint- v.6.17 | 23 | 7633 | Rate Constraint in MTons | FALSE | L | Annual | Constraint Shadow Price | US2019$/Ton | 14.091 | 64.5004 | 71.6702 | 71.6703 | 71.6702 | 71.6705 | 71.6706
#CAN - PQ - O3 Annex - NOX Cap Annual v3.1 | 24 | 7631 | Rate Constraint in MTons | FALSE | L | Annual | Seasons Included | Seasons | Winter, WintShld, Summer | Winter, WintShld, Summer | Winter, WintShld, Summer | Winter, WintShld, Summer | Winter, WintShld, Summer | Winter, WintShld, Summer | Winter, WintShld, Summer
#CAN - PQ - O3 Annex - NOX Cap Annual v3.1 | 24 | 7631 | Rate Constraint in MTons | FALSE | L | Annual | Standard NOX | Thousand Tons | 5.5115 | 5.5115 | 5.5115 | 5.5115 | 5.5115 | 5.5115 | 5.5115
#CAN - PQ - O3 Annex - NOX Cap Annual v3.1 | 24 | 7631 | Rate Constraint in MTons | FALSE | L | Annual | Emissions at Affected Plants NOX | Thousand Tons | 0.055724 | 0 | 0 | 0 | 0 | 0 | 0
#CAN - PQ - O3 Annex - NOX Cap Annual v3.1 | 24 | 7631 | Rate Constraint in MTons | FALSE | L | Annual | Allowances Purchased NOX | Thousand Tons | 0 | 0 | 0 | 0 | 0 | 0 | 0
#CAN - PQ - O3 Annex - NOX Cap Annual v3.1 | 24 | 7631 | Rate Constraint in MTons | FALSE | L | Annual | Allowances Sold NOX | Thousand Tons | 0 | 0 | 0 | 0 | 0 | 0 | 0
#CAN - PQ - O3 Annex - NOX Cap Annual v3.1 | 24 | 7631 | Rate Constraint in MTons | FALSE | L | Annual | Allowances Banked | Thousand Tons | 0 | 0 | 0 | 0 | 0 | 0 | 0
#CAN - PQ - O3 Annex - NOX Cap Annual v3.1 | 24 | 7631 | Rate Constraint in MTons | FALSE | L | Annual | Allowances Withdrawn (1:1) | Thousand Tons | 0 | 0 | 0 | 0 | 0 | 0 | 0
#CAN - PQ - O3 Annex - NOX Cap Annual v3.1 | 24 | 7631 | Rate Constraint in MTons | FALSE | L | Annual | Allowances Withdrawn (n:1) | Thousand Tons | 0 | 0 | 0 | 0 | 0 | 0 | 0
#CAN - PQ - O3 Annex - NOX Cap Annual v3.1 | 24 | 7631 | Rate Constraint in MTons | FALSE | L | Annual | Net Emissions Allowance Position | Thousand Tons | 0.055724 | 0 | 0 | 0 | 0 | 0 | 0
#CAN - PQ - O3 Annex - NOX Cap Annual v3.1 | 24 | 7631 | Rate Constraint in MTons | FALSE | L | Annual | Fuel Consumed | TBtu | 7.4602 | 0 | 0 | 0 | 0 | 0 | 0
#CAN - PQ - O3 Annex - NOX Cap Annual v3.1 | 24 | 7631 | Rate Constraint in MTons | FALSE | L | Annual | Rate | lb/MMBtu | 0.014939 | 0 | 0 | 0 | 0 | 0 | 0
#CAN - PQ - O3 Annex - NOX Cap Annual v3.1 | 24 | 7631 | Rate Constraint in MTons | FALSE | L | Annual | Generation | TWh | 1.132 | 0 | 0 | 0 | 0 | 0 | 0
#CAN - PQ - O3 Annex - NOX Cap Annual v3.1 | 24 | 7631 | Rate Constraint in MTons | FALSE | L | Annual | Qualifying Generation | TWh | 1.132 | 0 | 0 | 0 | 0 | 0 | 0
#CAN - PQ - O3 Annex - NOX Cap Annual v3.1 | 24 | 7631 | Rate Constraint in MTons | FALSE | L | Annual | Rate | lb/MWh | 0.098448 | 0 | 0 | 0 | 0 | 0 | 0
#CAN - PQ - O3 Annex - NOX Cap Annual v3.1 | 24 | 7631 | Rate Constraint in MTons | FALSE | L | Annual | Constraint Shadow Price | US2019$/Ton | 0 | 0 | 0 | 0 | 0 | 0 | 0
#CAN - SK - MER Cap Annual v4.12 | 25 | 7635 | Rate Constraint in MTons | FALSE | L | Annual | Seasons Included | Seasons | Winter, WintShld, Summer | Winter, WintShld, Summer | Winter, WintShld, Summer | Winter, WintShld, Summer | Winter, WintShld, Summer | Winter, WintShld, Summer | Winter, WintShld, Summer
#CAN - SK - MER Cap Annual v4.12 | 25 | 7635 | Rate Constraint in MTons | FALSE | L | Annual | Standard MER | lbs | 947.9877 | 947.9877 | 947.9877 | 947.9877 | 947.9877 | 947.9877 | 947.9877
#CAN - SK - MER Cap Annual v4.12 | 25 | 7635 | Rate Constraint in MTons | FALSE | L | Annual | Emissions at Affected Plants MER | lbs | 676.6737 | 369.6664 | 369.6664 | 369.6664 | 369.6664 | 369.6252 | 369.6664
#CAN - SK - MER Cap Annual v4.12 | 25 | 7635 | Rate Constraint in MTons | FALSE | L | Annual | Allowances Purchased MER | lbs | 0 | 0 | 0 | 0 | 0 | 0 | 0
#CAN - SK - MER Cap Annual v4.12 | 25 | 7635 | Rate Constraint in MTons | FALSE | L | Annual | Allowances Sold MER | lbs | 0 | 0 | 0 | 0 | 0 | 0 | 0
#CAN - SK - MER Cap Annual v4.12 | 25 | 7635 | Rate Constraint in MTons | FALSE | L | Annual | Allowances Banked | lbs | 0 | 0 | 0 | 0 | 0 | 0 | 0
#CAN - SK - MER Cap Annual v4.12 | 25 | 7635 | Rate Constraint in MTons | FALSE | L | Annual | Allowances Withdrawn (1:1) | lbs | 0 | 0 | 0 | 0 | 0 | 0 | 0
#CAN - SK - MER Cap Annual v4.12 | 25 | 7635 | Rate Constraint in MTons | FALSE | L | Annual | Allowances Withdrawn (n:1) | lbs | 0 | 0 | 0 | 0 | 0 | 0 | 0
#CAN - SK - MER Cap Annual v4.12 | 25 | 7635 | Rate Constraint in MTons | FALSE | L | Annual | Net Emissions Allowance Position | lbs | 676.6737 | 369.6664 | 369.6664 | 369.6664 | 369.6664 | 369.6252 | 369.6664
#CAN - SK - MER Cap Annual v4.12 | 25 | 7635 | Rate Constraint in MTons | FALSE | L | Annual | Fuel Consumed | TBtu | 117.111 | 29.9233 | 29.9233 | 29.9233 | 29.9233 | 29.8902 | 29.9233
#CAN - SK - MER Cap Annual v4.12 | 25 | 7635 | Rate Constraint in MTons | FALSE | L | Annual | Rate | lb/MMBtu | 5.7781e-06 | 1.2354e-05 | 1.2354e-05 | 1.2354e-05 | 1.2354e-05 | 1.2366e-05 | 1.2354e-05
#CAN - SK - MER Cap Annual v4.12 | 25 | 7635 | Rate Constraint in MTons | FALSE | L | Annual | Generation | TWh | 11.2197 | 2.8668 | 2.8668 | 2.8668 | 2.8668 | 2.8636 | 2.8668
#CAN - SK - MER Cap Annual v4.12 | 25 | 7635 | Rate Constraint in MTons | FALSE | L | Annual | Qualifying Generation | TWh | 11.2197 | 2.8668 | 2.8668 | 2.8668 | 2.8668 | 2.8636 | 2.8668
#CAN - SK - MER Cap Annual v4.12 | 25 | 7635 | Rate Constraint in MTons | FALSE | L | Annual | Rate | lb/MWh | 6.0311e-05 | 0.00012895 | 0.00012895 | 0.00012895 | 0.00012895 | 0.00012908 | 0.00012895
#CAN - SK - MER Cap Annual v4.12 | 25 | 7635 | Rate Constraint in MTons | FALSE | L | Annual | Constraint Shadow Price | US2019$/Lb | 0 | 0 | 0 | 0 | 0 | 0 | 0
#CAN Aconi 1 - SO2 Rate Annual v3.1 | 26 | 7636 | Rate Constraint in lbs/MMBtu | FALSE | L | Annual | Seasons Included | Seasons | Winter, WintShld, Summer | Winter, WintShld, Summer | Winter, WintShld, Summer | Winter, WintShld, Summer | Winter, WintShld, Summer | Winter, WintShld, Summer | Winter, WintShld, Summer
#CAN Aconi 1 - SO2 Rate Annual v3.1 | 26 | 7636 | Rate Constraint in lbs/MMBtu | FALSE | L | Annual | Standard SO2 | lb/MMBtu | 0.58146 | 0.58146 | 0.58146 | 0.58146 | 0.58146 | 0.58146 | 0.58146
#CAN Aconi 1 - SO2 Rate Annual v3.1 | 26 | 7636 | Rate Constraint in lbs/MMBtu | FALSE | L | Annual | Emissions at Affected Plants SO2 | Thousand Tons | 0.090208 | 0 | 0 | 0 | 0 | 0 | 0
#CAN Aconi 1 - SO2 Rate Annual v3.1 | 26 | 7636 | Rate Constraint in lbs/MMBtu | FALSE | L | Annual | Allowances Purchased SO2 | Thousand Tons | 0 | 0 | 0 | 0 | 0 | 0 | 0
#CAN Aconi 1 - SO2 Rate Annual v3.1 | 26 | 7636 | Rate Constraint in lbs/MMBtu | FALSE | L | Annual | Allowances Sold SO2 | Thousand Tons | 0 | 0 | 0 | 0 | 0 | 0 | 0
#CAN Aconi 1 - SO2 Rate Annual v3.1 | 26 | 7636 | Rate Constraint in lbs/MMBtu | FALSE | L | Annual | Allowances Banked | Thousand Tons | 0 | 0 | 0 | 0 | 0 | 0 | 0
#CAN Aconi 1 - SO2 Rate Annual v3.1 | 26 | 7636 | Rate Constraint in lbs/MMBtu | FALSE | L | Annual | Allowances Withdrawn (1:1) | Thousand Tons | 0 | 0 | 0 | 0 | 0 | 0 | 0
#CAN Aconi 1 - SO2 Rate Annual v3.1 | 26 | 7636 | Rate Constraint in lbs/MMBtu | FALSE | L | Annual | Allowances Withdrawn (n:1) | Thousand Tons | 0 | 0 | 0 | 0 | 0 | 0 | 0
#CAN Aconi 1 - SO2 Rate Annual v3.1 | 26 | 7636 | Rate Constraint in lbs/MMBtu | FALSE | L | Annual | Net Emissions Allowance Position | Thousand Tons | 0.090208 | 0 | 0 | 0 | 0 | 0 | 0
#CAN Aconi 1 - SO2 Rate Annual v3.1 | 26 | 7636 | Rate Constraint in lbs/MMBtu | FALSE | L | Annual | Fuel Consumed | TBtu | 1.5391 | 0 | 0 | 0 | 0 | 0 | 0
#CAN Aconi 1 - SO2 Rate Annual v3.1 | 26 | 7636 | Rate Constraint in lbs/MMBtu | FALSE | L | Annual | Rate | lb/MMBtu | 0.11722 | 0 | 0 | 0 | 0 | 0 | 0
#CAN Aconi 1 - SO2 Rate Annual v3.1 | 26 | 7636 | Rate Constraint in lbs/MMBtu | FALSE | L | Annual | Generation | TWh | 0.14745 | 0 | 0 | 0 | 0 | 0 | 0
#CAN Aconi 1 - SO2 Rate Annual v3.1 | 26 | 7636 | Rate Constraint in lbs/MMBtu | FALSE | L | Annual | Qualifying Generation | TWh | 0.14745 | 0 | 0 | 0 | 0 | 0 | 0
#CAN Aconi 1 - SO2 Rate Annual v3.1 | 26 | 7636 | Rate Constraint in lbs/MMBtu | FALSE | L | Annual | Rate | lb/MWh | 1.2235 | 0 | 0 | 0 | 0 | 0 | 0
#CAN Aconi 1 - SO2 Rate Annual v3.1 | 26 | 7636 | Rate Constraint in lbs/MMBtu | FALSE | L | Annual | Constraint Shadow Price | US2019$/Ton | 0 | 0 | 0 | 0 | 0 | 0 | 0
#CAN Lingan 1-4 - SO2 Rate Annual v3.1 | 27 | 7637 | Rate Constraint in lbs/MMBtu | FALSE | L | Annual | Seasons Included | Seasons | Winter, WintShld, Summer | Winter, WintShld, Summer | Winter, WintShld, Summer | Winter, WintShld, Summer | Winter, WintShld, Summer | Winter, WintShld, Summer | Winter, WintShld, Summer
#CAN Lingan 1-4 - SO2 Rate Annual v3.1 | 27 | 7637 | Rate Constraint in lbs/MMBtu | FALSE | L | Annual | Standard SO2 | lb/MMBtu | 3.7214 | 3.7214 | 3.7214 | 3.7214 | 3.7214 | 3.7214 | 3.7214
#CAN Lingan 1-4 - SO2 Rate Annual v3.1 | 27 | 7637 | Rate Constraint in lbs/MMBtu | FALSE | L | Annual | Emissions at Affected Plants SO2 | Thousand Tons | 5.1439 | 0.15905 | 0.15905 | 0.15905 | 0.15905 | 0.15905 | 0.15905
#CAN Lingan 1-4 - SO2 Rate Annual v3.1 | 27 | 7637 | Rate Constraint in lbs/MMBtu | FALSE | L | Annual | Allowances Purchased SO2 | Thousand Tons | 0 | 0 | 0 | 0 | 0 | 0 | 0
#CAN Lingan 1-4 - SO2 Rate Annual v3.1 | 27 | 7637 | Rate Constraint in lbs/MMBtu | FALSE | L | Annual | Allowances Sold SO2 | Thousand Tons | 0 | 0 | 0 | 0 | 0 | 0 | 0
#CAN Lingan 1-4 - SO2 Rate Annual v3.1 | 27 | 7637 | Rate Constraint in lbs/MMBtu | FALSE | L | Annual | Allowances Banked | Thousand Tons | 0 | 0 | 0 | 0 | 0 | 0 | 0
#CAN Lingan 1-4 - SO2 Rate Annual v3.1 | 27 | 7637 | Rate Constraint in lbs/MMBtu | FALSE | L | Annual | Allowances Withdrawn (1:1) | Thousand Tons | 0 | 0 | 0 | 0 | 0 | 0 | 0
#CAN Lingan 1-4 - SO2 Rate Annual v3.1 | 27 | 7637 | Rate Constraint in lbs/MMBtu | FALSE | L | Annual | Allowances Withdrawn (n:1) | Thousand Tons | 0 | 0 | 0 | 0 | 0 | 0 | 0
#CAN Lingan 1-4 - SO2 Rate Annual v3.1 | 27 | 7637 | Rate Constraint in lbs/MMBtu | FALSE | L | Annual | Net Emissions Allowance Position | Thousand Tons | 5.1439 | 0.15905 | 0.15905 | 0.15905 | 0.15905 | 0.15905 | 0.15905
#CAN Lingan 1-4 - SO2 Rate Annual v3.1 | 27 | 7637 | Rate Constraint in lbs/MMBtu | FALSE | L | Annual | Fuel Consumed | TBtu | 11.4396 | 1.6077 | 1.6205 | 1.0685 | 0.53521 | 0.29036 | 0.29036
#CAN Lingan 1-4 - SO2 Rate Annual v3.1 | 27 | 7637 | Rate Constraint in lbs/MMBtu | FALSE | L | Annual | Rate | lb/MMBtu | 0.89931 | 0.19786 | 0.19629 | 0.2977 | 0.59433 | 1.0955 | 1.0955
#CAN Lingan 1-4 - SO2 Rate Annual v3.1 | 27 | 7637 | Rate Constraint in lbs/MMBtu | FALSE | L | Annual | Generation | TWh | 1.0866 | 0.14801 | 0.14918 | 0.098815 | 0.050158 | 0.027818 | 0.027818
#CAN Lingan 1-4 - SO2 Rate Annual v3.1 | 27 | 7637 | Rate Constraint in lbs/MMBtu | FALSE | L | Annual | Qualifying Generation | TWh | 1.0866 | 0.14801 | 0.14918 | 0.098815 | 0.050158 | 0.027818 | 0.027818
#CAN Lingan 1-4 - SO2 Rate Annual v3.1 | 27 | 7637 | Rate Constraint in lbs/MMBtu | FALSE | L | Annual | Rate | lb/MWh | 9.4678 | 2.1491 | 2.1322 | 3.2191 | 6.3418 | 11.4349 | 11.4349
#CAN Lingan 1-4 - SO2 Rate Annual v3.1 | 27 | 7637 | Rate Constraint in lbs/MMBtu | FALSE | L | Annual | Constraint Shadow Price | US2019$/Ton | 0 | 0 | 0 | 0 | 0 | 0 | 0
#CAN -National Coal CO2 Rate Limit- 2023- v6.20 | 28 | 7607 | Rate Constraint in lbs/MWh | FALSE | L | Annual | Seasons Included | Seasons | Winter, WintShld, Summer | Winter, WintShld, Summer | Winter, WintShld, Summer | Winter, WintShld, Summer | Winter, WintShld, Summer | Winter, WintShld, Summer | Winter, WintShld, Summer
#CAN -National Coal CO2 Rate Limit- 2023- v6.20 | 28 | 7607 | Rate Constraint in lbs/MWh | FALSE | L | Annual | Standard CO2 | lb/MWh | 925.94 | 925.94 | 925.94 | 925.94 | 925.94 | 925.94 | 925.94
#CAN -National Coal CO2 Rate Limit- 2023- v6.20 | 28 | 7607 | Rate Constraint in lbs/MWh | FALSE | L | Annual | Emissions at Affected Plants CO2 | Thousand Tons | 0 | 0 | 0 | 0 | 0 | 0 | 0
#CAN -National Coal CO2 Rate Limit- 2023- v6.20 | 28 | 7607 | Rate Constraint in lbs/MWh | FALSE | L | Annual | Allowances Purchased CO2 | Thousand Tons | 0 | 0 | 0 | 0 | 0 | 0 | 0
#CAN -National Coal CO2 Rate Limit- 2023- v6.20 | 28 | 7607 | Rate Constraint in lbs/MWh | FALSE | L | Annual | Allowances Sold CO2 | Thousand Tons | 0 | 0 | 0 | 0 | 0 | 0 | 0
#CAN -National Coal CO2 Rate Limit- 2023- v6.20 | 28 | 7607 | Rate Constraint in lbs/MWh | FALSE | L | Annual | Allowances Banked | Thousand Tons | 0 | 0 | 0 | 0 | 0 | 0 | 0
#CAN -National Coal CO2 Rate Limit- 2023- v6.20 | 28 | 7607 | Rate Constraint in lbs/MWh | FALSE | L | Annual | Allowances Withdrawn (1:1) | Thousand Tons | 0 | 0 | 0 | 0 | 0 | 0 | 0
#CAN -National Coal CO2 Rate Limit- 2023- v6.20 | 28 | 7607 | Rate Constraint in lbs/MWh | FALSE | L | Annual | Allowances Withdrawn (n:1) | Thousand Tons | 0 | 0 | 0 | 0 | 0 | 0 | 0
#CAN -National Coal CO2 Rate Limit- 2023- v6.20 | 28 | 7607 | Rate Constraint in lbs/MWh | FALSE | L | Annual | Net Emissions Allowance Position | Thousand Tons | 0 | 0 | 0 | 0 | 0 | 0 | 0
#CAN -National Coal CO2 Rate Limit- 2023- v6.20 | 28 | 7607 | Rate Constraint in lbs/MWh | FALSE | L | Annual | Fuel Consumed | TBtu | 0 | 0 | 0 | 0 | 0 | 0 | 0
#CAN -National Coal CO2 Rate Limit- 2023- v6.20 | 28 | 7607 | Rate Constraint in lbs/MWh | FALSE | L | Annual | Rate | lb/MMBtu | 0 | 0 | 0 | 0 | 0 | 0 | 0
#CAN -National Coal CO2 Rate Limit- 2023- v6.20 | 28 | 7607 | Rate Constraint in lbs/MWh | FALSE | L | Annual | Generation | TWh | 0 | 0 | 0 | 0 | 0 | 0 | 0
#CAN -National Coal CO2 Rate Limit- 2023- v6.20 | 28 | 7607 | Rate Constraint in lbs/MWh | FALSE | L | Annual | Qualifying Generation | TWh | 0 | 0 | 0 | 0 | 0 | 0 | 0
#CAN -National Coal CO2 Rate Limit- 2023- v6.20 | 28 | 7607 | Rate Constraint in lbs/MWh | FALSE | L | Annual | Constraint Shadow Price | US2019$/Ton | 0 | 0 | 0 | 0 | 0 | 0 | 0
#CAN -National Coal CO2 Rate Limit- 2028- v6.20 | 29 | 7609 | Rate Constraint in lbs/MWh | FALSE | L | Annual | Seasons Included | Seasons | Winter, WintShld, Summer | Winter, WintShld, Summer | Winter, WintShld, Summer | Winter, WintShld, Summer | Winter, WintShld, Summer | Winter, WintShld, Summer | Winter, WintShld, Summer
#CAN -National Coal CO2 Rate Limit- 2028- v6.20 | 29 | 7609 | Rate Constraint in lbs/MWh | FALSE | L | Annual | Standard CO2 | lb/MWh | 925.94 | 925.94 | 925.94 | 925.94 | 925.94 | 925.94 | 925.94
#CAN -National Coal CO2 Rate Limit- 2028- v6.20 | 29 | 7609 | Rate Constraint in lbs/MWh | FALSE | L | Annual | Emissions at Affected Plants CO2 | Thousand Tons | 0 | 0 | 0 | 0 | 0 | 0 | 0
#CAN -National Coal CO2 Rate Limit- 2028- v6.20 | 29 | 7609 | Rate Constraint in lbs/MWh | FALSE | L | Annual | Allowances Purchased CO2 | Thousand Tons | 0 | 0 | 0 | 0 | 0 | 0 | 0
#CAN -National Coal CO2 Rate Limit- 2028- v6.20 | 29 | 7609 | Rate Constraint in lbs/MWh | FALSE | L | Annual | Allowances Sold CO2 | Thousand Tons | 0 | 0 | 0 | 0 | 0 | 0 | 0
#CAN -National Coal CO2 Rate Limit- 2028- v6.20 | 29 | 7609 | Rate Constraint in lbs/MWh | FALSE | L | Annual | Allowances Banked | Thousand Tons | 0 | 0 | 0 | 0 | 0 | 0 | 0
#CAN -National Coal CO2 Rate Limit- 2028- v6.20 | 29 | 7609 | Rate Constraint in lbs/MWh | FALSE | L | Annual | Allowances Withdrawn (1:1) | Thousand Tons | 0 | 0 | 0 | 0 | 0 | 0 | 0
#CAN -National Coal CO2 Rate Limit- 2028- v6.20 | 29 | 7609 | Rate Constraint in lbs/MWh | FALSE | L | Annual | Allowances Withdrawn (n:1) | Thousand Tons | 0 | 0 | 0 | 0 | 0 | 0 | 0
#CAN -National Coal CO2 Rate Limit- 2028- v6.20 | 29 | 7609 | Rate Constraint in lbs/MWh | FALSE | L | Annual | Net Emissions Allowance Position | Thousand Tons | 0 | 0 | 0 | 0 | 0 | 0 | 0
#CAN -National Coal CO2 Rate Limit- 2028- v6.20 | 29 | 7609 | Rate Constraint in lbs/MWh | FALSE | L | Annual | Fuel Consumed | TBtu | 0 | 0 | 0 | 0 | 0 | 0 | 0
#CAN -National Coal CO2 Rate Limit- 2028- v6.20 | 29 | 7609 | Rate Constraint in lbs/MWh | FALSE | L | Annual | Rate | lb/MMBtu | 0 | 0 | 0 | 0 | 0 | 0 | 0
#CAN -National Coal CO2 Rate Limit- 2028- v6.20 | 29 | 7609 | Rate Constraint in lbs/MWh | FALSE | L | Annual | Generation | TWh | 0 | 0 | 0 | 0 | 0 | 0 | 0
#CAN -National Coal CO2 Rate Limit- 2028- v6.20 | 29 | 7609 | Rate Constraint in lbs/MWh | FALSE | L | Annual | Qualifying Generation | TWh | 0 | 0 | 0 | 0 | 0 | 0 | 0
#CAN -National Coal CO2 Rate Limit- 2028- v6.20 | 29 | 7609 | Rate Constraint in lbs/MWh | FALSE | L | Annual | Constraint Shadow Price | US2019$/Ton | 0 | 0 | 0 | 0 | 0 | 0 | 0
#CAN -National Coal CO2 Rate Limit- 2030- v6.20 | 30 | 7610 | Rate Constraint in lbs/MWh | FALSE | L | Annual | Seasons Included | Seasons | Winter, WintShld, Summer | Winter, WintShld, Summer | Winter, WintShld, Summer | Winter, WintShld, Summer | Winter, WintShld, Summer | Winter, WintShld, Summer | Winter, WintShld, Summer
#CAN -National Coal CO2 Rate Limit- 2030- v6.20 | 30 | 7610 | Rate Constraint in lbs/MWh | FALSE | L | Annual | Standard CO2 | lb/MWh | 0 | 925.94 | 925.94 | 925.94 | 925.94 | 925.94 | 925.94
#CAN -National Coal CO2 Rate Limit- 2030- v6.20 | 30 | 7610 | Rate Constraint in lbs/MWh | FALSE | L | Annual | Emissions at Affected Plants CO2 | Thousand Tons | 0 | 0 | 0 | 0 | 0 | 0 | 0
#CAN -National Coal CO2 Rate Limit- 2030- v6.20 | 30 | 7610 | Rate Constraint in lbs/MWh | FALSE | L | Annual | Allowances Purchased CO2 | Thousand Tons | 0 | 0 | 0 | 0 | 0 | 0 | 0
#CAN -National Coal CO2 Rate Limit- 2030- v6.20 | 30 | 7610 | Rate Constraint in lbs/MWh | FALSE | L | Annual | Allowances Sold CO2 | Thousand Tons | 0 | 0 | 0 | 0 | 0 | 0 | 0
#CAN -National Coal CO2 Rate Limit- 2030- v6.20 | 30 | 7610 | Rate Constraint in lbs/MWh | FALSE | L | Annual | Allowances Banked | Thousand Tons | 0 | 0 | 0 | 0 | 0 | 0 | 0
#CAN -National Coal CO2 Rate Limit- 2030- v6.20 | 30 | 7610 | Rate Constraint in lbs/MWh | FALSE | L | Annual | Allowances Withdrawn (1:1) | Thousand Tons | 0 | 0 | 0 | 0 | 0 | 0 | 0
#CAN -National Coal CO2 Rate Limit- 2030- v6.20 | 30 | 7610 | Rate Constraint in lbs/MWh | FALSE | L | Annual | Allowances Withdrawn (n:1) | Thousand Tons | 0 | 0 | 0 | 0 | 0 | 0 | 0
#CAN -National Coal CO2 Rate Limit- 2030- v6.20 | 30 | 7610 | Rate Constraint in lbs/MWh | FALSE | L | Annual | Net Emissions Allowance Position | Thousand Tons | 0 | 0 | 0 | 0 | 0 | 0 | 0
#CAN -National Coal CO2 Rate Limit- 2030- v6.20 | 30 | 7610 | Rate Constraint in lbs/MWh | FALSE | L | Annual | Fuel Consumed | TBtu | 0 | 0 | 0 | 0 | 0 | 0 | 0
#CAN -National Coal CO2 Rate Limit- 2030- v6.20 | 30 | 7610 | Rate Constraint in lbs/MWh | FALSE | L | Annual | Rate | lb/MMBtu | 0 | 0 | 0 | 0 | 0 | 0 | 0
#CAN -National Coal CO2 Rate Limit- 2030- v6.20 | 30 | 7610 | Rate Constraint in lbs/MWh | FALSE | L | Annual | Generation | TWh | 0 | 0 | 0 | 0 | 0 | 0 | 0
#CAN -National Coal CO2 Rate Limit- 2030- v6.20 | 30 | 7610 | Rate Constraint in lbs/MWh | FALSE | L | Annual | Qualifying Generation | TWh | 0 | 0 | 0 | 0 | 0 | 0 | 0
#CAN -National Coal CO2 Rate Limit- 2030- v6.20 | 30 | 7610 | Rate Constraint in lbs/MWh | FALSE | L | Annual | Constraint Shadow Price | US2019$/Ton | 0 | 156.0844 | 71.4002 | 64.2946 | 58.9404 | 64.9453 | 61.6843
#CAN -National Coal CO2 Rate Limit- NewUnit- v6.20 | 31 | 7615 | Rate Constraint in lbs/MWh | FALSE | L | Annual | Seasons Included | Seasons | Winter, WintShld, Summer | Winter, WintShld, Summer | Winter, WintShld, Summer | Winter, WintShld, Summer | Winter, WintShld, Summer | Winter, WintShld, Summer | Winter, WintShld, Summer
#CAN -National Coal CO2 Rate Limit- NewUnit- v6.20 | 31 | 7615 | Rate Constraint in lbs/MWh | FALSE | L | Annual | Standard CO2 | lb/MWh | 925.94 | 925.94 | 925.94 | 925.94 | 925.94 | 925.94 | 925.94
#CAN -National Coal CO2 Rate Limit- NewUnit- v6.20 | 31 | 7615 | Rate Constraint in lbs/MWh | FALSE | L | Annual | Emissions at Affected Plants CO2 | Thousand Tons | 0 | 0 | 0 | 0 | 0 | 0 | 0
#CAN -National Coal CO2 Rate Limit- NewUnit- v6.20 | 31 | 7615 | Rate Constraint in lbs/MWh | FALSE | L | Annual | Allowances Purchased CO2 | Thousand Tons | 0 | 0 | 0 | 0 | 0 | 0 | 0
#CAN -National Coal CO2 Rate Limit- NewUnit- v6.20 | 31 | 7615 | Rate Constraint in lbs/MWh | FALSE | L | Annual | Allowances Sold CO2 | Thousand Tons | 0 | 0 | 0 | 0 | 0 | 0 | 0
#CAN -National Coal CO2 Rate Limit- NewUnit- v6.20 | 31 | 7615 | Rate Constraint in lbs/MWh | FALSE | L | Annual | Allowances Banked | Thousand Tons | 0 | 0 | 0 | 0 | 0 | 0 | 0
#CAN -National Coal CO2 Rate Limit- NewUnit- v6.20 | 31 | 7615 | Rate Constraint in lbs/MWh | FALSE | L | Annual | Allowances Withdrawn (1:1) | Thousand Tons | 0 | 0 | 0 | 0 | 0 | 0 | 0
#CAN -National Coal CO2 Rate Limit- NewUnit- v6.20 | 31 | 7615 | Rate Constraint in lbs/MWh | FALSE | L | Annual | Allowances Withdrawn (n:1) | Thousand Tons | 0 | 0 | 0 | 0 | 0 | 0 | 0
#CAN -National Coal CO2 Rate Limit- NewUnit- v6.20 | 31 | 7615 | Rate Constraint in lbs/MWh | FALSE | L | Annual | Net Emissions Allowance Position | Thousand Tons | 0 | 0 | 0 | 0 | 0 | 0 | 0
#CAN -National Coal CO2 Rate Limit- NewUnit- v6.20 | 31 | 7615 | Rate Constraint in lbs/MWh | FALSE | L | Annual | Fuel Consumed | TBtu | 0 | 0 | 0 | 0 | 0 | 0 | 0
#CAN -National Coal CO2 Rate Limit- NewUnit- v6.20 | 31 | 7615 | Rate Constraint in lbs/MWh | FALSE | L | Annual | Rate | lb/MMBtu | 0 | 0 | 0 | 0 | 0 | 0 | 0
#CAN -National Coal CO2 Rate Limit- NewUnit- v6.20 | 31 | 7615 | Rate Constraint in lbs/MWh | FALSE | L | Annual | Generation | TWh | 0 | 0 | 0 | 0 | 0 | 0 | 0
#CAN -National Coal CO2 Rate Limit- NewUnit- v6.20 | 31 | 7615 | Rate Constraint in lbs/MWh | FALSE | L | Annual | Qualifying Generation | TWh | 0 | 0 | 0 | 0 | 0 | 0 | 0
#CAN -National Coal CO2 Rate Limit- NewUnit- v6.20 | 31 | 7615 | Rate Constraint in lbs/MWh | FALSE | L | Annual | Constraint Shadow Price | US2019$/Ton | 143.996 | 143.2882 | 102.2596 | 92.017 | 84.2994 | 92.9553 | 88.2548
#CAN -National Large NGas CO2 Rate Limit- v6.20 | 32 | 7661 | Rate Constraint in lbs/MWh | FALSE | L | Annual | Seasons Included | Seasons | Winter, WintShld, Summer | Winter, WintShld, Summer | Winter, WintShld, Summer | Winter, WintShld, Summer | Winter, WintShld, Summer | Winter, WintShld, Summer | Winter, WintShld, Summer
#CAN -National Large NGas CO2 Rate Limit- v6.20 | 32 | 7661 | Rate Constraint in lbs/MWh | FALSE | L | Annual | Standard CO2 | lb/MWh | 925.9404 | 925.9404 | 925.9404 | 925.9404 | 925.9404 | 925.9404 | 925.9404
#CAN -National Large NGas CO2 Rate Limit- v6.20 | 32 | 7661 | Rate Constraint in lbs/MWh | FALSE | L | Annual | Emissions at Affected Plants CO2 | Thousand Tons | 27741.2033 | 31596.561 | 30858.1244 | 32862.1682 | 36391.5238 | 41542.7206 | 45164.2156
#CAN -National Large NGas CO2 Rate Limit- v6.20 | 32 | 7661 | Rate Constraint in lbs/MWh | FALSE | L | Annual | Allowances Purchased CO2 | Thousand Tons | 0 | 0 | 0 | 0 | 0 | 0 | 0
#CAN -National Large NGas CO2 Rate Limit- v6.20 | 32 | 7661 | Rate Constraint in lbs/MWh | FALSE | L | Annual | Allowances Sold CO2 | Thousand Tons | 0 | 0 | 0 | 0 | 0 | 0 | 0
#CAN -National Large NGas CO2 Rate Limit- v6.20 | 32 | 7661 | Rate Constraint in lbs/MWh | FALSE | L | Annual | Allowances Banked | Thousand Tons | 0 | 0 | 0 | 0 | 0 | 0 | 0
#CAN -National Large NGas CO2 Rate Limit- v6.20 | 32 | 7661 | Rate Constraint in lbs/MWh | FALSE | L | Annual | Allowances Withdrawn (1:1) | Thousand Tons | 0 | 0 | 0 | 0 | 0 | 0 | 0
#CAN -National Large NGas CO2 Rate Limit- v6.20 | 32 | 7661 | Rate Constraint in lbs/MWh | FALSE | L | Annual | Allowances Withdrawn (n:1) | Thousand Tons | 0 | 0 | 0 | 0 | 0 | 0 | 0
#CAN -National Large NGas CO2 Rate Limit- v6.20 | 32 | 7661 | Rate Constraint in lbs/MWh | FALSE | L | Annual | Net Emissions Allowance Position | Thousand Tons | 27741.2033 | 31596.561 | 30858.1244 | 32862.1682 | 36391.5238 | 41542.7206 | 45164.2156
#CAN -National Large NGas CO2 Rate Limit- v6.20 | 32 | 7661 | Rate Constraint in lbs/MWh | FALSE | L | Annual | Fuel Consumed | TBtu | 434.6326 | 500.9398 | 478.6881 | 509.1478 | 562.6191 | 643.7897 | 716.6603
#CAN -National Large NGas CO2 Rate Limit- v6.20 | 32 | 7661 | Rate Constraint in lbs/MWh | FALSE | L | Annual | Rate | lb/MMBtu | 127.6536 | 126.1491 | 128.9279 | 129.0869 | 129.3647 | 129.0568 | 126.0408
#CAN -National Large NGas CO2 Rate Limit- v6.20 | 32 | 7661 | Rate Constraint in lbs/MWh | FALSE | L | Annual | Generation | TWh | 63.8252 | 72.9771 | 69.4218 | 73.9058 | 81.6299 | 93.3549 | 104.3598
#CAN -National Large NGas CO2 Rate Limit- v6.20 | 32 | 7661 | Rate Constraint in lbs/MWh | FALSE | L | Annual | Qualifying Generation | TWh | 63.8252 | 72.9771 | 69.4218 | 73.9058 | 81.6299 | 93.3549 | 104.3598
#CAN -National Large NGas CO2 Rate Limit- v6.20 | 32 | 7661 | Rate Constraint in lbs/MWh | FALSE | L | Annual | Constraint Shadow Price | US2019$/Ton | 0 | 0 | 0 | 0 | 0 | 0 | 0
#CAN -National NOx Rate Limit v4.12 | 33 | 7606 | Rate Constraint in lbs/MWh | FALSE | L | Annual | Seasons Included | Seasons | Winter, WintShld, Summer | Winter, WintShld, Summer | Winter, WintShld, Summer | Winter, WintShld, Summer | Winter, WintShld, Summer | Winter, WintShld, Summer | Winter, WintShld, Summer
#CAN -National NOx Rate Limit v4.12 | 33 | 7606 | Rate Constraint in lbs/MWh | FALSE | L | Annual | Standard NOX | lb/MWh | 1.5212 | 1.5212 | 1.5212 | 1.5212 | 1.5212 | 1.5212 | 1.5212
#CAN -National NOx Rate Limit v4.12 | 33 | 7606 | Rate Constraint in lbs/MWh | FALSE | L | Annual | Emissions at Affected Plants NOX | Thousand Tons | 2.598 | 2.9016 | 3.6404 | 3.8737 | 4.5166 | 5.2272 | 5.2464
#CAN -National NOx Rate Limit v4.12 | 33 | 7606 | Rate Constraint in lbs/MWh | FALSE | L | Annual | Allowances Purchased NOX | Thousand Tons | 0 | 0 | 0 | 0 | 0 | 0 | 0
#CAN -National NOx Rate Limit v4.12 | 33 | 7606 | Rate Constraint in lbs/MWh | FALSE | L | Annual | Allowances Sold NOX | Thousand Tons | 0 | 0 | 0 | 0 | 0 | 0 | 0
#CAN -National NOx Rate Limit v4.12 | 33 | 7606 | Rate Constraint in lbs/MWh | FALSE | L | Annual | Allowances Banked | Thousand Tons | 0 | 0 | 0 | 0 | 0 | 0 | 0
#CAN -National NOx Rate Limit v4.12 | 33 | 7606 | Rate Constraint in lbs/MWh | FALSE | L | Annual | Allowances Withdrawn (1:1) | Thousand Tons | 0 | 0 | 0 | 0 | 0 | 0 | 0
#CAN -National NOx Rate Limit v4.12 | 33 | 7606 | Rate Constraint in lbs/MWh | FALSE | L | Annual | Allowances Withdrawn (n:1) | Thousand Tons | 0 | 0 | 0 | 0 | 0 | 0 | 0
#CAN -National NOx Rate Limit v4.12 | 33 | 7606 | Rate Constraint in lbs/MWh | FALSE | L | Annual | Net Emissions Allowance Position | Thousand Tons | 2.598 | 2.9016 | 3.6404 | 3.8737 | 4.5166 | 5.2272 | 5.2464
#CAN -National NOx Rate Limit v4.12 | 33 | 7606 | Rate Constraint in lbs/MWh | FALSE | L | Annual | Fuel Consumed | TBtu | 394.7791 | 458.1538 | 440.5624 | 472.7166 | 521.9042 | 600.4018 | 679.7752
#CAN -National NOx Rate Limit v4.12 | 33 | 7606 | Rate Constraint in lbs/MWh | FALSE | L | Annual | Rate | lb/MMBtu | 0.013162 | 0.012666 | 0.016526 | 0.016389 | 0.017308 | 0.017412 | 0.015436
#CAN -National NOx Rate Limit v4.12 | 33 | 7606 | Rate Constraint in lbs/MWh | FALSE | L | Annual | Generation | TWh | 62.1786 | 70.8315 | 68.2619 | 73.3268 | 80.8651 | 92.5184 | 103.9449
#CAN -National NOx Rate Limit v4.12 | 33 | 7606 | Rate Constraint in lbs/MWh | FALSE | L | Annual | Qualifying Generation | TWh | 57.9318 | 66.7036 | 63.8538 | 68.3989 | 75.56 | 86.952 | 98.7338
#CAN -National NOx Rate Limit v4.12 | 33 | 7606 | Rate Constraint in lbs/MWh | FALSE | L | Annual | Constraint Shadow Price | US2019$/Ton | 0 | 0 | 0 | 0 | 0 | 0 | 0
#CAN -National Small NGas CO2 Rate Limit- v6.20 | 34 | 7662 | Rate Constraint in lbs/MWh | FALSE | L | Annual | Seasons Included | Seasons | Winter, WintShld, Summer | Winter, WintShld, Summer | Winter, WintShld, Summer | Winter, WintShld, Summer | Winter, WintShld, Summer | Winter, WintShld, Summer | Winter, WintShld, Summer
#CAN -National Small NGas CO2 Rate Limit- v6.20 | 34 | 7662 | Rate Constraint in lbs/MWh | FALSE | L | Annual | Standard CO2 | lb/MWh | 1212.541 | 1212.541 | 1212.541 | 1212.541 | 1212.541 | 1212.541 | 1212.541
#CAN -National Small NGas CO2 Rate Limit- v6.20 | 34 | 7662 | Rate Constraint in lbs/MWh | FALSE | L | Annual | Emissions at Affected Plants CO2 | Thousand Tons | 8396.7883 | 9036.1824 | 8266.0421 | 9595.6602 | 10030.6146 | 10195.9859 | 10402.0727
#CAN -National Small NGas CO2 Rate Limit- v6.20 | 34 | 7662 | Rate Constraint in lbs/MWh | FALSE | L | Annual | Allowances Purchased CO2 | Thousand Tons | 0 | 0 | 0 | 0 | 0 | 0 | 0
#CAN -National Small NGas CO2 Rate Limit- v6.20 | 34 | 7662 | Rate Constraint in lbs/MWh | FALSE | L | Annual | Allowances Sold CO2 | Thousand Tons | 0 | 0 | 0 | 0 | 0 | 0 | 0
#CAN -National Small NGas CO2 Rate Limit- v6.20 | 34 | 7662 | Rate Constraint in lbs/MWh | FALSE | L | Annual | Allowances Banked | Thousand Tons | 0 | 0 | 0 | 0 | 0 | 0 | 0
#CAN -National Small NGas CO2 Rate Limit- v6.20 | 34 | 7662 | Rate Constraint in lbs/MWh | FALSE | L | Annual | Allowances Withdrawn (1:1) | Thousand Tons | 0 | 0 | 0 | 0 | 0 | 0 | 0
#CAN -National Small NGas CO2 Rate Limit- v6.20 | 34 | 7662 | Rate Constraint in lbs/MWh | FALSE | L | Annual | Allowances Withdrawn (n:1) | Thousand Tons | 0 | 0 | 0 | 0 | 0 | 0 | 0
#CAN -National Small NGas CO2 Rate Limit- v6.20 | 34 | 7662 | Rate Constraint in lbs/MWh | FALSE | L | Annual | Net Emissions Allowance Position | Thousand Tons | 8396.7883 | 9036.1824 | 8266.0421 | 9595.6602 | 10030.6146 | 10195.9859 | 10402.0727
#CAN -National Small NGas CO2 Rate Limit- v6.20 | 34 | 7662 | Rate Constraint in lbs/MWh | FALSE | L | Annual | Fuel Consumed | TBtu | 107.1 | 115.9464 | 105.3948 | 122.6197 | 128.443 | 130.093 | 133.1576
#CAN -National Small NGas CO2 Rate Limit- v6.20 | 34 | 7662 | Rate Constraint in lbs/MWh | FALSE | L | Annual | Rate | lb/MMBtu | 156.8028 | 155.8682 | 156.8587 | 156.5109 | 156.1878 | 156.7492 | 156.2371
#CAN -National Small NGas CO2 Rate Limit- v6.20 | 34 | 7662 | Rate Constraint in lbs/MWh | FALSE | L | Annual | Generation | TWh | 15.8249 | 17.0701 | 15.2919 | 17.8038 | 18.6198 | 18.7933 | 19.1798
#CAN -National Small NGas CO2 Rate Limit- v6.20 | 34 | 7662 | Rate Constraint in lbs/MWh | FALSE | L | Annual | Qualifying Generation | TWh | 15.8249 | 17.0701 | 15.2919 | 17.8038 | 18.6198 | 18.7933 | 19.1798
#CAN -National Small NGas CO2 Rate Limit- v6.20 | 34 | 7662 | Rate Constraint in lbs/MWh | FALSE | L | Annual | Constraint Shadow Price | US2019$/Ton | 0 | 0 | 0 | 0 | 0 | 0 | 0
#CAN -National SO2 Rate Limit v4.12 | 35 | 7605 | Rate Constraint in lbs/MWh | FALSE | L | Annual | Seasons Included | Seasons | Winter, WintShld, Summer | Winter, WintShld, Summer | Winter, WintShld, Summer | Winter, WintShld, Summer | Winter, WintShld, Summer | Winter, WintShld, Summer | Winter, WintShld, Summer
#CAN -National SO2 Rate Limit v4.12 | 35 | 7605 | Rate Constraint in lbs/MWh | FALSE | L | Annual | Standard SO2 | lb/MWh | 9.3476 | 9.3476 | 9.3476 | 9.3476 | 9.3476 | 9.3476 | 9.3476
#CAN -National SO2 Rate Limit v4.12 | 35 | 7605 | Rate Constraint in lbs/MWh | FALSE | L | Annual | Emissions at Affected Plants SO2 | Thousand Tons | 0.10472 | 0.10472 | 0.10472 | 0.10472 | 0.10472 | 0.10472 | 0.10472
#CAN -National SO2 Rate Limit v4.12 | 35 | 7605 | Rate Constraint in lbs/MWh | FALSE | L | Annual | Allowances Purchased SO2 | Thousand Tons | 0 | 0 | 0 | 0 | 0 | 0 | 0
#CAN -National SO2 Rate Limit v4.12 | 35 | 7605 | Rate Constraint in lbs/MWh | FALSE | L | Annual | Allowances Sold SO2 | Thousand Tons | 0 | 0 | 0 | 0 | 0 | 0 | 0
#CAN -National SO2 Rate Limit v4.12 | 35 | 7605 | Rate Constraint in lbs/MWh | FALSE | L | Annual | Allowances Banked | Thousand Tons | 0 | 0 | 0 | 0 | 0 | 0 | 0
#CAN -National SO2 Rate Limit v4.12 | 35 | 7605 | Rate Constraint in lbs/MWh | FALSE | L | Annual | Allowances Withdrawn (1:1) | Thousand Tons | 0 | 0 | 0 | 0 | 0 | 0 | 0
#CAN -National SO2 Rate Limit v4.12 | 35 | 7605 | Rate Constraint in lbs/MWh | FALSE | L | Annual | Allowances Withdrawn (n:1) | Thousand Tons | 0 | 0 | 0 | 0 | 0 | 0 | 0
#CAN -National SO2 Rate Limit v4.12 | 35 | 7605 | Rate Constraint in lbs/MWh | FALSE | L | Annual | Net Emissions Allowance Position | Thousand Tons | 0.10472 | 0.10472 | 0.10472 | 0.10472 | 0.10472 | 0.10472 | 0.10472
#CAN -National SO2 Rate Limit v4.12 | 35 | 7605 | Rate Constraint in lbs/MWh | FALSE | L | Annual | Fuel Consumed | TBtu | 394.7791 | 458.1538 | 440.5624 | 472.7166 | 521.9042 | 600.4018 | 679.7752
#CAN -National SO2 Rate Limit v4.12 | 35 | 7605 | Rate Constraint in lbs/MWh | FALSE | L | Annual | Rate | lb/MMBtu | 0.00053051 | 0.00045713 | 0.00047538 | 0.00044304 | 0.00040129 | 0.00034882 | 0.00030809
#CAN -National SO2 Rate Limit v4.12 | 35 | 7605 | Rate Constraint in lbs/MWh | FALSE | L | Annual | Generation | TWh | 62.1786 | 70.8315 | 68.2619 | 73.3268 | 80.8651 | 92.5184 | 103.9449
#CAN -National SO2 Rate Limit v4.12 | 35 | 7605 | Rate Constraint in lbs/MWh | FALSE | L | Annual | Qualifying Generation | TWh | 57.9318 | 66.7036 | 63.8538 | 68.3989 | 75.56 | 86.952 | 98.7338
#CAN -National SO2 Rate Limit v4.12 | 35 | 7605 | Rate Constraint in lbs/MWh | FALSE | L | Annual | Constraint Shadow Price | US2019$/Ton | 0 | 0 | 0 | 0 | 0 | 0 | 0
#CAN RPS v6.20- CNAB | 36 | 7565 | Generation Constraint in GWh | FALSE | G | Annual | Seasons Included | Seasons | Winter, WintShld, Summer | Winter, WintShld, Summer | Winter, WintShld, Summer | Winter, WintShld, Summer | Winter, WintShld, Summer | Winter, WintShld, Summer | Winter, WintShld, Summer
#CAN RPS v6.20- CNAB | 36 | 7565 | Generation Constraint in GWh | FALSE | G | Annual | Standard GWh | GWh | 0 | 25428.5463 | 26329.738 | 26715.1733 | 27433.762 | 28612.0969 | 29838.2331
#CAN RPS v6.20- CNAB | 36 | 7565 | Generation Constraint in GWh | FALSE | G | Annual | Emissions at Affected Plants | GWh | 28529.2853 | 28529.2781 | 28529.2277 | 28529.5022 | 28529.5571 | 28612.0969 | 29838.2331
#CAN RPS v6.20- CNAB | 36 | 7565 | Generation Constraint in GWh | FALSE | G | Annual | Allowances Purchased | GWh | 0 | 0 | 0 | 0 | 0 | 0 | 0
#CAN RPS v6.20- CNAB | 36 | 7565 | Generation Constraint in GWh | FALSE | G | Annual | Allowances Sold | GWh | 0 | 0 | 0 | 0 | 0 | 0 | 0
#CAN RPS v6.20- CNAB | 36 | 7565 | Generation Constraint in GWh | FALSE | G | Annual | Allowances Banked | GWh | 0 | 0 | 0 | 0 | 0 | 0 | 0
#CAN RPS v6.20- CNAB | 36 | 7565 | Generation Constraint in GWh | FALSE | G | Annual | Allowances Withdrawn (1:1) | GWh | 0 | 0 | 0 | 0 | 0 | 0 | 0
#CAN RPS v6.20- CNAB | 36 | 7565 | Generation Constraint in GWh | FALSE | G | Annual | Allowances Withdrawn (n:1) | GWh | 0 | 0 | 0 | 0 | 0 | 0 | 0
#CAN RPS v6.20- CNAB | 36 | 7565 | Generation Constraint in GWh | FALSE | G | Annual | Net Emissions Allowance Position | GWh | 28529.2853 | 28529.2781 | 28529.2277 | 28529.5022 | 28529.5571 | 28612.0969 | 29838.2331
#CAN RPS v6.20- CNAB | 36 | 7565 | Generation Constraint in GWh | FALSE | G | Annual | Fuel Consumed | TBtu | 0.51188 | 0.51182 | 0.51139 | 0.51373 | 0.5142 | 1.2169 | 3.5345
#CAN RPS v6.20- CNAB | 36 | 7565 | Generation Constraint in GWh | FALSE | G | Annual | Heat Rate | MMBtu/MWh | 0.017942 | 0.01794 | 0.017925 | 0.018007 | 0.018023 | 0.04253 | 0.11846
#CAN RPS v6.20- CNAB | 36 | 7565 | Generation Constraint in GWh | FALSE | G | Annual | Generation | TWh | 28.5293 | 28.5293 | 28.5292 | 28.5295 | 28.5296 | 28.6121 | 29.8382
#CAN RPS v6.20- CNAB | 36 | 7565 | Generation Constraint in GWh | FALSE | G | Annual | Qualifying Generation | TWh | 28.5293 | 28.5293 | 28.5292 | 28.5295 | 28.5296 | 28.6121 | 29.8382
#CAN RPS v6.20- CNAB | 36 | 7565 | Generation Constraint in GWh | FALSE | G | Annual | Rate | lb/MWh | 0 | 0 | 0 | 0 | 0 | 0 | 0
#CAN RPS v6.20- CNAB | 36 | 7565 | Generation Constraint in GWh | FALSE | G | Annual | Constraint Shadow Price | US2019$/MWh | 0 | 0 | 0 | 0 | 0 | 1.2219 | 18.8624
#CAN RPS v6.20- CNBC | 37 | 7564 | Generation Constraint in GWh | FALSE | G | Annual | Seasons Included | Seasons | Winter, WintShld, Summer | Winter, WintShld, Summer | Winter, WintShld, Summer | Winter, WintShld, Summer | Winter, WintShld, Summer | Winter, WintShld, Summer | Winter, WintShld, Summer
#CAN RPS v6.20- CNBC | 37 | 7564 | Generation Constraint in GWh | FALSE | G | Annual | Standard GWh | GWh | 59884.5412 | 60675.4012 | 64507.8531 | 67783.2878 | 70844.7612 | 73445.6106 | 76134.7712
#CAN RPS v6.20- CNBC | 37 | 7564 | Generation Constraint in GWh | FALSE | G | Annual | Emissions at Affected Plants | GWh | 78480.3033 | 78480.3033 | 78480.3033 | 78480.3033 | 78945.4593 | 78945.4593 | 78945.3507
#CAN RPS v6.20- CNBC | 37 | 7564 | Generation Constraint in GWh | FALSE | G | Annual | Allowances Purchased | GWh | 0 | 0 | 0 | 0 | 0 | 0 | 0
#CAN RPS v6.20- CNBC | 37 | 7564 | Generation Constraint in GWh | FALSE | G | Annual | Allowances Sold | GWh | 0 | 0 | 0 | 0 | 0 | 0 | 0
#CAN RPS v6.20- CNBC | 37 | 7564 | Generation Constraint in GWh | FALSE | G | Annual | Allowances Banked | GWh | 0 | 0 | 0 | 0 | 0 | 0 | 0
#CAN RPS v6.20- CNBC | 37 | 7564 | Generation Constraint in GWh | FALSE | G | Annual | Allowances Withdrawn (1:1) | GWh | 0 | 0 | 0 | 0 | 0 | 0 | 0
#CAN RPS v6.20- CNBC | 37 | 7564 | Generation Constraint in GWh | FALSE | G | Annual | Allowances Withdrawn (n:1) | GWh | 0 | 0 | 0 | 0 | 0 | 0 | 0
#CAN RPS v6.20- CNBC | 37 | 7564 | Generation Constraint in GWh | FALSE | G | Annual | Net Emissions Allowance Position | GWh | 78480.3033 | 78480.3033 | 78480.3033 | 78480.3033 | 78945.4593 | 78945.4593 | 78945.3507
#CAN RPS v6.20- CNBC | 37 | 7564 | Generation Constraint in GWh | FALSE | G | Annual | Fuel Consumed | TBtu | 2.1575 | 2.1575 | 2.1575 | 2.1575 | 6.1174 | 6.1174 | 6.1165
#CAN RPS v6.20- CNBC | 37 | 7564 | Generation Constraint in GWh | FALSE | G | Annual | Heat Rate | MMBtu/MWh | 0.027491 | 0.027491 | 0.027491 | 0.027491 | 0.077489 | 0.077489 | 0.077477
#CAN RPS v6.20- CNBC | 37 | 7564 | Generation Constraint in GWh | FALSE | G | Annual | Generation | TWh | 78.4803 | 78.4803 | 78.4803 | 78.4803 | 78.9455 | 78.9455 | 78.9454
#CAN RPS v6.20- CNBC | 37 | 7564 | Generation Constraint in GWh | FALSE | G | Annual | Qualifying Generation | TWh | 78.4803 | 78.4803 | 78.4803 | 78.4803 | 78.9455 | 78.9455 | 78.9454
#CAN RPS v6.20- CNBC | 37 | 7564 | Generation Constraint in GWh | FALSE | G | Annual | Rate | lb/MWh | 0 | 0 | 0 | 0 | 0 | 0 | 0
#CAN RPS v6.20- CNBC | 37 | 7564 | Generation Constraint in GWh | FALSE | G | Annual | Constraint Shadow Price | US2019$/MWh | 0 | 0 | 0 | 0 | 0 | 0 | 0
#CAN RPS v6.20- CNNB | 38 | 7567 | Generation Constraint in GWh | FALSE | G | Annual | Seasons Included | Seasons | Winter, WintShld, Summer | Winter, WintShld, Summer | Winter, WintShld, Summer | Winter, WintShld, Summer | Winter, WintShld, Summer | Winter, WintShld, Summer | Winter, WintShld, Summer
#CAN RPS v6.20- CNNB | 38 | 7567 | Generation Constraint in GWh | FALSE | G | Annual | Standard GWh | GWh | 5349.8881 | 5316.2436 | 3917.3106 | 3996.2795 | 4100.8027 | 4205.9395 | 4203.4708
#CAN RPS v6.20- CNNB | 38 | 7567 | Generation Constraint in GWh | FALSE | G | Annual | Emissions at Affected Plants | GWh | 5349.8881 | 5316.2436 | 4815.5963 | 4815.5963 | 4815.5963 | 5551.9475 | 6063.9081
#CAN RPS v6.20- CNNB | 38 | 7567 | Generation Constraint in GWh | FALSE | G | Annual | Allowances Purchased | GWh | 0 | 0 | 0 | 0 | 0 | 0 | 0
#CAN RPS v6.20- CNNB | 38 | 7567 | Generation Constraint in GWh | FALSE | G | Annual | Allowances Sold | GWh | 0 | 0 | 0 | 0 | 0 | 0 | 0
#CAN RPS v6.20- CNNB | 38 | 7567 | Generation Constraint in GWh | FALSE | G | Annual | Allowances Banked | GWh | 0 | 0 | 0 | 0 | 0 | 0 | 0
#CAN RPS v6.20- CNNB | 38 | 7567 | Generation Constraint in GWh | FALSE | G | Annual | Allowances Withdrawn (1:1) | GWh | 0 | 0 | 0 | 0 | 0 | 0 | 0
#CAN RPS v6.20- CNNB | 38 | 7567 | Generation Constraint in GWh | FALSE | G | Annual | Allowances Withdrawn (n:1) | GWh | 0 | 0 | 0 | 0 | 0 | 0 | 0
#CAN RPS v6.20- CNNB | 38 | 7567 | Generation Constraint in GWh | FALSE | G | Annual | Net Emissions Allowance Position | GWh | 5349.8881 | 5316.2436 | 4815.5963 | 4815.5963 | 4815.5963 | 5551.9475 | 6063.9081
#CAN RPS v6.20- CNNB | 38 | 7567 | Generation Constraint in GWh | FALSE | G | Annual | Fuel Consumed | TBtu | 5.5415 | 3.8104 | 0 | 0 | 0 | 0.19549 | 0.19549
#CAN RPS v6.20- CNNB | 38 | 7567 | Generation Constraint in GWh | FALSE | G | Annual | Heat Rate | MMBtu/MWh | 0.81691 | 0.71675 | 0 | 0 | 0 | 0.035211 | 0.032238
#CAN RPS v6.20- CNNB | 38 | 7567 | Generation Constraint in GWh | FALSE | G | Annual | Generation | TWh | 6.7835 | 5.3162 | 4.8156 | 4.8156 | 4.8156 | 5.5519 | 6.0639
#CAN RPS v6.20- CNNB | 38 | 7567 | Generation Constraint in GWh | FALSE | G | Annual | Qualifying Generation | TWh | 5.3499 | 5.3162 | 4.8156 | 4.8156 | 4.8156 | 5.5519 | 6.0639
#CAN RPS v6.20- CNNB | 38 | 7567 | Generation Constraint in GWh | FALSE | G | Annual | Rate | lb/MWh | 0 | 0 | 0 | 0 | 0 | 0 | 0
#CAN RPS v6.20- CNNB | 38 | 7567 | Generation Constraint in GWh | FALSE | G | Annual | Constraint Shadow Price | US2019$/MWh | 10.624 | 5.706 | 0 | 0 | 0 | 0 | 0
#CAN RPS v6.20- CNNS | 39 | 7568 | Generation Constraint in GWh | FALSE | G | Annual | Seasons Included | Seasons | Winter, WintShld, Summer | Winter, WintShld, Summer | Winter, WintShld, Summer | Winter, WintShld, Summer | Winter, WintShld, Summer | Winter, WintShld, Summer | Winter, WintShld, Summer
#CAN RPS v6.20- CNNS | 39 | 7568 | Generation Constraint in GWh | FALSE | G | Annual | Standard GWh | GWh | 4401.5942 | 4402.0311 | 4566.0724 | 4649.1405 | 4609.2545 | 4642.704 | 4675.9557
#CAN RPS v6.20- CNNS | 39 | 7568 | Generation Constraint in GWh | FALSE | G | Annual | Emissions at Affected Plants | GWh | 4401.5942 | 4402.0311 | 4566.0724 | 4649.1405 | 4609.2545 | 4642.704 | 4675.9557
#CAN RPS v6.20- CNNS | 39 | 7568 | Generation Constraint in GWh | FALSE | G | Annual | Allowances Purchased | GWh | 0 | 0 | 0 | 0 | 0 | 0 | 0
#CAN RPS v6.20- CNNS | 39 | 7568 | Generation Constraint in GWh | FALSE | G | Annual | Allowances Sold | GWh | 0 | 0 | 0 | 0 | 0 | 0 | 0
#CAN RPS v6.20- CNNS | 39 | 7568 | Generation Constraint in GWh | FALSE | G | Annual | Allowances Banked | GWh | 0 | 0 | 0 | 0 | 0 | 0 | 0
#CAN RPS v6.20- CNNS | 39 | 7568 | Generation Constraint in GWh | FALSE | G | Annual | Allowances Withdrawn (1:1) | GWh | 0 | 0 | 0 | 0 | 0 | 0 | 0
#CAN RPS v6.20- CNNS | 39 | 7568 | Generation Constraint in GWh | FALSE | G | Annual | Allowances Withdrawn (n:1) | GWh | 0 | 0 | 0 | 0 | 0 | 0 | 0
#CAN RPS v6.20- CNNS | 39 | 7568 | Generation Constraint in GWh | FALSE | G | Annual | Net Emissions Allowance Position | GWh | 4401.5942 | 4402.0311 | 4566.0724 | 4649.1405 | 4609.2545 | 4642.704 | 4675.9557
#CAN RPS v6.20- CNNS | 39 | 7568 | Generation Constraint in GWh | FALSE | G | Annual | Fuel Consumed | TBtu | 1.5753 | 0.33547 | 0.33236 | 0.3298 | 0.33198 | 0.32589 | 0.32589
#CAN RPS v6.20- CNNS | 39 | 7568 | Generation Constraint in GWh | FALSE | G | Annual | Heat Rate | MMBtu/MWh | 0.3579 | 0.044571 | 0.044161 | 0.039234 | 0.038452 | 0.035134 | 0.034754
#CAN RPS v6.20- CNNS | 39 | 7568 | Generation Constraint in GWh | FALSE | G | Annual | Generation | TWh | 4.4016 | 7.5266 | 7.5262 | 8.4058 | 8.6336 | 9.2757 | 9.377
#CAN RPS v6.20- CNNS | 39 | 7568 | Generation Constraint in GWh | FALSE | G | Annual | Qualifying Generation | TWh | 4.4016 | 4.402 | 4.5661 | 4.6491 | 4.6093 | 4.6427 | 4.676
#CAN RPS v6.20- CNNS | 39 | 7568 | Generation Constraint in GWh | FALSE | G | Annual | Rate | lb/MWh | 0 | 0 | 0 | 0 | 0 | 0 | 0
#CAN RPS v6.20- CNNS | 39 | 7568 | Generation Constraint in GWh | FALSE | G | Annual | Constraint Shadow Price | US2019$/MWh | 15.015 | 5.278 | 0 | 0 | 0 | 0 | 0
#CAN RPS v6.20- CNPE | 40 | 7569 | Generation Constraint in GWh | FALSE | G | Annual | Seasons Included | Seasons | Winter, WintShld, Summer | Winter, WintShld, Summer | Winter, WintShld, Summer | Winter, WintShld, Summer | Winter, WintShld, Summer | Winter, WintShld, Summer | Winter, WintShld, Summer
#CAN RPS v6.20- CNPE | 40 | 7569 | Generation Constraint in GWh | FALSE | G | Annual | Standard GWh | GWh | 572.7527 | 581.3031 | 627.8733 | 676.6798 | 714.5161 | 759.3255 | 806.869
#CAN RPS v6.20- CNPE | 40 | 7569 | Generation Constraint in GWh | FALSE | G | Annual | Emissions at Affected Plants | GWh | 572.7527 | 581.3031 | 650.4185 | 676.6798 | 714.5161 | 759.3255 | 806.869
#CAN RPS v6.20- CNPE | 40 | 7569 | Generation Constraint in GWh | FALSE | G | Annual | Allowances Purchased | GWh | 0 | 0 | 0 | 0 | 0 | 0 | 0
#CAN RPS v6.20- CNPE | 40 | 7569 | Generation Constraint in GWh | FALSE | G | Annual | Allowances Sold | GWh | 0 | 0 | 0 | 0 | 0 | 0 | 0
#CAN RPS v6.20- CNPE | 40 | 7569 | Generation Constraint in GWh | FALSE | G | Annual | Allowances Banked | GWh | 0 | 0 | 0 | 0 | 0 | 0 | 0
#CAN RPS v6.20- CNPE | 40 | 7569 | Generation Constraint in GWh | FALSE | G | Annual | Allowances Withdrawn (1:1) | GWh | 0 | 0 | 0 | 0 | 0 | 0 | 0
#CAN RPS v6.20- CNPE | 40 | 7569 | Generation Constraint in GWh | FALSE | G | Annual | Allowances Withdrawn (n:1) | GWh | 0 | 0 | 0 | 0 | 0 | 0 | 0
#CAN RPS v6.20- CNPE | 40 | 7569 | Generation Constraint in GWh | FALSE | G | Annual | Net Emissions Allowance Position | GWh | 572.7527 | 581.3031 | 650.4185 | 676.6798 | 714.5161 | 759.3255 | 806.869
#CAN RPS v6.20- CNPE | 40 | 7569 | Generation Constraint in GWh | FALSE | G | Annual | Fuel Consumed | TBtu | 0 | 0 | 0 | 0 | 0 | 0 | 0
#CAN RPS v6.20- CNPE | 40 | 7569 | Generation Constraint in GWh | FALSE | G | Annual | Heat Rate | MMBtu/MWh | 0 | 0 | 0 | 0 | 0 | 0 | 0
#CAN RPS v6.20- CNPE | 40 | 7569 | Generation Constraint in GWh | FALSE | G | Annual | Generation | TWh | 0.65042 | 0.65042 | 0.65042 | 0.67668 | 0.71452 | 0.75933 | 0.80687
#CAN RPS v6.20- CNPE | 40 | 7569 | Generation Constraint in GWh | FALSE | G | Annual | Qualifying Generation | TWh | 0.57275 | 0.5813 | 0.65042 | 0.67668 | 0.71452 | 0.75933 | 0.80687
#CAN RPS v6.20- CNPE | 40 | 7569 | Generation Constraint in GWh | FALSE | G | Annual | Rate | lb/MWh | 0 | 0 | 0 | 0 | 0 | 0 | 0
#CAN RPS v6.20- CNPE | 40 | 7569 | Generation Constraint in GWh | FALSE | G | Annual | Constraint Shadow Price | US2019$/MWh | 10.624 | 5.278 | 0 | 4.8719 | 3.1624 | 2.6894 | 2.0516
#CAN RPS v6.20- CNSK | 41 | 7566 | Generation Constraint in GWh | FALSE | G | Annual | Seasons Included | Seasons | Winter, WintShld, Summer | Winter, WintShld, Summer | Winter, WintShld, Summer | Winter, WintShld, Summer | Winter, WintShld, Summer | Winter, WintShld, Summer | Winter, WintShld, Summer
#CAN RPS v6.20- CNSK | 41 | 7566 | Generation Constraint in GWh | FALSE | G | Annual | Standard GWh | GWh | 9340.9993 | 11796.5543 | 12107.253 | 12352.2781 | 12790.3311 | 13395.1774 | 14027.3052
#CAN RPS v6.20- CNSK | 41 | 7566 | Generation Constraint in GWh | FALSE | G | Annual | Emissions at Affected Plants | GWh | 9340.9993 | 11796.5543 | 12107.253 | 12352.2781 | 12790.3311 | 13395.1774 | 14027.3052
#CAN RPS v6.20- CNSK | 41 | 7566 | Generation Constraint in GWh | FALSE | G | Annual | Allowances Purchased | GWh | 0 | 0 | 0 | 0 | 0 | 0 | 0
#CAN RPS v6.20- CNSK | 41 | 7566 | Generation Constraint in GWh | FALSE | G | Annual | Allowances Sold | GWh | 0 | 0 | 0 | 0 | 0 | 0 | 0
#CAN RPS v6.20- CNSK | 41 | 7566 | Generation Constraint in GWh | FALSE | G | Annual | Allowances Banked | GWh | 0 | 0 | 0 | 0 | 0 | 0 | 0
#CAN RPS v6.20- CNSK | 41 | 7566 | Generation Constraint in GWh | FALSE | G | Annual | Allowances Withdrawn (1:1) | GWh | 0 | 0 | 0 | 0 | 0 | 0 | 0
#CAN RPS v6.20- CNSK | 41 | 7566 | Generation Constraint in GWh | FALSE | G | Annual | Allowances Withdrawn (n:1) | GWh | 0 | 0 | 0 | 0 | 0 | 0 | 0
#CAN RPS v6.20- CNSK | 41 | 7566 | Generation Constraint in GWh | FALSE | G | Annual | Net Emissions Allowance Position | GWh | 9340.9993 | 11796.5543 | 12107.253 | 12352.2781 | 12790.3311 | 13395.1774 | 14027.3052
#CAN RPS v6.20- CNSK | 41 | 7566 | Generation Constraint in GWh | FALSE | G | Annual | Fuel Consumed | TBtu | 6.9338 | 6.9338 | 6.9338 | 2.482 | 2.482 | 0.26847 | 0.26847
#CAN RPS v6.20- CNSK | 41 | 7566 | Generation Constraint in GWh | FALSE | G | Annual | Heat Rate | MMBtu/MWh | 0.74229 | 0.58778 | 0.57269 | 0.20093 | 0.19405 | 0.020042 | 0.019139
#CAN RPS v6.20- CNSK | 41 | 7566 | Generation Constraint in GWh | FALSE | G | Annual | Generation | TWh | 9.341 | 11.7966 | 12.1073 | 12.3523 | 12.7903 | 13.3952 | 14.0273
#CAN RPS v6.20- CNSK | 41 | 7566 | Generation Constraint in GWh | FALSE | G | Annual | Qualifying Generation | TWh | 9.341 | 11.7966 | 12.1073 | 12.3523 | 12.7903 | 13.3952 | 14.0273
#CAN RPS v6.20- CNSK | 41 | 7566 | Generation Constraint in GWh | FALSE | G | Annual | Rate | lb/MWh | 0 | 0 | 0 | 0 | 0 | 0 | 0
#CAN RPS v6.20- CNSK | 41 | 7566 | Generation Constraint in GWh | FALSE | G | Annual | Constraint Shadow Price | US2019$/MWh | 48.06 | 23.9212 | 15.2603 | 11.6141 | 9.8465 | 7.9822 | 7.0617
#CAN Trenton 1-2 - SO2 Rate Annual v3.1 | 42 | 7638 | Rate Constraint in lbs/MMBtu | FALSE | L | Annual | Seasons Included | Seasons | Winter, WintShld, Summer | Winter, WintShld, Summer | Winter, WintShld, Summer | Winter, WintShld, Summer | Winter, WintShld, Summer | Winter, WintShld, Summer | Winter, WintShld, Summer
#CAN Trenton 1-2 - SO2 Rate Annual v3.1 | 42 | 7638 | Rate Constraint in lbs/MMBtu | FALSE | L | Annual | Standard SO2 | lb/MMBtu | 3.2097 | 3.2097 | 3.2097 | 3.2097 | 3.2097 | 3.2097 | 3.2097
#CAN Trenton 1-2 - SO2 Rate Annual v3.1 | 42 | 7638 | Rate Constraint in lbs/MMBtu | FALSE | L | Annual | Emissions at Affected Plants SO2 | Thousand Tons | 0 | 0 | 0 | 0 | 0 | 0 | 0
#CAN Trenton 1-2 - SO2 Rate Annual v3.1 | 42 | 7638 | Rate Constraint in lbs/MMBtu | FALSE | L | Annual | Allowances Purchased SO2 | Thousand Tons | 0 | 0 | 0 | 0 | 0 | 0 | 0
#CAN Trenton 1-2 - SO2 Rate Annual v3.1 | 42 | 7638 | Rate Constraint in lbs/MMBtu | FALSE | L | Annual | Allowances Sold SO2 | Thousand Tons | 0 | 0 | 0 | 0 | 0 | 0 | 0
#CAN Trenton 1-2 - SO2 Rate Annual v3.1 | 42 | 7638 | Rate Constraint in lbs/MMBtu | FALSE | L | Annual | Allowances Banked | Thousand Tons | 0 | 0 | 0 | 0 | 0 | 0 | 0
#CAN Trenton 1-2 - SO2 Rate Annual v3.1 | 42 | 7638 | Rate Constraint in lbs/MMBtu | FALSE | L | Annual | Allowances Withdrawn (1:1) | Thousand Tons | 0 | 0 | 0 | 0 | 0 | 0 | 0
#CAN Trenton 1-2 - SO2 Rate Annual v3.1 | 42 | 7638 | Rate Constraint in lbs/MMBtu | FALSE | L | Annual | Allowances Withdrawn (n:1) | Thousand Tons | 0 | 0 | 0 | 0 | 0 | 0 | 0
#CAN Trenton 1-2 - SO2 Rate Annual v3.1 | 42 | 7638 | Rate Constraint in lbs/MMBtu | FALSE | L | Annual | Net Emissions Allowance Position | Thousand Tons | 0 | 0 | 0 | 0 | 0 | 0 | 0
#CAN Trenton 1-2 - SO2 Rate Annual v3.1 | 42 | 7638 | Rate Constraint in lbs/MMBtu | FALSE | L | Annual | Fuel Consumed | TBtu | 0 | 0 | 0 | 0 | 0 | 0 | 0
#CAN Trenton 1-2 - SO2 Rate Annual v3.1 | 42 | 7638 | Rate Constraint in lbs/MMBtu | FALSE | L | Annual | Rate | lb/MMBtu | 0 | 0 | 0 | 0 | 0 | 0 | 0
#CAN Trenton 1-2 - SO2 Rate Annual v3.1 | 42 | 7638 | Rate Constraint in lbs/MMBtu | FALSE | L | Annual | Generation | TWh | 0 | 0 | 0 | 0 | 0 | 0 | 0
#CAN Trenton 1-2 - SO2 Rate Annual v3.1 | 42 | 7638 | Rate Constraint in lbs/MMBtu | FALSE | L | Annual | Qualifying Generation | TWh | 0 | 0 | 0 | 0 | 0 | 0 | 0
#CAN Trenton 1-2 - SO2 Rate Annual v3.1 | 42 | 7638 | Rate Constraint in lbs/MMBtu | FALSE | L | Annual | Rate | lb/MWh | 0 | 0 | 0 | 0 | 0 | 0 | 0
#CAN Trenton 1-2 - SO2 Rate Annual v3.1 | 42 | 7638 | Rate Constraint in lbs/MMBtu | FALSE | L | Annual | Constraint Shadow Price | US2019$/Ton | 0 | 0 | 0 | 0 | 0 | 0 | 0
#MATS - HCL Rate in 2015 | 43 | 7120 | MACT Fuel Choice Floor in lbs/MMBtu | FALSE | L | Annual | Seasons Included | Seasons | Winter, WintShld, Summer | Winter, WintShld, Summer | Winter, WintShld, Summer | Winter, WintShld, Summer | Winter, WintShld, Summer | Winter, WintShld, Summer | Winter, WintShld, Summer
#MATS - HCL Rate in 2015 | 43 | 7120 | MACT Fuel Choice Floor in lbs/MMBtu | FALSE | L | Annual | Emission Floor | lb/MMBtu | 0.002 | 0.002 | 0.002 | 0.002 | 0.002 | 0.002 | 0.002
#MATS - HCL Rate in 2015 | 43 | 7120 | MACT Fuel Choice Floor in lbs/MMBtu | FALSE | L | Annual | Emissions at Affected Plants HCL | Thousand Tons | 2.6765 | 1.7032 | 0.77983 | 0.56855 | 0.11948 | 0.033065 | 0.054043
#MATS - HCL Rate in 2015 | 43 | 7120 | MACT Fuel Choice Floor in lbs/MMBtu | FALSE | L | Annual | Allowances Purchased HCL | Thousand Tons | 0 | 0 | 0 | 0 | 0 | 0 | 0
#MATS - HCL Rate in 2015 | 43 | 7120 | MACT Fuel Choice Floor in lbs/MMBtu | FALSE | L | Annual | Allowances Sold HCL | Thousand Tons | 0 | 0 | 0 | 0 | 0 | 0 | 0
#MATS - HCL Rate in 2015 | 43 | 7120 | MACT Fuel Choice Floor in lbs/MMBtu | FALSE | L | Annual | Allowances Banked | Thousand Tons | 0 | 0 | 0 | 0 | 0 | 0 | 0
#MATS - HCL Rate in 2015 | 43 | 7120 | MACT Fuel Choice Floor in lbs/MMBtu | FALSE | L | Annual | Allowances Withdrawn (1:1) | Thousand Tons | 0 | 0 | 0 | 0 | 0 | 0 | 0
#MATS - HCL Rate in 2015 | 43 | 7120 | MACT Fuel Choice Floor in lbs/MMBtu | FALSE | L | Annual | Allowances Withdrawn (n:1) | Thousand Tons | 0 | 0 | 0 | 0 | 0 | 0 | 0
#MATS - HCL Rate in 2015 | 43 | 7120 | MACT Fuel Choice Floor in lbs/MMBtu | FALSE | L | Annual | Net Emissions Allowance Position | Thousand Tons | 2.6765 | 1.7032 | 0.77983 | 0.56855 | 0.11948 | 0.033065 | 0.054043
#MATS - HCL Rate in 2015 | 43 | 7120 | MACT Fuel Choice Floor in lbs/MMBtu | FALSE | L | Annual | Fuel Consumed | TBtu | 5747.2651 | 3584.3126 | 1586.8528 | 1076.5332 | 258.6681 | 76.237 | 118.2412
#MATS - HCL Rate in 2015 | 43 | 7120 | MACT Fuel Choice Floor in lbs/MMBtu | FALSE | L | Annual | Rate | lb/MMBtu | 0.0009314 | 0.00095038 | 0.00098286 | 0.0010563 | 0.00092384 | 0.00086741 | 0.00091411
#MATS - HCL Rate in 2015 | 43 | 7120 | MACT Fuel Choice Floor in lbs/MMBtu | FALSE | L | Annual | Generation | TWh | 559.0669 | 321.8896 | 117.8025 | 77.4955 | 22.3998 | 6.0765 | 9.9089
#MATS - HCL Rate in 2015 | 43 | 7120 | MACT Fuel Choice Floor in lbs/MMBtu | FALSE | L | Annual | Qualifying Generation | TWh | 559.0669 | 321.8896 | 117.8025 | 77.4955 | 22.3998 | 6.0765 | 9.9089
#MATS - HCL Rate in 2015 | 43 | 7120 | MACT Fuel Choice Floor in lbs/MMBtu | FALSE | L | Annual | Constraint Shadow Price | US2019$/Ton | 0 | 0 | 0 | 0 | 0 | 0 | 0
#MATS - HCL Rate in 2015 (IGCC) | 44 | 7121 | MACT Fuel Choice Floor in lbs/MMBtu | FALSE | L | Annual | Seasons Included | Seasons | Winter, WintShld, Summer | Winter, WintShld, Summer | Winter, WintShld, Summer | Winter, WintShld, Summer | Winter, WintShld, Summer | Winter, WintShld, Summer | Winter, WintShld, Summer
#MATS - HCL Rate in 2015 (IGCC) | 44 | 7121 | MACT Fuel Choice Floor in lbs/MMBtu | FALSE | L | Annual | Emission Floor | lb/MMBtu | 0.005 | 0.005 | 0.005 | 0.005 | 0.005 | 0.005 | 0.005
#MATS - HCL Rate in 2015 (IGCC) | 44 | 7121 | MACT Fuel Choice Floor in lbs/MMBtu | FALSE | L | Annual | Emissions at Affected Plants HCL | Thousand Tons | 0.021101 | 0.019259 | 0 | 0 | 0 | 0 | 0
#MATS - HCL Rate in 2015 (IGCC) | 44 | 7121 | MACT Fuel Choice Floor in lbs/MMBtu | FALSE | L | Annual | Allowances Purchased HCL | Thousand Tons | 0 | 0 | 0 | 0 | 0 | 0 | 0
#MATS - HCL Rate in 2015 (IGCC) | 44 | 7121 | MACT Fuel Choice Floor in lbs/MMBtu | FALSE | L | Annual | Allowances Sold HCL | Thousand Tons | 0 | 0 | 0 | 0 | 0 | 0 | 0
#MATS - HCL Rate in 2015 (IGCC) | 44 | 7121 | MACT Fuel Choice Floor in lbs/MMBtu | FALSE | L | Annual | Allowances Banked | Thousand Tons | 0 | 0 | 0 | 0 | 0 | 0 | 0
#MATS - HCL Rate in 2015 (IGCC) | 44 | 7121 | MACT Fuel Choice Floor in lbs/MMBtu | FALSE | L | Annual | Allowances Withdrawn (1:1) | Thousand Tons | 0 | 0 | 0 | 0 | 0 | 0 | 0
#MATS - HCL Rate in 2015 (IGCC) | 44 | 7121 | MACT Fuel Choice Floor in lbs/MMBtu | FALSE | L | Annual | Allowances Withdrawn (n:1) | Thousand Tons | 0 | 0 | 0 | 0 | 0 | 0 | 0
#MATS - HCL Rate in 2015 (IGCC) | 44 | 7121 | MACT Fuel Choice Floor in lbs/MMBtu | FALSE | L | Annual | Net Emissions Allowance Position | Thousand Tons | 0.021101 | 0.019259 | 0 | 0 | 0 | 0 | 0
#MATS - HCL Rate in 2015 (IGCC) | 44 | 7121 | MACT Fuel Choice Floor in lbs/MMBtu | FALSE | L | Annual | Fuel Consumed | TBtu | 42.202 | 38.5176 | 0 | 0 | 0 | 0 | 0
#MATS - HCL Rate in 2015 (IGCC) | 44 | 7121 | MACT Fuel Choice Floor in lbs/MMBtu | FALSE | L | Annual | Rate | lb/MMBtu | 0.001 | 0.001 | 0 | 0 | 0 | 0 | 0
#MATS - HCL Rate in 2015 (IGCC) | 44 | 7121 | MACT Fuel Choice Floor in lbs/MMBtu | FALSE | L | Annual | Generation | TWh | 3.7114 | 3.3874 | 0 | 0 | 0 | 0 | 0
#MATS - HCL Rate in 2015 (IGCC) | 44 | 7121 | MACT Fuel Choice Floor in lbs/MMBtu | FALSE | L | Annual | Qualifying Generation | TWh | 3.7114 | 3.3874 | 0 | 0 | 0 | 0 | 0
#MATS - HCL Rate in 2015 (IGCC) | 44 | 7121 | MACT Fuel Choice Floor in lbs/MMBtu | FALSE | L | Annual | Constraint Shadow Price | US2019$/Ton | 0 | 0 | 0 | 0 | 0 | 0 | 0
#MATS - HCL Rate in 2015 (PK) | 45 | 7122 | MACT Fuel Choice Floor in lbs/MMBtu | FALSE | L | Annual | Seasons Included | Seasons | Winter, WintShld, Summer | Winter, WintShld, Summer | Winter, WintShld, Summer | Winter, WintShld, Summer | Winter, WintShld, Summer | Winter, WintShld, Summer | Winter, WintShld, Summer
#MATS - HCL Rate in 2015 (PK) | 45 | 7122 | MACT Fuel Choice Floor in lbs/MMBtu | FALSE | L | Annual | Emission Floor | lb/MMBtu | 0.0005 | 0.0005 | 0.0005 | 0.0005 | 0.0005 | 0.0005 | 0.0005
#MATS - HCL Rate in 2015 (PK) | 45 | 7122 | MACT Fuel Choice Floor in lbs/MMBtu | FALSE | L | Annual | Emissions at Affected Plants HCL | Thousand Tons | 2.6548 | 1.6864 | 0.7598 | 0.54853 | 0.1094 | 0.03012 | 0.051098
#MATS - HCL Rate in 2015 (PK) | 45 | 7122 | MACT Fuel Choice Floor in lbs/MMBtu | FALSE | L | Annual | Allowances Purchased HCL | Thousand Tons | 0 | 0 | 0 | 0 | 0 | 0 | 0
#MATS - HCL Rate in 2015 (PK) | 45 | 7122 | MACT Fuel Choice Floor in lbs/MMBtu | FALSE | L | Annual | Allowances Sold HCL | Thousand Tons | 0 | 0 | 0 | 0 | 0 | 0 | 0
#MATS - HCL Rate in 2015 (PK) | 45 | 7122 | MACT Fuel Choice Floor in lbs/MMBtu | FALSE | L | Annual | Allowances Banked | Thousand Tons | 0 | 0 | 0 | 0 | 0 | 0 | 0
#MATS - HCL Rate in 2015 (PK) | 45 | 7122 | MACT Fuel Choice Floor in lbs/MMBtu | FALSE | L | Annual | Allowances Withdrawn (1:1) | Thousand Tons | 0 | 0 | 0 | 0 | 0 | 0 | 0
#MATS - HCL Rate in 2015 (PK) | 45 | 7122 | MACT Fuel Choice Floor in lbs/MMBtu | FALSE | L | Annual | Allowances Withdrawn (n:1) | Thousand Tons | 0 | 0 | 0 | 0 | 0 | 0 | 0
#MATS - HCL Rate in 2015 (PK) | 45 | 7122 | MACT Fuel Choice Floor in lbs/MMBtu | FALSE | L | Annual | Net Emissions Allowance Position | Thousand Tons | 2.6548 | 1.6864 | 0.7598 | 0.54853 | 0.1094 | 0.03012 | 0.051098
#MATS - HCL Rate in 2015 (PK) | 45 | 7122 | MACT Fuel Choice Floor in lbs/MMBtu | FALSE | L | Annual | Fuel Consumed | TBtu | 5703.8624 | 3550.7188 | 1546.8003 | 1036.4807 | 238.5077 | 70.3487 | 112.3529
#MATS - HCL Rate in 2015 (PK) | 45 | 7122 | MACT Fuel Choice Floor in lbs/MMBtu | FALSE | L | Annual | Rate | lb/MMBtu | 0.00093089 | 0.00094991 | 0.00098242 | 0.0010584 | 0.0009174 | 0.00085632 | 0.00090961
#MATS - HCL Rate in 2015 (PK) | 45 | 7122 | MACT Fuel Choice Floor in lbs/MMBtu | FALSE | L | Annual | Generation | TWh | 554.8176 | 319.2066 | 115.1218 | 74.8148 | 21.0505 | 5.6824 | 9.5148
#MATS - HCL Rate in 2015 (PK) | 45 | 7122 | MACT Fuel Choice Floor in lbs/MMBtu | FALSE | L | Annual | Qualifying Generation | TWh | 554.8176 | 319.2066 | 115.1218 | 74.8148 | 21.0505 | 5.6824 | 9.5148
#MATS - HCL Rate in 2015 (PK) | 45 | 7122 | MACT Fuel Choice Floor in lbs/MMBtu | FALSE | L | Annual | Constraint Shadow Price | US2019$/Ton | 0 | 0 | 0 | 0 | 0 | 0 | 0
#MATS - MER Rate in 2015 (Bit and Subbit) | 46 | 7123 | MACT Fuel Choice Floor in lbs/MMBtu | FALSE | L | Annual | Seasons Included | Seasons | Winter, WintShld, Summer | Winter, WintShld, Summer | Winter, WintShld, Summer | Winter, WintShld, Summer | Winter, WintShld, Summer | Winter, WintShld, Summer | Winter, WintShld, Summer
#MATS - MER Rate in 2015 (Bit and Subbit) | 46 | 7123 | MACT Fuel Choice Floor in lbs/MMBtu | FALSE | L | Annual | Emission Floor | lbs/MMBtu | 1.2e-06 | 1.2e-06 | 1.2e-06 | 1.2e-06 | 1.2e-06 | 1.2e-06 | 1.2e-06
#MATS - MER Rate in 2015 (Bit and Subbit) | 46 | 7123 | MACT Fuel Choice Floor in lbs/MMBtu | FALSE | L | Annual | Emissions at Affected Plants MER | lbs | 3150.7246 | 1958.6637 | 908.7408 | 676.628 | 140.5409 | 41.3714 | 63.0909
#MATS - MER Rate in 2015 (Bit and Subbit) | 46 | 7123 | MACT Fuel Choice Floor in lbs/MMBtu | FALSE | L | Annual | Allowances Purchased MER | lbs | 0 | 0 | 0 | 0 | 0 | 0 | 0
#MATS - MER Rate in 2015 (Bit and Subbit) | 46 | 7123 | MACT Fuel Choice Floor in lbs/MMBtu | FALSE | L | Annual | Allowances Sold MER | lbs | 0 | 0 | 0 | 0 | 0 | 0 | 0
#MATS - MER Rate in 2015 (Bit and Subbit) | 46 | 7123 | MACT Fuel Choice Floor in lbs/MMBtu | FALSE | L | Annual | Allowances Banked | lbs | 0 | 0 | 0 | 0 | 0 | 0 | 0
#MATS - MER Rate in 2015 (Bit and Subbit) | 46 | 7123 | MACT Fuel Choice Floor in lbs/MMBtu | FALSE | L | Annual | Allowances Withdrawn (1:1) | lbs | 0 | 0 | 0 | 0 | 0 | 0 | 0
#MATS - MER Rate in 2015 (Bit and Subbit) | 46 | 7123 | MACT Fuel Choice Floor in lbs/MMBtu | FALSE | L | Annual | Allowances Withdrawn (n:1) | lbs | 0 | 0 | 0 | 0 | 0 | 0 | 0
#MATS - MER Rate in 2015 (Bit and Subbit) | 46 | 7123 | MACT Fuel Choice Floor in lbs/MMBtu | FALSE | L | Annual | Net Emissions Allowance Position | lbs | 3150.7246 | 1958.6637 | 908.7408 | 676.628 | 140.5409 | 41.3714 | 63.0909
#MATS - MER Rate in 2015 (Bit and Subbit) | 46 | 7123 | MACT Fuel Choice Floor in lbs/MMBtu | FALSE | L | Annual | Fuel Consumed | TBtu | 5747.2651 | 3584.3126 | 1586.8528 | 1076.5332 | 258.6681 | 76.237 | 118.2412
#MATS - MER Rate in 2015 (Bit and Subbit) | 46 | 7123 | MACT Fuel Choice Floor in lbs/MMBtu | FALSE | L | Annual | Rate | lb/MMBtu | 5.4821e-07 | 5.4645e-07 | 5.7267e-07 | 6.2852e-07 | 5.4333e-07 | 5.4267e-07 | 5.3358e-07
#MATS - MER Rate in 2015 (Bit and Subbit) | 46 | 7123 | MACT Fuel Choice Floor in lbs/MMBtu | FALSE | L | Annual | Generation | TWh | 559.0669 | 321.8896 | 117.8025 | 77.4955 | 22.3998 | 6.0765 | 9.9089
#MATS - MER Rate in 2015 (Bit and Subbit) | 46 | 7123 | MACT Fuel Choice Floor in lbs/MMBtu | FALSE | L | Annual | Qualifying Generation | TWh | 559.0669 | 321.8896 | 117.8025 | 77.4955 | 22.3998 | 6.0765 | 9.9089
#MATS - MER Rate in 2015 (Bit and Subbit) | 46 | 7123 | MACT Fuel Choice Floor in lbs/MMBtu | FALSE | L | Annual | Constraint Shadow Price | US2019$/Lb | 0 | 0 | 0 | 0 | 0 | 0 | 0
#MATS - MER Rate in 2015 (IGCC) | 47 | 7124 | MACT Fuel Choice Floor in lbs/MMBtu | FALSE | L | Annual | Seasons Included | Seasons | Winter, WintShld, Summer | Winter, WintShld, Summer | Winter, WintShld, Summer | Winter, WintShld, Summer | Winter, WintShld, Summer | Winter, WintShld, Summer | Winter, WintShld, Summer
#MATS - MER Rate in 2015 (IGCC) | 47 | 7124 | MACT Fuel Choice Floor in lbs/MMBtu | FALSE | L | Annual | Emission Floor | lbs/MMBtu | 3e-06 | 3e-06 | 3e-06 | 3e-06 | 3e-06 | 3e-06 | 3e-06
#MATS - MER Rate in 2015 (IGCC) | 47 | 7124 | MACT Fuel Choice Floor in lbs/MMBtu | FALSE | L | Annual | Emissions at Affected Plants MER | lbs | 31.8566 | 29.6968 | 0 | 0 | 0 | 0 | 0
#MATS - MER Rate in 2015 (IGCC) | 47 | 7124 | MACT Fuel Choice Floor in lbs/MMBtu | FALSE | L | Annual | Allowances Purchased MER | lbs | 0 | 0 | 0 | 0 | 0 | 0 | 0
#MATS - MER Rate in 2015 (IGCC) | 47 | 7124 | MACT Fuel Choice Floor in lbs/MMBtu | FALSE | L | Annual | Allowances Sold MER | lbs | 0 | 0 | 0 | 0 | 0 | 0 | 0
#MATS - MER Rate in 2015 (IGCC) | 47 | 7124 | MACT Fuel Choice Floor in lbs/MMBtu | FALSE | L | Annual | Allowances Banked | lbs | 0 | 0 | 0 | 0 | 0 | 0 | 0
#MATS - MER Rate in 2015 (IGCC) | 47 | 7124 | MACT Fuel Choice Floor in lbs/MMBtu | FALSE | L | Annual | Allowances Withdrawn (1:1) | lbs | 0 | 0 | 0 | 0 | 0 | 0 | 0
#MATS - MER Rate in 2015 (IGCC) | 47 | 7124 | MACT Fuel Choice Floor in lbs/MMBtu | FALSE | L | Annual | Allowances Withdrawn (n:1) | lbs | 0 | 0 | 0 | 0 | 0 | 0 | 0
#MATS - MER Rate in 2015 (IGCC) | 47 | 7124 | MACT Fuel Choice Floor in lbs/MMBtu | FALSE | L | Annual | Net Emissions Allowance Position | lbs | 31.8566 | 29.6968 | 0 | 0 | 0 | 0 | 0
#MATS - MER Rate in 2015 (IGCC) | 47 | 7124 | MACT Fuel Choice Floor in lbs/MMBtu | FALSE | L | Annual | Fuel Consumed | TBtu | 42.202 | 38.5176 | 0 | 0 | 0 | 0 | 0
#MATS - MER Rate in 2015 (IGCC) | 47 | 7124 | MACT Fuel Choice Floor in lbs/MMBtu | FALSE | L | Annual | Rate | lb/MMBtu | 7.5486e-07 | 7.7099e-07 | 0 | 0 | 0 | 0 | 0
#MATS - MER Rate in 2015 (IGCC) | 47 | 7124 | MACT Fuel Choice Floor in lbs/MMBtu | FALSE | L | Annual | Generation | TWh | 3.7114 | 3.3874 | 0 | 0 | 0 | 0 | 0
#MATS - MER Rate in 2015 (IGCC) | 47 | 7124 | MACT Fuel Choice Floor in lbs/MMBtu | FALSE | L | Annual | Qualifying Generation | TWh | 3.7114 | 3.3874 | 0 | 0 | 0 | 0 | 0
#MATS - MER Rate in 2015 (IGCC) | 47 | 7124 | MACT Fuel Choice Floor in lbs/MMBtu | FALSE | L | Annual | Constraint Shadow Price | US2019$/Lb | 0 | 0 | 0 | 0 | 0 | 0 | 0
#MATS - MER Rate in 2015 (Lig) | 48 | 7125 | MACT Fuel Choice Floor in lbs/MMBtu | FALSE | L | Annual | Seasons Included | Seasons | Winter, WintShld, Summer | Winter, WintShld, Summer | Winter, WintShld, Summer | Winter, WintShld, Summer | Winter, WintShld, Summer | Winter, WintShld, Summer | Winter, WintShld, Summer
#MATS - MER Rate in 2015 (Lig) | 48 | 7125 | MACT Fuel Choice Floor in lbs/MMBtu | FALSE | L | Annual | Emission Floor | lbs/MMBtu | 4e-06 | 4e-06 | 4e-06 | 4e-06 | 4e-06 | 4e-06 | 4e-06
#MATS - MER Rate in 2015 (Lig) | 48 | 7125 | MACT Fuel Choice Floor in lbs/MMBtu | FALSE | L | Annual | Emissions at Affected Plants MER | lbs | 3150.7246 | 1958.6637 | 908.7408 | 676.628 | 140.5409 | 41.3714 | 63.0909
#MATS - MER Rate in 2015 (Lig) | 48 | 7125 | MACT Fuel Choice Floor in lbs/MMBtu | FALSE | L | Annual | Allowances Purchased MER | lbs | 0 | 0 | 0 | 0 | 0 | 0 | 0
#MATS - MER Rate in 2015 (Lig) | 48 | 7125 | MACT Fuel Choice Floor in lbs/MMBtu | FALSE | L | Annual | Allowances Sold MER | lbs | 0 | 0 | 0 | 0 | 0 | 0 | 0
#MATS - MER Rate in 2015 (Lig) | 48 | 7125 | MACT Fuel Choice Floor in lbs/MMBtu | FALSE | L | Annual | Allowances Banked | lbs | 0 | 0 | 0 | 0 | 0 | 0 | 0
#MATS - MER Rate in 2015 (Lig) | 48 | 7125 | MACT Fuel Choice Floor in lbs/MMBtu | FALSE | L | Annual | Allowances Withdrawn (1:1) | lbs | 0 | 0 | 0 | 0 | 0 | 0 | 0
#MATS - MER Rate in 2015 (Lig) | 48 | 7125 | MACT Fuel Choice Floor in lbs/MMBtu | FALSE | L | Annual | Allowances Withdrawn (n:1) | lbs | 0 | 0 | 0 | 0 | 0 | 0 | 0
#MATS - MER Rate in 2015 (Lig) | 48 | 7125 | MACT Fuel Choice Floor in lbs/MMBtu | FALSE | L | Annual | Net Emissions Allowance Position | lbs | 3150.7246 | 1958.6637 | 908.7408 | 676.628 | 140.5409 | 41.3714 | 63.0909
#MATS - MER Rate in 2015 (Lig) | 48 | 7125 | MACT Fuel Choice Floor in lbs/MMBtu | FALSE | L | Annual | Fuel Consumed | TBtu | 5747.2651 | 3584.3126 | 1586.8528 | 1076.5332 | 258.6681 | 76.237 | 118.2412
#MATS - MER Rate in 2015 (Lig) | 48 | 7125 | MACT Fuel Choice Floor in lbs/MMBtu | FALSE | L | Annual | Rate | lb/MMBtu | 5.4821e-07 | 5.4645e-07 | 5.7267e-07 | 6.2852e-07 | 5.4333e-07 | 5.4267e-07 | 5.3358e-07
#MATS - MER Rate in 2015 (Lig) | 48 | 7125 | MACT Fuel Choice Floor in lbs/MMBtu | FALSE | L | Annual | Generation | TWh | 559.0669 | 321.8896 | 117.8025 | 77.4955 | 22.3998 | 6.0765 | 9.9089
#MATS - MER Rate in 2015 (Lig) | 48 | 7125 | MACT Fuel Choice Floor in lbs/MMBtu | FALSE | L | Annual | Qualifying Generation | TWh | 559.0669 | 321.8896 | 117.8025 | 77.4955 | 22.3998 | 6.0765 | 9.9089
#MATS - MER Rate in 2015 (Lig) | 48 | 7125 | MACT Fuel Choice Floor in lbs/MMBtu | FALSE | L | Annual | Constraint Shadow Price | US2019$/Lb | 0 | 0 | 0 | 0 | 0 | 0 | 0
#MATS - MER Rate in 2015 (PK) | 49 | 7126 | MACT Fuel Choice Floor in lbs/MMBtu | FALSE | L | Annual | Seasons Included | Seasons | Winter, WintShld, Summer | Winter, WintShld, Summer | Winter, WintShld, Summer | Winter, WintShld, Summer | Winter, WintShld, Summer | Winter, WintShld, Summer | Winter, WintShld, Summer
#MATS - MER Rate in 2015 (PK) | 49 | 7126 | MACT Fuel Choice Floor in lbs/MMBtu | FALSE | L | Annual | Emission Floor | lbs/MMBtu | 2e-07 | 2e-07 | 2e-07 | 2e-07 | 2e-07 | 2e-07 | 2e-07
#MATS - MER Rate in 2015 (PK) | 49 | 7126 | MACT Fuel Choice Floor in lbs/MMBtu | FALSE | L | Annual | Emissions at Affected Plants MER | lbs | 3126.3702 | 1942.0571 | 888.9415 | 656.8287 | 130.5749 | 38.4606 | 60.1801
#MATS - MER Rate in 2015 (PK) | 49 | 7126 | MACT Fuel Choice Floor in lbs/MMBtu | FALSE | L | Annual | Allowances Purchased MER | lbs | 0 | 0 | 0 | 0 | 0 | 0 | 0
#MATS - MER Rate in 2015 (PK) | 49 | 7126 | MACT Fuel Choice Floor in lbs/MMBtu | FALSE | L | Annual | Allowances Sold MER | lbs | 0 | 0 | 0 | 0 | 0 | 0 | 0
#MATS - MER Rate in 2015 (PK) | 49 | 7126 | MACT Fuel Choice Floor in lbs/MMBtu | FALSE | L | Annual | Allowances Banked | lbs | 0 | 0 | 0 | 0 | 0 | 0 | 0
#MATS - MER Rate in 2015 (PK) | 49 | 7126 | MACT Fuel Choice Floor in lbs/MMBtu | FALSE | L | Annual | Allowances Withdrawn (1:1) | lbs | 0 | 0 | 0 | 0 | 0 | 0 | 0
#MATS - MER Rate in 2015 (PK) | 49 | 7126 | MACT Fuel Choice Floor in lbs/MMBtu | FALSE | L | Annual | Allowances Withdrawn (n:1) | lbs | 0 | 0 | 0 | 0 | 0 | 0 | 0
#MATS - MER Rate in 2015 (PK) | 49 | 7126 | MACT Fuel Choice Floor in lbs/MMBtu | FALSE | L | Annual | Net Emissions Allowance Position | lbs | 3126.3702 | 1942.0571 | 888.9415 | 656.8287 | 130.5749 | 38.4606 | 60.1801
#MATS - MER Rate in 2015 (PK) | 49 | 7126 | MACT Fuel Choice Floor in lbs/MMBtu | FALSE | L | Annual | Fuel Consumed | TBtu | 5703.8624 | 3550.7188 | 1546.8003 | 1036.4807 | 238.5077 | 70.3487 | 112.3529
#MATS - MER Rate in 2015 (PK) | 49 | 7126 | MACT Fuel Choice Floor in lbs/MMBtu | FALSE | L | Annual | Rate | lb/MMBtu | 5.4811e-07 | 5.4695e-07 | 5.747e-07 | 6.3371e-07 | 5.4747e-07 | 5.4671e-07 | 5.3563e-07
#MATS - MER Rate in 2015 (PK) | 49 | 7126 | MACT Fuel Choice Floor in lbs/MMBtu | FALSE | L | Annual | Generation | TWh | 554.8176 | 319.2066 | 115.1218 | 74.8148 | 21.0505 | 5.6824 | 9.5148
#MATS - MER Rate in 2015 (PK) | 49 | 7126 | MACT Fuel Choice Floor in lbs/MMBtu | FALSE | L | Annual | Qualifying Generation | TWh | 554.8176 | 319.2066 | 115.1218 | 74.8148 | 21.0505 | 5.6824 | 9.5148
#MATS - MER Rate in 2015 (PK) | 49 | 7126 | MACT Fuel Choice Floor in lbs/MMBtu | FALSE | L | Annual | Constraint Shadow Price | US2019$/Lb | 0 | 0 | 0 | 0 | 0 | 0 | 0
111(b) - 1000lbs/MWh CO2 - New CC | 50 | 7691 | Rate Constraint in lbs/MWh | FALSE | L | Annual | Seasons Included | Seasons | Winter, WintShld, Summer | Winter, WintShld, Summer | Winter, WintShld, Summer | Winter, WintShld, Summer | Winter, WintShld, Summer | Winter, WintShld, Summer | Winter, WintShld, Summer
111(b) - 1000lbs/MWh CO2 - New CC | 50 | 7691 | Rate Constraint in lbs/MWh | FALSE | L | Annual | Standard CO2 | lb/MWh | 1000 | 1000 | 1000 | 1000 | 1000 | 1000 | 1000
111(b) - 1000lbs/MWh CO2 - New CC | 50 | 7691 | Rate Constraint in lbs/MWh | FALSE | L | Annual | Emissions at Affected Plants CO2 | Thousand Tons | 83896.6898 | 91758.5369 | 99236.5704 | 92632.7698 | 81141.2933 | 75790.1984 | 93688.087
111(b) - 1000lbs/MWh CO2 - New CC | 50 | 7691 | Rate Constraint in lbs/MWh | FALSE | L | Annual | Allowances Purchased CO2 | Thousand Tons | 0 | 0 | 0 | 0 | 0 | 0 | 0
111(b) - 1000lbs/MWh CO2 - New CC | 50 | 7691 | Rate Constraint in lbs/MWh | FALSE | L | Annual | Allowances Sold CO2 | Thousand Tons | 0 | 0 | 0 | 0 | 0 | 0 | 0
111(b) - 1000lbs/MWh CO2 - New CC | 50 | 7691 | Rate Constraint in lbs/MWh | FALSE | L | Annual | Allowances Banked | Thousand Tons | 0 | 0 | 0 | 0 | 0 | 0 | 0
111(b) - 1000lbs/MWh CO2 - New CC | 50 | 7691 | Rate Constraint in lbs/MWh | FALSE | L | Annual | Allowances Withdrawn (1:1) | Thousand Tons | 0 | 0 | 0 | 0 | 0 | 0 | 0
111(b) - 1000lbs/MWh CO2 - New CC | 50 | 7691 | Rate Constraint in lbs/MWh | FALSE | L | Annual | Allowances Withdrawn (n:1) | Thousand Tons | 0 | 0 | 0 | 0 | 0 | 0 | 0
111(b) - 1000lbs/MWh CO2 - New CC | 50 | 7691 | Rate Constraint in lbs/MWh | FALSE | L | Annual | Net Emissions Allowance Position | Thousand Tons | 83896.6898 | 91758.5369 | 99236.5704 | 92632.7698 | 81141.2933 | 75790.1984 | 93688.087
111(b) - 1000lbs/MWh CO2 - New CC | 50 | 7691 | Rate Constraint in lbs/MWh | FALSE | L | Annual | Fuel Consumed | TBtu | 1433.1515 | 1567.4502 | 1695.1925 | 1582.3842 | 1386.0829 | 1294.6737 | 1600.4115
111(b) - 1000lbs/MWh CO2 - New CC | 50 | 7691 | Rate Constraint in lbs/MWh | FALSE | L | Annual | Rate | lb/MMBtu | 117.08 | 117.08 | 117.08 | 117.08 | 117.08 | 117.08 | 117.08
111(b) - 1000lbs/MWh CO2 - New CC | 50 | 7691 | Rate Constraint in lbs/MWh | FALSE | L | Annual | Generation | TWh | 224.8163 | 245.856 | 265.9774 | 248.3393 | 217.5706 | 203.1917 | 251.1607
111(b) - 1000lbs/MWh CO2 - New CC | 50 | 7691 | Rate Constraint in lbs/MWh | FALSE | L | Annual | Qualifying Generation | TWh | 224.8163 | 245.856 | 265.9774 | 248.3393 | 217.5706 | 203.1917 | 251.1607
111(b) - 1000lbs/MWh CO2 - New CC | 50 | 7691 | Rate Constraint in lbs/MWh | FALSE | L | Annual | Constraint Shadow Price | US2019$/Ton | 0 | 0 | 0 | 0 | 0 | 0 | 0
111(b) - 1000lbs/MWh CO2 - New CC with CCS | 51 | 7692 | Rate Constraint in lbs/MWh | FALSE | L | Annual | Seasons Included | Seasons | Winter, WintShld, Summer | Winter, WintShld, Summer | Winter, WintShld, Summer | Winter, WintShld, Summer | Winter, WintShld, Summer | Winter, WintShld, Summer | Winter, WintShld, Summer
111(b) - 1000lbs/MWh CO2 - New CC with CCS | 51 | 7692 | Rate Constraint in lbs/MWh | FALSE | L | Annual | Standard CO2 | lb/MWh | 1000 | 1000 | 1000 | 1000 | 1000 | 1000 | 1000
111(b) - 1000lbs/MWh CO2 - New CC with CCS | 51 | 7692 | Rate Constraint in lbs/MWh | FALSE | L | Annual | Emissions at Affected Plants CO2 | Thousand Tons | 0 | 0 | 0 | 0 | 0 | 0 | 0
111(b) - 1000lbs/MWh CO2 - New CC with CCS | 51 | 7692 | Rate Constraint in lbs/MWh | FALSE | L | Annual | Allowances Purchased CO2 | Thousand Tons | 0 | 0 | 0 | 0 | 0 | 0 | 0
111(b) - 1000lbs/MWh CO2 - New CC with CCS | 51 | 7692 | Rate Constraint in lbs/MWh | FALSE | L | Annual | Allowances Sold CO2 | Thousand Tons | 0 | 0 | 0 | 0 | 0 | 0 | 0
111(b) - 1000lbs/MWh CO2 - New CC with CCS | 51 | 7692 | Rate Constraint in lbs/MWh | FALSE | L | Annual | Allowances Banked | Thousand Tons | 0 | 0 | 0 | 0 | 0 | 0 | 0
111(b) - 1000lbs/MWh CO2 - New CC with CCS | 51 | 7692 | Rate Constraint in lbs/MWh | FALSE | L | Annual | Allowances Withdrawn (1:1) | Thousand Tons | 0 | 0 | 0 | 0 | 0 | 0 | 0
111(b) - 1000lbs/MWh CO2 - New CC with CCS | 51 | 7692 | Rate Constraint in lbs/MWh | FALSE | L | Annual | Allowances Withdrawn (n:1) | Thousand Tons | 0 | 0 | 0 | 0 | 0 | 0 | 0
111(b) - 1000lbs/MWh CO2 - New CC with CCS | 51 | 7692 | Rate Constraint in lbs/MWh | FALSE | L | Annual | Net Emissions Allowance Position | Thousand Tons | 0 | 0 | 0 | 0 | 0 | 0 | 0
111(b) - 1000lbs/MWh CO2 - New CC with CCS | 51 | 7692 | Rate Constraint in lbs/MWh | FALSE | L | Annual | Fuel Consumed | TBtu | 0 | 0 | 0 | 0 | 0 | 0 | 0
111(b) - 1000lbs/MWh CO2 - New CC with CCS | 51 | 7692 | Rate Constraint in lbs/MWh | FALSE | L | Annual | Rate | lb/MMBtu | 0 | 0 | 0 | 0 | 0 | 0 | 0
111(b) - 1000lbs/MWh CO2 - New CC with CCS | 51 | 7692 | Rate Constraint in lbs/MWh | FALSE | L | Annual | Generation | TWh | 0 | 0 | 0 | 0 | 0 | 0 | 0
111(b) - 1000lbs/MWh CO2 - New CC with CCS | 51 | 7692 | Rate Constraint in lbs/MWh | FALSE | L | Annual | Qualifying Generation | TWh | 0 | 0 | 0 | 0 | 0 | 0 | 0
111(b) - 1000lbs/MWh CO2 - New CC with CCS | 51 | 7692 | Rate Constraint in lbs/MWh | FALSE | L | Annual | Constraint Shadow Price | US2019$/Ton | 0 | 0 | 0 | 0 | 0 | 0 | 0
111(b) - 1400lbs/MWh CO2 - New UPC with 30% CCS | 52 | 7688 | Rate Constraint in lbs/MWh | FALSE | L | Annual | Seasons Included | Seasons | Winter, WintShld, Summer | Winter, WintShld, Summer | Winter, WintShld, Summer | Winter, WintShld, Summer | Winter, WintShld, Summer | Winter, WintShld, Summer | Winter, WintShld, Summer
111(b) - 1400lbs/MWh CO2 - New UPC with 30% CCS | 52 | 7688 | Rate Constraint in lbs/MWh | FALSE | L | Annual | Standard CO2 | lb/MWh | 1400 | 1400 | 1400 | 1400 | 1400 | 1400 | 1400
111(b) - 1400lbs/MWh CO2 - New UPC with 30% CCS | 52 | 7688 | Rate Constraint in lbs/MWh | FALSE | L | Annual | Emissions at Affected Plants CO2 | Thousand Tons | 0 | 0 | 0 | 0 | 0 | 0 | 0
111(b) - 1400lbs/MWh CO2 - New UPC with 30% CCS | 52 | 7688 | Rate Constraint in lbs/MWh | FALSE | L | Annual | Allowances Purchased CO2 | Thousand Tons | 0 | 0 | 0 | 0 | 0 | 0 | 0
111(b) - 1400lbs/MWh CO2 - New UPC with 30% CCS | 52 | 7688 | Rate Constraint in lbs/MWh | FALSE | L | Annual | Allowances Sold CO2 | Thousand Tons | 0 | 0 | 0 | 0 | 0 | 0 | 0
111(b) - 1400lbs/MWh CO2 - New UPC with 30% CCS | 52 | 7688 | Rate Constraint in lbs/MWh | FALSE | L | Annual | Allowances Banked | Thousand Tons | 0 | 0 | 0 | 0 | 0 | 0 | 0
111(b) - 1400lbs/MWh CO2 - New UPC with 30% CCS | 52 | 7688 | Rate Constraint in lbs/MWh | FALSE | L | Annual | Allowances Withdrawn (1:1) | Thousand Tons | 0 | 0 | 0 | 0 | 0 | 0 | 0
111(b) - 1400lbs/MWh CO2 - New UPC with 30% CCS | 52 | 7688 | Rate Constraint in lbs/MWh | FALSE | L | Annual | Allowances Withdrawn (n:1) | Thousand Tons | 0 | 0 | 0 | 0 | 0 | 0 | 0
111(b) - 1400lbs/MWh CO2 - New UPC with 30% CCS | 52 | 7688 | Rate Constraint in lbs/MWh | FALSE | L | Annual | Net Emissions Allowance Position | Thousand Tons | 0 | 0 | 0 | 0 | 0 | 0 | 0
111(b) - 1400lbs/MWh CO2 - New UPC with 30% CCS | 52 | 7688 | Rate Constraint in lbs/MWh | FALSE | L | Annual | Fuel Consumed | TBtu | 0 | 0 | 0 | 0 | 0 | 0 | 0
111(b) - 1400lbs/MWh CO2 - New UPC with 30% CCS | 52 | 7688 | Rate Constraint in lbs/MWh | FALSE | L | Annual | Rate | lb/MMBtu | 0 | 0 | 0 | 0 | 0 | 0 | 0
111(b) - 1400lbs/MWh CO2 - New UPC with 30% CCS | 52 | 7688 | Rate Constraint in lbs/MWh | FALSE | L | Annual | Generation | TWh | 0 | 0 | 0 | 0 | 0 | 0 | 0
111(b) - 1400lbs/MWh CO2 - New UPC with 30% CCS | 52 | 7688 | Rate Constraint in lbs/MWh | FALSE | L | Annual | Qualifying Generation | TWh | 0 | 0 | 0 | 0 | 0 | 0 | 0
111(b) - 1400lbs/MWh CO2 - New UPC with 30% CCS | 52 | 7688 | Rate Constraint in lbs/MWh | FALSE | L | Annual | Constraint Shadow Price | US2019$/Ton | 0 | 0 | 0 | 0 | 0 | 0 | 0
111(b) - 1400lbs/MWh CO2 - New UPC with 90% CCS | 53 | 7689 | Rate Constraint in lbs/MWh | FALSE | L | Annual | Seasons Included | Seasons | Winter, WintShld, Summer | Winter, WintShld, Summer | Winter, WintShld, Summer | Winter, WintShld, Summer | Winter, WintShld, Summer | Winter, WintShld, Summer | Winter, WintShld, Summer
111(b) - 1400lbs/MWh CO2 - New UPC with 90% CCS | 53 | 7689 | Rate Constraint in lbs/MWh | FALSE | L | Annual | Standard CO2 | lb/MWh | 1400 | 1400 | 1400 | 1400 | 1400 | 1400 | 1400
111(b) - 1400lbs/MWh CO2 - New UPC with 90% CCS | 53 | 7689 | Rate Constraint in lbs/MWh | FALSE | L | Annual | Emissions at Affected Plants CO2 | Thousand Tons | 0 | 0 | 0 | 0 | 0 | 0 | 0
111(b) - 1400lbs/MWh CO2 - New UPC with 90% CCS | 53 | 7689 | Rate Constraint in lbs/MWh | FALSE | L | Annual | Allowances Purchased CO2 | Thousand Tons | 0 | 0 | 0 | 0 | 0 | 0 | 0
111(b) - 1400lbs/MWh CO2 - New UPC with 90% CCS | 53 | 7689 | Rate Constraint in lbs/MWh | FALSE | L | Annual | Allowances Sold CO2 | Thousand Tons | 0 | 0 | 0 | 0 | 0 | 0 | 0
111(b) - 1400lbs/MWh CO2 - New UPC with 90% CCS | 53 | 7689 | Rate Constraint in lbs/MWh | FALSE | L | Annual | Allowances Banked | Thousand Tons | 0 | 0 | 0 | 0 | 0 | 0 | 0
111(b) - 1400lbs/MWh CO2 - New UPC with 90% CCS | 53 | 7689 | Rate Constraint in lbs/MWh | FALSE | L | Annual | Allowances Withdrawn (1:1) | Thousand Tons | 0 | 0 | 0 | 0 | 0 | 0 | 0
111(b) - 1400lbs/MWh CO2 - New UPC with 90% CCS | 53 | 7689 | Rate Constraint in lbs/MWh | FALSE | L | Annual | Allowances Withdrawn (n:1) | Thousand Tons | 0 | 0 | 0 | 0 | 0 | 0 | 0
111(b) - 1400lbs/MWh CO2 - New UPC with 90% CCS | 53 | 7689 | Rate Constraint in lbs/MWh | FALSE | L | Annual | Net Emissions Allowance Position | Thousand Tons | 0 | 0 | 0 | 0 | 0 | 0 | 0
111(b) - 1400lbs/MWh CO2 - New UPC with 90% CCS | 53 | 7689 | Rate Constraint in lbs/MWh | FALSE | L | Annual | Fuel Consumed | TBtu | 0 | 0 | 0 | 0 | 0 | 0 | 0
111(b) - 1400lbs/MWh CO2 - New UPC with 90% CCS | 53 | 7689 | Rate Constraint in lbs/MWh | FALSE | L | Annual | Rate | lb/MMBtu | 0 | 0 | 0 | 0 | 0 | 0 | 0
111(b) - 1400lbs/MWh CO2 - New UPC with 90% CCS | 53 | 7689 | Rate Constraint in lbs/MWh | FALSE | L | Annual | Generation | TWh | 0 | 0 | 0 | 0 | 0 | 0 | 0
111(b) - 1400lbs/MWh CO2 - New UPC with 90% CCS | 53 | 7689 | Rate Constraint in lbs/MWh | FALSE | L | Annual | Qualifying Generation | TWh | 0 | 0 | 0 | 0 | 0 | 0 | 0
111(b) - 1400lbs/MWh CO2 - New UPC with 90% CCS | 53 | 7689 | Rate Constraint in lbs/MWh | FALSE | L | Annual | Constraint Shadow Price | US2019$/Ton | 0 | 0 | 0 | 0 | 0 | 0 | 0
AES Somerset MER Rate Limit v3.1 | 54 | 7516 | Rate Constraint in lbs/MMBtu | FALSE | L | Annual | Seasons Included | Seasons | Winter, WintShld, Summer | Winter, WintShld, Summer | Winter, WintShld, Summer | Winter, WintShld, Summer | Winter, WintShld, Summer | Winter, WintShld, Summer | Winter, WintShld, Summer
AES Somerset MER Rate Limit v3.1 | 54 | 7516 | Rate Constraint in lbs/MMBtu | FALSE | L | Annual | Standard MER | lb/MMBtu | 6e-07 | 6e-07 | 6e-07 | 6e-07 | 6e-07 | 6e-07 | 6e-07
AES Somerset MER Rate Limit v3.1 | 54 | 7516 | Rate Constraint in lbs/MMBtu | FALSE | L | Annual | Emissions at Affected Plants MER | lbs | 0 | 0 | 0 | 0 | 0 | 0 | 0
AES Somerset MER Rate Limit v3.1 | 54 | 7516 | Rate Constraint in lbs/MMBtu | FALSE | L | Annual | Allowances Purchased MER | lbs | 0 | 0 | 0 | 0 | 0 | 0 | 0
AES Somerset MER Rate Limit v3.1 | 54 | 7516 | Rate Constraint in lbs/MMBtu | FALSE | L | Annual | Allowances Sold MER | lbs | 0 | 0 | 0 | 0 | 0 | 0 | 0
AES Somerset MER Rate Limit v3.1 | 54 | 7516 | Rate Constraint in lbs/MMBtu | FALSE | L | Annual | Allowances Banked | lbs | 0 | 0 | 0 | 0 | 0 | 0 | 0
AES Somerset MER Rate Limit v3.1 | 54 | 7516 | Rate Constraint in lbs/MMBtu | FALSE | L | Annual | Allowances Withdrawn (1:1) | lbs | 0 | 0 | 0 | 0 | 0 | 0 | 0
AES Somerset MER Rate Limit v3.1 | 54 | 7516 | Rate Constraint in lbs/MMBtu | FALSE | L | Annual | Allowances Withdrawn (n:1) | lbs | 0 | 0 | 0 | 0 | 0 | 0 | 0
AES Somerset MER Rate Limit v3.1 | 54 | 7516 | Rate Constraint in lbs/MMBtu | FALSE | L | Annual | Net Emissions Allowance Position | lbs | 0 | 0 | 0 | 0 | 0 | 0 | 0
AES Somerset MER Rate Limit v3.1 | 54 | 7516 | Rate Constraint in lbs/MMBtu | FALSE | L | Annual | Fuel Consumed | TBtu | 0 | 0 | 0 | 0 | 0 | 0 | 0
AES Somerset MER Rate Limit v3.1 | 54 | 7516 | Rate Constraint in lbs/MMBtu | FALSE | L | Annual | Rate | lb/MMBtu | 0 | 0 | 0 | 0 | 0 | 0 | 0
AES Somerset MER Rate Limit v3.1 | 54 | 7516 | Rate Constraint in lbs/MMBtu | FALSE | L | Annual | Generation | TWh | 0 | 0 | 0 | 0 | 0 | 0 | 0
AES Somerset MER Rate Limit v3.1 | 54 | 7516 | Rate Constraint in lbs/MMBtu | FALSE | L | Annual | Qualifying Generation | TWh | 0 | 0 | 0 | 0 | 0 | 0 | 0
AES Somerset MER Rate Limit v3.1 | 54 | 7516 | Rate Constraint in lbs/MMBtu | FALSE | L | Annual | Rate | lb/MWh | 0 | 0 | 0 | 0 | 0 | 0 | 0
AES Somerset MER Rate Limit v3.1 | 54 | 7516 | Rate Constraint in lbs/MMBtu | FALSE | L | Annual | Constraint Shadow Price | US2019$/Lb | 0 | 0 | 0 | 0 | 0 | 0 | 0
AZ Hg Rule - MER Removal Annual v3.1 | 55 | 7278 | MACT Fuel Choice Floor in lbs/MMBtu | FALSE | L | Annual | Seasons Included | Seasons | Winter, WintShld, Summer | Winter, WintShld, Summer | Winter, WintShld, Summer | Winter, WintShld, Summer | Winter, WintShld, Summer | Winter, WintShld, Summer | Winter, WintShld, Summer
AZ Hg Rule - MER Removal Annual v3.1 | 55 | 7278 | MACT Fuel Choice Floor in lbs/MMBtu | FALSE | L | Annual | Emission Floor | lbs/MMBtu | 8.44e-07 | 8.44e-07 | 8.44e-07 | 8.44e-07 | 8.44e-07 | 8.44e-07 | 8.44e-07
AZ Hg Rule - MER Removal Annual v3.1 | 55 | 7278 | MACT Fuel Choice Floor in lbs/MMBtu | FALSE | L | Annual | Emissions at Affected Plants MER | lbs | 23.5362 | 41.462 | 51.1712 | 33.2121 | 0 | 0 | 0
AZ Hg Rule - MER Removal Annual v3.1 | 55 | 7278 | MACT Fuel Choice Floor in lbs/MMBtu | FALSE | L | Annual | Allowances Purchased MER | lbs | 0 | 0 | 0 | 0 | 0 | 0 | 0
AZ Hg Rule - MER Removal Annual v3.1 | 55 | 7278 | MACT Fuel Choice Floor in lbs/MMBtu | FALSE | L | Annual | Allowances Sold MER | lbs | 0 | 0 | 0 | 0 | 0 | 0 | 0
AZ Hg Rule - MER Removal Annual v3.1 | 55 | 7278 | MACT Fuel Choice Floor in lbs/MMBtu | FALSE | L | Annual | Allowances Banked | lbs | 0 | 0 | 0 | 0 | 0 | 0 | 0
AZ Hg Rule - MER Removal Annual v3.1 | 55 | 7278 | MACT Fuel Choice Floor in lbs/MMBtu | FALSE | L | Annual | Allowances Withdrawn (1:1) | lbs | 0 | 0 | 0 | 0 | 0 | 0 | 0
AZ Hg Rule - MER Removal Annual v3.1 | 55 | 7278 | MACT Fuel Choice Floor in lbs/MMBtu | FALSE | L | Annual | Allowances Withdrawn (n:1) | lbs | 0 | 0 | 0 | 0 | 0 | 0 | 0
AZ Hg Rule - MER Removal Annual v3.1 | 55 | 7278 | MACT Fuel Choice Floor in lbs/MMBtu | FALSE | L | Annual | Net Emissions Allowance Position | lbs | 23.5362 | 41.462 | 51.1712 | 33.2121 | 0 | 0 | 0
AZ Hg Rule - MER Removal Annual v3.1 | 55 | 7278 | MACT Fuel Choice Floor in lbs/MMBtu | FALSE | L | Annual | Fuel Consumed | TBtu | 30.9031 | 62.8492 | 59.1884 | 59.1884 | 0 | 0 | 0
AZ Hg Rule - MER Removal Annual v3.1 | 55 | 7278 | MACT Fuel Choice Floor in lbs/MMBtu | FALSE | L | Annual | Rate | lb/MMBtu | 7.6161e-07 | 6.5971e-07 | 8.6455e-07 | 5.6112e-07 | 0 | 0 | 0
AZ Hg Rule - MER Removal Annual v3.1 | 55 | 7278 | MACT Fuel Choice Floor in lbs/MMBtu | FALSE | L | Annual | Generation | TWh | 2.9596 | 4.2658 | 3.9102 | 3.9102 | 0 | 0 | 0
AZ Hg Rule - MER Removal Annual v3.1 | 55 | 7278 | MACT Fuel Choice Floor in lbs/MMBtu | FALSE | L | Annual | Qualifying Generation | TWh | 2.9596 | 4.2658 | 3.9102 | 3.9102 | 0 | 0 | 0
AZ Hg Rule - MER Removal Annual v3.1 | 55 | 7278 | MACT Fuel Choice Floor in lbs/MMBtu | FALSE | L | Annual | Constraint Shadow Price | US2019$/Lb | 0 | 0 | 0 | 0 | 0 | 0 | 0
BART NOX Annual- Antelope Valley 1- v5.16 | 56 | 7196 | Rate Constraint in lbs/MMBtu | FALSE | L | Annual | Seasons Included | Seasons | Winter, WintShld, Summer | Winter, WintShld, Summer | Winter, WintShld, Summer | Winter, WintShld, Summer | Winter, WintShld, Summer | Winter, WintShld, Summer | Winter, WintShld, Summer
BART NOX Annual- Antelope Valley 1- v5.16 | 56 | 7196 | Rate Constraint in lbs/MMBtu | FALSE | L | Annual | Standard NOX | lb/MMBtu | 0.17 | 0.17 | 0.17 | 0.17 | 0.17 | 0.17 | 0.17
BART NOX Annual- Antelope Valley 1- v5.16 | 56 | 7196 | Rate Constraint in lbs/MMBtu | FALSE | L | Annual | Emissions at Affected Plants NOX | Thousand Tons | 1.0328 | 1.9633 | 1.9633 | 1.9633 | 0 | 0 | 0
BART NOX Annual- Antelope Valley 1- v5.16 | 56 | 7196 | Rate Constraint in lbs/MMBtu | FALSE | L | Annual | Allowances Purchased NOX | Thousand Tons | 0 | 0 | 0 | 0 | 0 | 0 | 0
BART NOX Annual- Antelope Valley 1- v5.16 | 56 | 7196 | Rate Constraint in lbs/MMBtu | FALSE | L | Annual | Allowances Sold NOX | Thousand Tons | 0 | 0 | 0 | 0 | 0 | 0 | 0
BART NOX Annual- Antelope Valley 1- v5.16 | 56 | 7196 | Rate Constraint in lbs/MMBtu | FALSE | L | Annual | Allowances Banked | Thousand Tons | 0 | 0 | 0 | 0 | 0 | 0 | 0
BART NOX Annual- Antelope Valley 1- v5.16 | 56 | 7196 | Rate Constraint in lbs/MMBtu | FALSE | L | Annual | Allowances Withdrawn (1:1) | Thousand Tons | 0 | 0 | 0 | 0 | 0 | 0 | 0
BART NOX Annual- Antelope Valley 1- v5.16 | 56 | 7196 | Rate Constraint in lbs/MMBtu | FALSE | L | Annual | Allowances Withdrawn (n:1) | Thousand Tons | 0 | 0 | 0 | 0 | 0 | 0 | 0
BART NOX Annual- Antelope Valley 1- v5.16 | 56 | 7196 | Rate Constraint in lbs/MMBtu | FALSE | L | Annual | Net Emissions Allowance Position | Thousand Tons | 1.0328 | 1.9633 | 1.9633 | 1.9633 | 0 | 0 | 0
BART NOX Annual- Antelope Valley 1- v5.16 | 56 | 7196 | Rate Constraint in lbs/MMBtu | FALSE | L | Annual | Fuel Consumed | TBtu | 19.5018 | 37.0708 | 37.0708 | 37.0708 | 0 | 0 | 0
BART NOX Annual- Antelope Valley 1- v5.16 | 56 | 7196 | Rate Constraint in lbs/MMBtu | FALSE | L | Annual | Rate | lb/MMBtu | 0.10592 | 0.10592 | 0.10592 | 0.10592 | 0 | 0 | 0
BART NOX Annual- Antelope Valley 1- v5.16 | 56 | 7196 | Rate Constraint in lbs/MMBtu | FALSE | L | Annual | Generation | TWh | 1.7225 | 2.0982 | 2.0982 | 2.0982 | 0 | 0 | 0
BART NOX Annual- Antelope Valley 1- v5.16 | 56 | 7196 | Rate Constraint in lbs/MMBtu | FALSE | L | Annual | Qualifying Generation | TWh | 1.7225 | 2.0982 | 2.0982 | 2.0982 | 0 | 0 | 0
BART NOX Annual- Antelope Valley 1- v5.16 | 56 | 7196 | Rate Constraint in lbs/MMBtu | FALSE | L | Annual | Rate | lb/MWh | 1.1992 | 1.8713 | 1.8713 | 1.8713 | 0 | 0 | 0
BART NOX Annual- Antelope Valley 1- v5.16 | 56 | 7196 | Rate Constraint in lbs/MMBtu | FALSE | L | Annual | Constraint Shadow Price | US2019$/Ton | 0 | 0 | 0 | 0 | 0 | 0 | 0
BART NOX Annual- Antelope Valley 2- v5.16 | 57 | 7197 | Rate Constraint in lbs/MMBtu | FALSE | L | Annual | Seasons Included | Seasons | Winter, WintShld, Summer | Winter, WintShld, Summer | Winter, WintShld, Summer | Winter, WintShld, Summer | Winter, WintShld, Summer | Winter, WintShld, Summer | Winter, WintShld, Summer
BART NOX Annual- Antelope Valley 2- v5.16 | 57 | 7197 | Rate Constraint in lbs/MMBtu | FALSE | L | Annual | Standard NOX | lb/MMBtu | 0.17 | 0.17 | 0.17 | 0.17 | 0.17 | 0.17 | 0.17
BART NOX Annual- Antelope Valley 2- v5.16 | 57 | 7197 | Rate Constraint in lbs/MMBtu | FALSE | L | Annual | Emissions at Affected Plants NOX | Thousand Tons | 1.0303 | 1.9352 | 1.9352 | 1.9352 | 0 | 0 | 0
BART NOX Annual- Antelope Valley 2- v5.16 | 57 | 7197 | Rate Constraint in lbs/MMBtu | FALSE | L | Annual | Allowances Purchased NOX | Thousand Tons | 0 | 0 | 0 | 0 | 0 | 0 | 0
BART NOX Annual- Antelope Valley 2- v5.16 | 57 | 7197 | Rate Constraint in lbs/MMBtu | FALSE | L | Annual | Allowances Sold NOX | Thousand Tons | 0 | 0 | 0 | 0 | 0 | 0 | 0
BART NOX Annual- Antelope Valley 2- v5.16 | 57 | 7197 | Rate Constraint in lbs/MMBtu | FALSE | L | Annual | Allowances Banked | Thousand Tons | 0 | 0 | 0 | 0 | 0 | 0 | 0
BART NOX Annual- Antelope Valley 2- v5.16 | 57 | 7197 | Rate Constraint in lbs/MMBtu | FALSE | L | Annual | Allowances Withdrawn (1:1) | Thousand Tons | 0 | 0 | 0 | 0 | 0 | 0 | 0
BART NOX Annual- Antelope Valley 2- v5.16 | 57 | 7197 | Rate Constraint in lbs/MMBtu | FALSE | L | Annual | Allowances Withdrawn (n:1) | Thousand Tons | 0 | 0 | 0 | 0 | 0 | 0 | 0
BART NOX Annual- Antelope Valley 2- v5.16 | 57 | 7197 | Rate Constraint in lbs/MMBtu | FALSE | L | Annual | Net Emissions Allowance Position | Thousand Tons | 1.0303 | 1.9352 | 1.9352 | 1.9352 | 0 | 0 | 0
BART NOX Annual- Antelope Valley 2- v5.16 | 57 | 7197 | Rate Constraint in lbs/MMBtu | FALSE | L | Annual | Fuel Consumed | TBtu | 19.6348 | 36.8776 | 36.8776 | 36.8776 | 0 | 0 | 0
BART NOX Annual- Antelope Valley 2- v5.16 | 57 | 7197 | Rate Constraint in lbs/MMBtu | FALSE | L | Annual | Rate | lb/MMBtu | 0.10495 | 0.10495 | 0.10495 | 0.10495 | 0 | 0 | 0
BART NOX Annual- Antelope Valley 2- v5.16 | 57 | 7197 | Rate Constraint in lbs/MMBtu | FALSE | L | Annual | Generation | TWh | 1.7433 | 2.1044 | 2.1044 | 2.1044 | 0 | 0 | 0
BART NOX Annual- Antelope Valley 2- v5.16 | 57 | 7197 | Rate Constraint in lbs/MMBtu | FALSE | L | Annual | Qualifying Generation | TWh | 1.7433 | 2.1044 | 2.1044 | 2.1044 | 0 | 0 | 0
BART NOX Annual- Antelope Valley 2- v5.16 | 57 | 7197 | Rate Constraint in lbs/MMBtu | FALSE | L | Annual | Rate | lb/MWh | 1.1821 | 1.8392 | 1.8392 | 1.8392 | 0 | 0 | 0
BART NOX Annual- Antelope Valley 2- v5.16 | 57 | 7197 | Rate Constraint in lbs/MMBtu | FALSE | L | Annual | Constraint Shadow Price | US2019$/Ton | 0 | 0 | 0 | 0 | 0 | 0 | 0
BART NOX Annual- Arthur Kill- v5.16 | 58 | 7182 | Rate Constraint in lbs/MMBtu | FALSE | L | Annual | Seasons Included | Seasons | Winter, WintShld, Summer | Winter, WintShld, Summer | Winter, WintShld, Summer | Winter, WintShld, Summer | Winter, WintShld, Summer | Winter, WintShld, Summer | Winter, WintShld, Summer
BART NOX Annual- Arthur Kill- v5.16 | 58 | 7182 | Rate Constraint in lbs/MMBtu | FALSE | L | Annual | Standard NOX | lb/MMBtu | 0.15 | 0.15 | 0.15 | 0.15 | 0.15 | 0.15 | 0.15
BART NOX Annual- Arthur Kill- v5.16 | 58 | 7182 | Rate Constraint in lbs/MMBtu | FALSE | L | Annual | Emissions at Affected Plants NOX | Thousand Tons | 0.12612 | 0 | 0 | 0 | 0 | 0 | 0
BART NOX Annual- Arthur Kill- v5.16 | 58 | 7182 | Rate Constraint in lbs/MMBtu | FALSE | L | Annual | Allowances Purchased NOX | Thousand Tons | 0 | 0 | 0 | 0 | 0 | 0 | 0
BART NOX Annual- Arthur Kill- v5.16 | 58 | 7182 | Rate Constraint in lbs/MMBtu | FALSE | L | Annual | Allowances Sold NOX | Thousand Tons | 0 | 0 | 0 | 0 | 0 | 0 | 0
BART NOX Annual- Arthur Kill- v5.16 | 58 | 7182 | Rate Constraint in lbs/MMBtu | FALSE | L | Annual | Allowances Banked | Thousand Tons | 0 | 0 | 0 | 0 | 0 | 0 | 0
BART NOX Annual- Arthur Kill- v5.16 | 58 | 7182 | Rate Constraint in lbs/MMBtu | FALSE | L | Annual | Allowances Withdrawn (1:1) | Thousand Tons | 0 | 0 | 0 | 0 | 0 | 0 | 0
BART NOX Annual- Arthur Kill- v5.16 | 58 | 7182 | Rate Constraint in lbs/MMBtu | FALSE | L | Annual | Allowances Withdrawn (n:1) | Thousand Tons | 0 | 0 | 0 | 0 | 0 | 0 | 0
BART NOX Annual- Arthur Kill- v5.16 | 58 | 7182 | Rate Constraint in lbs/MMBtu | FALSE | L | Annual | Net Emissions Allowance Position | Thousand Tons | 0.12612 | 0 | 0 | 0 | 0 | 0 | 0
BART NOX Annual- Arthur Kill- v5.16 | 58 | 7182 | Rate Constraint in lbs/MMBtu | FALSE | L | Annual | Fuel Consumed | TBtu | 3.6936 | 0 | 0 | 0 | 0 | 0 | 0
BART NOX Annual- Arthur Kill- v5.16 | 58 | 7182 | Rate Constraint in lbs/MMBtu | FALSE | L | Annual | Rate | lb/MMBtu | 0.06829 | 0 | 0 | 0 | 0 | 0 | 0
BART NOX Annual- Arthur Kill- v5.16 | 58 | 7182 | Rate Constraint in lbs/MMBtu | FALSE | L | Annual | Generation | TWh | 0.32899 | 0 | 0 | 0 | 0 | 0 | 0
BART NOX Annual- Arthur Kill- v5.16 | 58 | 7182 | Rate Constraint in lbs/MMBtu | FALSE | L | Annual | Qualifying Generation | TWh | 0.32899 | 0 | 0 | 0 | 0 | 0 | 0
BART NOX Annual- Arthur Kill- v5.16 | 58 | 7182 | Rate Constraint in lbs/MMBtu | FALSE | L | Annual | Rate | lb/MWh | 0.76669 | 0 | 0 | 0 | 0 | 0 | 0
BART NOX Annual- Arthur Kill- v5.16 | 58 | 7182 | Rate Constraint in lbs/MMBtu | FALSE | L | Annual | Constraint Shadow Price | US2019$/Ton | 0 | 0 | 0 | 0 | 0 | 0 | 0
BART NOX Annual- Big Stone 1- v5.16 | 59 | 7161 | Rate Constraint in lbs/MMBtu | FALSE | L | Annual | Seasons Included | Seasons | Winter, WintShld, Summer | Winter, WintShld, Summer | Winter, WintShld, Summer | Winter, WintShld, Summer | Winter, WintShld, Summer | Winter, WintShld, Summer | Winter, WintShld, Summer
BART NOX Annual- Big Stone 1- v5.16 | 59 | 7161 | Rate Constraint in lbs/MMBtu | FALSE | L | Annual | Standard NOX | lb/MMBtu | 0.1 | 0.1 | 0.1 | 0.1 | 0.1 | 0.1 | 0.1
BART NOX Annual- Big Stone 1- v5.16 | 59 | 7161 | Rate Constraint in lbs/MMBtu | FALSE | L | Annual | Emissions at Affected Plants NOX | Thousand Tons | 1.1534 | 1.067 | 0 | 0 | 0 | 0 | 0
BART NOX Annual- Big Stone 1- v5.16 | 59 | 7161 | Rate Constraint in lbs/MMBtu | FALSE | L | Annual | Allowances Purchased NOX | Thousand Tons | 0 | 0 | 0 | 0 | 0 | 0 | 0
BART NOX Annual- Big Stone 1- v5.16 | 59 | 7161 | Rate Constraint in lbs/MMBtu | FALSE | L | Annual | Allowances Sold NOX | Thousand Tons | 0 | 0 | 0 | 0 | 0 | 0 | 0
BART NOX Annual- Big Stone 1- v5.16 | 59 | 7161 | Rate Constraint in lbs/MMBtu | FALSE | L | Annual | Allowances Banked | Thousand Tons | 0 | 0 | 0 | 0 | 0 | 0 | 0
BART NOX Annual- Big Stone 1- v5.16 | 59 | 7161 | Rate Constraint in lbs/MMBtu | FALSE | L | Annual | Allowances Withdrawn (1:1) | Thousand Tons | 0 | 0 | 0 | 0 | 0 | 0 | 0
BART NOX Annual- Big Stone 1- v5.16 | 59 | 7161 | Rate Constraint in lbs/MMBtu | FALSE | L | Annual | Allowances Withdrawn (n:1) | Thousand Tons | 0 | 0 | 0 | 0 | 0 | 0 | 0
BART NOX Annual- Big Stone 1- v5.16 | 59 | 7161 | Rate Constraint in lbs/MMBtu | FALSE | L | Annual | Net Emissions Allowance Position | Thousand Tons | 1.1534 | 1.067 | 0 | 0 | 0 | 0 | 0
BART NOX Annual- Big Stone 1- v5.16 | 59 | 7161 | Rate Constraint in lbs/MMBtu | FALSE | L | Annual | Fuel Consumed | TBtu | 30.4849 | 28.2028 | 0 | 0 | 0 | 0 | 0
BART NOX Annual- Big Stone 1- v5.16 | 59 | 7161 | Rate Constraint in lbs/MMBtu | FALSE | L | Annual | Rate | lb/MMBtu | 0.07567 | 0.07567 | 0 | 0 | 0 | 0 | 0
BART NOX Annual- Big Stone 1- v5.16 | 59 | 7161 | Rate Constraint in lbs/MMBtu | FALSE | L | Annual | Generation | TWh | 3.0708 | 2.8409 | 0 | 0 | 0 | 0 | 0
BART NOX Annual- Big Stone 1- v5.16 | 59 | 7161 | Rate Constraint in lbs/MMBtu | FALSE | L | Annual | Qualifying Generation | TWh | 2.9799 | 2.7569 | 0 | 0 | 0 | 0 | 0
BART NOX Annual- Big Stone 1- v5.16 | 59 | 7161 | Rate Constraint in lbs/MMBtu | FALSE | L | Annual | Rate | lb/MWh | 0.7741 | 0.7741 | 0 | 0 | 0 | 0 | 0
BART NOX Annual- Big Stone 1- v5.16 | 59 | 7161 | Rate Constraint in lbs/MMBtu | FALSE | L | Annual | Constraint Shadow Price | US2019$/Ton | 0 | 0 | 0 | 0 | 0 | 0 | 0
BART NOX Annual- Bowline Point 1- v6.17 | 60 | 7193 | Rate Constraint in lbs/MMBtu | FALSE | L | Annual | Seasons Included | Seasons | Winter, WintShld, Summer | Winter, WintShld, Summer | Winter, WintShld, Summer | Winter, WintShld, Summer | Winter, WintShld, Summer | Winter, WintShld, Summer | Winter, WintShld, Summer
BART NOX Annual- Bowline Point 1- v6.17 | 60 | 7193 | Rate Constraint in lbs/MMBtu | FALSE | L | Annual | Standard NOX | lb/MMBtu | 0.15 | 0.15 | 0.15 | 0.15 | 0.15 | 0.15 | 0.15
BART NOX Annual- Bowline Point 1- v6.17 | 60 | 7193 | Rate Constraint in lbs/MMBtu | FALSE | L | Annual | Emissions at Affected Plants NOX | Thousand Tons | 0 | 0 | 0 | 0 | 0 | 0 | 0
BART NOX Annual- Bowline Point 1- v6.17 | 60 | 7193 | Rate Constraint in lbs/MMBtu | FALSE | L | Annual | Allowances Purchased NOX | Thousand Tons | 0 | 0 | 0 | 0 | 0 | 0 | 0
BART NOX Annual- Bowline Point 1- v6.17 | 60 | 7193 | Rate Constraint in lbs/MMBtu | FALSE | L | Annual | Allowances Sold NOX | Thousand Tons | 0 | 0 | 0 | 0 | 0 | 0 | 0
BART NOX Annual- Bowline Point 1- v6.17 | 60 | 7193 | Rate Constraint in lbs/MMBtu | FALSE | L | Annual | Allowances Banked | Thousand Tons | 0 | 0 | 0 | 0 | 0 | 0 | 0
BART NOX Annual- Bowline Point 1- v6.17 | 60 | 7193 | Rate Constraint in lbs/MMBtu | FALSE | L | Annual | Allowances Withdrawn (1:1) | Thousand Tons | 0 | 0 | 0 | 0 | 0 | 0 | 0
BART NOX Annual- Bowline Point 1- v6.17 | 60 | 7193 | Rate Constraint in lbs/MMBtu | FALSE | L | Annual | Allowances Withdrawn (n:1) | Thousand Tons | 0 | 0 | 0 | 0 | 0 | 0 | 0
BART NOX Annual- Bowline Point 1- v6.17 | 60 | 7193 | Rate Constraint in lbs/MMBtu | FALSE | L | Annual | Net Emissions Allowance Position | Thousand Tons | 0 | 0 | 0 | 0 | 0 | 0 | 0
BART NOX Annual- Bowline Point 1- v6.17 | 60 | 7193 | Rate Constraint in lbs/MMBtu | FALSE | L | Annual | Fuel Consumed | TBtu | 0 | 0 | 0 | 0 | 0 | 0 | 0
BART NOX Annual- Bowline Point 1- v6.17 | 60 | 7193 | Rate Constraint in lbs/MMBtu | FALSE | L | Annual | Rate | lb/MMBtu | 0 | 0 | 0 | 0 | 0 | 0 | 0
BART NOX Annual- Bowline Point 1- v6.17 | 60 | 7193 | Rate Constraint in lbs/MMBtu | FALSE | L | Annual | Generation | TWh | 0 | 0 | 0 | 0 | 0 | 0 | 0
BART NOX Annual- Bowline Point 1- v6.17 | 60 | 7193 | Rate Constraint in lbs/MMBtu | FALSE | L | Annual | Qualifying Generation | TWh | 0 | 0 | 0 | 0 | 0 | 0 | 0
BART NOX Annual- Bowline Point 1- v6.17 | 60 | 7193 | Rate Constraint in lbs/MMBtu | FALSE | L | Annual | Rate | lb/MWh | 0 | 0 | 0 | 0 | 0 | 0 | 0
BART NOX Annual- Bowline Point 1- v6.17 | 60 | 7193 | Rate Constraint in lbs/MMBtu | FALSE | L | Annual | Constraint Shadow Price | US2019$/Ton | 0 | 0 | 0 | 0 | 0 | 0 | 0
BART NOX Annual- Bowline Point 2- v6.17 | 61 | 7194 | Rate Constraint in lbs/MMBtu | FALSE | L | Annual | Seasons Included | Seasons | Winter, WintShld, Summer | Winter, WintShld, Summer | Winter, WintShld, Summer | Winter, WintShld, Summer | Winter, WintShld, Summer | Winter, WintShld, Summer | Winter, WintShld, Summer
BART NOX Annual- Bowline Point 2- v6.17 | 61 | 7194 | Rate Constraint in lbs/MMBtu | FALSE | L | Annual | Standard NOX | lb/MMBtu | 0.15 | 0.15 | 0.15 | 0.15 | 0.15 | 0.15 | 0.15
BART NOX Annual- Bowline Point 2- v6.17 | 61 | 7194 | Rate Constraint in lbs/MMBtu | FALSE | L | Annual | Emissions at Affected Plants NOX | Thousand Tons | 0 | 0 | 0 | 0 | 0 | 0 | 0
BART NOX Annual- Bowline Point 2- v6.17 | 61 | 7194 | Rate Constraint in lbs/MMBtu | FALSE | L | Annual | Allowances Purchased NOX | Thousand Tons | 0 | 0 | 0 | 0 | 0 | 0 | 0
BART NOX Annual- Bowline Point 2- v6.17 | 61 | 7194 | Rate Constraint in lbs/MMBtu | FALSE | L | Annual | Allowances Sold NOX | Thousand Tons | 0 | 0 | 0 | 0 | 0 | 0 | 0
BART NOX Annual- Bowline Point 2- v6.17 | 61 | 7194 | Rate Constraint in lbs/MMBtu | FALSE | L | Annual | Allowances Banked | Thousand Tons | 0 | 0 | 0 | 0 | 0 | 0 | 0
BART NOX Annual- Bowline Point 2- v6.17 | 61 | 7194 | Rate Constraint in lbs/MMBtu | FALSE | L | Annual | Allowances Withdrawn (1:1) | Thousand Tons | 0 | 0 | 0 | 0 | 0 | 0 | 0
BART NOX Annual- Bowline Point 2- v6.17 | 61 | 7194 | Rate Constraint in lbs/MMBtu | FALSE | L | Annual | Allowances Withdrawn (n:1) | Thousand Tons | 0 | 0 | 0 | 0 | 0 | 0 | 0
BART NOX Annual- Bowline Point 2- v6.17 | 61 | 7194 | Rate Constraint in lbs/MMBtu | FALSE | L | Annual | Net Emissions Allowance Position | Thousand Tons | 0 | 0 | 0 | 0 | 0 | 0 | 0
BART NOX Annual- Bowline Point 2- v6.17 | 61 | 7194 | Rate Constraint in lbs/MMBtu | FALSE | L | Annual | Fuel Consumed | TBtu | 0 | 0 | 0 | 0 | 0 | 0 | 0
BART NOX Annual- Bowline Point 2- v6.17 | 61 | 7194 | Rate Constraint in lbs/MMBtu | FALSE | L | Annual | Rate | lb/MMBtu | 0 | 0 | 0 | 0 | 0 | 0 | 0
BART NOX Annual- Bowline Point 2- v6.17 | 61 | 7194 | Rate Constraint in lbs/MMBtu | FALSE | L | Annual | Generation | TWh | 0 | 0 | 0 | 0 | 0 | 0 | 0
BART NOX Annual- Bowline Point 2- v6.17 | 61 | 7194 | Rate Constraint in lbs/MMBtu | FALSE | L | Annual | Qualifying Generation | TWh | 0 | 0 | 0 | 0 | 0 | 0 | 0
BART NOX Annual- Bowline Point 2- v6.17 | 61 | 7194 | Rate Constraint in lbs/MMBtu | FALSE | L | Annual | Rate | lb/MWh | 0 | 0 | 0 | 0 | 0 | 0 | 0
BART NOX Annual- Bowline Point 2- v6.17 | 61 | 7194 | Rate Constraint in lbs/MMBtu | FALSE | L | Annual | Constraint Shadow Price | US2019$/Ton | 0 | 0 | 0 | 0 | 0 | 0 | 0
BART NOX Annual- E F Barrett- v5.16 | 63 | 7186 | Rate Constraint in lbs/MMBtu | FALSE | L | Annual | Seasons Included | Seasons | Winter, WintShld, Summer | Winter, WintShld, Summer | Winter, WintShld, Summer | Winter, WintShld, Summer | Winter, WintShld, Summer | Winter, WintShld, Summer | Winter, WintShld, Summer
BART NOX Annual- E F Barrett- v5.16 | 63 | 7186 | Rate Constraint in lbs/MMBtu | FALSE | L | Annual | Standard NOX | lb/MMBtu | 0.1 | 0.1 | 0.1 | 0.1 | 0.1 | 0.1 | 0.1
BART NOX Annual- E F Barrett- v5.16 | 63 | 7186 | Rate Constraint in lbs/MMBtu | FALSE | L | Annual | Emissions at Affected Plants NOX | Thousand Tons | 0 | 0 | 0 | 0 | 0 | 0 | 0
BART NOX Annual- E F Barrett- v5.16 | 63 | 7186 | Rate Constraint in lbs/MMBtu | FALSE | L | Annual | Allowances Purchased NOX | Thousand Tons | 0 | 0 | 0 | 0 | 0 | 0 | 0
BART NOX Annual- E F Barrett- v5.16 | 63 | 7186 | Rate Constraint in lbs/MMBtu | FALSE | L | Annual | Allowances Sold NOX | Thousand Tons | 0 | 0 | 0 | 0 | 0 | 0 | 0
BART NOX Annual- E F Barrett- v5.16 | 63 | 7186 | Rate Constraint in lbs/MMBtu | FALSE | L | Annual | Allowances Banked | Thousand Tons | 0 | 0 | 0 | 0 | 0 | 0 | 0
BART NOX Annual- E F Barrett- v5.16 | 63 | 7186 | Rate Constraint in lbs/MMBtu | FALSE | L | Annual | Allowances Withdrawn (1:1) | Thousand Tons | 0 | 0 | 0 | 0 | 0 | 0 | 0
BART NOX Annual- E F Barrett- v5.16 | 63 | 7186 | Rate Constraint in lbs/MMBtu | FALSE | L | Annual | Allowances Withdrawn (n:1) | Thousand Tons | 0 | 0 | 0 | 0 | 0 | 0 | 0
BART NOX Annual- E F Barrett- v5.16 | 63 | 7186 | Rate Constraint in lbs/MMBtu | FALSE | L | Annual | Net Emissions Allowance Position | Thousand Tons | 0 | 0 | 0 | 0 | 0 | 0 | 0
BART NOX Annual- E F Barrett- v5.16 | 63 | 7186 | Rate Constraint in lbs/MMBtu | FALSE | L | Annual | Fuel Consumed | TBtu | 0 | 0 | 0 | 0 | 0 | 0 | 0
BART NOX Annual- E F Barrett- v5.16 | 63 | 7186 | Rate Constraint in lbs/MMBtu | FALSE | L | Annual | Rate | lb/MMBtu | 0 | 0 | 0 | 0 | 0 | 0 | 0
BART NOX Annual- E F Barrett- v5.16 | 63 | 7186 | Rate Constraint in lbs/MMBtu | FALSE | L | Annual | Generation | TWh | 0 | 0 | 0 | 0 | 0 | 0 | 0
BART NOX Annual- E F Barrett- v5.16 | 63 | 7186 | Rate Constraint in lbs/MMBtu | FALSE | L | Annual | Qualifying Generation | TWh | 0 | 0 | 0 | 0 | 0 | 0 | 0
BART NOX Annual- E F Barrett- v5.16 | 63 | 7186 | Rate Constraint in lbs/MMBtu | FALSE | L | Annual | Rate | lb/MWh | 0 | 0 | 0 | 0 | 0 | 0 | 0
BART NOX Annual- E F Barrett- v5.16 | 63 | 7186 | Rate Constraint in lbs/MMBtu | FALSE | L | Annual | Constraint Shadow Price | US2019$/Ton | 0 | 0 | 0 | 0 | 0 | 0 | 0
BART NOX Annual- Hunter 1- v5.16 | 64 | 7175 | Rate Constraint in lbs/MMBtu | FALSE | L | Annual | Seasons Included | Seasons | Winter, WintShld, Summer | Winter, WintShld, Summer | Winter, WintShld, Summer | Winter, WintShld, Summer | Winter, WintShld, Summer | Winter, WintShld, Summer | Winter, WintShld, Summer
BART NOX Annual- Hunter 1- v5.16 | 64 | 7175 | Rate Constraint in lbs/MMBtu | FALSE | L | Annual | Standard NOX | lb/MMBtu | 0.26 | 0.26 | 0.26 | 0.26 | 0.26 | 0.26 | 0.26
BART NOX Annual- Hunter 1- v5.16 | 64 | 7175 | Rate Constraint in lbs/MMBtu | FALSE | L | Annual | Emissions at Affected Plants NOX | Thousand Tons | 2.4104 | 0.83899 | 0.83899 | 0.83899 | 0 | 0 | 0
BART NOX Annual- Hunter 1- v5.16 | 64 | 7175 | Rate Constraint in lbs/MMBtu | FALSE | L | Annual | Allowances Purchased NOX | Thousand Tons | 0 | 0 | 0 | 0 | 0 | 0 | 0
BART NOX Annual- Hunter 1- v5.16 | 64 | 7175 | Rate Constraint in lbs/MMBtu | FALSE | L | Annual | Allowances Sold NOX | Thousand Tons | 0 | 0 | 0 | 0 | 0 | 0 | 0
BART NOX Annual- Hunter 1- v5.16 | 64 | 7175 | Rate Constraint in lbs/MMBtu | FALSE | L | Annual | Allowances Banked | Thousand Tons | 0 | 0 | 0 | 0 | 0 | 0 | 0
BART NOX Annual- Hunter 1- v5.16 | 64 | 7175 | Rate Constraint in lbs/MMBtu | FALSE | L | Annual | Allowances Withdrawn (1:1) | Thousand Tons | 0 | 0 | 0 | 0 | 0 | 0 | 0
BART NOX Annual- Hunter 1- v5.16 | 64 | 7175 | Rate Constraint in lbs/MMBtu | FALSE | L | Annual | Allowances Withdrawn (n:1) | Thousand Tons | 0 | 0 | 0 | 0 | 0 | 0 | 0
BART NOX Annual- Hunter 1- v5.16 | 64 | 7175 | Rate Constraint in lbs/MMBtu | FALSE | L | Annual | Net Emissions Allowance Position | Thousand Tons | 2.4104 | 0.83899 | 0.83899 | 0.83899 | 0 | 0 | 0
BART NOX Annual- Hunter 1- v5.16 | 64 | 7175 | Rate Constraint in lbs/MMBtu | FALSE | L | Annual | Fuel Consumed | TBtu | 23.4266 | 33.5596 | 33.5596 | 33.5596 | 0 | 0 | 0
BART NOX Annual- Hunter 1- v5.16 | 64 | 7175 | Rate Constraint in lbs/MMBtu | FALSE | L | Annual | Rate | lb/MMBtu | 0.20578 | 0.05 | 0.05 | 0.05 | 0 | 0 | 0
BART NOX Annual- Hunter 1- v5.16 | 64 | 7175 | Rate Constraint in lbs/MMBtu | FALSE | L | Annual | Generation | TWh | 2.2791 | 2.2168 | 2.2168 | 2.2168 | 0 | 0 | 0
BART NOX Annual- Hunter 1- v5.16 | 64 | 7175 | Rate Constraint in lbs/MMBtu | FALSE | L | Annual | Qualifying Generation | TWh | 2.2791 | 2.2168 | 2.2168 | 2.2168 | 0 | 0 | 0
BART NOX Annual- Hunter 1- v5.16 | 64 | 7175 | Rate Constraint in lbs/MMBtu | FALSE | L | Annual | Rate | lb/MWh | 2.1152 | 0.75694 | 0.75694 | 0.75694 | 0 | 0 | 0
BART NOX Annual- Hunter 1- v5.16 | 64 | 7175 | Rate Constraint in lbs/MMBtu | FALSE | L | Annual | Constraint Shadow Price | US2019$/Ton | 0 | 0 | 0 | 0 | 0 | 0 | 0
BART NOX Annual- Hunter 2- v5.16 | 65 | 7176 | Rate Constraint in lbs/MMBtu | FALSE | L | Annual | Seasons Included | Seasons | Winter, WintShld, Summer | Winter, WintShld, Summer | Winter, WintShld, Summer | Winter, WintShld, Summer | Winter, WintShld, Summer | Winter, WintShld, Summer | Winter, WintShld, Summer
BART NOX Annual- Hunter 2- v5.16 | 65 | 7176 | Rate Constraint in lbs/MMBtu | FALSE | L | Annual | Standard NOX | lb/MMBtu | 0.26 | 0.26 | 0.26 | 0.26 | 0.26 | 0.26 | 0.26
BART NOX Annual- Hunter 2- v5.16 | 65 | 7176 | Rate Constraint in lbs/MMBtu | FALSE | L | Annual | Emissions at Affected Plants NOX | Thousand Tons | 3.0664 | 0.76335 | 0.76335 | 0.76335 | 0 | 0 | 0
BART NOX Annual- Hunter 2- v5.16 | 65 | 7176 | Rate Constraint in lbs/MMBtu | FALSE | L | Annual | Allowances Purchased NOX | Thousand Tons | 0 | 0 | 0 | 0 | 0 | 0 | 0
BART NOX Annual- Hunter 2- v5.16 | 65 | 7176 | Rate Constraint in lbs/MMBtu | FALSE | L | Annual | Allowances Sold NOX | Thousand Tons | 0 | 0 | 0 | 0 | 0 | 0 | 0
BART NOX Annual- Hunter 2- v5.16 | 65 | 7176 | Rate Constraint in lbs/MMBtu | FALSE | L | Annual | Allowances Banked | Thousand Tons | 0 | 0 | 0 | 0 | 0 | 0 | 0
BART NOX Annual- Hunter 2- v5.16 | 65 | 7176 | Rate Constraint in lbs/MMBtu | FALSE | L | Annual | Allowances Withdrawn (1:1) | Thousand Tons | 0 | 0 | 0 | 0 | 0 | 0 | 0
BART NOX Annual- Hunter 2- v5.16 | 65 | 7176 | Rate Constraint in lbs/MMBtu | FALSE | L | Annual | Allowances Withdrawn (n:1) | Thousand Tons | 0 | 0 | 0 | 0 | 0 | 0 | 0
BART NOX Annual- Hunter 2- v5.16 | 65 | 7176 | Rate Constraint in lbs/MMBtu | FALSE | L | Annual | Net Emissions Allowance Position | Thousand Tons | 3.0664 | 0.76335 | 0.76335 | 0.76335 | 0 | 0 | 0
BART NOX Annual- Hunter 2- v5.16 | 65 | 7176 | Rate Constraint in lbs/MMBtu | FALSE | L | Annual | Fuel Consumed | TBtu | 30.534 | 30.534 | 30.534 | 30.534 | 0 | 0 | 0
BART NOX Annual- Hunter 2- v5.16 | 65 | 7176 | Rate Constraint in lbs/MMBtu | FALSE | L | Annual | Rate | lb/MMBtu | 0.20085 | 0.05 | 0.05 | 0.05 | 0 | 0 | 0
BART NOX Annual- Hunter 2- v5.16 | 65 | 7176 | Rate Constraint in lbs/MMBtu | FALSE | L | Annual | Generation | TWh | 2.9807 | 2.0271 | 2.0271 | 2.0271 | 0 | 0 | 0
BART NOX Annual- Hunter 2- v5.16 | 65 | 7176 | Rate Constraint in lbs/MMBtu | FALSE | L | Annual | Qualifying Generation | TWh | 2.9807 | 2.0271 | 2.0271 | 2.0271 | 0 | 0 | 0
BART NOX Annual- Hunter 2- v5.16 | 65 | 7176 | Rate Constraint in lbs/MMBtu | FALSE | L | Annual | Rate | lb/MWh | 2.0575 | 0.75314 | 0.75314 | 0.75314 | 0 | 0 | 0
BART NOX Annual- Hunter 2- v5.16 | 65 | 7176 | Rate Constraint in lbs/MMBtu | FALSE | L | Annual | Constraint Shadow Price | US2019$/Ton | 0 | 0 | 0 | 0 | 0 | 0 | 0
BART NOX Annual- Hunter 3- v6.17 | 66 | 7177 | Rate Constraint in lbs/MMBtu | FALSE | L | Annual | Seasons Included | Seasons | Winter, WintShld, Summer | Winter, WintShld, Summer | Winter, WintShld, Summer | Winter, WintShld, Summer | Winter, WintShld, Summer | Winter, WintShld, Summer | Winter, WintShld, Summer
BART NOX Annual- Hunter 3- v6.17 | 66 | 7177 | Rate Constraint in lbs/MMBtu | FALSE | L | Annual | Standard NOX | lb/MMBtu | 0.26 | 0.26 | 0.26 | 0.26 | 0.26 | 0.26 | 0.26
BART NOX Annual- Hunter 3- v6.17 | 66 | 7177 | Rate Constraint in lbs/MMBtu | FALSE | L | Annual | Emissions at Affected Plants NOX | Thousand Tons | 2.3437 | 2.326 | 2.326 | 2.326 | 0.016348 | 0 | 0
BART NOX Annual- Hunter 3- v6.17 | 66 | 7177 | Rate Constraint in lbs/MMBtu | FALSE | L | Annual | Allowances Purchased NOX | Thousand Tons | 0 | 0 | 0 | 0 | 0 | 0 | 0
BART NOX Annual- Hunter 3- v6.17 | 66 | 7177 | Rate Constraint in lbs/MMBtu | FALSE | L | Annual | Allowances Sold NOX | Thousand Tons | 0 | 0 | 0 | 0 | 0 | 0 | 0
BART NOX Annual- Hunter 3- v6.17 | 66 | 7177 | Rate Constraint in lbs/MMBtu | FALSE | L | Annual | Allowances Banked | Thousand Tons | 0 | 0 | 0 | 0 | 0 | 0 | 0
BART NOX Annual- Hunter 3- v6.17 | 66 | 7177 | Rate Constraint in lbs/MMBtu | FALSE | L | Annual | Allowances Withdrawn (1:1) | Thousand Tons | 0 | 0 | 0 | 0 | 0 | 0 | 0
BART NOX Annual- Hunter 3- v6.17 | 66 | 7177 | Rate Constraint in lbs/MMBtu | FALSE | L | Annual | Allowances Withdrawn (n:1) | Thousand Tons | 0 | 0 | 0 | 0 | 0 | 0 | 0
BART NOX Annual- Hunter 3- v6.17 | 66 | 7177 | Rate Constraint in lbs/MMBtu | FALSE | L | Annual | Net Emissions Allowance Position | Thousand Tons | 2.3437 | 2.326 | 2.326 | 2.326 | 0.016348 | 0 | 0
BART NOX Annual- Hunter 3- v6.17 | 66 | 7177 | Rate Constraint in lbs/MMBtu | FALSE | L | Annual | Fuel Consumed | TBtu | 18.0281 | 30.0493 | 30.0493 | 30.0493 | 0.2112 | 0 | 0
BART NOX Annual- Hunter 3- v6.17 | 66 | 7177 | Rate Constraint in lbs/MMBtu | FALSE | L | Annual | Rate | lb/MMBtu | 0.26 | 0.15481 | 0.15481 | 0.15481 | 0.15481 | 0 | 0
BART NOX Annual- Hunter 3- v6.17 | 66 | 7177 | Rate Constraint in lbs/MMBtu | FALSE | L | Annual | Generation | TWh | 1.774 | 2.0266 | 2.0201 | 2.0201 | 0.014198 | 0 | 0
BART NOX Annual- Hunter 3- v6.17 | 66 | 7177 | Rate Constraint in lbs/MMBtu | FALSE | L | Annual | Qualifying Generation | TWh | 1.774 | 2.0266 | 2.0201 | 2.0201 | 0.014198 | 0 | 0
BART NOX Annual- Hunter 3- v6.17 | 66 | 7177 | Rate Constraint in lbs/MMBtu | FALSE | L | Annual | Rate | lb/MWh | 2.6422 | 2.2955 | 2.3028 | 2.3028 | 2.3028 | 0 | 0
BART NOX Annual- Hunter 3- v6.17 | 66 | 7177 | Rate Constraint in lbs/MMBtu | FALSE | L | Annual | Constraint Shadow Price | US2019$/Ton | 5107.421 | 0 | 0 | 0 | 0 | 0 | 0
BART NOX Annual- Huntington 1- v5.16 | 67 | 7178 | Rate Constraint in lbs/MMBtu | FALSE | L | Annual | Seasons Included | Seasons | Winter, WintShld, Summer | Winter, WintShld, Summer | Winter, WintShld, Summer | Winter, WintShld, Summer | Winter, WintShld, Summer | Winter, WintShld, Summer | Winter, WintShld, Summer
BART NOX Annual- Huntington 1- v5.16 | 67 | 7178 | Rate Constraint in lbs/MMBtu | FALSE | L | Annual | Standard NOX | lb/MMBtu | 0.26 | 0.26 | 0.26 | 0.26 | 0.26 | 0.26 | 0.26
BART NOX Annual- Huntington 1- v5.16 | 67 | 7178 | Rate Constraint in lbs/MMBtu | FALSE | L | Annual | Emissions at Affected Plants NOX | Thousand Tons | 1.8982 | 0 | 0 | 0 | 0 | 0 | 0
BART NOX Annual- Huntington 1- v5.16 | 67 | 7178 | Rate Constraint in lbs/MMBtu | FALSE | L | Annual | Allowances Purchased NOX | Thousand Tons | 0 | 0 | 0 | 0 | 0 | 0 | 0
BART NOX Annual- Huntington 1- v5.16 | 67 | 7178 | Rate Constraint in lbs/MMBtu | FALSE | L | Annual | Allowances Sold NOX | Thousand Tons | 0 | 0 | 0 | 0 | 0 | 0 | 0
BART NOX Annual- Huntington 1- v5.16 | 67 | 7178 | Rate Constraint in lbs/MMBtu | FALSE | L | Annual | Allowances Banked | Thousand Tons | 0 | 0 | 0 | 0 | 0 | 0 | 0
BART NOX Annual- Huntington 1- v5.16 | 67 | 7178 | Rate Constraint in lbs/MMBtu | FALSE | L | Annual | Allowances Withdrawn (1:1) | Thousand Tons | 0 | 0 | 0 | 0 | 0 | 0 | 0
BART NOX Annual- Huntington 1- v5.16 | 67 | 7178 | Rate Constraint in lbs/MMBtu | FALSE | L | Annual | Allowances Withdrawn (n:1) | Thousand Tons | 0 | 0 | 0 | 0 | 0 | 0 | 0
BART NOX Annual- Huntington 1- v5.16 | 67 | 7178 | Rate Constraint in lbs/MMBtu | FALSE | L | Annual | Net Emissions Allowance Position | Thousand Tons | 1.8982 | 0 | 0 | 0 | 0 | 0 | 0
BART NOX Annual- Huntington 1- v5.16 | 67 | 7178 | Rate Constraint in lbs/MMBtu | FALSE | L | Annual | Fuel Consumed | TBtu | 18.8576 | 0 | 0 | 0 | 0 | 0 | 0
BART NOX Annual- Huntington 1- v5.16 | 67 | 7178 | Rate Constraint in lbs/MMBtu | FALSE | L | Annual | Rate | lb/MMBtu | 0.20132 | 0 | 0 | 0 | 0 | 0 | 0
BART NOX Annual- Huntington 1- v5.16 | 67 | 7178 | Rate Constraint in lbs/MMBtu | FALSE | L | Annual | Generation | TWh | 1.8339 | 0 | 0 | 0 | 0 | 0 | 0
BART NOX Annual- Huntington 1- v5.16 | 67 | 7178 | Rate Constraint in lbs/MMBtu | FALSE | L | Annual | Qualifying Generation | TWh | 1.8339 | 0 | 0 | 0 | 0 | 0 | 0
BART NOX Annual- Huntington 1- v5.16 | 67 | 7178 | Rate Constraint in lbs/MMBtu | FALSE | L | Annual | Rate | lb/MWh | 2.0702 | 0 | 0 | 0 | 0 | 0 | 0
BART NOX Annual- Huntington 1- v5.16 | 67 | 7178 | Rate Constraint in lbs/MMBtu | FALSE | L | Annual | Constraint Shadow Price | US2019$/Ton | 0 | 0 | 0 | 0 | 0 | 0 | 0
BART NOX Annual- Huntington 2- v5.16 | 68 | 7179 | Rate Constraint in lbs/MMBtu | FALSE | L | Annual | Seasons Included | Seasons | Winter, WintShld, Summer | Winter, WintShld, Summer | Winter, WintShld, Summer | Winter, WintShld, Summer | Winter, WintShld, Summer | Winter, WintShld, Summer | Winter, WintShld, Summer
BART NOX Annual- Huntington 2- v5.16 | 68 | 7179 | Rate Constraint in lbs/MMBtu | FALSE | L | Annual | Standard NOX | lb/MMBtu | 0.26 | 0.26 | 0.26 | 0.26 | 0.26 | 0.26 | 0.26
BART NOX Annual- Huntington 2- v5.16 | 68 | 7179 | Rate Constraint in lbs/MMBtu | FALSE | L | Annual | Emissions at Affected Plants NOX | Thousand Tons | 2.2137 | 0 | 0 | 0 | 0 | 0 | 0
BART NOX Annual- Huntington 2- v5.16 | 68 | 7179 | Rate Constraint in lbs/MMBtu | FALSE | L | Annual | Allowances Purchased NOX | Thousand Tons | 0 | 0 | 0 | 0 | 0 | 0 | 0
BART NOX Annual- Huntington 2- v5.16 | 68 | 7179 | Rate Constraint in lbs/MMBtu | FALSE | L | Annual | Allowances Sold NOX | Thousand Tons | 0 | 0 | 0 | 0 | 0 | 0 | 0
BART NOX Annual- Huntington 2- v5.16 | 68 | 7179 | Rate Constraint in lbs/MMBtu | FALSE | L | Annual | Allowances Banked | Thousand Tons | 0 | 0 | 0 | 0 | 0 | 0 | 0
BART NOX Annual- Huntington 2- v5.16 | 68 | 7179 | Rate Constraint in lbs/MMBtu | FALSE | L | Annual | Allowances Withdrawn (1:1) | Thousand Tons | 0 | 0 | 0 | 0 | 0 | 0 | 0
BART NOX Annual- Huntington 2- v5.16 | 68 | 7179 | Rate Constraint in lbs/MMBtu | FALSE | L | Annual | Allowances Withdrawn (n:1) | Thousand Tons | 0 | 0 | 0 | 0 | 0 | 0 | 0
BART NOX Annual- Huntington 2- v5.16 | 68 | 7179 | Rate Constraint in lbs/MMBtu | FALSE | L | Annual | Net Emissions Allowance Position | Thousand Tons | 2.2137 | 0 | 0 | 0 | 0 | 0 | 0
BART NOX Annual- Huntington 2- v5.16 | 68 | 7179 | Rate Constraint in lbs/MMBtu | FALSE | L | Annual | Fuel Consumed | TBtu | 22.4823 | 0 | 0 | 0 | 0 | 0 | 0
BART NOX Annual- Huntington 2- v5.16 | 68 | 7179 | Rate Constraint in lbs/MMBtu | FALSE | L | Annual | Rate | lb/MMBtu | 0.19693 | 0 | 0 | 0 | 0 | 0 | 0
BART NOX Annual- Huntington 2- v5.16 | 68 | 7179 | Rate Constraint in lbs/MMBtu | FALSE | L | Annual | Generation | TWh | 2.1775 | 0 | 0 | 0 | 0 | 0 | 0
BART NOX Annual- Huntington 2- v5.16 | 68 | 7179 | Rate Constraint in lbs/MMBtu | FALSE | L | Annual | Qualifying Generation | TWh | 2.1775 | 0 | 0 | 0 | 0 | 0 | 0
BART NOX Annual- Huntington 2- v5.16 | 68 | 7179 | Rate Constraint in lbs/MMBtu | FALSE | L | Annual | Rate | lb/MWh | 2.0333 | 0 | 0 | 0 | 0 | 0 | 0
BART NOX Annual- Huntington 2- v5.16 | 68 | 7179 | Rate Constraint in lbs/MMBtu | FALSE | L | Annual | Constraint Shadow Price | US2019$/Ton | 0 | 0 | 0 | 0 | 0 | 0 | 0
BART NOX Annual- Northport 1- v5.16 | 69 | 7187 | Rate Constraint in lbs/MMBtu | FALSE | L | Annual | Seasons Included | Seasons | Winter, WintShld, Summer | Winter, WintShld, Summer | Winter, WintShld, Summer | Winter, WintShld, Summer | Winter, WintShld, Summer | Winter, WintShld, Summer | Winter, WintShld, Summer
BART NOX Annual- Northport 1- v5.16 | 69 | 7187 | Rate Constraint in lbs/MMBtu | FALSE | L | Annual | Standard NOX | lb/MMBtu | 0.1 | 0.1 | 0.1 | 0.1 | 0.1 | 0.1 | 0.1
BART NOX Annual- Northport 1- v5.16 | 69 | 7187 | Rate Constraint in lbs/MMBtu | FALSE | L | Annual | Emissions at Affected Plants NOX | Thousand Tons | 0.14834 | 0.14834 | 0 | 0 | 0 | 0 | 0
BART NOX Annual- Northport 1- v5.16 | 69 | 7187 | Rate Constraint in lbs/MMBtu | FALSE | L | Annual | Allowances Purchased NOX | Thousand Tons | 0 | 0 | 0 | 0 | 0 | 0 | 0
BART NOX Annual- Northport 1- v5.16 | 69 | 7187 | Rate Constraint in lbs/MMBtu | FALSE | L | Annual | Allowances Sold NOX | Thousand Tons | 0 | 0 | 0 | 0 | 0 | 0 | 0
BART NOX Annual- Northport 1- v5.16 | 69 | 7187 | Rate Constraint in lbs/MMBtu | FALSE | L | Annual | Allowances Banked | Thousand Tons | 0 | 0 | 0 | 0 | 0 | 0 | 0
BART NOX Annual- Northport 1- v5.16 | 69 | 7187 | Rate Constraint in lbs/MMBtu | FALSE | L | Annual | Allowances Withdrawn (1:1) | Thousand Tons | 0 | 0 | 0 | 0 | 0 | 0 | 0
BART NOX Annual- Northport 1- v5.16 | 69 | 7187 | Rate Constraint in lbs/MMBtu | FALSE | L | Annual | Allowances Withdrawn (n:1) | Thousand Tons | 0 | 0 | 0 | 0 | 0 | 0 | 0
BART NOX Annual- Northport 1- v5.16 | 69 | 7187 | Rate Constraint in lbs/MMBtu | FALSE | L | Annual | Net Emissions Allowance Position | Thousand Tons | 0.14834 | 0.14834 | 0 | 0 | 0 | 0 | 0
BART NOX Annual- Northport 1- v5.16 | 69 | 7187 | Rate Constraint in lbs/MMBtu | FALSE | L | Annual | Fuel Consumed | TBtu | 4.5982 | 4.5982 | 0 | 0 | 0 | 0 | 0
BART NOX Annual- Northport 1- v5.16 | 69 | 7187 | Rate Constraint in lbs/MMBtu | FALSE | L | Annual | Rate | lb/MMBtu | 0.06452 | 0.06452 | 0 | 0 | 0 | 0 | 0
BART NOX Annual- Northport 1- v5.16 | 69 | 7187 | Rate Constraint in lbs/MMBtu | FALSE | L | Annual | Generation | TWh | 0.42842 | 0.42842 | 0 | 0 | 0 | 0 | 0
BART NOX Annual- Northport 1- v5.16 | 69 | 7187 | Rate Constraint in lbs/MMBtu | FALSE | L | Annual | Qualifying Generation | TWh | 0.42842 | 0.42842 | 0 | 0 | 0 | 0 | 0
BART NOX Annual- Northport 1- v5.16 | 69 | 7187 | Rate Constraint in lbs/MMBtu | FALSE | L | Annual | Rate | lb/MWh | 0.69249 | 0.69249 | 0 | 0 | 0 | 0 | 0
BART NOX Annual- Northport 1- v5.16 | 69 | 7187 | Rate Constraint in lbs/MMBtu | FALSE | L | Annual | Constraint Shadow Price | US2019$/Ton | 0 | 0 | 0 | 0 | 0 | 0 | 0
BART NOX Annual- Northport 2- v5.16 | 70 | 7188 | Rate Constraint in lbs/MMBtu | FALSE | L | Annual | Seasons Included | Seasons | Winter, WintShld, Summer | Winter, WintShld, Summer | Winter, WintShld, Summer | Winter, WintShld, Summer | Winter, WintShld, Summer | Winter, WintShld, Summer | Winter, WintShld, Summer
BART NOX Annual- Northport 2- v5.16 | 70 | 7188 | Rate Constraint in lbs/MMBtu | FALSE | L | Annual | Standard NOX | lb/MMBtu | 0.1 | 0.1 | 0.1 | 0.1 | 0.1 | 0.1 | 0.1
BART NOX Annual- Northport 2- v5.16 | 70 | 7188 | Rate Constraint in lbs/MMBtu | FALSE | L | Annual | Emissions at Affected Plants NOX | Thousand Tons | 0.13092 | 0.063091 | 0 | 0 | 0 | 0 | 0
BART NOX Annual- Northport 2- v5.16 | 70 | 7188 | Rate Constraint in lbs/MMBtu | FALSE | L | Annual | Allowances Purchased NOX | Thousand Tons | 0 | 0 | 0 | 0 | 0 | 0 | 0
BART NOX Annual- Northport 2- v5.16 | 70 | 7188 | Rate Constraint in lbs/MMBtu | FALSE | L | Annual | Allowances Sold NOX | Thousand Tons | 0 | 0 | 0 | 0 | 0 | 0 | 0
BART NOX Annual- Northport 2- v5.16 | 70 | 7188 | Rate Constraint in lbs/MMBtu | FALSE | L | Annual | Allowances Banked | Thousand Tons | 0 | 0 | 0 | 0 | 0 | 0 | 0
BART NOX Annual- Northport 2- v5.16 | 70 | 7188 | Rate Constraint in lbs/MMBtu | FALSE | L | Annual | Allowances Withdrawn (1:1) | Thousand Tons | 0 | 0 | 0 | 0 | 0 | 0 | 0
BART NOX Annual- Northport 2- v5.16 | 70 | 7188 | Rate Constraint in lbs/MMBtu | FALSE | L | Annual | Allowances Withdrawn (n:1) | Thousand Tons | 0 | 0 | 0 | 0 | 0 | 0 | 0
BART NOX Annual- Northport 2- v5.16 | 70 | 7188 | Rate Constraint in lbs/MMBtu | FALSE | L | Annual | Net Emissions Allowance Position | Thousand Tons | 0.13092 | 0.063091 | 0 | 0 | 0 | 0 | 0
BART NOX Annual- Northport 2- v5.16 | 70 | 7188 | Rate Constraint in lbs/MMBtu | FALSE | L | Annual | Fuel Consumed | TBtu | 4.2674 | 2.0564 | 0 | 0 | 0 | 0 | 0
BART NOX Annual- Northport 2- v5.16 | 70 | 7188 | Rate Constraint in lbs/MMBtu | FALSE | L | Annual | Rate | lb/MMBtu | 0.06136 | 0.06136 | 0 | 0 | 0 | 0 | 0
BART NOX Annual- Northport 2- v5.16 | 70 | 7188 | Rate Constraint in lbs/MMBtu | FALSE | L | Annual | Generation | TWh | 0.39535 | 0.19052 | 0 | 0 | 0 | 0 | 0
BART NOX Annual- Northport 2- v5.16 | 70 | 7188 | Rate Constraint in lbs/MMBtu | FALSE | L | Annual | Qualifying Generation | TWh | 0.39535 | 0.19052 | 0 | 0 | 0 | 0 | 0
BART NOX Annual- Northport 2- v5.16 | 70 | 7188 | Rate Constraint in lbs/MMBtu | FALSE | L | Annual | Rate | lb/MWh | 0.66232 | 0.66232 | 0 | 0 | 0 | 0 | 0
BART NOX Annual- Northport 2- v5.16 | 70 | 7188 | Rate Constraint in lbs/MMBtu | FALSE | L | Annual | Constraint Shadow Price | US2019$/Ton | 0 | 0 | 0 | 0 | 0 | 0 | 0
BART NOX Annual- Northport 3- v5.16 | 71 | 7189 | Rate Constraint in lbs/MMBtu | FALSE | L | Annual | Seasons Included | Seasons | Winter, WintShld, Summer | Winter, WintShld, Summer | Winter, WintShld, Summer | Winter, WintShld, Summer | Winter, WintShld, Summer | Winter, WintShld, Summer | Winter, WintShld, Summer
BART NOX Annual- Northport 3- v5.16 | 71 | 7189 | Rate Constraint in lbs/MMBtu | FALSE | L | Annual | Standard NOX | lb/MMBtu | 0.1 | 0.1 | 0.1 | 0.1 | 0.1 | 0.1 | 0.1
BART NOX Annual- Northport 3- v5.16 | 71 | 7189 | Rate Constraint in lbs/MMBtu | FALSE | L | Annual | Emissions at Affected Plants NOX | Thousand Tons | 0.15299 | 0.15299 | 0 | 0 | 0 | 0 | 0.077052
BART NOX Annual- Northport 3- v5.16 | 71 | 7189 | Rate Constraint in lbs/MMBtu | FALSE | L | Annual | Allowances Purchased NOX | Thousand Tons | 0 | 0 | 0 | 0 | 0 | 0 | 0
BART NOX Annual- Northport 3- v5.16 | 71 | 7189 | Rate Constraint in lbs/MMBtu | FALSE | L | Annual | Allowances Sold NOX | Thousand Tons | 0 | 0 | 0 | 0 | 0 | 0 | 0
BART NOX Annual- Northport 3- v5.16 | 71 | 7189 | Rate Constraint in lbs/MMBtu | FALSE | L | Annual | Allowances Banked | Thousand Tons | 0 | 0 | 0 | 0 | 0 | 0 | 0
BART NOX Annual- Northport 3- v5.16 | 71 | 7189 | Rate Constraint in lbs/MMBtu | FALSE | L | Annual | Allowances Withdrawn (1:1) | Thousand Tons | 0 | 0 | 0 | 0 | 0 | 0 | 0
BART NOX Annual- Northport 3- v5.16 | 71 | 7189 | Rate Constraint in lbs/MMBtu | FALSE | L | Annual | Allowances Withdrawn (n:1) | Thousand Tons | 0 | 0 | 0 | 0 | 0 | 0 | 0
BART NOX Annual- Northport 3- v5.16 | 71 | 7189 | Rate Constraint in lbs/MMBtu | FALSE | L | Annual | Net Emissions Allowance Position | Thousand Tons | 0.15299 | 0.15299 | 0 | 0 | 0 | 0 | 0.077052
BART NOX Annual- Northport 3- v5.16 | 71 | 7189 | Rate Constraint in lbs/MMBtu | FALSE | L | Annual | Fuel Consumed | TBtu | 4.7637 | 4.7637 | 0 | 0 | 0 | 0 | 2.3993
BART NOX Annual- Northport 3- v5.16 | 71 | 7189 | Rate Constraint in lbs/MMBtu | FALSE | L | Annual | Rate | lb/MMBtu | 0.06423 | 0.06423 | 0 | 0 | 0 | 0 | 0.06423
BART NOX Annual- Northport 3- v5.16 | 71 | 7189 | Rate Constraint in lbs/MMBtu | FALSE | L | Annual | Generation | TWh | 0.44492 | 0.44492 | 0 | 0 | 0 | 0 | 0.22408
BART NOX Annual- Northport 3- v5.16 | 71 | 7189 | Rate Constraint in lbs/MMBtu | FALSE | L | Annual | Qualifying Generation | TWh | 0.44492 | 0.44492 | 0 | 0 | 0 | 0 | 0.22408
BART NOX Annual- Northport 3- v5.16 | 71 | 7189 | Rate Constraint in lbs/MMBtu | FALSE | L | Annual | Rate | lb/MWh | 0.68771 | 0.68771 | 0 | 0 | 0 | 0 | 0.68771
BART NOX Annual- Northport 3- v5.16 | 71 | 7189 | Rate Constraint in lbs/MMBtu | FALSE | L | Annual | Constraint Shadow Price | US2019$/Ton | 0 | 0 | 0 | 0 | 0 | 0 | 0
BART NOX Annual- Northport 4- v5.16 | 72 | 7190 | Rate Constraint in lbs/MMBtu | FALSE | L | Annual | Seasons Included | Seasons | Winter, WintShld, Summer | Winter, WintShld, Summer | Winter, WintShld, Summer | Winter, WintShld, Summer | Winter, WintShld, Summer | Winter, WintShld, Summer | Winter, WintShld, Summer
BART NOX Annual- Northport 4- v5.16 | 72 | 7190 | Rate Constraint in lbs/MMBtu | FALSE | L | Annual | Standard NOX | lb/MMBtu | 0.1 | 0.1 | 0.1 | 0.1 | 0.1 | 0.1 | 0.1
BART NOX Annual- Northport 4- v5.16 | 72 | 7190 | Rate Constraint in lbs/MMBtu | FALSE | L | Annual | Emissions at Affected Plants NOX | Thousand Tons | 0.12316 | 0.12313 | 0 | 0 | 0 | 0.068627 | 0.11742
BART NOX Annual- Northport 4- v5.16 | 72 | 7190 | Rate Constraint in lbs/MMBtu | FALSE | L | Annual | Allowances Purchased NOX | Thousand Tons | 0 | 0 | 0 | 0 | 0 | 0 | 0
BART NOX Annual- Northport 4- v5.16 | 72 | 7190 | Rate Constraint in lbs/MMBtu | FALSE | L | Annual | Allowances Sold NOX | Thousand Tons | 0 | 0 | 0 | 0 | 0 | 0 | 0
BART NOX Annual- Northport 4- v5.16 | 72 | 7190 | Rate Constraint in lbs/MMBtu | FALSE | L | Annual | Allowances Banked | Thousand Tons | 0 | 0 | 0 | 0 | 0 | 0 | 0
BART NOX Annual- Northport 4- v5.16 | 72 | 7190 | Rate Constraint in lbs/MMBtu | FALSE | L | Annual | Allowances Withdrawn (1:1) | Thousand Tons | 0 | 0 | 0 | 0 | 0 | 0 | 0
BART NOX Annual- Northport 4- v5.16 | 72 | 7190 | Rate Constraint in lbs/MMBtu | FALSE | L | Annual | Allowances Withdrawn (n:1) | Thousand Tons | 0 | 0 | 0 | 0 | 0 | 0 | 0
BART NOX Annual- Northport 4- v5.16 | 72 | 7190 | Rate Constraint in lbs/MMBtu | FALSE | L | Annual | Net Emissions Allowance Position | Thousand Tons | 0.12316 | 0.12313 | 0 | 0 | 0 | 0.068627 | 0.11742
BART NOX Annual- Northport 4- v5.16 | 72 | 7190 | Rate Constraint in lbs/MMBtu | FALSE | L | Annual | Fuel Consumed | TBtu | 4.949 | 4.948 | 0 | 0 | 0 | 2.7577 | 4.7185
BART NOX Annual- Northport 4- v5.16 | 72 | 7190 | Rate Constraint in lbs/MMBtu | FALSE | L | Annual | Rate | lb/MMBtu | 0.04977 | 0.04977 | 0 | 0 | 0 | 0.04977 | 0.04977
BART NOX Annual- Northport 4- v5.16 | 72 | 7190 | Rate Constraint in lbs/MMBtu | FALSE | L | Annual | Generation | TWh | 0.46666 | 0.46657 | 0 | 0 | 0 | 0.26004 | 0.44493
BART NOX Annual- Northport 4- v5.16 | 72 | 7190 | Rate Constraint in lbs/MMBtu | FALSE | L | Annual | Qualifying Generation | TWh | 0.46666 | 0.46657 | 0 | 0 | 0 | 0.26004 | 0.44493
BART NOX Annual- Northport 4- v5.16 | 72 | 7190 | Rate Constraint in lbs/MMBtu | FALSE | L | Annual | Rate | lb/MWh | 0.52781 | 0.52781 | 0 | 0 | 0 | 0.52781 | 0.52781
BART NOX Annual- Northport 4- v5.16 | 72 | 7190 | Rate Constraint in lbs/MMBtu | FALSE | L | Annual | Constraint Shadow Price | US2019$/Ton | 0 | 0 | 0 | 0 | 0 | 0 | 0
BART NOX Annual- Ravenswood 1- v5.16 | 73 | 7183 | Rate Constraint in lbs/MMBtu | FALSE | L | Annual | Seasons Included | Seasons | Winter, WintShld, Summer | Winter, WintShld, Summer | Winter, WintShld, Summer | Winter, WintShld, Summer | Winter, WintShld, Summer | Winter, WintShld, Summer | Winter, WintShld, Summer
BART NOX Annual- Ravenswood 1- v5.16 | 73 | 7183 | Rate Constraint in lbs/MMBtu | FALSE | L | Annual | Standard NOX | lb/MMBtu | 0.15 | 0.15 | 0.15 | 0.15 | 0.15 | 0.15 | 0.15
BART NOX Annual- Ravenswood 1- v5.16 | 73 | 7183 | Rate Constraint in lbs/MMBtu | FALSE | L | Annual | Emissions at Affected Plants NOX | Thousand Tons | 0.018743 | 0 | 0 | 0 | 0 | 0 | 0
BART NOX Annual- Ravenswood 1- v5.16 | 73 | 7183 | Rate Constraint in lbs/MMBtu | FALSE | L | Annual | Allowances Purchased NOX | Thousand Tons | 0 | 0 | 0 | 0 | 0 | 0 | 0
BART NOX Annual- Ravenswood 1- v5.16 | 73 | 7183 | Rate Constraint in lbs/MMBtu | FALSE | L | Annual | Allowances Sold NOX | Thousand Tons | 0 | 0 | 0 | 0 | 0 | 0 | 0
BART NOX Annual- Ravenswood 1- v5.16 | 73 | 7183 | Rate Constraint in lbs/MMBtu | FALSE | L | Annual | Allowances Banked | Thousand Tons | 0 | 0 | 0 | 0 | 0 | 0 | 0
BART NOX Annual- Ravenswood 1- v5.16 | 73 | 7183 | Rate Constraint in lbs/MMBtu | FALSE | L | Annual | Allowances Withdrawn (1:1) | Thousand Tons | 0 | 0 | 0 | 0 | 0 | 0 | 0
BART NOX Annual- Ravenswood 1- v5.16 | 73 | 7183 | Rate Constraint in lbs/MMBtu | FALSE | L | Annual | Allowances Withdrawn (n:1) | Thousand Tons | 0 | 0 | 0 | 0 | 0 | 0 | 0
BART NOX Annual- Ravenswood 1- v5.16 | 73 | 7183 | Rate Constraint in lbs/MMBtu | FALSE | L | Annual | Net Emissions Allowance Position | Thousand Tons | 0.018743 | 0 | 0 | 0 | 0 | 0 | 0
BART NOX Annual- Ravenswood 1- v5.16 | 73 | 7183 | Rate Constraint in lbs/MMBtu | FALSE | L | Annual | Fuel Consumed | TBtu | 0.58381 | 0 | 0 | 0 | 0 | 0 | 0
BART NOX Annual- Ravenswood 1- v5.16 | 73 | 7183 | Rate Constraint in lbs/MMBtu | FALSE | L | Annual | Rate | lb/MMBtu | 0.06421 | 0 | 0 | 0 | 0 | 0 | 0
BART NOX Annual- Ravenswood 1- v5.16 | 73 | 7183 | Rate Constraint in lbs/MMBtu | FALSE | L | Annual | Generation | TWh | 0.053001 | 0 | 0 | 0 | 0 | 0 | 0
BART NOX Annual- Ravenswood 1- v5.16 | 73 | 7183 | Rate Constraint in lbs/MMBtu | FALSE | L | Annual | Qualifying Generation | TWh | 0.053001 | 0 | 0 | 0 | 0 | 0 | 0
BART NOX Annual- Ravenswood 1- v5.16 | 73 | 7183 | Rate Constraint in lbs/MMBtu | FALSE | L | Annual | Rate | lb/MWh | 0.70727 | 0 | 0 | 0 | 0 | 0 | 0
BART NOX Annual- Ravenswood 1- v5.16 | 73 | 7183 | Rate Constraint in lbs/MMBtu | FALSE | L | Annual | Constraint Shadow Price | US2019$/Ton | 0 | 0 | 0 | 0 | 0 | 0 | 0
BART NOX Annual- Ravenswood 2- v5.16 | 74 | 7184 | Rate Constraint in lbs/MMBtu | FALSE | L | Annual | Seasons Included | Seasons | Winter, WintShld, Summer | Winter, WintShld, Summer | Winter, WintShld, Summer | Winter, WintShld, Summer | Winter, WintShld, Summer | Winter, WintShld, Summer | Winter, WintShld, Summer
BART NOX Annual- Ravenswood 2- v5.16 | 74 | 7184 | Rate Constraint in lbs/MMBtu | FALSE | L | Annual | Standard NOX | lb/MMBtu | 0.15 | 0.15 | 0.15 | 0.15 | 0.15 | 0.15 | 0.15
BART NOX Annual- Ravenswood 2- v5.16 | 74 | 7184 | Rate Constraint in lbs/MMBtu | FALSE | L | Annual | Emissions at Affected Plants NOX | Thousand Tons | 0 | 0 | 0 | 0 | 0 | 0 | 0
BART NOX Annual- Ravenswood 2- v5.16 | 74 | 7184 | Rate Constraint in lbs/MMBtu | FALSE | L | Annual | Allowances Purchased NOX | Thousand Tons | 0 | 0 | 0 | 0 | 0 | 0 | 0
BART NOX Annual- Ravenswood 2- v5.16 | 74 | 7184 | Rate Constraint in lbs/MMBtu | FALSE | L | Annual | Allowances Sold NOX | Thousand Tons | 0 | 0 | 0 | 0 | 0 | 0 | 0
BART NOX Annual- Ravenswood 2- v5.16 | 74 | 7184 | Rate Constraint in lbs/MMBtu | FALSE | L | Annual | Allowances Banked | Thousand Tons | 0 | 0 | 0 | 0 | 0 | 0 | 0
BART NOX Annual- Ravenswood 2- v5.16 | 74 | 7184 | Rate Constraint in lbs/MMBtu | FALSE | L | Annual | Allowances Withdrawn (1:1) | Thousand Tons | 0 | 0 | 0 | 0 | 0 | 0 | 0
BART NOX Annual- Ravenswood 2- v5.16 | 74 | 7184 | Rate Constraint in lbs/MMBtu | FALSE | L | Annual | Allowances Withdrawn (n:1) | Thousand Tons | 0 | 0 | 0 | 0 | 0 | 0 | 0
BART NOX Annual- Ravenswood 2- v5.16 | 74 | 7184 | Rate Constraint in lbs/MMBtu | FALSE | L | Annual | Net Emissions Allowance Position | Thousand Tons | 0 | 0 | 0 | 0 | 0 | 0 | 0
BART NOX Annual- Ravenswood 2- v5.16 | 74 | 7184 | Rate Constraint in lbs/MMBtu | FALSE | L | Annual | Fuel Consumed | TBtu | 0 | 0 | 0 | 0 | 0 | 0 | 0
BART NOX Annual- Ravenswood 2- v5.16 | 74 | 7184 | Rate Constraint in lbs/MMBtu | FALSE | L | Annual | Rate | lb/MMBtu | 0 | 0 | 0 | 0 | 0 | 0 | 0
BART NOX Annual- Ravenswood 2- v5.16 | 74 | 7184 | Rate Constraint in lbs/MMBtu | FALSE | L | Annual | Generation | TWh | 0 | 0 | 0 | 0 | 0 | 0 | 0
BART NOX Annual- Ravenswood 2- v5.16 | 74 | 7184 | Rate Constraint in lbs/MMBtu | FALSE | L | Annual | Qualifying Generation | TWh | 0 | 0 | 0 | 0 | 0 | 0 | 0
BART NOX Annual- Ravenswood 2- v5.16 | 74 | 7184 | Rate Constraint in lbs/MMBtu | FALSE | L | Annual | Rate | lb/MWh | 0 | 0 | 0 | 0 | 0 | 0 | 0
BART NOX Annual- Ravenswood 2- v5.16 | 74 | 7184 | Rate Constraint in lbs/MMBtu | FALSE | L | Annual | Constraint Shadow Price | US2019$/Ton | 0 | 0 | 0 | 0 | 0 | 0 | 0
BART NOX Annual- Ravenswood 3- v5.16 | 75 | 7185 | Rate Constraint in lbs/MMBtu | FALSE | L | Annual | Seasons Included | Seasons | Winter, WintShld, Summer | Winter, WintShld, Summer | Winter, WintShld, Summer | Winter, WintShld, Summer | Winter, WintShld, Summer | Winter, WintShld, Summer | Winter, WintShld, Summer
BART NOX Annual- Ravenswood 3- v5.16 | 75 | 7185 | Rate Constraint in lbs/MMBtu | FALSE | L | Annual | Standard NOX | lb/MMBtu | 0.15 | 0.15 | 0.15 | 0.15 | 0.15 | 0.15 | 0.15
BART NOX Annual- Ravenswood 3- v5.16 | 75 | 7185 | Rate Constraint in lbs/MMBtu | FALSE | L | Annual | Emissions at Affected Plants NOX | Thousand Tons | 0 | 0 | 0 | 0 | 0 | 0 | 0
BART NOX Annual- Ravenswood 3- v5.16 | 75 | 7185 | Rate Constraint in lbs/MMBtu | FALSE | L | Annual | Allowances Purchased NOX | Thousand Tons | 0 | 0 | 0 | 0 | 0 | 0 | 0
BART NOX Annual- Ravenswood 3- v5.16 | 75 | 7185 | Rate Constraint in lbs/MMBtu | FALSE | L | Annual | Allowances Sold NOX | Thousand Tons | 0 | 0 | 0 | 0 | 0 | 0 | 0
BART NOX Annual- Ravenswood 3- v5.16 | 75 | 7185 | Rate Constraint in lbs/MMBtu | FALSE | L | Annual | Allowances Banked | Thousand Tons | 0 | 0 | 0 | 0 | 0 | 0 | 0
BART NOX Annual- Ravenswood 3- v5.16 | 75 | 7185 | Rate Constraint in lbs/MMBtu | FALSE | L | Annual | Allowances Withdrawn (1:1) | Thousand Tons | 0 | 0 | 0 | 0 | 0 | 0 | 0
BART NOX Annual- Ravenswood 3- v5.16 | 75 | 7185 | Rate Constraint in lbs/MMBtu | FALSE | L | Annual | Allowances Withdrawn (n:1) | Thousand Tons | 0 | 0 | 0 | 0 | 0 | 0 | 0
BART NOX Annual- Ravenswood 3- v5.16 | 75 | 7185 | Rate Constraint in lbs/MMBtu | FALSE | L | Annual | Net Emissions Allowance Position | Thousand Tons | 0 | 0 | 0 | 0 | 0 | 0 | 0
BART NOX Annual- Ravenswood 3- v5.16 | 75 | 7185 | Rate Constraint in lbs/MMBtu | FALSE | L | Annual | Fuel Consumed | TBtu | 0 | 0 | 0 | 0 | 0 | 0 | 0
BART NOX Annual- Ravenswood 3- v5.16 | 75 | 7185 | Rate Constraint in lbs/MMBtu | FALSE | L | Annual | Rate | lb/MMBtu | 0 | 0 | 0 | 0 | 0 | 0 | 0
BART NOX Annual- Ravenswood 3- v5.16 | 75 | 7185 | Rate Constraint in lbs/MMBtu | FALSE | L | Annual | Generation | TWh | 0 | 0 | 0 | 0 | 0 | 0 | 0
BART NOX Annual- Ravenswood 3- v5.16 | 75 | 7185 | Rate Constraint in lbs/MMBtu | FALSE | L | Annual | Qualifying Generation | TWh | 0 | 0 | 0 | 0 | 0 | 0 | 0
BART NOX Annual- Ravenswood 3- v5.16 | 75 | 7185 | Rate Constraint in lbs/MMBtu | FALSE | L | Annual | Rate | lb/MWh | 0 | 0 | 0 | 0 | 0 | 0 | 0
BART NOX Annual- Ravenswood 3- v5.16 | 75 | 7185 | Rate Constraint in lbs/MMBtu | FALSE | L | Annual | Constraint Shadow Price | US2019$/Ton | 0 | 0 | 0 | 0 | 0 | 0 | 0
BART NOX Annual- Transalta Centralia 1,2- v5.16 | 76 | 7174 | Rate Constraint in lbs/MMBtu | FALSE | L | Annual | Seasons Included | Seasons | Winter, WintShld, Summer | Winter, WintShld, Summer | Winter, WintShld, Summer | Winter, WintShld, Summer | Winter, WintShld, Summer | Winter, WintShld, Summer | Winter, WintShld, Summer
BART NOX Annual- Transalta Centralia 1,2- v5.16 | 76 | 7174 | Rate Constraint in lbs/MMBtu | FALSE | L | Annual | Standard NOX | lb/MMBtu | 0.21 | 0.21 | 0.21 | 0.21 | 0.21 | 0.21 | 0.21
BART NOX Annual- Transalta Centralia 1,2- v5.16 | 76 | 7174 | Rate Constraint in lbs/MMBtu | FALSE | L | Annual | Emissions at Affected Plants NOX | Thousand Tons | 0 | 0 | 0 | 0 | 0 | 0 | 0
BART NOX Annual- Transalta Centralia 1,2- v5.16 | 76 | 7174 | Rate Constraint in lbs/MMBtu | FALSE | L | Annual | Allowances Purchased NOX | Thousand Tons | 0 | 0 | 0 | 0 | 0 | 0 | 0
BART NOX Annual- Transalta Centralia 1,2- v5.16 | 76 | 7174 | Rate Constraint in lbs/MMBtu | FALSE | L | Annual | Allowances Sold NOX | Thousand Tons | 0 | 0 | 0 | 0 | 0 | 0 | 0
BART NOX Annual- Transalta Centralia 1,2- v5.16 | 76 | 7174 | Rate Constraint in lbs/MMBtu | FALSE | L | Annual | Allowances Banked | Thousand Tons | 0 | 0 | 0 | 0 | 0 | 0 | 0
BART NOX Annual- Transalta Centralia 1,2- v5.16 | 76 | 7174 | Rate Constraint in lbs/MMBtu | FALSE | L | Annual | Allowances Withdrawn (1:1) | Thousand Tons | 0 | 0 | 0 | 0 | 0 | 0 | 0
BART NOX Annual- Transalta Centralia 1,2- v5.16 | 76 | 7174 | Rate Constraint in lbs/MMBtu | FALSE | L | Annual | Allowances Withdrawn (n:1) | Thousand Tons | 0 | 0 | 0 | 0 | 0 | 0 | 0
BART NOX Annual- Transalta Centralia 1,2- v5.16 | 76 | 7174 | Rate Constraint in lbs/MMBtu | FALSE | L | Annual | Net Emissions Allowance Position | Thousand Tons | 0 | 0 | 0 | 0 | 0 | 0 | 0
BART NOX Annual- Transalta Centralia 1,2- v5.16 | 76 | 7174 | Rate Constraint in lbs/MMBtu | FALSE | L | Annual | Fuel Consumed | TBtu | 0 | 0 | 0 | 0 | 0 | 0 | 0
BART NOX Annual- Transalta Centralia 1,2- v5.16 | 76 | 7174 | Rate Constraint in lbs/MMBtu | FALSE | L | Annual | Rate | lb/MMBtu | 0 | 0 | 0 | 0 | 0 | 0 | 0
BART NOX Annual- Transalta Centralia 1,2- v5.16 | 76 | 7174 | Rate Constraint in lbs/MMBtu | FALSE | L | Annual | Generation | TWh | 0 | 0 | 0 | 0 | 0 | 0 | 0
BART NOX Annual- Transalta Centralia 1,2- v5.16 | 76 | 7174 | Rate Constraint in lbs/MMBtu | FALSE | L | Annual | Qualifying Generation | TWh | 0 | 0 | 0 | 0 | 0 | 0 | 0
BART NOX Annual- Transalta Centralia 1,2- v5.16 | 76 | 7174 | Rate Constraint in lbs/MMBtu | FALSE | L | Annual | Rate | lb/MWh | 0 | 0 | 0 | 0 | 0 | 0 | 0
BART NOX Annual- Transalta Centralia 1,2- v5.16 | 76 | 7174 | Rate Constraint in lbs/MMBtu | FALSE | L | Annual | Constraint Shadow Price | US2019$/Ton | 0 | 0 | 0 | 0 | 0 | 0 | 0
BART NOX Annual-Apache Station 2 -v5.13 | 77 | 7138 | Rate Constraint in lbs/MMBtu | FALSE | L | Annual | Seasons Included | Seasons | Winter, WintShld, Summer | Winter, WintShld, Summer | Winter, WintShld, Summer | Winter, WintShld, Summer | Winter, WintShld, Summer | Winter, WintShld, Summer | Winter, WintShld, Summer
BART NOX Annual-Apache Station 2 -v5.13 | 77 | 7138 | Rate Constraint in lbs/MMBtu | FALSE | L | Annual | Standard NOX | lb/MMBtu | 0.085 | 0.085 | 0.085 | 0.085 | 0.085 | 0.085 | 0.085
BART NOX Annual-Apache Station 2 -v5.13 | 77 | 7138 | Rate Constraint in lbs/MMBtu | FALSE | L | Annual | Emissions at Affected Plants NOX | Thousand Tons | 0 | 0 | 0 | 0 | 0 | 0 | 0
BART NOX Annual-Apache Station 2 -v5.13 | 77 | 7138 | Rate Constraint in lbs/MMBtu | FALSE | L | Annual | Allowances Purchased NOX | Thousand Tons | 0 | 0 | 0 | 0 | 0 | 0 | 0
BART NOX Annual-Apache Station 2 -v5.13 | 77 | 7138 | Rate Constraint in lbs/MMBtu | FALSE | L | Annual | Allowances Sold NOX | Thousand Tons | 0 | 0 | 0 | 0 | 0 | 0 | 0
BART NOX Annual-Apache Station 2 -v5.13 | 77 | 7138 | Rate Constraint in lbs/MMBtu | FALSE | L | Annual | Allowances Banked | Thousand Tons | 0 | 0 | 0 | 0 | 0 | 0 | 0
BART NOX Annual-Apache Station 2 -v5.13 | 77 | 7138 | Rate Constraint in lbs/MMBtu | FALSE | L | Annual | Allowances Withdrawn (1:1) | Thousand Tons | 0 | 0 | 0 | 0 | 0 | 0 | 0
BART NOX Annual-Apache Station 2 -v5.13 | 77 | 7138 | Rate Constraint in lbs/MMBtu | FALSE | L | Annual | Allowances Withdrawn (n:1) | Thousand Tons | 0 | 0 | 0 | 0 | 0 | 0 | 0
BART NOX Annual-Apache Station 2 -v5.13 | 77 | 7138 | Rate Constraint in lbs/MMBtu | FALSE | L | Annual | Net Emissions Allowance Position | Thousand Tons | 0 | 0 | 0 | 0 | 0 | 0 | 0
BART NOX Annual-Apache Station 2 -v5.13 | 77 | 7138 | Rate Constraint in lbs/MMBtu | FALSE | L | Annual | Fuel Consumed | TBtu | 0 | 0 | 0 | 0 | 0 | 0 | 0
BART NOX Annual-Apache Station 2 -v5.13 | 77 | 7138 | Rate Constraint in lbs/MMBtu | FALSE | L | Annual | Rate | lb/MMBtu | 0 | 0 | 0 | 0 | 0 | 0 | 0
BART NOX Annual-Apache Station 2 -v5.13 | 77 | 7138 | Rate Constraint in lbs/MMBtu | FALSE | L | Annual | Generation | TWh | 0 | 0 | 0 | 0 | 0 | 0 | 0
BART NOX Annual-Apache Station 2 -v5.13 | 77 | 7138 | Rate Constraint in lbs/MMBtu | FALSE | L | Annual | Qualifying Generation | TWh | 0 | 0 | 0 | 0 | 0 | 0 | 0
BART NOX Annual-Apache Station 2 -v5.13 | 77 | 7138 | Rate Constraint in lbs/MMBtu | FALSE | L | Annual | Rate | lb/MWh | 0 | 0 | 0 | 0 | 0 | 0 | 0
BART NOX Annual-Apache Station 2 -v5.13 | 77 | 7138 | Rate Constraint in lbs/MMBtu | FALSE | L | Annual | Constraint Shadow Price | US2019$/Ton | 0 | 0 | 0 | 0 | 0 | 0 | 0
BART NOX Annual-Apache Station 3 -v5.13 | 78 | 7139 | Rate Constraint in lbs/MMBtu | FALSE | L | Annual | Seasons Included | Seasons | Winter, WintShld, Summer | Winter, WintShld, Summer | Winter, WintShld, Summer | Winter, WintShld, Summer | Winter, WintShld, Summer | Winter, WintShld, Summer | Winter, WintShld, Summer
BART NOX Annual-Apache Station 3 -v5.13 | 78 | 7139 | Rate Constraint in lbs/MMBtu | FALSE | L | Annual | Standard NOX | lb/MMBtu | 0.23 | 0.23 | 0.23 | 0.23 | 0.23 | 0.23 | 0.23
BART NOX Annual-Apache Station 3 -v5.13 | 78 | 7139 | Rate Constraint in lbs/MMBtu | FALSE | L | Annual | Emissions at Affected Plants NOX | Thousand Tons | 0.31049 | 0 | 0 | 0 | 0 | 0 | 0
BART NOX Annual-Apache Station 3 -v5.13 | 78 | 7139 | Rate Constraint in lbs/MMBtu | FALSE | L | Annual | Allowances Purchased NOX | Thousand Tons | 0 | 0 | 0 | 0 | 0 | 0 | 0
BART NOX Annual-Apache Station 3 -v5.13 | 78 | 7139 | Rate Constraint in lbs/MMBtu | FALSE | L | Annual | Allowances Sold NOX | Thousand Tons | 0 | 0 | 0 | 0 | 0 | 0 | 0
BART NOX Annual-Apache Station 3 -v5.13 | 78 | 7139 | Rate Constraint in lbs/MMBtu | FALSE | L | Annual | Allowances Banked | Thousand Tons | 0 | 0 | 0 | 0 | 0 | 0 | 0
BART NOX Annual-Apache Station 3 -v5.13 | 78 | 7139 | Rate Constraint in lbs/MMBtu | FALSE | L | Annual | Allowances Withdrawn (1:1) | Thousand Tons | 0 | 0 | 0 | 0 | 0 | 0 | 0
BART NOX Annual-Apache Station 3 -v5.13 | 78 | 7139 | Rate Constraint in lbs/MMBtu | FALSE | L | Annual | Allowances Withdrawn (n:1) | Thousand Tons | 0 | 0 | 0 | 0 | 0 | 0 | 0
BART NOX Annual-Apache Station 3 -v5.13 | 78 | 7139 | Rate Constraint in lbs/MMBtu | FALSE | L | Annual | Net Emissions Allowance Position | Thousand Tons | 0.31049 | 0 | 0 | 0 | 0 | 0 | 0
BART NOX Annual-Apache Station 3 -v5.13 | 78 | 7139 | Rate Constraint in lbs/MMBtu | FALSE | L | Annual | Fuel Consumed | TBtu | 3.3503 | 0 | 0 | 0 | 0 | 0 | 0
BART NOX Annual-Apache Station 3 -v5.13 | 78 | 7139 | Rate Constraint in lbs/MMBtu | FALSE | L | Annual | Rate | lb/MMBtu | 0.18535 | 0 | 0 | 0 | 0 | 0 | 0
BART NOX Annual-Apache Station 3 -v5.13 | 78 | 7139 | Rate Constraint in lbs/MMBtu | FALSE | L | Annual | Generation | TWh | 0.29815 | 0 | 0 | 0 | 0 | 0 | 0
BART NOX Annual-Apache Station 3 -v5.13 | 78 | 7139 | Rate Constraint in lbs/MMBtu | FALSE | L | Annual | Qualifying Generation | TWh | 0.29815 | 0 | 0 | 0 | 0 | 0 | 0
BART NOX Annual-Apache Station 3 -v5.13 | 78 | 7139 | Rate Constraint in lbs/MMBtu | FALSE | L | Annual | Rate | lb/MWh | 2.0828 | 0 | 0 | 0 | 0 | 0 | 0
BART NOX Annual-Apache Station 3 -v5.13 | 78 | 7139 | Rate Constraint in lbs/MMBtu | FALSE | L | Annual | Constraint Shadow Price | US2019$/Ton | 0 | 0 | 0 | 0 | 0 | 0 | 0
BART NOX Annual-Big Cajun 2 -v5.14 | 79 | 7160 | Rate Constraint in lbs/MMBtu | FALSE | L | Annual | Seasons Included | Seasons | Winter, WintShld, Summer | Winter, WintShld, Summer | Winter, WintShld, Summer | Winter, WintShld, Summer | Winter, WintShld, Summer | Winter, WintShld, Summer | Winter, WintShld, Summer
BART NOX Annual-Big Cajun 2 -v5.14 | 79 | 7160 | Rate Constraint in lbs/MMBtu | FALSE | L | Annual | Standard NOX | lb/MMBtu | 0.15 | 0.15 | 0.15 | 0.15 | 0.15 | 0.15 | 0.15
BART NOX Annual-Big Cajun 2 -v5.14 | 79 | 7160 | Rate Constraint in lbs/MMBtu | FALSE | L | Annual | Emissions at Affected Plants NOX | Thousand Tons | 0 | 0 | 0 | 0 | 0 | 0 | 0
BART NOX Annual-Big Cajun 2 -v5.14 | 79 | 7160 | Rate Constraint in lbs/MMBtu | FALSE | L | Annual | Allowances Purchased NOX | Thousand Tons | 0 | 0 | 0 | 0 | 0 | 0 | 0
BART NOX Annual-Big Cajun 2 -v5.14 | 79 | 7160 | Rate Constraint in lbs/MMBtu | FALSE | L | Annual | Allowances Sold NOX | Thousand Tons | 0 | 0 | 0 | 0 | 0 | 0 | 0
BART NOX Annual-Big Cajun 2 -v5.14 | 79 | 7160 | Rate Constraint in lbs/MMBtu | FALSE | L | Annual | Allowances Banked | Thousand Tons | 0 | 0 | 0 | 0 | 0 | 0 | 0
BART NOX Annual-Big Cajun 2 -v5.14 | 79 | 7160 | Rate Constraint in lbs/MMBtu | FALSE | L | Annual | Allowances Withdrawn (1:1) | Thousand Tons | 0 | 0 | 0 | 0 | 0 | 0 | 0
BART NOX Annual-Big Cajun 2 -v5.14 | 79 | 7160 | Rate Constraint in lbs/MMBtu | FALSE | L | Annual | Allowances Withdrawn (n:1) | Thousand Tons | 0 | 0 | 0 | 0 | 0 | 0 | 0
BART NOX Annual-Big Cajun 2 -v5.14 | 79 | 7160 | Rate Constraint in lbs/MMBtu | FALSE | L | Annual | Net Emissions Allowance Position | Thousand Tons | 0 | 0 | 0 | 0 | 0 | 0 | 0
BART NOX Annual-Big Cajun 2 -v5.14 | 79 | 7160 | Rate Constraint in lbs/MMBtu | FALSE | L | Annual | Fuel Consumed | TBtu | 0 | 0 | 0 | 0 | 0 | 0 | 0
BART NOX Annual-Big Cajun 2 -v5.14 | 79 | 7160 | Rate Constraint in lbs/MMBtu | FALSE | L | Annual | Rate | lb/MMBtu | 0 | 0 | 0 | 0 | 0 | 0 | 0
BART NOX Annual-Big Cajun 2 -v5.14 | 79 | 7160 | Rate Constraint in lbs/MMBtu | FALSE | L | Annual | Generation | TWh | 0 | 0 | 0 | 0 | 0 | 0 | 0
BART NOX Annual-Big Cajun 2 -v5.14 | 79 | 7160 | Rate Constraint in lbs/MMBtu | FALSE | L | Annual | Qualifying Generation | TWh | 0 | 0 | 0 | 0 | 0 | 0 | 0
BART NOX Annual-Big Cajun 2 -v5.14 | 79 | 7160 | Rate Constraint in lbs/MMBtu | FALSE | L | Annual | Rate | lb/MWh | 0 | 0 | 0 | 0 | 0 | 0 | 0
BART NOX Annual-Big Cajun 2 -v5.14 | 79 | 7160 | Rate Constraint in lbs/MMBtu | FALSE | L | Annual | Constraint Shadow Price | US2019$/Ton | 0 | 0 | 0 | 0 | 0 | 0 | 0
BART NOX Annual-Campbell 2 -v5.14 | 80 | 7162 | Rate Constraint in lbs/MMBtu | FALSE | L | Annual | Seasons Included | Seasons | Winter, WintShld, Summer | Winter, WintShld, Summer | Winter, WintShld, Summer | Winter, WintShld, Summer | Winter, WintShld, Summer | Winter, WintShld, Summer | Winter, WintShld, Summer
BART NOX Annual-Campbell 2 -v5.14 | 80 | 7162 | Rate Constraint in lbs/MMBtu | FALSE | L | Annual | Standard NOX | lb/MMBtu | 0.08 | 0.08 | 0.08 | 0.08 | 0.08 | 0.08 | 0.08
BART NOX Annual-Campbell 2 -v5.14 | 80 | 7162 | Rate Constraint in lbs/MMBtu | FALSE | L | Annual | Emissions at Affected Plants NOX | Thousand Tons | 0 | 0 | 0 | 0 | 0 | 0 | 0
BART NOX Annual-Campbell 2 -v5.14 | 80 | 7162 | Rate Constraint in lbs/MMBtu | FALSE | L | Annual | Allowances Purchased NOX | Thousand Tons | 0 | 0 | 0 | 0 | 0 | 0 | 0
BART NOX Annual-Campbell 2 -v5.14 | 80 | 7162 | Rate Constraint in lbs/MMBtu | FALSE | L | Annual | Allowances Sold NOX | Thousand Tons | 0 | 0 | 0 | 0 | 0 | 0 | 0
BART NOX Annual-Campbell 2 -v5.14 | 80 | 7162 | Rate Constraint in lbs/MMBtu | FALSE | L | Annual | Allowances Banked | Thousand Tons | 0 | 0 | 0 | 0 | 0 | 0 | 0
BART NOX Annual-Campbell 2 -v5.14 | 80 | 7162 | Rate Constraint in lbs/MMBtu | FALSE | L | Annual | Allowances Withdrawn (1:1) | Thousand Tons | 0 | 0 | 0 | 0 | 0 | 0 | 0
BART NOX Annual-Campbell 2 -v5.14 | 80 | 7162 | Rate Constraint in lbs/MMBtu | FALSE | L | Annual | Allowances Withdrawn (n:1) | Thousand Tons | 0 | 0 | 0 | 0 | 0 | 0 | 0
BART NOX Annual-Campbell 2 -v5.14 | 80 | 7162 | Rate Constraint in lbs/MMBtu | FALSE | L | Annual | Net Emissions Allowance Position | Thousand Tons | 0 | 0 | 0 | 0 | 0 | 0 | 0
BART NOX Annual-Campbell 2 -v5.14 | 80 | 7162 | Rate Constraint in lbs/MMBtu | FALSE | L | Annual | Fuel Consumed | TBtu | 0 | 0 | 0 | 0 | 0 | 0 | 0
BART NOX Annual-Campbell 2 -v5.14 | 80 | 7162 | Rate Constraint in lbs/MMBtu | FALSE | L | Annual | Rate | lb/MMBtu | 0 | 0 | 0 | 0 | 0 | 0 | 0
BART NOX Annual-Campbell 2 -v5.14 | 80 | 7162 | Rate Constraint in lbs/MMBtu | FALSE | L | Annual | Generation | TWh | 0 | 0 | 0 | 0 | 0 | 0 | 0
BART NOX Annual-Campbell 2 -v5.14 | 80 | 7162 | Rate Constraint in lbs/MMBtu | FALSE | L | Annual | Qualifying Generation | TWh | 0 | 0 | 0 | 0 | 0 | 0 | 0
BART NOX Annual-Campbell 2 -v5.14 | 80 | 7162 | Rate Constraint in lbs/MMBtu | FALSE | L | Annual | Rate | lb/MWh | 0 | 0 | 0 | 0 | 0 | 0 | 0
BART NOX Annual-Campbell 2 -v5.14 | 80 | 7162 | Rate Constraint in lbs/MMBtu | FALSE | L | Annual | Constraint Shadow Price | US2019$/Ton | 0 | 0 | 0 | 0 | 0 | 0 | 0
BART NOX Annual-Campbell 3 -v5.14 | 81 | 7163 | Rate Constraint in lbs/MMBtu | FALSE | L | Annual | Seasons Included | Seasons | Winter, WintShld, Summer | Winter, WintShld, Summer | Winter, WintShld, Summer | Winter, WintShld, Summer | Winter, WintShld, Summer | Winter, WintShld, Summer | Winter, WintShld, Summer
BART NOX Annual-Campbell 3 -v5.14 | 81 | 7163 | Rate Constraint in lbs/MMBtu | FALSE | L | Annual | Standard NOX | lb/MMBtu | 0.08 | 0.08 | 0.08 | 0.08 | 0.08 | 0.08 | 0.08
BART NOX Annual-Campbell 3 -v5.14 | 81 | 7163 | Rate Constraint in lbs/MMBtu | FALSE | L | Annual | Emissions at Affected Plants NOX | Thousand Tons | 0 | 0 | 0 | 0 | 0 | 0 | 0
BART NOX Annual-Campbell 3 -v5.14 | 81 | 7163 | Rate Constraint in lbs/MMBtu | FALSE | L | Annual | Allowances Purchased NOX | Thousand Tons | 0 | 0 | 0 | 0 | 0 | 0 | 0
BART NOX Annual-Campbell 3 -v5.14 | 81 | 7163 | Rate Constraint in lbs/MMBtu | FALSE | L | Annual | Allowances Sold NOX | Thousand Tons | 0 | 0 | 0 | 0 | 0 | 0 | 0
BART NOX Annual-Campbell 3 -v5.14 | 81 | 7163 | Rate Constraint in lbs/MMBtu | FALSE | L | Annual | Allowances Banked | Thousand Tons | 0 | 0 | 0 | 0 | 0 | 0 | 0
BART NOX Annual-Campbell 3 -v5.14 | 81 | 7163 | Rate Constraint in lbs/MMBtu | FALSE | L | Annual | Allowances Withdrawn (1:1) | Thousand Tons | 0 | 0 | 0 | 0 | 0 | 0 | 0
BART NOX Annual-Campbell 3 -v5.14 | 81 | 7163 | Rate Constraint in lbs/MMBtu | FALSE | L | Annual | Allowances Withdrawn (n:1) | Thousand Tons | 0 | 0 | 0 | 0 | 0 | 0 | 0
BART NOX Annual-Campbell 3 -v5.14 | 81 | 7163 | Rate Constraint in lbs/MMBtu | FALSE | L | Annual | Net Emissions Allowance Position | Thousand Tons | 0 | 0 | 0 | 0 | 0 | 0 | 0
BART NOX Annual-Campbell 3 -v5.14 | 81 | 7163 | Rate Constraint in lbs/MMBtu | FALSE | L | Annual | Fuel Consumed | TBtu | 0 | 0 | 0 | 0 | 0 | 0 | 0
BART NOX Annual-Campbell 3 -v5.14 | 81 | 7163 | Rate Constraint in lbs/MMBtu | FALSE | L | Annual | Rate | lb/MMBtu | 0 | 0 | 0 | 0 | 0 | 0 | 0
BART NOX Annual-Campbell 3 -v5.14 | 81 | 7163 | Rate Constraint in lbs/MMBtu | FALSE | L | Annual | Generation | TWh | 0 | 0 | 0 | 0 | 0 | 0 | 0
BART NOX Annual-Campbell 3 -v5.14 | 81 | 7163 | Rate Constraint in lbs/MMBtu | FALSE | L | Annual | Qualifying Generation | TWh | 0 | 0 | 0 | 0 | 0 | 0 | 0
BART NOX Annual-Campbell 3 -v5.14 | 81 | 7163 | Rate Constraint in lbs/MMBtu | FALSE | L | Annual | Rate | lb/MWh | 0 | 0 | 0 | 0 | 0 | 0 | 0
BART NOX Annual-Campbell 3 -v5.14 | 81 | 7163 | Rate Constraint in lbs/MMBtu | FALSE | L | Annual | Constraint Shadow Price | US2019$/Ton | 0 | 0 | 0 | 0 | 0 | 0 | 0
BART NOX AnnualCap- Oswego Harbor 5- v5.16 | 82 | 7191 | Rate Constraint in MTons | FALSE | L | Annual | Seasons Included | Seasons | Winter, WintShld, Summer | Winter, WintShld, Summer | Winter, WintShld, Summer | Winter, WintShld, Summer | Winter, WintShld, Summer | Winter, WintShld, Summer | Winter, WintShld, Summer
BART NOX AnnualCap- Oswego Harbor 5- v5.16 | 82 | 7191 | Rate Constraint in MTons | FALSE | L | Annual | Standard NOX | Thousand Tons | 0.383 | 0.383 | 0.383 | 0.383 | 0.383 | 0.383 | 0.383
BART NOX AnnualCap- Oswego Harbor 5- v5.16 | 82 | 7191 | Rate Constraint in MTons | FALSE | L | Annual | Emissions at Affected Plants NOX | Thousand Tons | 0 | 0 | 0 | 0 | 0 | 0 | 0
BART NOX AnnualCap- Oswego Harbor 5- v5.16 | 82 | 7191 | Rate Constraint in MTons | FALSE | L | Annual | Allowances Purchased NOX | Thousand Tons | 0 | 0 | 0 | 0 | 0 | 0 | 0
BART NOX AnnualCap- Oswego Harbor 5- v5.16 | 82 | 7191 | Rate Constraint in MTons | FALSE | L | Annual | Allowances Sold NOX | Thousand Tons | 0 | 0 | 0 | 0 | 0 | 0 | 0
BART NOX AnnualCap- Oswego Harbor 5- v5.16 | 82 | 7191 | Rate Constraint in MTons | FALSE | L | Annual | Allowances Banked | Thousand Tons | 0 | 0 | 0 | 0 | 0 | 0 | 0
BART NOX AnnualCap- Oswego Harbor 5- v5.16 | 82 | 7191 | Rate Constraint in MTons | FALSE | L | Annual | Allowances Withdrawn (1:1) | Thousand Tons | 0 | 0 | 0 | 0 | 0 | 0 | 0
BART NOX AnnualCap- Oswego Harbor 5- v5.16 | 82 | 7191 | Rate Constraint in MTons | FALSE | L | Annual | Allowances Withdrawn (n:1) | Thousand Tons | 0 | 0 | 0 | 0 | 0 | 0 | 0
BART NOX AnnualCap- Oswego Harbor 5- v5.16 | 82 | 7191 | Rate Constraint in MTons | FALSE | L | Annual | Net Emissions Allowance Position | Thousand Tons | 0 | 0 | 0 | 0 | 0 | 0 | 0
BART NOX AnnualCap- Oswego Harbor 5- v5.16 | 82 | 7191 | Rate Constraint in MTons | FALSE | L | Annual | Fuel Consumed | TBtu | 0 | 0 | 0 | 0 | 0 | 0 | 0
BART NOX AnnualCap- Oswego Harbor 5- v5.16 | 82 | 7191 | Rate Constraint in MTons | FALSE | L | Annual | Rate | lb/MMBtu | 0 | 0 | 0 | 0 | 0 | 0 | 0
BART NOX AnnualCap- Oswego Harbor 5- v5.16 | 82 | 7191 | Rate Constraint in MTons | FALSE | L | Annual | Generation | TWh | 0 | 0 | 0 | 0 | 0 | 0 | 0
BART NOX AnnualCap- Oswego Harbor 5- v5.16 | 82 | 7191 | Rate Constraint in MTons | FALSE | L | Annual | Qualifying Generation | TWh | 0 | 0 | 0 | 0 | 0 | 0 | 0
BART NOX AnnualCap- Oswego Harbor 5- v5.16 | 82 | 7191 | Rate Constraint in MTons | FALSE | L | Annual | Rate | lb/MWh | 0 | 0 | 0 | 0 | 0 | 0 | 0
BART NOX AnnualCap- Oswego Harbor 5- v5.16 | 82 | 7191 | Rate Constraint in MTons | FALSE | L | Annual | Constraint Shadow Price | US2019$/Ton | 0 | 0 | 0 | 0 | 0 | 0 | 0
BART NOX AnnualCap- Oswego Harbor 6- v5.16 | 83 | 7192 | Rate Constraint in MTons | FALSE | L | Annual | Seasons Included | Seasons | Winter, WintShld, Summer | Winter, WintShld, Summer | Winter, WintShld, Summer | Winter, WintShld, Summer | Winter, WintShld, Summer | Winter, WintShld, Summer | Winter, WintShld, Summer
BART NOX AnnualCap- Oswego Harbor 6- v5.16 | 83 | 7192 | Rate Constraint in MTons | FALSE | L | Annual | Standard NOX | Thousand Tons | 0.665 | 0.665 | 0.665 | 0.665 | 0.665 | 0.665 | 0.665
BART NOX AnnualCap- Oswego Harbor 6- v5.16 | 83 | 7192 | Rate Constraint in MTons | FALSE | L | Annual | Emissions at Affected Plants NOX | Thousand Tons | 0 | 0 | 0 | 0 | 0 | 0 | 0
BART NOX AnnualCap- Oswego Harbor 6- v5.16 | 83 | 7192 | Rate Constraint in MTons | FALSE | L | Annual | Allowances Purchased NOX | Thousand Tons | 0 | 0 | 0 | 0 | 0 | 0 | 0
BART NOX AnnualCap- Oswego Harbor 6- v5.16 | 83 | 7192 | Rate Constraint in MTons | FALSE | L | Annual | Allowances Sold NOX | Thousand Tons | 0 | 0 | 0 | 0 | 0 | 0 | 0
BART NOX AnnualCap- Oswego Harbor 6- v5.16 | 83 | 7192 | Rate Constraint in MTons | FALSE | L | Annual | Allowances Banked | Thousand Tons | 0 | 0 | 0 | 0 | 0 | 0 | 0
BART NOX AnnualCap- Oswego Harbor 6- v5.16 | 83 | 7192 | Rate Constraint in MTons | FALSE | L | Annual | Allowances Withdrawn (1:1) | Thousand Tons | 0 | 0 | 0 | 0 | 0 | 0 | 0
BART NOX AnnualCap- Oswego Harbor 6- v5.16 | 83 | 7192 | Rate Constraint in MTons | FALSE | L | Annual | Allowances Withdrawn (n:1) | Thousand Tons | 0 | 0 | 0 | 0 | 0 | 0 | 0
BART NOX AnnualCap- Oswego Harbor 6- v5.16 | 83 | 7192 | Rate Constraint in MTons | FALSE | L | Annual | Net Emissions Allowance Position | Thousand Tons | 0 | 0 | 0 | 0 | 0 | 0 | 0
BART NOX AnnualCap- Oswego Harbor 6- v5.16 | 83 | 7192 | Rate Constraint in MTons | FALSE | L | Annual | Fuel Consumed | TBtu | 0 | 0 | 0 | 0 | 0 | 0 | 0
BART NOX AnnualCap- Oswego Harbor 6- v5.16 | 83 | 7192 | Rate Constraint in MTons | FALSE | L | Annual | Rate | lb/MMBtu | 0 | 0 | 0 | 0 | 0 | 0 | 0
BART NOX AnnualCap- Oswego Harbor 6- v5.16 | 83 | 7192 | Rate Constraint in MTons | FALSE | L | Annual | Generation | TWh | 0 | 0 | 0 | 0 | 0 | 0 | 0
BART NOX AnnualCap- Oswego Harbor 6- v5.16 | 83 | 7192 | Rate Constraint in MTons | FALSE | L | Annual | Qualifying Generation | TWh | 0 | 0 | 0 | 0 | 0 | 0 | 0
BART NOX AnnualCap- Oswego Harbor 6- v5.16 | 83 | 7192 | Rate Constraint in MTons | FALSE | L | Annual | Rate | lb/MWh | 0 | 0 | 0 | 0 | 0 | 0 | 0
BART NOX AnnualCap- Oswego Harbor 6- v5.16 | 83 | 7192 | Rate Constraint in MTons | FALSE | L | Annual | Constraint Shadow Price | US2019$/Ton | 0 | 0 | 0 | 0 | 0 | 0 | 0
BART NOX Annual-Cherokee 4 -v5.13 | 84 | 7140 | Rate Constraint in lbs/MMBtu | FALSE | L | Annual | Seasons Included | Seasons | Winter, WintShld, Summer | Winter, WintShld, Summer | Winter, WintShld, Summer | Winter, WintShld, Summer | Winter, WintShld, Summer | Winter, WintShld, Summer | Winter, WintShld, Summer
BART NOX Annual-Cherokee 4 -v5.13 | 84 | 7140 | Rate Constraint in lbs/MMBtu | FALSE | L | Annual | Standard NOX | lb/MMBtu | 0.12 | 0.12 | 0.12 | 0.12 | 0.12 | 0.12 | 0.12
BART NOX Annual-Cherokee 4 -v5.13 | 84 | 7140 | Rate Constraint in lbs/MMBtu | FALSE | L | Annual | Emissions at Affected Plants NOX | Thousand Tons | 0 | 0 | 0 | 0 | 0 | 0 | 0
BART NOX Annual-Cherokee 4 -v5.13 | 84 | 7140 | Rate Constraint in lbs/MMBtu | FALSE | L | Annual | Allowances Purchased NOX | Thousand Tons | 0 | 0 | 0 | 0 | 0 | 0 | 0
BART NOX Annual-Cherokee 4 -v5.13 | 84 | 7140 | Rate Constraint in lbs/MMBtu | FALSE | L | Annual | Allowances Sold NOX | Thousand Tons | 0 | 0 | 0 | 0 | 0 | 0 | 0
BART NOX Annual-Cherokee 4 -v5.13 | 84 | 7140 | Rate Constraint in lbs/MMBtu | FALSE | L | Annual | Allowances Banked | Thousand Tons | 0 | 0 | 0 | 0 | 0 | 0 | 0
BART NOX Annual-Cherokee 4 -v5.13 | 84 | 7140 | Rate Constraint in lbs/MMBtu | FALSE | L | Annual | Allowances Withdrawn (1:1) | Thousand Tons | 0 | 0 | 0 | 0 | 0 | 0 | 0
BART NOX Annual-Cherokee 4 -v5.13 | 84 | 7140 | Rate Constraint in lbs/MMBtu | FALSE | L | Annual | Allowances Withdrawn (n:1) | Thousand Tons | 0 | 0 | 0 | 0 | 0 | 0 | 0
BART NOX Annual-Cherokee 4 -v5.13 | 84 | 7140 | Rate Constraint in lbs/MMBtu | FALSE | L | Annual | Net Emissions Allowance Position | Thousand Tons | 0 | 0 | 0 | 0 | 0 | 0 | 0
BART NOX Annual-Cherokee 4 -v5.13 | 84 | 7140 | Rate Constraint in lbs/MMBtu | FALSE | L | Annual | Fuel Consumed | TBtu | 0 | 0 | 0 | 0 | 0 | 0 | 0
BART NOX Annual-Cherokee 4 -v5.13 | 84 | 7140 | Rate Constraint in lbs/MMBtu | FALSE | L | Annual | Rate | lb/MMBtu | 0 | 0 | 0 | 0 | 0 | 0 | 0
BART NOX Annual-Cherokee 4 -v5.13 | 84 | 7140 | Rate Constraint in lbs/MMBtu | FALSE | L | Annual | Generation | TWh | 0 | 0 | 0 | 0 | 0 | 0 | 0
BART NOX Annual-Cherokee 4 -v5.13 | 84 | 7140 | Rate Constraint in lbs/MMBtu | FALSE | L | Annual | Qualifying Generation | TWh | 0 | 0 | 0 | 0 | 0 | 0 | 0
BART NOX Annual-Cherokee 4 -v5.13 | 84 | 7140 | Rate Constraint in lbs/MMBtu | FALSE | L | Annual | Rate | lb/MWh | 0 | 0 | 0 | 0 | 0 | 0 | 0
BART NOX Annual-Cherokee 4 -v5.13 | 84 | 7140 | Rate Constraint in lbs/MMBtu | FALSE | L | Annual | Constraint Shadow Price | US2019$/Ton | 0 | 0 | 0 | 0 | 0 | 0 | 0
BART NOX Annual-Cholla 3 -v6.17 | 85 | 7141 | Rate Constraint in lbs/MMBtu | FALSE | L | Annual | Seasons Included | Seasons | Winter, WintShld, Summer | Winter, WintShld, Summer | Winter, WintShld, Summer | Winter, WintShld, Summer | Winter, WintShld, Summer | Winter, WintShld, Summer | Winter, WintShld, Summer
BART NOX Annual-Cholla 3 -v6.17 | 85 | 7141 | Rate Constraint in lbs/MMBtu | FALSE | L | Annual | Standard NOX | lb/MMBtu | 0.08 | 0.08 | 0.08 | 0.08 | 0.08 | 0.08 | 0.08
BART NOX Annual-Cholla 3 -v6.17 | 85 | 7141 | Rate Constraint in lbs/MMBtu | FALSE | L | Annual | Emissions at Affected Plants NOX | Thousand Tons | 0 | 0 | 0 | 0 | 0 | 0 | 0
BART NOX Annual-Cholla 3 -v6.17 | 85 | 7141 | Rate Constraint in lbs/MMBtu | FALSE | L | Annual | Allowances Purchased NOX | Thousand Tons | 0 | 0 | 0 | 0 | 0 | 0 | 0
BART NOX Annual-Cholla 3 -v6.17 | 85 | 7141 | Rate Constraint in lbs/MMBtu | FALSE | L | Annual | Allowances Sold NOX | Thousand Tons | 0 | 0 | 0 | 0 | 0 | 0 | 0
BART NOX Annual-Cholla 3 -v6.17 | 85 | 7141 | Rate Constraint in lbs/MMBtu | FALSE | L | Annual | Allowances Banked | Thousand Tons | 0 | 0 | 0 | 0 | 0 | 0 | 0
BART NOX Annual-Cholla 3 -v6.17 | 85 | 7141 | Rate Constraint in lbs/MMBtu | FALSE | L | Annual | Allowances Withdrawn (1:1) | Thousand Tons | 0 | 0 | 0 | 0 | 0 | 0 | 0
BART NOX Annual-Cholla 3 -v6.17 | 85 | 7141 | Rate Constraint in lbs/MMBtu | FALSE | L | Annual | Allowances Withdrawn (n:1) | Thousand Tons | 0 | 0 | 0 | 0 | 0 | 0 | 0
BART NOX Annual-Cholla 3 -v6.17 | 85 | 7141 | Rate Constraint in lbs/MMBtu | FALSE | L | Annual | Net Emissions Allowance Position | Thousand Tons | 0 | 0 | 0 | 0 | 0 | 0 | 0
BART NOX Annual-Cholla 3 -v6.17 | 85 | 7141 | Rate Constraint in lbs/MMBtu | FALSE | L | Annual | Fuel Consumed | TBtu | 0 | 0 | 0 | 0 | 0 | 0 | 0
BART NOX Annual-Cholla 3 -v6.17 | 85 | 7141 | Rate Constraint in lbs/MMBtu | FALSE | L | Annual | Rate | lb/MMBtu | 0 | 0 | 0 | 0 | 0 | 0 | 0
BART NOX Annual-Cholla 3 -v6.17 | 85 | 7141 | Rate Constraint in lbs/MMBtu | FALSE | L | Annual | Generation | TWh | 0 | 0 | 0 | 0 | 0 | 0 | 0
BART NOX Annual-Cholla 3 -v6.17 | 85 | 7141 | Rate Constraint in lbs/MMBtu | FALSE | L | Annual | Qualifying Generation | TWh | 0 | 0 | 0 | 0 | 0 | 0 | 0
BART NOX Annual-Cholla 3 -v6.17 | 85 | 7141 | Rate Constraint in lbs/MMBtu | FALSE | L | Annual | Rate | lb/MWh | 0 | 0 | 0 | 0 | 0 | 0 | 0
BART NOX Annual-Cholla 3 -v6.17 | 85 | 7141 | Rate Constraint in lbs/MMBtu | FALSE | L | Annual | Constraint Shadow Price | US2019$/Ton | 0 | 0 | 0 | 0 | 0 | 0 | 0
BART NOX Annual-Cholla 4 -v6.17 | 86 | 7142 | Rate Constraint in lbs/MMBtu | FALSE | L | Annual | Seasons Included | Seasons | Winter, WintShld, Summer | Winter, WintShld, Summer | Winter, WintShld, Summer | Winter, WintShld, Summer | Winter, WintShld, Summer | Winter, WintShld, Summer | Winter, WintShld, Summer
BART NOX Annual-Cholla 4 -v6.17 | 86 | 7142 | Rate Constraint in lbs/MMBtu | FALSE | L | Annual | Standard NOX | lb/MMBtu | 0.08 | 0.08 | 0.08 | 0.08 | 0.08 | 0.08 | 0.08
BART NOX Annual-Cholla 4 -v6.17 | 86 | 7142 | Rate Constraint in lbs/MMBtu | FALSE | L | Annual | Emissions at Affected Plants NOX | Thousand Tons | 0 | 0 | 0 | 0 | 0 | 0 | 0
BART NOX Annual-Cholla 4 -v6.17 | 86 | 7142 | Rate Constraint in lbs/MMBtu | FALSE | L | Annual | Allowances Purchased NOX | Thousand Tons | 0 | 0 | 0 | 0 | 0 | 0 | 0
BART NOX Annual-Cholla 4 -v6.17 | 86 | 7142 | Rate Constraint in lbs/MMBtu | FALSE | L | Annual | Allowances Sold NOX | Thousand Tons | 0 | 0 | 0 | 0 | 0 | 0 | 0
BART NOX Annual-Cholla 4 -v6.17 | 86 | 7142 | Rate Constraint in lbs/MMBtu | FALSE | L | Annual | Allowances Banked | Thousand Tons | 0 | 0 | 0 | 0 | 0 | 0 | 0
BART NOX Annual-Cholla 4 -v6.17 | 86 | 7142 | Rate Constraint in lbs/MMBtu | FALSE | L | Annual | Allowances Withdrawn (1:1) | Thousand Tons | 0 | 0 | 0 | 0 | 0 | 0 | 0
BART NOX Annual-Cholla 4 -v6.17 | 86 | 7142 | Rate Constraint in lbs/MMBtu | FALSE | L | Annual | Allowances Withdrawn (n:1) | Thousand Tons | 0 | 0 | 0 | 0 | 0 | 0 | 0
BART NOX Annual-Cholla 4 -v6.17 | 86 | 7142 | Rate Constraint in lbs/MMBtu | FALSE | L | Annual | Net Emissions Allowance Position | Thousand Tons | 0 | 0 | 0 | 0 | 0 | 0 | 0
BART NOX Annual-Cholla 4 -v6.17 | 86 | 7142 | Rate Constraint in lbs/MMBtu | FALSE | L | Annual | Fuel Consumed | TBtu | 0 | 0 | 0 | 0 | 0 | 0 | 0
BART NOX Annual-Cholla 4 -v6.17 | 86 | 7142 | Rate Constraint in lbs/MMBtu | FALSE | L | Annual | Rate | lb/MMBtu | 0 | 0 | 0 | 0 | 0 | 0 | 0
BART NOX Annual-Cholla 4 -v6.17 | 86 | 7142 | Rate Constraint in lbs/MMBtu | FALSE | L | Annual | Generation | TWh | 0 | 0 | 0 | 0 | 0 | 0 | 0
BART NOX Annual-Cholla 4 -v6.17 | 86 | 7142 | Rate Constraint in lbs/MMBtu | FALSE | L | Annual | Qualifying Generation | TWh | 0 | 0 | 0 | 0 | 0 | 0 | 0
BART NOX Annual-Cholla 4 -v6.17 | 86 | 7142 | Rate Constraint in lbs/MMBtu | FALSE | L | Annual | Rate | lb/MWh | 0 | 0 | 0 | 0 | 0 | 0 | 0
BART NOX Annual-Cholla 4 -v6.17 | 86 | 7142 | Rate Constraint in lbs/MMBtu | FALSE | L | Annual | Constraint Shadow Price | US2019$/Ton | 0 | 0 | 0 | 0 | 0 | 0 | 0
BART NOX Annual-Comanche 2 -v5.13 | 87 | 7127 | Rate Constraint in lbs/MMBtu | FALSE | L | Annual | Seasons Included | Seasons | Winter, WintShld, Summer | Winter, WintShld, Summer | Winter, WintShld, Summer | Winter, WintShld, Summer | Winter, WintShld, Summer | Winter, WintShld, Summer | Winter, WintShld, Summer
BART NOX Annual-Comanche 2 -v5.13 | 87 | 7127 | Rate Constraint in lbs/MMBtu | FALSE | L | Annual | Standard NOX | lb/MMBtu | 0.2 | 0.2 | 0.2 | 0.2 | 0.2 | 0.2 | 0.2
BART NOX Annual-Comanche 2 -v5.13 | 87 | 7127 | Rate Constraint in lbs/MMBtu | FALSE | L | Annual | Emissions at Affected Plants NOX | Thousand Tons | 0 | 0 | 0 | 0 | 0 | 0 | 0
BART NOX Annual-Comanche 2 -v5.13 | 87 | 7127 | Rate Constraint in lbs/MMBtu | FALSE | L | Annual | Allowances Purchased NOX | Thousand Tons | 0 | 0 | 0 | 0 | 0 | 0 | 0
BART NOX Annual-Comanche 2 -v5.13 | 87 | 7127 | Rate Constraint in lbs/MMBtu | FALSE | L | Annual | Allowances Sold NOX | Thousand Tons | 0 | 0 | 0 | 0 | 0 | 0 | 0
BART NOX Annual-Comanche 2 -v5.13 | 87 | 7127 | Rate Constraint in lbs/MMBtu | FALSE | L | Annual | Allowances Banked | Thousand Tons | 0 | 0 | 0 | 0 | 0 | 0 | 0
BART NOX Annual-Comanche 2 -v5.13 | 87 | 7127 | Rate Constraint in lbs/MMBtu | FALSE | L | Annual | Allowances Withdrawn (1:1) | Thousand Tons | 0 | 0 | 0 | 0 | 0 | 0 | 0
BART NOX Annual-Comanche 2 -v5.13 | 87 | 7127 | Rate Constraint in lbs/MMBtu | FALSE | L | Annual | Allowances Withdrawn (n:1) | Thousand Tons | 0 | 0 | 0 | 0 | 0 | 0 | 0
BART NOX Annual-Comanche 2 -v5.13 | 87 | 7127 | Rate Constraint in lbs/MMBtu | FALSE | L | Annual | Net Emissions Allowance Position | Thousand Tons | 0 | 0 | 0 | 0 | 0 | 0 | 0
BART NOX Annual-Comanche 2 -v5.13 | 87 | 7127 | Rate Constraint in lbs/MMBtu | FALSE | L | Annual | Fuel Consumed | TBtu | 0 | 0 | 0 | 0 | 0 | 0 | 0
BART NOX Annual-Comanche 2 -v5.13 | 87 | 7127 | Rate Constraint in lbs/MMBtu | FALSE | L | Annual | Rate | lb/MMBtu | 0 | 0 | 0 | 0 | 0 | 0 | 0
BART NOX Annual-Comanche 2 -v5.13 | 87 | 7127 | Rate Constraint in lbs/MMBtu | FALSE | L | Annual | Generation | TWh | 0 | 0 | 0 | 0 | 0 | 0 | 0
BART NOX Annual-Comanche 2 -v5.13 | 87 | 7127 | Rate Constraint in lbs/MMBtu | FALSE | L | Annual | Qualifying Generation | TWh | 0 | 0 | 0 | 0 | 0 | 0 | 0
BART NOX Annual-Comanche 2 -v5.13 | 87 | 7127 | Rate Constraint in lbs/MMBtu | FALSE | L | Annual | Rate | lb/MWh | 0 | 0 | 0 | 0 | 0 | 0 | 0
BART NOX Annual-Comanche 2 -v5.13 | 87 | 7127 | Rate Constraint in lbs/MMBtu | FALSE | L | Annual | Constraint Shadow Price | US2019$/Ton | 0 | 0 | 0 | 0 | 0 | 0 | 0
BART NOX Annual-Craig C2 -v5.13 | 89 | 7128 | Rate Constraint in lbs/MMBtu | FALSE | L | Annual | Seasons Included | Seasons | Winter, WintShld, Summer | Winter, WintShld, Summer | Winter, WintShld, Summer | Winter, WintShld, Summer | Winter, WintShld, Summer | Winter, WintShld, Summer | Winter, WintShld, Summer
BART NOX Annual-Craig C2 -v5.13 | 89 | 7128 | Rate Constraint in lbs/MMBtu | FALSE | L | Annual | Standard NOX | lb/MMBtu | 0.08 | 0.08 | 0.08 | 0.08 | 0.08 | 0.08 | 0.08
BART NOX Annual-Craig C2 -v5.13 | 89 | 7128 | Rate Constraint in lbs/MMBtu | FALSE | L | Annual | Emissions at Affected Plants NOX | Thousand Tons | 0.33905 | 0 | 0 | 0 | 0 | 0 | 0
BART NOX Annual-Craig C2 -v5.13 | 89 | 7128 | Rate Constraint in lbs/MMBtu | FALSE | L | Annual | Allowances Purchased NOX | Thousand Tons | 0 | 0 | 0 | 0 | 0 | 0 | 0
BART NOX Annual-Craig C2 -v5.13 | 89 | 7128 | Rate Constraint in lbs/MMBtu | FALSE | L | Annual | Allowances Sold NOX | Thousand Tons | 0 | 0 | 0 | 0 | 0 | 0 | 0
BART NOX Annual-Craig C2 -v5.13 | 89 | 7128 | Rate Constraint in lbs/MMBtu | FALSE | L | Annual | Allowances Banked | Thousand Tons | 0 | 0 | 0 | 0 | 0 | 0 | 0
BART NOX Annual-Craig C2 -v5.13 | 89 | 7128 | Rate Constraint in lbs/MMBtu | FALSE | L | Annual | Allowances Withdrawn (1:1) | Thousand Tons | 0 | 0 | 0 | 0 | 0 | 0 | 0
BART NOX Annual-Craig C2 -v5.13 | 89 | 7128 | Rate Constraint in lbs/MMBtu | FALSE | L | Annual | Allowances Withdrawn (n:1) | Thousand Tons | 0 | 0 | 0 | 0 | 0 | 0 | 0
BART NOX Annual-Craig C2 -v5.13 | 89 | 7128 | Rate Constraint in lbs/MMBtu | FALSE | L | Annual | Net Emissions Allowance Position | Thousand Tons | 0.33905 | 0 | 0 | 0 | 0 | 0 | 0
BART NOX Annual-Craig C2 -v5.13 | 89 | 7128 | Rate Constraint in lbs/MMBtu | FALSE | L | Annual | Fuel Consumed | TBtu | 10.7841 | 0 | 0 | 0 | 0 | 0 | 0
BART NOX Annual-Craig C2 -v5.13 | 89 | 7128 | Rate Constraint in lbs/MMBtu | FALSE | L | Annual | Rate | lb/MMBtu | 0.06288 | 0 | 0 | 0 | 0 | 0 | 0
BART NOX Annual-Craig C2 -v5.13 | 89 | 7128 | Rate Constraint in lbs/MMBtu | FALSE | L | Annual | Generation | TWh | 1.0531 | 0 | 0 | 0 | 0 | 0 | 0
BART NOX Annual-Craig C2 -v5.13 | 89 | 7128 | Rate Constraint in lbs/MMBtu | FALSE | L | Annual | Qualifying Generation | TWh | 1.0531 | 0 | 0 | 0 | 0 | 0 | 0
BART NOX Annual-Craig C2 -v5.13 | 89 | 7128 | Rate Constraint in lbs/MMBtu | FALSE | L | Annual | Rate | lb/MWh | 0.64389 | 0 | 0 | 0 | 0 | 0 | 0
BART NOX Annual-Craig C2 -v5.13 | 89 | 7128 | Rate Constraint in lbs/MMBtu | FALSE | L | Annual | Constraint Shadow Price | US2019$/Ton | 0 | 0 | 0 | 0 | 0 | 0 | 0
BART NOX Annual-Dave Johnston 4 -v5.14 | 90 | 7164 | Rate Constraint in lbs/MMBtu | FALSE | L | Annual | Seasons Included | Seasons | Winter, WintShld, Summer | Winter, WintShld, Summer | Winter, WintShld, Summer | Winter, WintShld, Summer | Winter, WintShld, Summer | Winter, WintShld, Summer | Winter, WintShld, Summer
BART NOX Annual-Dave Johnston 4 -v5.14 | 90 | 7164 | Rate Constraint in lbs/MMBtu | FALSE | L | Annual | Standard NOX | lb/MMBtu | 0.15 | 0.15 | 0.15 | 0.15 | 0.15 | 0.15 | 0.15
BART NOX Annual-Dave Johnston 4 -v5.14 | 90 | 7164 | Rate Constraint in lbs/MMBtu | FALSE | L | Annual | Emissions at Affected Plants NOX | Thousand Tons | 0 | 0 | 0 | 0 | 0 | 0 | 0
BART NOX Annual-Dave Johnston 4 -v5.14 | 90 | 7164 | Rate Constraint in lbs/MMBtu | FALSE | L | Annual | Allowances Purchased NOX | Thousand Tons | 0 | 0 | 0 | 0 | 0 | 0 | 0
BART NOX Annual-Dave Johnston 4 -v5.14 | 90 | 7164 | Rate Constraint in lbs/MMBtu | FALSE | L | Annual | Allowances Sold NOX | Thousand Tons | 0 | 0 | 0 | 0 | 0 | 0 | 0
BART NOX Annual-Dave Johnston 4 -v5.14 | 90 | 7164 | Rate Constraint in lbs/MMBtu | FALSE | L | Annual | Allowances Banked | Thousand Tons | 0 | 0 | 0 | 0 | 0 | 0 | 0
BART NOX Annual-Dave Johnston 4 -v5.14 | 90 | 7164 | Rate Constraint in lbs/MMBtu | FALSE | L | Annual | Allowances Withdrawn (1:1) | Thousand Tons | 0 | 0 | 0 | 0 | 0 | 0 | 0
BART NOX Annual-Dave Johnston 4 -v5.14 | 90 | 7164 | Rate Constraint in lbs/MMBtu | FALSE | L | Annual | Allowances Withdrawn (n:1) | Thousand Tons | 0 | 0 | 0 | 0 | 0 | 0 | 0
BART NOX Annual-Dave Johnston 4 -v5.14 | 90 | 7164 | Rate Constraint in lbs/MMBtu | FALSE | L | Annual | Net Emissions Allowance Position | Thousand Tons | 0 | 0 | 0 | 0 | 0 | 0 | 0
BART NOX Annual-Dave Johnston 4 -v5.14 | 90 | 7164 | Rate Constraint in lbs/MMBtu | FALSE | L | Annual | Fuel Consumed | TBtu | 0 | 0 | 0 | 0 | 0 | 0 | 0
BART NOX Annual-Dave Johnston 4 -v5.14 | 90 | 7164 | Rate Constraint in lbs/MMBtu | FALSE | L | Annual | Rate | lb/MMBtu | 0 | 0 | 0 | 0 | 0 | 0 | 0
BART NOX Annual-Dave Johnston 4 -v5.14 | 90 | 7164 | Rate Constraint in lbs/MMBtu | FALSE | L | Annual | Generation | TWh | 0 | 0 | 0 | 0 | 0 | 0 | 0
BART NOX Annual-Dave Johnston 4 -v5.14 | 90 | 7164 | Rate Constraint in lbs/MMBtu | FALSE | L | Annual | Qualifying Generation | TWh | 0 | 0 | 0 | 0 | 0 | 0 | 0
BART NOX Annual-Dave Johnston 4 -v5.14 | 90 | 7164 | Rate Constraint in lbs/MMBtu | FALSE | L | Annual | Rate | lb/MWh | 0 | 0 | 0 | 0 | 0 | 0 | 0
BART NOX Annual-Dave Johnston 4 -v5.14 | 90 | 7164 | Rate Constraint in lbs/MMBtu | FALSE | L | Annual | Constraint Shadow Price | US2019$/Ton | 0 | 0 | 0 | 0 | 0 | 0 | 0
BART NOX Annual-Four Corners 4 -v5.14 | 91 | 7129 | Rate Constraint in lbs/MMBtu | FALSE | L | Annual | Seasons Included | Seasons | Winter, WintShld, Summer | Winter, WintShld, Summer | Winter, WintShld, Summer | Winter, WintShld, Summer | Winter, WintShld, Summer | Winter, WintShld, Summer | Winter, WintShld, Summer
BART NOX Annual-Four Corners 4 -v5.14 | 91 | 7129 | Rate Constraint in lbs/MMBtu | FALSE | L | Annual | Standard NOX | lb/MMBtu | 0.098 | 0.098 | 0.098 | 0.098 | 0.098 | 0.098 | 0.098
BART NOX Annual-Four Corners 4 -v5.14 | 91 | 7129 | Rate Constraint in lbs/MMBtu | FALSE | L | Annual | Emissions at Affected Plants NOX | Thousand Tons | 1.1879 | 1.1879 | 0 | 0 | 0 | 0 | 0
BART NOX Annual-Four Corners 4 -v5.14 | 91 | 7129 | Rate Constraint in lbs/MMBtu | FALSE | L | Annual | Allowances Purchased NOX | Thousand Tons | 0 | 0 | 0 | 0 | 0 | 0 | 0
BART NOX Annual-Four Corners 4 -v5.14 | 91 | 7129 | Rate Constraint in lbs/MMBtu | FALSE | L | Annual | Allowances Sold NOX | Thousand Tons | 0 | 0 | 0 | 0 | 0 | 0 | 0
BART NOX Annual-Four Corners 4 -v5.14 | 91 | 7129 | Rate Constraint in lbs/MMBtu | FALSE | L | Annual | Allowances Banked | Thousand Tons | 0 | 0 | 0 | 0 | 0 | 0 | 0
BART NOX Annual-Four Corners 4 -v5.14 | 91 | 7129 | Rate Constraint in lbs/MMBtu | FALSE | L | Annual | Allowances Withdrawn (1:1) | Thousand Tons | 0 | 0 | 0 | 0 | 0 | 0 | 0
BART NOX Annual-Four Corners 4 -v5.14 | 91 | 7129 | Rate Constraint in lbs/MMBtu | FALSE | L | Annual | Allowances Withdrawn (n:1) | Thousand Tons | 0 | 0 | 0 | 0 | 0 | 0 | 0
BART NOX Annual-Four Corners 4 -v5.14 | 91 | 7129 | Rate Constraint in lbs/MMBtu | FALSE | L | Annual | Net Emissions Allowance Position | Thousand Tons | 1.1879 | 1.1879 | 0 | 0 | 0 | 0 | 0
BART NOX Annual-Four Corners 4 -v5.14 | 91 | 7129 | Rate Constraint in lbs/MMBtu | FALSE | L | Annual | Fuel Consumed | TBtu | 40.8295 | 40.8274 | 0 | 0 | 0 | 0 | 0
BART NOX Annual-Four Corners 4 -v5.14 | 91 | 7129 | Rate Constraint in lbs/MMBtu | FALSE | L | Annual | Rate | lb/MMBtu | 0.05819 | 0.05819 | 0 | 0 | 0 | 0 | 0
BART NOX Annual-Four Corners 4 -v5.14 | 91 | 7129 | Rate Constraint in lbs/MMBtu | FALSE | L | Annual | Generation | TWh | 4.1786 | 4.1784 | 0 | 0 | 0 | 0 | 0
BART NOX Annual-Four Corners 4 -v5.14 | 91 | 7129 | Rate Constraint in lbs/MMBtu | FALSE | L | Annual | Qualifying Generation | TWh | 4.1786 | 4.1784 | 0 | 0 | 0 | 0 | 0
BART NOX Annual-Four Corners 4 -v5.14 | 91 | 7129 | Rate Constraint in lbs/MMBtu | FALSE | L | Annual | Rate | lb/MWh | 0.56857 | 0.56857 | 0 | 0 | 0 | 0 | 0
BART NOX Annual-Four Corners 4 -v5.14 | 91 | 7129 | Rate Constraint in lbs/MMBtu | FALSE | L | Annual | Constraint Shadow Price | US2019$/Ton | 0 | 0 | 0 | 0 | 0 | 0 | 0
BART NOX Annual-Four Corners 5 -v5.14 | 92 | 7130 | Rate Constraint in lbs/MMBtu | FALSE | L | Annual | Seasons Included | Seasons | Winter, WintShld, Summer | Winter, WintShld, Summer | Winter, WintShld, Summer | Winter, WintShld, Summer | Winter, WintShld, Summer | Winter, WintShld, Summer | Winter, WintShld, Summer
BART NOX Annual-Four Corners 5 -v5.14 | 92 | 7130 | Rate Constraint in lbs/MMBtu | FALSE | L | Annual | Standard NOX | lb/MMBtu | 0.098 | 0.098 | 0.098 | 0.098 | 0.098 | 0.098 | 0.098
BART NOX Annual-Four Corners 5 -v5.14 | 92 | 7130 | Rate Constraint in lbs/MMBtu | FALSE | L | Annual | Emissions at Affected Plants NOX | Thousand Tons | 1.5695 | 1.5696 | 0 | 0 | 0 | 0 | 0
BART NOX Annual-Four Corners 5 -v5.14 | 92 | 7130 | Rate Constraint in lbs/MMBtu | FALSE | L | Annual | Allowances Purchased NOX | Thousand Tons | 0 | 0 | 0 | 0 | 0 | 0 | 0
BART NOX Annual-Four Corners 5 -v5.14 | 92 | 7130 | Rate Constraint in lbs/MMBtu | FALSE | L | Annual | Allowances Sold NOX | Thousand Tons | 0 | 0 | 0 | 0 | 0 | 0 | 0
BART NOX Annual-Four Corners 5 -v5.14 | 92 | 7130 | Rate Constraint in lbs/MMBtu | FALSE | L | Annual | Allowances Banked | Thousand Tons | 0 | 0 | 0 | 0 | 0 | 0 | 0
BART NOX Annual-Four Corners 5 -v5.14 | 92 | 7130 | Rate Constraint in lbs/MMBtu | FALSE | L | Annual | Allowances Withdrawn (1:1) | Thousand Tons | 0 | 0 | 0 | 0 | 0 | 0 | 0
BART NOX Annual-Four Corners 5 -v5.14 | 92 | 7130 | Rate Constraint in lbs/MMBtu | FALSE | L | Annual | Allowances Withdrawn (n:1) | Thousand Tons | 0 | 0 | 0 | 0 | 0 | 0 | 0
BART NOX Annual-Four Corners 5 -v5.14 | 92 | 7130 | Rate Constraint in lbs/MMBtu | FALSE | L | Annual | Net Emissions Allowance Position | Thousand Tons | 1.5695 | 1.5696 | 0 | 0 | 0 | 0 | 0
BART NOX Annual-Four Corners 5 -v5.14 | 92 | 7130 | Rate Constraint in lbs/MMBtu | FALSE | L | Annual | Fuel Consumed | TBtu | 48.5991 | 48.6012 | 0 | 0 | 0 | 0 | 0
BART NOX Annual-Four Corners 5 -v5.14 | 92 | 7130 | Rate Constraint in lbs/MMBtu | FALSE | L | Annual | Rate | lb/MMBtu | 0.06459 | 0.06459 | 0 | 0 | 0 | 0 | 0
BART NOX Annual-Four Corners 5 -v5.14 | 92 | 7130 | Rate Constraint in lbs/MMBtu | FALSE | L | Annual | Generation | TWh | 4.9764 | 4.9766 | 0 | 0 | 0 | 0 | 0
BART NOX Annual-Four Corners 5 -v5.14 | 92 | 7130 | Rate Constraint in lbs/MMBtu | FALSE | L | Annual | Qualifying Generation | TWh | 4.9764 | 4.9766 | 0 | 0 | 0 | 0 | 0
BART NOX Annual-Four Corners 5 -v5.14 | 92 | 7130 | Rate Constraint in lbs/MMBtu | FALSE | L | Annual | Rate | lb/MWh | 0.63079 | 0.63079 | 0 | 0 | 0 | 0 | 0
BART NOX Annual-Four Corners 5 -v5.14 | 92 | 7130 | Rate Constraint in lbs/MMBtu | FALSE | L | Annual | Constraint Shadow Price | US2019$/Ton | 0 | 0 | 0 | 0 | 0 | 0 | 0
BART NOX Annual-Gerald Gentleman 1 -v5.14 | 93 | 7131 | Rate Constraint in lbs/MMBtu | FALSE | L | Annual | Seasons Included | Seasons | Winter, WintShld, Summer | Winter, WintShld, Summer | Winter, WintShld, Summer | Winter, WintShld, Summer | Winter, WintShld, Summer | Winter, WintShld, Summer | Winter, WintShld, Summer
BART NOX Annual-Gerald Gentleman 1 -v5.14 | 93 | 7131 | Rate Constraint in lbs/MMBtu | FALSE | L | Annual | Standard NOX | lb/MMBtu | 0.23 | 0.23 | 0.23 | 0.23 | 0.23 | 0.23 | 0.23
BART NOX Annual-Gerald Gentleman 1 -v5.14 | 93 | 7131 | Rate Constraint in lbs/MMBtu | FALSE | L | Annual | Emissions at Affected Plants NOX | Thousand Tons | 4.866 | 4.866 | 1.1078 | 0.60245 | 0.60245 | 0.60245 | 0.60245
BART NOX Annual-Gerald Gentleman 1 -v5.14 | 93 | 7131 | Rate Constraint in lbs/MMBtu | FALSE | L | Annual | Allowances Purchased NOX | Thousand Tons | 0 | 0 | 0 | 0 | 0 | 0 | 0
BART NOX Annual-Gerald Gentleman 1 -v5.14 | 93 | 7131 | Rate Constraint in lbs/MMBtu | FALSE | L | Annual | Allowances Sold NOX | Thousand Tons | 0 | 0 | 0 | 0 | 0 | 0 | 0
BART NOX Annual-Gerald Gentleman 1 -v5.14 | 93 | 7131 | Rate Constraint in lbs/MMBtu | FALSE | L | Annual | Allowances Banked | Thousand Tons | 0 | 0 | 0 | 0 | 0 | 0 | 0
BART NOX Annual-Gerald Gentleman 1 -v5.14 | 93 | 7131 | Rate Constraint in lbs/MMBtu | FALSE | L | Annual | Allowances Withdrawn (1:1) | Thousand Tons | 0 | 0 | 0 | 0 | 0 | 0 | 0
BART NOX Annual-Gerald Gentleman 1 -v5.14 | 93 | 7131 | Rate Constraint in lbs/MMBtu | FALSE | L | Annual | Allowances Withdrawn (n:1) | Thousand Tons | 0 | 0 | 0 | 0 | 0 | 0 | 0
BART NOX Annual-Gerald Gentleman 1 -v5.14 | 93 | 7131 | Rate Constraint in lbs/MMBtu | FALSE | L | Annual | Net Emissions Allowance Position | Thousand Tons | 4.866 | 4.866 | 1.1078 | 0.60245 | 0.60245 | 0.60245 | 0.60245
BART NOX Annual-Gerald Gentleman 1 -v5.14 | 93 | 7131 | Rate Constraint in lbs/MMBtu | FALSE | L | Annual | Fuel Consumed | TBtu | 47.2447 | 47.2447 | 10.7558 | 5.8493 | 5.8493 | 5.8493 | 5.8493
BART NOX Annual-Gerald Gentleman 1 -v5.14 | 93 | 7131 | Rate Constraint in lbs/MMBtu | FALSE | L | Annual | Rate | lb/MMBtu | 0.20599 | 0.20599 | 0.20599 | 0.20599 | 0.20599 | 0.20599 | 0.20599
BART NOX Annual-Gerald Gentleman 1 -v5.14 | 93 | 7131 | Rate Constraint in lbs/MMBtu | FALSE | L | Annual | Generation | TWh | 4.7052 | 4.7052 | 1.0712 | 0.58254 | 0.58254 | 0.58254 | 0.58254
BART NOX Annual-Gerald Gentleman 1 -v5.14 | 93 | 7131 | Rate Constraint in lbs/MMBtu | FALSE | L | Annual | Qualifying Generation | TWh | 4.7052 | 4.7052 | 1.0712 | 0.58254 | 0.58254 | 0.58254 | 0.58254
BART NOX Annual-Gerald Gentleman 1 -v5.14 | 93 | 7131 | Rate Constraint in lbs/MMBtu | FALSE | L | Annual | Rate | lb/MWh | 2.0683 | 2.0683 | 2.0683 | 2.0683 | 2.0683 | 2.0683 | 2.0683
BART NOX Annual-Gerald Gentleman 1 -v5.14 | 93 | 7131 | Rate Constraint in lbs/MMBtu | FALSE | L | Annual | Constraint Shadow Price | US2019$/Ton | 0 | 0 | 0 | 0 | 0 | 0 | 0
BART NOX Annual-Gerald Gentleman 2 -v5.14 | 94 | 7132 | Rate Constraint in lbs/MMBtu | FALSE | L | Annual | Seasons Included | Seasons | Winter, WintShld, Summer | Winter, WintShld, Summer | Winter, WintShld, Summer | Winter, WintShld, Summer | Winter, WintShld, Summer | Winter, WintShld, Summer | Winter, WintShld, Summer
BART NOX Annual-Gerald Gentleman 2 -v5.14 | 94 | 7132 | Rate Constraint in lbs/MMBtu | FALSE | L | Annual | Standard NOX | lb/MMBtu | 0.23 | 0.23 | 0.23 | 0.23 | 0.23 | 0.23 | 0.23
BART NOX Annual-Gerald Gentleman 2 -v5.14 | 94 | 7132 | Rate Constraint in lbs/MMBtu | FALSE | L | Annual | Emissions at Affected Plants NOX | Thousand Tons | 3.9319 | 3.9319 | 1.2098 | 0.4868 | 0.4868 | 0.4868 | 0.4868
BART NOX Annual-Gerald Gentleman 2 -v5.14 | 94 | 7132 | Rate Constraint in lbs/MMBtu | FALSE | L | Annual | Allowances Purchased NOX | Thousand Tons | 0 | 0 | 0 | 0 | 0 | 0 | 0
BART NOX Annual-Gerald Gentleman 2 -v5.14 | 94 | 7132 | Rate Constraint in lbs/MMBtu | FALSE | L | Annual | Allowances Sold NOX | Thousand Tons | 0 | 0 | 0 | 0 | 0 | 0 | 0
BART NOX Annual-Gerald Gentleman 2 -v5.14 | 94 | 7132 | Rate Constraint in lbs/MMBtu | FALSE | L | Annual | Allowances Banked | Thousand Tons | 0 | 0 | 0 | 0 | 0 | 0 | 0
BART NOX Annual-Gerald Gentleman 2 -v5.14 | 94 | 7132 | Rate Constraint in lbs/MMBtu | FALSE | L | Annual | Allowances Withdrawn (1:1) | Thousand Tons | 0 | 0 | 0 | 0 | 0 | 0 | 0
BART NOX Annual-Gerald Gentleman 2 -v5.14 | 94 | 7132 | Rate Constraint in lbs/MMBtu | FALSE | L | Annual | Allowances Withdrawn (n:1) | Thousand Tons | 0 | 0 | 0 | 0 | 0 | 0 | 0
BART NOX Annual-Gerald Gentleman 2 -v5.14 | 94 | 7132 | Rate Constraint in lbs/MMBtu | FALSE | L | Annual | Net Emissions Allowance Position | Thousand Tons | 3.9319 | 3.9319 | 1.2098 | 0.4868 | 0.4868 | 0.4868 | 0.4868
BART NOX Annual-Gerald Gentleman 2 -v5.14 | 94 | 7132 | Rate Constraint in lbs/MMBtu | FALSE | L | Annual | Fuel Consumed | TBtu | 49.865 | 49.865 | 15.3431 | 6.1737 | 6.1737 | 6.1737 | 6.1737
BART NOX Annual-Gerald Gentleman 2 -v5.14 | 94 | 7132 | Rate Constraint in lbs/MMBtu | FALSE | L | Annual | Rate | lb/MMBtu | 0.1577 | 0.1577 | 0.1577 | 0.1577 | 0.1577 | 0.1577 | 0.1577
BART NOX Annual-Gerald Gentleman 2 -v5.14 | 94 | 7132 | Rate Constraint in lbs/MMBtu | FALSE | L | Annual | Generation | TWh | 4.9528 | 4.9528 | 1.5239 | 0.6132 | 0.6132 | 0.6132 | 0.6132
BART NOX Annual-Gerald Gentleman 2 -v5.14 | 94 | 7132 | Rate Constraint in lbs/MMBtu | FALSE | L | Annual | Qualifying Generation | TWh | 4.9528 | 4.9528 | 1.5239 | 0.6132 | 0.6132 | 0.6132 | 0.6132
BART NOX Annual-Gerald Gentleman 2 -v5.14 | 94 | 7132 | Rate Constraint in lbs/MMBtu | FALSE | L | Annual | Rate | lb/MWh | 1.5877 | 1.5877 | 1.5877 | 1.5877 | 1.5877 | 1.5877 | 1.5877
BART NOX Annual-Gerald Gentleman 2 -v5.14 | 94 | 7132 | Rate Constraint in lbs/MMBtu | FALSE | L | Annual | Constraint Shadow Price | US2019$/Ton | 0 | 0 | 0 | 0 | 0 | 0 | 0
BART NOX Annual-Hayden H1 -v5.13 | 95 | 7133 | Rate Constraint in lbs/MMBtu | FALSE | L | Annual | Seasons Included | Seasons | Winter, WintShld, Summer | Winter, WintShld, Summer | Winter, WintShld, Summer | Winter, WintShld, Summer | Winter, WintShld, Summer | Winter, WintShld, Summer | Winter, WintShld, Summer
BART NOX Annual-Hayden H1 -v5.13 | 95 | 7133 | Rate Constraint in lbs/MMBtu | FALSE | L | Annual | Standard NOX | lb/MMBtu | 0.08 | 0.08 | 0.08 | 0.08 | 0.08 | 0.08 | 0.08
BART NOX Annual-Hayden H1 -v5.13 | 95 | 7133 | Rate Constraint in lbs/MMBtu | FALSE | L | Annual | Emissions at Affected Plants NOX | Thousand Tons | 0 | 0 | 0 | 0 | 0 | 0 | 0
BART NOX Annual-Hayden H1 -v5.13 | 95 | 7133 | Rate Constraint in lbs/MMBtu | FALSE | L | Annual | Allowances Purchased NOX | Thousand Tons | 0 | 0 | 0 | 0 | 0 | 0 | 0
BART NOX Annual-Hayden H1 -v5.13 | 95 | 7133 | Rate Constraint in lbs/MMBtu | FALSE | L | Annual | Allowances Sold NOX | Thousand Tons | 0 | 0 | 0 | 0 | 0 | 0 | 0
BART NOX Annual-Hayden H1 -v5.13 | 95 | 7133 | Rate Constraint in lbs/MMBtu | FALSE | L | Annual | Allowances Banked | Thousand Tons | 0 | 0 | 0 | 0 | 0 | 0 | 0
BART NOX Annual-Hayden H1 -v5.13 | 95 | 7133 | Rate Constraint in lbs/MMBtu | FALSE | L | Annual | Allowances Withdrawn (1:1) | Thousand Tons | 0 | 0 | 0 | 0 | 0 | 0 | 0
BART NOX Annual-Hayden H1 -v5.13 | 95 | 7133 | Rate Constraint in lbs/MMBtu | FALSE | L | Annual | Allowances Withdrawn (n:1) | Thousand Tons | 0 | 0 | 0 | 0 | 0 | 0 | 0
BART NOX Annual-Hayden H1 -v5.13 | 95 | 7133 | Rate Constraint in lbs/MMBtu | FALSE | L | Annual | Net Emissions Allowance Position | Thousand Tons | 0 | 0 | 0 | 0 | 0 | 0 | 0
BART NOX Annual-Hayden H1 -v5.13 | 95 | 7133 | Rate Constraint in lbs/MMBtu | FALSE | L | Annual | Fuel Consumed | TBtu | 0 | 0 | 0 | 0 | 0 | 0 | 0
BART NOX Annual-Hayden H1 -v5.13 | 95 | 7133 | Rate Constraint in lbs/MMBtu | FALSE | L | Annual | Rate | lb/MMBtu | 0 | 0 | 0 | 0 | 0 | 0 | 0
BART NOX Annual-Hayden H1 -v5.13 | 95 | 7133 | Rate Constraint in lbs/MMBtu | FALSE | L | Annual | Generation | TWh | 0 | 0 | 0 | 0 | 0 | 0 | 0
BART NOX Annual-Hayden H1 -v5.13 | 95 | 7133 | Rate Constraint in lbs/MMBtu | FALSE | L | Annual | Qualifying Generation | TWh | 0 | 0 | 0 | 0 | 0 | 0 | 0
BART NOX Annual-Hayden H1 -v5.13 | 95 | 7133 | Rate Constraint in lbs/MMBtu | FALSE | L | Annual | Rate | lb/MWh | 0 | 0 | 0 | 0 | 0 | 0 | 0
BART NOX Annual-Hayden H1 -v5.13 | 95 | 7133 | Rate Constraint in lbs/MMBtu | FALSE | L | Annual | Constraint Shadow Price | US2019$/Ton | 0 | 0 | 0 | 0 | 0 | 0 | 0
BART NOX Annual-Hayden H2 -v5.13 | 96 | 7134 | Rate Constraint in lbs/MMBtu | FALSE | L | Annual | Seasons Included | Seasons | Winter, WintShld, Summer | Winter, WintShld, Summer | Winter, WintShld, Summer | Winter, WintShld, Summer | Winter, WintShld, Summer | Winter, WintShld, Summer | Winter, WintShld, Summer
BART NOX Annual-Hayden H2 -v5.13 | 96 | 7134 | Rate Constraint in lbs/MMBtu | FALSE | L | Annual | Standard NOX | lb/MMBtu | 0.07 | 0.07 | 0.07 | 0.07 | 0.07 | 0.07 | 0.07
BART NOX Annual-Hayden H2 -v5.13 | 96 | 7134 | Rate Constraint in lbs/MMBtu | FALSE | L | Annual | Emissions at Affected Plants NOX | Thousand Tons | 0 | 0 | 0 | 0 | 0 | 0 | 0
BART NOX Annual-Hayden H2 -v5.13 | 96 | 7134 | Rate Constraint in lbs/MMBtu | FALSE | L | Annual | Allowances Purchased NOX | Thousand Tons | 0 | 0 | 0 | 0 | 0 | 0 | 0
BART NOX Annual-Hayden H2 -v5.13 | 96 | 7134 | Rate Constraint in lbs/MMBtu | FALSE | L | Annual | Allowances Sold NOX | Thousand Tons | 0 | 0 | 0 | 0 | 0 | 0 | 0
BART NOX Annual-Hayden H2 -v5.13 | 96 | 7134 | Rate Constraint in lbs/MMBtu | FALSE | L | Annual | Allowances Banked | Thousand Tons | 0 | 0 | 0 | 0 | 0 | 0 | 0
BART NOX Annual-Hayden H2 -v5.13 | 96 | 7134 | Rate Constraint in lbs/MMBtu | FALSE | L | Annual | Allowances Withdrawn (1:1) | Thousand Tons | 0 | 0 | 0 | 0 | 0 | 0 | 0
BART NOX Annual-Hayden H2 -v5.13 | 96 | 7134 | Rate Constraint in lbs/MMBtu | FALSE | L | Annual | Allowances Withdrawn (n:1) | Thousand Tons | 0 | 0 | 0 | 0 | 0 | 0 | 0
BART NOX Annual-Hayden H2 -v5.13 | 96 | 7134 | Rate Constraint in lbs/MMBtu | FALSE | L | Annual | Net Emissions Allowance Position | Thousand Tons | 0 | 0 | 0 | 0 | 0 | 0 | 0
BART NOX Annual-Hayden H2 -v5.13 | 96 | 7134 | Rate Constraint in lbs/MMBtu | FALSE | L | Annual | Fuel Consumed | TBtu | 0 | 0 | 0 | 0 | 0 | 0 | 0
BART NOX Annual-Hayden H2 -v5.13 | 96 | 7134 | Rate Constraint in lbs/MMBtu | FALSE | L | Annual | Rate | lb/MMBtu | 0 | 0 | 0 | 0 | 0 | 0 | 0
BART NOX Annual-Hayden H2 -v5.13 | 96 | 7134 | Rate Constraint in lbs/MMBtu | FALSE | L | Annual | Generation | TWh | 0 | 0 | 0 | 0 | 0 | 0 | 0
BART NOX Annual-Hayden H2 -v5.13 | 96 | 7134 | Rate Constraint in lbs/MMBtu | FALSE | L | Annual | Qualifying Generation | TWh | 0 | 0 | 0 | 0 | 0 | 0 | 0
BART NOX Annual-Hayden H2 -v5.13 | 96 | 7134 | Rate Constraint in lbs/MMBtu | FALSE | L | Annual | Rate | lb/MWh | 0 | 0 | 0 | 0 | 0 | 0 | 0
BART NOX Annual-Hayden H2 -v5.13 | 96 | 7134 | Rate Constraint in lbs/MMBtu | FALSE | L | Annual | Constraint Shadow Price | US2019$/Ton | 0 | 0 | 0 | 0 | 0 | 0 | 0
BART NOX Annual-Jeffrey Energy Center 1 -v5.13 | 97 | 7145 | Rate Constraint in lbs/MMBtu | FALSE | L | Annual | Seasons Included | Seasons | Winter, WintShld, Summer | Winter, WintShld, Summer | Winter, WintShld, Summer | Winter, WintShld, Summer | Winter, WintShld, Summer | Winter, WintShld, Summer | Winter, WintShld, Summer
BART NOX Annual-Jeffrey Energy Center 1 -v5.13 | 97 | 7145 | Rate Constraint in lbs/MMBtu | FALSE | L | Annual | Standard NOX | lb/MMBtu | 0.15 | 0.15 | 0.15 | 0.15 | 0.15 | 0.15 | 0.15
BART NOX Annual-Jeffrey Energy Center 1 -v5.13 | 97 | 7145 | Rate Constraint in lbs/MMBtu | FALSE | L | Annual | Emissions at Affected Plants NOX | Thousand Tons | 0.84031 | 0 | 0 | 0 | 0 | 0 | 0
BART NOX Annual-Jeffrey Energy Center 1 -v5.13 | 97 | 7145 | Rate Constraint in lbs/MMBtu | FALSE | L | Annual | Allowances Purchased NOX | Thousand Tons | 0 | 0 | 0 | 0 | 0 | 0 | 0
BART NOX Annual-Jeffrey Energy Center 1 -v5.13 | 97 | 7145 | Rate Constraint in lbs/MMBtu | FALSE | L | Annual | Allowances Sold NOX | Thousand Tons | 0 | 0 | 0 | 0 | 0 | 0 | 0
BART NOX Annual-Jeffrey Energy Center 1 -v5.13 | 97 | 7145 | Rate Constraint in lbs/MMBtu | FALSE | L | Annual | Allowances Banked | Thousand Tons | 0 | 0 | 0 | 0 | 0 | 0 | 0
BART NOX Annual-Jeffrey Energy Center 1 -v5.13 | 97 | 7145 | Rate Constraint in lbs/MMBtu | FALSE | L | Annual | Allowances Withdrawn (1:1) | Thousand Tons | 0 | 0 | 0 | 0 | 0 | 0 | 0
BART NOX Annual-Jeffrey Energy Center 1 -v5.13 | 97 | 7145 | Rate Constraint in lbs/MMBtu | FALSE | L | Annual | Allowances Withdrawn (n:1) | Thousand Tons | 0 | 0 | 0 | 0 | 0 | 0 | 0
BART NOX Annual-Jeffrey Energy Center 1 -v5.13 | 97 | 7145 | Rate Constraint in lbs/MMBtu | FALSE | L | Annual | Net Emissions Allowance Position | Thousand Tons | 0.84031 | 0 | 0 | 0 | 0 | 0 | 0
BART NOX Annual-Jeffrey Energy Center 1 -v5.13 | 97 | 7145 | Rate Constraint in lbs/MMBtu | FALSE | L | Annual | Fuel Consumed | TBtu | 42.0997 | 0 | 0 | 0 | 0 | 0 | 0
BART NOX Annual-Jeffrey Energy Center 1 -v5.13 | 97 | 7145 | Rate Constraint in lbs/MMBtu | FALSE | L | Annual | Rate | lb/MMBtu | 0.03992 | 0 | 0 | 0 | 0 | 0 | 0
BART NOX Annual-Jeffrey Energy Center 1 -v5.13 | 97 | 7145 | Rate Constraint in lbs/MMBtu | FALSE | L | Annual | Generation | TWh | 3.8307 | 0 | 0 | 0 | 0 | 0 | 0
BART NOX Annual-Jeffrey Energy Center 1 -v5.13 | 97 | 7145 | Rate Constraint in lbs/MMBtu | FALSE | L | Annual | Qualifying Generation | TWh | 3.8307 | 0 | 0 | 0 | 0 | 0 | 0
BART NOX Annual-Jeffrey Energy Center 1 -v5.13 | 97 | 7145 | Rate Constraint in lbs/MMBtu | FALSE | L | Annual | Rate | lb/MWh | 0.43872 | 0 | 0 | 0 | 0 | 0 | 0
BART NOX Annual-Jeffrey Energy Center 1 -v5.13 | 97 | 7145 | Rate Constraint in lbs/MMBtu | FALSE | L | Annual | Constraint Shadow Price | US2019$/Ton | 0 | 0 | 0 | 0 | 0 | 0 | 0
BART NOX Annual-Jeffrey Energy Center 2 -v5.13 | 98 | 7146 | Rate Constraint in lbs/MMBtu | FALSE | L | Annual | Seasons Included | Seasons | Winter, WintShld, Summer | Winter, WintShld, Summer | Winter, WintShld, Summer | Winter, WintShld, Summer | Winter, WintShld, Summer | Winter, WintShld, Summer | Winter, WintShld, Summer
BART NOX Annual-Jeffrey Energy Center 2 -v5.13 | 98 | 7146 | Rate Constraint in lbs/MMBtu | FALSE | L | Annual | Standard NOX | lb/MMBtu | 0.15 | 0.15 | 0.15 | 0.15 | 0.15 | 0.15 | 0.15
BART NOX Annual-Jeffrey Energy Center 2 -v5.13 | 98 | 7146 | Rate Constraint in lbs/MMBtu | FALSE | L | Annual | Emissions at Affected Plants NOX | Thousand Tons | 0.44432 | 0 | 0 | 0 | 0 | 0 | 0
BART NOX Annual-Jeffrey Energy Center 2 -v5.13 | 98 | 7146 | Rate Constraint in lbs/MMBtu | FALSE | L | Annual | Allowances Purchased NOX | Thousand Tons | 0 | 0 | 0 | 0 | 0 | 0 | 0
BART NOX Annual-Jeffrey Energy Center 2 -v5.13 | 98 | 7146 | Rate Constraint in lbs/MMBtu | FALSE | L | Annual | Allowances Sold NOX | Thousand Tons | 0 | 0 | 0 | 0 | 0 | 0 | 0
BART NOX Annual-Jeffrey Energy Center 2 -v5.13 | 98 | 7146 | Rate Constraint in lbs/MMBtu | FALSE | L | Annual | Allowances Banked | Thousand Tons | 0 | 0 | 0 | 0 | 0 | 0 | 0
BART NOX Annual-Jeffrey Energy Center 2 -v5.13 | 98 | 7146 | Rate Constraint in lbs/MMBtu | FALSE | L | Annual | Allowances Withdrawn (1:1) | Thousand Tons | 0 | 0 | 0 | 0 | 0 | 0 | 0
BART NOX Annual-Jeffrey Energy Center 2 -v5.13 | 98 | 7146 | Rate Constraint in lbs/MMBtu | FALSE | L | Annual | Allowances Withdrawn (n:1) | Thousand Tons | 0 | 0 | 0 | 0 | 0 | 0 | 0
BART NOX Annual-Jeffrey Energy Center 2 -v5.13 | 98 | 7146 | Rate Constraint in lbs/MMBtu | FALSE | L | Annual | Net Emissions Allowance Position | Thousand Tons | 0.44432 | 0 | 0 | 0 | 0 | 0 | 0
BART NOX Annual-Jeffrey Energy Center 2 -v5.13 | 98 | 7146 | Rate Constraint in lbs/MMBtu | FALSE | L | Annual | Fuel Consumed | TBtu | 8.8865 | 0 | 0 | 0 | 0 | 0 | 0
BART NOX Annual-Jeffrey Energy Center 2 -v5.13 | 98 | 7146 | Rate Constraint in lbs/MMBtu | FALSE | L | Annual | Rate | lb/MMBtu | 0.1 | 0 | 0 | 0 | 0 | 0 | 0
BART NOX Annual-Jeffrey Energy Center 2 -v5.13 | 98 | 7146 | Rate Constraint in lbs/MMBtu | FALSE | L | Annual | Generation | TWh | 0.78935 | 0 | 0 | 0 | 0 | 0 | 0
BART NOX Annual-Jeffrey Energy Center 2 -v5.13 | 98 | 7146 | Rate Constraint in lbs/MMBtu | FALSE | L | Annual | Qualifying Generation | TWh | 0.78935 | 0 | 0 | 0 | 0 | 0 | 0
BART NOX Annual-Jeffrey Energy Center 2 -v5.13 | 98 | 7146 | Rate Constraint in lbs/MMBtu | FALSE | L | Annual | Rate | lb/MWh | 1.1258 | 0 | 0 | 0 | 0 | 0 | 0
BART NOX Annual-Jeffrey Energy Center 2 -v5.13 | 98 | 7146 | Rate Constraint in lbs/MMBtu | FALSE | L | Annual | Constraint Shadow Price | US2019$/Ton | 0 | 0 | 0 | 0 | 0 | 0 | 0
BART NOX Annual-Jim Bridger 1 -v5.14 | 99 | 7165 | Rate Constraint in lbs/MMBtu | FALSE | L | Annual | Seasons Included | Seasons | Winter, WintShld, Summer | Winter, WintShld, Summer | Winter, WintShld, Summer | Winter, WintShld, Summer | Winter, WintShld, Summer | Winter, WintShld, Summer | Winter, WintShld, Summer
BART NOX Annual-Jim Bridger 1 -v5.14 | 99 | 7165 | Rate Constraint in lbs/MMBtu | FALSE | L | Annual | Standard NOX | lb/MMBtu | 0.07 | 0.07 | 0.07 | 0.07 | 0.07 | 0.07 | 0.07
BART NOX Annual-Jim Bridger 1 -v5.14 | 99 | 7165 | Rate Constraint in lbs/MMBtu | FALSE | L | Annual | Emissions at Affected Plants NOX | Thousand Tons | 0 | 0 | 0 | 0 | 0 | 0 | 0
BART NOX Annual-Jim Bridger 1 -v5.14 | 99 | 7165 | Rate Constraint in lbs/MMBtu | FALSE | L | Annual | Allowances Purchased NOX | Thousand Tons | 0 | 0 | 0 | 0 | 0 | 0 | 0
BART NOX Annual-Jim Bridger 1 -v5.14 | 99 | 7165 | Rate Constraint in lbs/MMBtu | FALSE | L | Annual | Allowances Sold NOX | Thousand Tons | 0 | 0 | 0 | 0 | 0 | 0 | 0
BART NOX Annual-Jim Bridger 1 -v5.14 | 99 | 7165 | Rate Constraint in lbs/MMBtu | FALSE | L | Annual | Allowances Banked | Thousand Tons | 0 | 0 | 0 | 0 | 0 | 0 | 0
BART NOX Annual-Jim Bridger 1 -v5.14 | 99 | 7165 | Rate Constraint in lbs/MMBtu | FALSE | L | Annual | Allowances Withdrawn (1:1) | Thousand Tons | 0 | 0 | 0 | 0 | 0 | 0 | 0
BART NOX Annual-Jim Bridger 1 -v5.14 | 99 | 7165 | Rate Constraint in lbs/MMBtu | FALSE | L | Annual | Allowances Withdrawn (n:1) | Thousand Tons | 0 | 0 | 0 | 0 | 0 | 0 | 0
BART NOX Annual-Jim Bridger 1 -v5.14 | 99 | 7165 | Rate Constraint in lbs/MMBtu | FALSE | L | Annual | Net Emissions Allowance Position | Thousand Tons | 0 | 0 | 0 | 0 | 0 | 0 | 0
BART NOX Annual-Jim Bridger 1 -v5.14 | 99 | 7165 | Rate Constraint in lbs/MMBtu | FALSE | L | Annual | Fuel Consumed | TBtu | 0 | 0 | 0 | 0 | 0 | 0 | 0
BART NOX Annual-Jim Bridger 1 -v5.14 | 99 | 7165 | Rate Constraint in lbs/MMBtu | FALSE | L | Annual | Rate | lb/MMBtu | 0 | 0 | 0 | 0 | 0 | 0 | 0
BART NOX Annual-Jim Bridger 1 -v5.14 | 99 | 7165 | Rate Constraint in lbs/MMBtu | FALSE | L | Annual | Generation | TWh | 0 | 0 | 0 | 0 | 0 | 0 | 0
BART NOX Annual-Jim Bridger 1 -v5.14 | 99 | 7165 | Rate Constraint in lbs/MMBtu | FALSE | L | Annual | Qualifying Generation | TWh | 0 | 0 | 0 | 0 | 0 | 0 | 0
BART NOX Annual-Jim Bridger 1 -v5.14 | 99 | 7165 | Rate Constraint in lbs/MMBtu | FALSE | L | Annual | Rate | lb/MWh | 0 | 0 | 0 | 0 | 0 | 0 | 0
BART NOX Annual-Jim Bridger 1 -v5.14 | 99 | 7165 | Rate Constraint in lbs/MMBtu | FALSE | L | Annual | Constraint Shadow Price | US2019$/Ton | 77027.884 | 50668.4536 | 27132.1833 | 72601.9784 | 104207.6396 | 67979.0598 | 68321.9983
BART NOX Annual-Jim Bridger 2 -v5.14 | 100 | 7166 | Rate Constraint in lbs/MMBtu | FALSE | L | Annual | Seasons Included | Seasons | Winter, WintShld, Summer | Winter, WintShld, Summer | Winter, WintShld, Summer | Winter, WintShld, Summer | Winter, WintShld, Summer | Winter, WintShld, Summer | Winter, WintShld, Summer
BART NOX Annual-Jim Bridger 2 -v5.14 | 100 | 7166 | Rate Constraint in lbs/MMBtu | FALSE | L | Annual | Standard NOX | lb/MMBtu | 0.07 | 0.07 | 0.07 | 0.07 | 0.07 | 0.07 | 0.07
BART NOX Annual-Jim Bridger 2 -v5.14 | 100 | 7166 | Rate Constraint in lbs/MMBtu | FALSE | L | Annual | Emissions at Affected Plants NOX | Thousand Tons | 0 | 0 | 0 | 0 | 0 | 0 | 0
BART NOX Annual-Jim Bridger 2 -v5.14 | 100 | 7166 | Rate Constraint in lbs/MMBtu | FALSE | L | Annual | Allowances Purchased NOX | Thousand Tons | 0 | 0 | 0 | 0 | 0 | 0 | 0
BART NOX Annual-Jim Bridger 2 -v5.14 | 100 | 7166 | Rate Constraint in lbs/MMBtu | FALSE | L | Annual | Allowances Sold NOX | Thousand Tons | 0 | 0 | 0 | 0 | 0 | 0 | 0
BART NOX Annual-Jim Bridger 2 -v5.14 | 100 | 7166 | Rate Constraint in lbs/MMBtu | FALSE | L | Annual | Allowances Banked | Thousand Tons | 0 | 0 | 0 | 0 | 0 | 0 | 0
BART NOX Annual-Jim Bridger 2 -v5.14 | 100 | 7166 | Rate Constraint in lbs/MMBtu | FALSE | L | Annual | Allowances Withdrawn (1:1) | Thousand Tons | 0 | 0 | 0 | 0 | 0 | 0 | 0
BART NOX Annual-Jim Bridger 2 -v5.14 | 100 | 7166 | Rate Constraint in lbs/MMBtu | FALSE | L | Annual | Allowances Withdrawn (n:1) | Thousand Tons | 0 | 0 | 0 | 0 | 0 | 0 | 0
BART NOX Annual-Jim Bridger 2 -v5.14 | 100 | 7166 | Rate Constraint in lbs/MMBtu | FALSE | L | Annual | Net Emissions Allowance Position | Thousand Tons | 0 | 0 | 0 | 0 | 0 | 0 | 0
BART NOX Annual-Jim Bridger 2 -v5.14 | 100 | 7166 | Rate Constraint in lbs/MMBtu | FALSE | L | Annual | Fuel Consumed | TBtu | 0 | 0 | 0 | 0 | 0 | 0 | 0
BART NOX Annual-Jim Bridger 2 -v5.14 | 100 | 7166 | Rate Constraint in lbs/MMBtu | FALSE | L | Annual | Rate | lb/MMBtu | 0 | 0 | 0 | 0 | 0 | 0 | 0
BART NOX Annual-Jim Bridger 2 -v5.14 | 100 | 7166 | Rate Constraint in lbs/MMBtu | FALSE | L | Annual | Generation | TWh | 0 | 0 | 0 | 0 | 0 | 0 | 0
BART NOX Annual-Jim Bridger 2 -v5.14 | 100 | 7166 | Rate Constraint in lbs/MMBtu | FALSE | L | Annual | Qualifying Generation | TWh | 0 | 0 | 0 | 0 | 0 | 0 | 0
BART NOX Annual-Jim Bridger 2 -v5.14 | 100 | 7166 | Rate Constraint in lbs/MMBtu | FALSE | L | Annual | Rate | lb/MWh | 0 | 0 | 0 | 0 | 0 | 0 | 0
BART NOX Annual-Jim Bridger 2 -v5.14 | 100 | 7166 | Rate Constraint in lbs/MMBtu | FALSE | L | Annual | Constraint Shadow Price | US2019$/Ton | 77255.45 | 46653.5962 | 27010.3123 | 72764.3706 | 67110.283 | 68028.9052 | 68387.4542
BART NOX Annual-Jim Bridger 3 -v5.14 | 101 | 7167 | Rate Constraint in lbs/MMBtu | FALSE | L | Annual | Seasons Included | Seasons | Winter, WintShld, Summer | Winter, WintShld, Summer | Winter, WintShld, Summer | Winter, WintShld, Summer | Winter, WintShld, Summer | Winter, WintShld, Summer | Winter, WintShld, Summer
BART NOX Annual-Jim Bridger 3 -v5.14 | 101 | 7167 | Rate Constraint in lbs/MMBtu | FALSE | L | Annual | Standard NOX | lb/MMBtu | 0.07 | 0.07 | 0.07 | 0.07 | 0.07 | 0.07 | 0.07
BART NOX Annual-Jim Bridger 3 -v5.14 | 101 | 7167 | Rate Constraint in lbs/MMBtu | FALSE | L | Annual | Emissions at Affected Plants NOX | Thousand Tons | 0.66526 | 0.97885 | 0.97885 | 0 | 0 | 0 | 0
BART NOX Annual-Jim Bridger 3 -v5.14 | 101 | 7167 | Rate Constraint in lbs/MMBtu | FALSE | L | Annual | Allowances Purchased NOX | Thousand Tons | 0 | 0 | 0 | 0 | 0 | 0 | 0
BART NOX Annual-Jim Bridger 3 -v5.14 | 101 | 7167 | Rate Constraint in lbs/MMBtu | FALSE | L | Annual | Allowances Sold NOX | Thousand Tons | 0 | 0 | 0 | 0 | 0 | 0 | 0
BART NOX Annual-Jim Bridger 3 -v5.14 | 101 | 7167 | Rate Constraint in lbs/MMBtu | FALSE | L | Annual | Allowances Banked | Thousand Tons | 0 | 0 | 0 | 0 | 0 | 0 | 0
BART NOX Annual-Jim Bridger 3 -v5.14 | 101 | 7167 | Rate Constraint in lbs/MMBtu | FALSE | L | Annual | Allowances Withdrawn (1:1) | Thousand Tons | 0 | 0 | 0 | 0 | 0 | 0 | 0
BART NOX Annual-Jim Bridger 3 -v5.14 | 101 | 7167 | Rate Constraint in lbs/MMBtu | FALSE | L | Annual | Allowances Withdrawn (n:1) | Thousand Tons | 0 | 0 | 0 | 0 | 0 | 0 | 0
BART NOX Annual-Jim Bridger 3 -v5.14 | 101 | 7167 | Rate Constraint in lbs/MMBtu | FALSE | L | Annual | Net Emissions Allowance Position | Thousand Tons | 0.66526 | 0.97885 | 0.97885 | 0 | 0 | 0 | 0
BART NOX Annual-Jim Bridger 3 -v5.14 | 101 | 7167 | Rate Constraint in lbs/MMBtu | FALSE | L | Annual | Fuel Consumed | TBtu | 25.7255 | 37.852 | 37.852 | 0 | 0 | 0 | 0
BART NOX Annual-Jim Bridger 3 -v5.14 | 101 | 7167 | Rate Constraint in lbs/MMBtu | FALSE | L | Annual | Rate | lb/MMBtu | 0.05172 | 0.05172 | 0.05172 | 0 | 0 | 0 | 0
BART NOX Annual-Jim Bridger 3 -v5.14 | 101 | 7167 | Rate Constraint in lbs/MMBtu | FALSE | L | Annual | Generation | TWh | 2.4639 | 2.4246 | 2.4246 | 0 | 0 | 0 | 0
BART NOX Annual-Jim Bridger 3 -v5.14 | 101 | 7167 | Rate Constraint in lbs/MMBtu | FALSE | L | Annual | Qualifying Generation | TWh | 2.4639 | 2.4246 | 2.4246 | 0 | 0 | 0 | 0
BART NOX Annual-Jim Bridger 3 -v5.14 | 101 | 7167 | Rate Constraint in lbs/MMBtu | FALSE | L | Annual | Rate | lb/MWh | 0.54001 | 0.80743 | 0.80743 | 0 | 0 | 0 | 0
BART NOX Annual-Jim Bridger 3 -v5.14 | 101 | 7167 | Rate Constraint in lbs/MMBtu | FALSE | L | Annual | Constraint Shadow Price | US2019$/Ton | 0 | 0 | 0 | 0 | 0 | 0 | 0
BART NOX Annual-Jim Bridger 4 -v5.14 | 102 | 7168 | Rate Constraint in lbs/MMBtu | FALSE | L | Annual | Seasons Included | Seasons | Winter, WintShld, Summer | Winter, WintShld, Summer | Winter, WintShld, Summer | Winter, WintShld, Summer | Winter, WintShld, Summer | Winter, WintShld, Summer | Winter, WintShld, Summer
BART NOX Annual-Jim Bridger 4 -v5.14 | 102 | 7168 | Rate Constraint in lbs/MMBtu | FALSE | L | Annual | Standard NOX | lb/MMBtu | 0.07 | 0.07 | 0.07 | 0.07 | 0.07 | 0.07 | 0.07
BART NOX Annual-Jim Bridger 4 -v5.14 | 102 | 7168 | Rate Constraint in lbs/MMBtu | FALSE | L | Annual | Emissions at Affected Plants NOX | Thousand Tons | 0.71243 | 1.0483 | 1.0483 | 0 | 0 | 0 | 0
BART NOX Annual-Jim Bridger 4 -v5.14 | 102 | 7168 | Rate Constraint in lbs/MMBtu | FALSE | L | Annual | Allowances Purchased NOX | Thousand Tons | 0 | 0 | 0 | 0 | 0 | 0 | 0
BART NOX Annual-Jim Bridger 4 -v5.14 | 102 | 7168 | Rate Constraint in lbs/MMBtu | FALSE | L | Annual | Allowances Sold NOX | Thousand Tons | 0 | 0 | 0 | 0 | 0 | 0 | 0
BART NOX Annual-Jim Bridger 4 -v5.14 | 102 | 7168 | Rate Constraint in lbs/MMBtu | FALSE | L | Annual | Allowances Banked | Thousand Tons | 0 | 0 | 0 | 0 | 0 | 0 | 0
BART NOX Annual-Jim Bridger 4 -v5.14 | 102 | 7168 | Rate Constraint in lbs/MMBtu | FALSE | L | Annual | Allowances Withdrawn (1:1) | Thousand Tons | 0 | 0 | 0 | 0 | 0 | 0 | 0
BART NOX Annual-Jim Bridger 4 -v5.14 | 102 | 7168 | Rate Constraint in lbs/MMBtu | FALSE | L | Annual | Allowances Withdrawn (n:1) | Thousand Tons | 0 | 0 | 0 | 0 | 0 | 0 | 0
BART NOX Annual-Jim Bridger 4 -v5.14 | 102 | 7168 | Rate Constraint in lbs/MMBtu | FALSE | L | Annual | Net Emissions Allowance Position | Thousand Tons | 0.71243 | 1.0483 | 1.0483 | 0 | 0 | 0 | 0
BART NOX Annual-Jim Bridger 4 -v5.14 | 102 | 7168 | Rate Constraint in lbs/MMBtu | FALSE | L | Annual | Fuel Consumed | TBtu | 26.1297 | 38.4468 | 38.4468 | 0 | 0 | 0 | 0
BART NOX Annual-Jim Bridger 4 -v5.14 | 102 | 7168 | Rate Constraint in lbs/MMBtu | FALSE | L | Annual | Rate | lb/MMBtu | 0.05453 | 0.05453 | 0.05453 | 0 | 0 | 0 | 0
BART NOX Annual-Jim Bridger 4 -v5.14 | 102 | 7168 | Rate Constraint in lbs/MMBtu | FALSE | L | Annual | Generation | TWh | 2.4969 | 2.454 | 2.454 | 0 | 0 | 0 | 0
BART NOX Annual-Jim Bridger 4 -v5.14 | 102 | 7168 | Rate Constraint in lbs/MMBtu | FALSE | L | Annual | Qualifying Generation | TWh | 2.4969 | 2.454 | 2.454 | 0 | 0 | 0 | 0
BART NOX Annual-Jim Bridger 4 -v5.14 | 102 | 7168 | Rate Constraint in lbs/MMBtu | FALSE | L | Annual | Rate | lb/MWh | 0.57066 | 0.85432 | 0.85432 | 0 | 0 | 0 | 0
BART NOX Annual-Jim Bridger 4 -v5.14 | 102 | 7168 | Rate Constraint in lbs/MMBtu | FALSE | L | Annual | Constraint Shadow Price | US2019$/Ton | 0 | 0 | 0 | 0 | 0 | 0 | 0
BART NOX Annual-La Cygne 1 & 2 -v5.13 | 103 | 7147 | Rate Constraint in lbs/MMBtu | FALSE | L | Annual | Seasons Included | Seasons | Winter, WintShld, Summer | Winter, WintShld, Summer | Winter, WintShld, Summer | Winter, WintShld, Summer | Winter, WintShld, Summer | Winter, WintShld, Summer | Winter, WintShld, Summer
BART NOX Annual-La Cygne 1 & 2 -v5.13 | 103 | 7147 | Rate Constraint in lbs/MMBtu | FALSE | L | Annual | Standard NOX | lb/MMBtu | 0.13 | 0.13 | 0.13 | 0.13 | 0.13 | 0.13 | 0.13
BART NOX Annual-La Cygne 1 & 2 -v5.13 | 103 | 7147 | Rate Constraint in lbs/MMBtu | FALSE | L | Annual | Emissions at Affected Plants NOX | Thousand Tons | 2.0191 | 0 | 0 | 0 | 0 | 0 | 0
BART NOX Annual-La Cygne 1 & 2 -v5.13 | 103 | 7147 | Rate Constraint in lbs/MMBtu | FALSE | L | Annual | Allowances Purchased NOX | Thousand Tons | 0 | 0 | 0 | 0 | 0 | 0 | 0
BART NOX Annual-La Cygne 1 & 2 -v5.13 | 103 | 7147 | Rate Constraint in lbs/MMBtu | FALSE | L | Annual | Allowances Sold NOX | Thousand Tons | 0 | 0 | 0 | 0 | 0 | 0 | 0
BART NOX Annual-La Cygne 1 & 2 -v5.13 | 103 | 7147 | Rate Constraint in lbs/MMBtu | FALSE | L | Annual | Allowances Banked | Thousand Tons | 0 | 0 | 0 | 0 | 0 | 0 | 0
BART NOX Annual-La Cygne 1 & 2 -v5.13 | 103 | 7147 | Rate Constraint in lbs/MMBtu | FALSE | L | Annual | Allowances Withdrawn (1:1) | Thousand Tons | 0 | 0 | 0 | 0 | 0 | 0 | 0
BART NOX Annual-La Cygne 1 & 2 -v5.13 | 103 | 7147 | Rate Constraint in lbs/MMBtu | FALSE | L | Annual | Allowances Withdrawn (n:1) | Thousand Tons | 0 | 0 | 0 | 0 | 0 | 0 | 0
BART NOX Annual-La Cygne 1 & 2 -v5.13 | 103 | 7147 | Rate Constraint in lbs/MMBtu | FALSE | L | Annual | Net Emissions Allowance Position | Thousand Tons | 2.0191 | 0 | 0 | 0 | 0 | 0 | 0
BART NOX Annual-La Cygne 1 & 2 -v5.13 | 103 | 7147 | Rate Constraint in lbs/MMBtu | FALSE | L | Annual | Fuel Consumed | TBtu | 42.0388 | 0 | 0 | 0 | 0 | 0 | 0
BART NOX Annual-La Cygne 1 & 2 -v5.13 | 103 | 7147 | Rate Constraint in lbs/MMBtu | FALSE | L | Annual | Rate | lb/MMBtu | 0.09606 | 0 | 0 | 0 | 0 | 0 | 0
BART NOX Annual-La Cygne 1 & 2 -v5.13 | 103 | 7147 | Rate Constraint in lbs/MMBtu | FALSE | L | Annual | Generation | TWh | 4.0198 | 0 | 0 | 0 | 0 | 0 | 0
BART NOX Annual-La Cygne 1 & 2 -v5.13 | 103 | 7147 | Rate Constraint in lbs/MMBtu | FALSE | L | Annual | Qualifying Generation | TWh | 4.0198 | 0 | 0 | 0 | 0 | 0 | 0
BART NOX Annual-La Cygne 1 & 2 -v5.13 | 103 | 7147 | Rate Constraint in lbs/MMBtu | FALSE | L | Annual | Rate | lb/MWh | 1.0046 | 0 | 0 | 0 | 0 | 0 | 0
BART NOX Annual-La Cygne 1 & 2 -v5.13 | 103 | 7147 | Rate Constraint in lbs/MMBtu | FALSE | L | Annual | Constraint Shadow Price | US2019$/Ton | 0 | 0 | 0 | 0 | 0 | 0 | 0
BART NOX Annual-Laramie 1 -v5.14 | 104 | 7169 | Rate Constraint in lbs/MMBtu | FALSE | L | Annual | Seasons Included | Seasons | Winter, WintShld, Summer | Winter, WintShld, Summer | Winter, WintShld, Summer | Winter, WintShld, Summer | Winter, WintShld, Summer | Winter, WintShld, Summer | Winter, WintShld, Summer
BART NOX Annual-Laramie 1 -v5.14 | 104 | 7169 | Rate Constraint in lbs/MMBtu | FALSE | L | Annual | Standard NOX | lb/MMBtu | 0.06 | 0.06 | 0.06 | 0.06 | 0.06 | 0.06 | 0.06
BART NOX Annual-Laramie 1 -v5.14 | 104 | 7169 | Rate Constraint in lbs/MMBtu | FALSE | L | Annual | Emissions at Affected Plants NOX | Thousand Tons | 1.211 | 1.211 | 1.211 | 1.211 | 0 | 0 | 0
BART NOX Annual-Laramie 1 -v5.14 | 104 | 7169 | Rate Constraint in lbs/MMBtu | FALSE | L | Annual | Allowances Purchased NOX | Thousand Tons | 0 | 0 | 0 | 0 | 0 | 0 | 0
BART NOX Annual-Laramie 1 -v5.14 | 104 | 7169 | Rate Constraint in lbs/MMBtu | FALSE | L | Annual | Allowances Sold NOX | Thousand Tons | 0 | 0 | 0 | 0 | 0 | 0 | 0
BART NOX Annual-Laramie 1 -v5.14 | 104 | 7169 | Rate Constraint in lbs/MMBtu | FALSE | L | Annual | Allowances Banked | Thousand Tons | 0 | 0 | 0 | 0 | 0 | 0 | 0
BART NOX Annual-Laramie 1 -v5.14 | 104 | 7169 | Rate Constraint in lbs/MMBtu | FALSE | L | Annual | Allowances Withdrawn (1:1) | Thousand Tons | 0 | 0 | 0 | 0 | 0 | 0 | 0
BART NOX Annual-Laramie 1 -v5.14 | 104 | 7169 | Rate Constraint in lbs/MMBtu | FALSE | L | Annual | Allowances Withdrawn (n:1) | Thousand Tons | 0 | 0 | 0 | 0 | 0 | 0 | 0
BART NOX Annual-Laramie 1 -v5.14 | 104 | 7169 | Rate Constraint in lbs/MMBtu | FALSE | L | Annual | Net Emissions Allowance Position | Thousand Tons | 1.211 | 1.211 | 1.211 | 1.211 | 0 | 0 | 0
BART NOX Annual-Laramie 1 -v5.14 | 104 | 7169 | Rate Constraint in lbs/MMBtu | FALSE | L | Annual | Fuel Consumed | TBtu | 40.3725 | 40.3725 | 40.3725 | 40.3725 | 0 | 0 | 0
BART NOX Annual-Laramie 1 -v5.14 | 104 | 7169 | Rate Constraint in lbs/MMBtu | FALSE | L | Annual | Rate | lb/MMBtu | 0.05999 | 0.05999 | 0.05999 | 0.05999 | 0 | 0 | 0
BART NOX Annual-Laramie 1 -v5.14 | 104 | 7169 | Rate Constraint in lbs/MMBtu | FALSE | L | Annual | Generation | TWh | 3.9511 | 2.6703 | 2.6703 | 2.6703 | 0 | 0 | 0
BART NOX Annual-Laramie 1 -v5.14 | 104 | 7169 | Rate Constraint in lbs/MMBtu | FALSE | L | Annual | Qualifying Generation | TWh | 3.9511 | 2.6703 | 2.6703 | 2.6703 | 0 | 0 | 0
BART NOX Annual-Laramie 1 -v5.14 | 104 | 7169 | Rate Constraint in lbs/MMBtu | FALSE | L | Annual | Rate | lb/MWh | 0.61298 | 0.907 | 0.907 | 0.907 | 0 | 0 | 0
BART NOX Annual-Laramie 1 -v5.14 | 104 | 7169 | Rate Constraint in lbs/MMBtu | FALSE | L | Annual | Constraint Shadow Price | US2019$/Ton | 0 | 0 | 0 | 0 | 0 | 0 | 0
BART NOX Annual-Laramie 2 -v5.14 | 105 | 7170 | Rate Constraint in lbs/MMBtu | FALSE | L | Annual | Seasons Included | Seasons | Winter, WintShld, Summer | Winter, WintShld, Summer | Winter, WintShld, Summer | Winter, WintShld, Summer | Winter, WintShld, Summer | Winter, WintShld, Summer | Winter, WintShld, Summer
BART NOX Annual-Laramie 2 -v5.14 | 105 | 7170 | Rate Constraint in lbs/MMBtu | FALSE | L | Annual | Standard NOX | lb/MMBtu | 0.15 | 0.15 | 0.15 | 0.15 | 0.15 | 0.15 | 0.15
BART NOX Annual-Laramie 2 -v5.14 | 105 | 7170 | Rate Constraint in lbs/MMBtu | FALSE | L | Annual | Emissions at Affected Plants NOX | Thousand Tons | 2.833 | 2.833 | 2.833 | 2.833 | 0 | 0 | 0
BART NOX Annual-Laramie 2 -v5.14 | 105 | 7170 | Rate Constraint in lbs/MMBtu | FALSE | L | Annual | Allowances Purchased NOX | Thousand Tons | 0 | 0 | 0 | 0 | 0 | 0 | 0
BART NOX Annual-Laramie 2 -v5.14 | 105 | 7170 | Rate Constraint in lbs/MMBtu | FALSE | L | Annual | Allowances Sold NOX | Thousand Tons | 0 | 0 | 0 | 0 | 0 | 0 | 0
BART NOX Annual-Laramie 2 -v5.14 | 105 | 7170 | Rate Constraint in lbs/MMBtu | FALSE | L | Annual | Allowances Banked | Thousand Tons | 0 | 0 | 0 | 0 | 0 | 0 | 0
BART NOX Annual-Laramie 2 -v5.14 | 105 | 7170 | Rate Constraint in lbs/MMBtu | FALSE | L | Annual | Allowances Withdrawn (1:1) | Thousand Tons | 0 | 0 | 0 | 0 | 0 | 0 | 0
BART NOX Annual-Laramie 2 -v5.14 | 105 | 7170 | Rate Constraint in lbs/MMBtu | FALSE | L | Annual | Allowances Withdrawn (n:1) | Thousand Tons | 0 | 0 | 0 | 0 | 0 | 0 | 0
BART NOX Annual-Laramie 2 -v5.14 | 105 | 7170 | Rate Constraint in lbs/MMBtu | FALSE | L | Annual | Net Emissions Allowance Position | Thousand Tons | 2.833 | 2.833 | 2.833 | 2.833 | 0 | 0 | 0
BART NOX Annual-Laramie 2 -v5.14 | 105 | 7170 | Rate Constraint in lbs/MMBtu | FALSE | L | Annual | Fuel Consumed | TBtu | 40.1592 | 40.1592 | 40.1592 | 40.1592 | 0 | 0 | 0
BART NOX Annual-Laramie 2 -v5.14 | 105 | 7170 | Rate Constraint in lbs/MMBtu | FALSE | L | Annual | Rate | lb/MMBtu | 0.14109 | 0.14109 | 0.14109 | 0.14109 | 0 | 0 | 0
BART NOX Annual-Laramie 2 -v5.14 | 105 | 7170 | Rate Constraint in lbs/MMBtu | FALSE | L | Annual | Generation | TWh | 3.9511 | 2.677 | 2.677 | 2.677 | 0 | 0 | 0
BART NOX Annual-Laramie 2 -v5.14 | 105 | 7170 | Rate Constraint in lbs/MMBtu | FALSE | L | Annual | Qualifying Generation | TWh | 3.9511 | 2.677 | 2.677 | 2.677 | 0 | 0 | 0
BART NOX Annual-Laramie 2 -v5.14 | 105 | 7170 | Rate Constraint in lbs/MMBtu | FALSE | L | Annual | Rate | lb/MWh | 1.434 | 2.1165 | 2.1165 | 2.1165 | 0 | 0 | 0
BART NOX Annual-Laramie 2 -v5.14 | 105 | 7170 | Rate Constraint in lbs/MMBtu | FALSE | L | Annual | Constraint Shadow Price | US2019$/Ton | 0 | 0 | 0 | 0 | 0 | 0 | 0
BART NOX Annual-Laramie 3 -v5.14 | 106 | 7195 | Rate Constraint in lbs/MMBtu | FALSE | L | Annual | Seasons Included | Seasons | Winter, WintShld, Summer | Winter, WintShld, Summer | Winter, WintShld, Summer | Winter, WintShld, Summer | Winter, WintShld, Summer | Winter, WintShld, Summer | Winter, WintShld, Summer
BART NOX Annual-Laramie 3 -v5.14 | 106 | 7195 | Rate Constraint in lbs/MMBtu | FALSE | L | Annual | Standard NOX | lb/MMBtu | 0.15 | 0.15 | 0.15 | 0.15 | 0.15 | 0.15 | 0.15
BART NOX Annual-Laramie 3 -v5.14 | 106 | 7195 | Rate Constraint in lbs/MMBtu | FALSE | L | Annual | Emissions at Affected Plants NOX | Thousand Tons | 2.8678 | 2.4053 | 2.8678 | 2.8678 | 1.4435 | 0.4216 | 0.4216
BART NOX Annual-Laramie 3 -v5.14 | 106 | 7195 | Rate Constraint in lbs/MMBtu | FALSE | L | Annual | Allowances Purchased NOX | Thousand Tons | 0 | 0 | 0 | 0 | 0 | 0 | 0
BART NOX Annual-Laramie 3 -v5.14 | 106 | 7195 | Rate Constraint in lbs/MMBtu | FALSE | L | Annual | Allowances Sold NOX | Thousand Tons | 0 | 0 | 0 | 0 | 0 | 0 | 0
BART NOX Annual-Laramie 3 -v5.14 | 106 | 7195 | Rate Constraint in lbs/MMBtu | FALSE | L | Annual | Allowances Banked | Thousand Tons | 0 | 0 | 0 | 0 | 0 | 0 | 0
BART NOX Annual-Laramie 3 -v5.14 | 106 | 7195 | Rate Constraint in lbs/MMBtu | FALSE | L | Annual | Allowances Withdrawn (1:1) | Thousand Tons | 0 | 0 | 0 | 0 | 0 | 0 | 0
BART NOX Annual-Laramie 3 -v5.14 | 106 | 7195 | Rate Constraint in lbs/MMBtu | FALSE | L | Annual | Allowances Withdrawn (n:1) | Thousand Tons | 0 | 0 | 0 | 0 | 0 | 0 | 0
BART NOX Annual-Laramie 3 -v5.14 | 106 | 7195 | Rate Constraint in lbs/MMBtu | FALSE | L | Annual | Net Emissions Allowance Position | Thousand Tons | 2.8678 | 2.4053 | 2.8678 | 2.8678 | 1.4435 | 0.4216 | 0.4216
BART NOX Annual-Laramie 3 -v5.14 | 106 | 7195 | Rate Constraint in lbs/MMBtu | FALSE | L | Annual | Fuel Consumed | TBtu | 40.0525 | 33.5938 | 40.0525 | 40.0525 | 20.1604 | 5.8883 | 5.8883
BART NOX Annual-Laramie 3 -v5.14 | 106 | 7195 | Rate Constraint in lbs/MMBtu | FALSE | L | Annual | Rate | lb/MMBtu | 0.1432 | 0.1432 | 0.1432 | 0.1432 | 0.1432 | 0.1432 | 0.1432
BART NOX Annual-Laramie 3 -v5.14 | 106 | 7195 | Rate Constraint in lbs/MMBtu | FALSE | L | Annual | Generation | TWh | 3.9511 | 2.683 | 2.6807 | 2.6807 | 1.3493 | 0.3941 | 0.3941
BART NOX Annual-Laramie 3 -v5.14 | 106 | 7195 | Rate Constraint in lbs/MMBtu | FALSE | L | Annual | Qualifying Generation | TWh | 3.9511 | 2.683 | 2.6807 | 2.6807 | 1.3493 | 0.3941 | 0.3941
BART NOX Annual-Laramie 3 -v5.14 | 106 | 7195 | Rate Constraint in lbs/MMBtu | FALSE | L | Annual | Rate | lb/MWh | 1.4516 | 1.793 | 2.1396 | 2.1396 | 2.1396 | 2.1396 | 2.1396
BART NOX Annual-Laramie 3 -v5.14 | 106 | 7195 | Rate Constraint in lbs/MMBtu | FALSE | L | Annual | Constraint Shadow Price | US2019$/Ton | 0 | 0 | 0 | 0 | 0 | 0 | 0
BART NOX Annual-Lawrence 4 -v5.14 | 107 | 7180 | Rate Constraint in lbs/MMBtu | FALSE | L | Annual | Seasons Included | Seasons | Winter, WintShld, Summer | Winter, WintShld, Summer | Winter, WintShld, Summer | Winter, WintShld, Summer | Winter, WintShld, Summer | Winter, WintShld, Summer | Winter, WintShld, Summer
BART NOX Annual-Lawrence 4 -v5.14 | 107 | 7180 | Rate Constraint in lbs/MMBtu | FALSE | L | Annual | Standard NOX | lb/MMBtu | 0.18 | 0.18 | 0.18 | 0.18 | 0.18 | 0.18 | 0.18
BART NOX Annual-Lawrence 4 -v5.14 | 107 | 7180 | Rate Constraint in lbs/MMBtu | FALSE | L | Annual | Emissions at Affected Plants NOX | Thousand Tons | 0 | 0 | 0 | 0 | 0 | 0 | 0
BART NOX Annual-Lawrence 4 -v5.14 | 107 | 7180 | Rate Constraint in lbs/MMBtu | FALSE | L | Annual | Allowances Purchased NOX | Thousand Tons | 0 | 0 | 0 | 0 | 0 | 0 | 0
BART NOX Annual-Lawrence 4 -v5.14 | 107 | 7180 | Rate Constraint in lbs/MMBtu | FALSE | L | Annual | Allowances Sold NOX | Thousand Tons | 0 | 0 | 0 | 0 | 0 | 0 | 0
BART NOX Annual-Lawrence 4 -v5.14 | 107 | 7180 | Rate Constraint in lbs/MMBtu | FALSE | L | Annual | Allowances Banked | Thousand Tons | 0 | 0 | 0 | 0 | 0 | 0 | 0
BART NOX Annual-Lawrence 4 -v5.14 | 107 | 7180 | Rate Constraint in lbs/MMBtu | FALSE | L | Annual | Allowances Withdrawn (1:1) | Thousand Tons | 0 | 0 | 0 | 0 | 0 | 0 | 0
BART NOX Annual-Lawrence 4 -v5.14 | 107 | 7180 | Rate Constraint in lbs/MMBtu | FALSE | L | Annual | Allowances Withdrawn (n:1) | Thousand Tons | 0 | 0 | 0 | 0 | 0 | 0 | 0
BART NOX Annual-Lawrence 4 -v5.14 | 107 | 7180 | Rate Constraint in lbs/MMBtu | FALSE | L | Annual | Net Emissions Allowance Position | Thousand Tons | 0 | 0 | 0 | 0 | 0 | 0 | 0
BART NOX Annual-Lawrence 4 -v5.14 | 107 | 7180 | Rate Constraint in lbs/MMBtu | FALSE | L | Annual | Fuel Consumed | TBtu | 0 | 0 | 0 | 0 | 0 | 0 | 0
BART NOX Annual-Lawrence 4 -v5.14 | 107 | 7180 | Rate Constraint in lbs/MMBtu | FALSE | L | Annual | Rate | lb/MMBtu | 0 | 0 | 0 | 0 | 0 | 0 | 0
BART NOX Annual-Lawrence 4 -v5.14 | 107 | 7180 | Rate Constraint in lbs/MMBtu | FALSE | L | Annual | Generation | TWh | 0 | 0 | 0 | 0 | 0 | 0 | 0
BART NOX Annual-Lawrence 4 -v5.14 | 107 | 7180 | Rate Constraint in lbs/MMBtu | FALSE | L | Annual | Qualifying Generation | TWh | 0 | 0 | 0 | 0 | 0 | 0 | 0
BART NOX Annual-Lawrence 4 -v5.14 | 107 | 7180 | Rate Constraint in lbs/MMBtu | FALSE | L | Annual | Rate | lb/MWh | 0 | 0 | 0 | 0 | 0 | 0 | 0
BART NOX Annual-Lawrence 4 -v5.14 | 107 | 7180 | Rate Constraint in lbs/MMBtu | FALSE | L | Annual | Constraint Shadow Price | US2019$/Ton | 0 | 0 | 0 | 0 | 0 | 0 | 0
BART NOX Annual-Lawrence 5 -v5.14 | 108 | 7181 | Rate Constraint in lbs/MMBtu | FALSE | L | Annual | Seasons Included | Seasons | Winter, WintShld, Summer | Winter, WintShld, Summer | Winter, WintShld, Summer | Winter, WintShld, Summer | Winter, WintShld, Summer | Winter, WintShld, Summer | Winter, WintShld, Summer
BART NOX Annual-Lawrence 5 -v5.14 | 108 | 7181 | Rate Constraint in lbs/MMBtu | FALSE | L | Annual | Standard NOX | lb/MMBtu | 0.15 | 0.15 | 0.15 | 0.15 | 0.15 | 0.15 | 0.15
BART NOX Annual-Lawrence 5 -v5.14 | 108 | 7181 | Rate Constraint in lbs/MMBtu | FALSE | L | Annual | Emissions at Affected Plants NOX | Thousand Tons | 0 | 0 | 0 | 0 | 0 | 0 | 0
BART NOX Annual-Lawrence 5 -v5.14 | 108 | 7181 | Rate Constraint in lbs/MMBtu | FALSE | L | Annual | Allowances Purchased NOX | Thousand Tons | 0 | 0 | 0 | 0 | 0 | 0 | 0
BART NOX Annual-Lawrence 5 -v5.14 | 108 | 7181 | Rate Constraint in lbs/MMBtu | FALSE | L | Annual | Allowances Sold NOX | Thousand Tons | 0 | 0 | 0 | 0 | 0 | 0 | 0
BART NOX Annual-Lawrence 5 -v5.14 | 108 | 7181 | Rate Constraint in lbs/MMBtu | FALSE | L | Annual | Allowances Banked | Thousand Tons | 0 | 0 | 0 | 0 | 0 | 0 | 0
BART NOX Annual-Lawrence 5 -v5.14 | 108 | 7181 | Rate Constraint in lbs/MMBtu | FALSE | L | Annual | Allowances Withdrawn (1:1) | Thousand Tons | 0 | 0 | 0 | 0 | 0 | 0 | 0
BART NOX Annual-Lawrence 5 -v5.14 | 108 | 7181 | Rate Constraint in lbs/MMBtu | FALSE | L | Annual | Allowances Withdrawn (n:1) | Thousand Tons | 0 | 0 | 0 | 0 | 0 | 0 | 0
BART NOX Annual-Lawrence 5 -v5.14 | 108 | 7181 | Rate Constraint in lbs/MMBtu | FALSE | L | Annual | Net Emissions Allowance Position | Thousand Tons | 0 | 0 | 0 | 0 | 0 | 0 | 0
BART NOX Annual-Lawrence 5 -v5.14 | 108 | 7181 | Rate Constraint in lbs/MMBtu | FALSE | L | Annual | Fuel Consumed | TBtu | 0 | 0 | 0 | 0 | 0 | 0 | 0
BART NOX Annual-Lawrence 5 -v5.14 | 108 | 7181 | Rate Constraint in lbs/MMBtu | FALSE | L | Annual | Rate | lb/MMBtu | 0 | 0 | 0 | 0 | 0 | 0 | 0
BART NOX Annual-Lawrence 5 -v5.14 | 108 | 7181 | Rate Constraint in lbs/MMBtu | FALSE | L | Annual | Generation | TWh | 0 | 0 | 0 | 0 | 0 | 0 | 0
BART NOX Annual-Lawrence 5 -v5.14 | 108 | 7181 | Rate Constraint in lbs/MMBtu | FALSE | L | Annual | Qualifying Generation | TWh | 0 | 0 | 0 | 0 | 0 | 0 | 0
BART NOX Annual-Lawrence 5 -v5.14 | 108 | 7181 | Rate Constraint in lbs/MMBtu | FALSE | L | Annual | Rate | lb/MWh | 0 | 0 | 0 | 0 | 0 | 0 | 0
BART NOX Annual-Lawrence 5 -v5.14 | 108 | 7181 | Rate Constraint in lbs/MMBtu | FALSE | L | Annual | Constraint Shadow Price | US2019$/Ton | 0 | 0 | 0 | 0 | 0 | 0 | 0
BART NOX Annual-Leland Olds 1 -v5.13 | 109 | 7148 | Rate Constraint in lbs/MMBtu | FALSE | L | Annual | Seasons Included | Seasons | Winter, WintShld, Summer | Winter, WintShld, Summer | Winter, WintShld, Summer | Winter, WintShld, Summer | Winter, WintShld, Summer | Winter, WintShld, Summer | Winter, WintShld, Summer
BART NOX Annual-Leland Olds 1 -v5.13 | 109 | 7148 | Rate Constraint in lbs/MMBtu | FALSE | L | Annual | Standard NOX | lb/MMBtu | 0.19 | 0.19 | 0.19 | 0.19 | 0.19 | 0.19 | 0.19
BART NOX Annual-Leland Olds 1 -v5.13 | 109 | 7148 | Rate Constraint in lbs/MMBtu | FALSE | L | Annual | Emissions at Affected Plants NOX | Thousand Tons | 1.0771 | 0 | 0 | 0 | 0 | 0 | 0
BART NOX Annual-Leland Olds 1 -v5.13 | 109 | 7148 | Rate Constraint in lbs/MMBtu | FALSE | L | Annual | Allowances Purchased NOX | Thousand Tons | 0 | 0 | 0 | 0 | 0 | 0 | 0
BART NOX Annual-Leland Olds 1 -v5.13 | 109 | 7148 | Rate Constraint in lbs/MMBtu | FALSE | L | Annual | Allowances Sold NOX | Thousand Tons | 0 | 0 | 0 | 0 | 0 | 0 | 0
BART NOX Annual-Leland Olds 1 -v5.13 | 109 | 7148 | Rate Constraint in lbs/MMBtu | FALSE | L | Annual | Allowances Banked | Thousand Tons | 0 | 0 | 0 | 0 | 0 | 0 | 0
BART NOX Annual-Leland Olds 1 -v5.13 | 109 | 7148 | Rate Constraint in lbs/MMBtu | FALSE | L | Annual | Allowances Withdrawn (1:1) | Thousand Tons | 0 | 0 | 0 | 0 | 0 | 0 | 0
BART NOX Annual-Leland Olds 1 -v5.13 | 109 | 7148 | Rate Constraint in lbs/MMBtu | FALSE | L | Annual | Allowances Withdrawn (n:1) | Thousand Tons | 0 | 0 | 0 | 0 | 0 | 0 | 0
BART NOX Annual-Leland Olds 1 -v5.13 | 109 | 7148 | Rate Constraint in lbs/MMBtu | FALSE | L | Annual | Net Emissions Allowance Position | Thousand Tons | 1.0771 | 0 | 0 | 0 | 0 | 0 | 0
BART NOX Annual-Leland Olds 1 -v5.13 | 109 | 7148 | Rate Constraint in lbs/MMBtu | FALSE | L | Annual | Fuel Consumed | TBtu | 15.23 | 0 | 0 | 0 | 0 | 0 | 0
BART NOX Annual-Leland Olds 1 -v5.13 | 109 | 7148 | Rate Constraint in lbs/MMBtu | FALSE | L | Annual | Rate | lb/MMBtu | 0.14144 | 0 | 0 | 0 | 0 | 0 | 0
BART NOX Annual-Leland Olds 1 -v5.13 | 109 | 7148 | Rate Constraint in lbs/MMBtu | FALSE | L | Annual | Generation | TWh | 1.2851 | 0 | 0 | 0 | 0 | 0 | 0
BART NOX Annual-Leland Olds 1 -v5.13 | 109 | 7148 | Rate Constraint in lbs/MMBtu | FALSE | L | Annual | Qualifying Generation | TWh | 1.2851 | 0 | 0 | 0 | 0 | 0 | 0
BART NOX Annual-Leland Olds 1 -v5.13 | 109 | 7148 | Rate Constraint in lbs/MMBtu | FALSE | L | Annual | Rate | lb/MWh | 1.6762 | 0 | 0 | 0 | 0 | 0 | 0
BART NOX Annual-Leland Olds 1 -v5.13 | 109 | 7148 | Rate Constraint in lbs/MMBtu | FALSE | L | Annual | Constraint Shadow Price | US2019$/Ton | 0 | 0 | 0 | 0 | 0 | 0 | 0
BART NOX Annual-Leland Olds 2 -v5.13 | 110 | 7149 | Rate Constraint in lbs/MMBtu | FALSE | L | Annual | Seasons Included | Seasons | Winter, WintShld, Summer | Winter, WintShld, Summer | Winter, WintShld, Summer | Winter, WintShld, Summer | Winter, WintShld, Summer | Winter, WintShld, Summer | Winter, WintShld, Summer
BART NOX Annual-Leland Olds 2 -v5.13 | 110 | 7149 | Rate Constraint in lbs/MMBtu | FALSE | L | Annual | Standard NOX | lb/MMBtu | 0.35 | 0.35 | 0.35 | 0.35 | 0.35 | 0.35 | 0.35
BART NOX Annual-Leland Olds 2 -v5.13 | 110 | 7149 | Rate Constraint in lbs/MMBtu | FALSE | L | Annual | Emissions at Affected Plants NOX | Thousand Tons | 4.5539 | 5.2318 | 5.2318 | 5.2318 | 0 | 0 | 0
BART NOX Annual-Leland Olds 2 -v5.13 | 110 | 7149 | Rate Constraint in lbs/MMBtu | FALSE | L | Annual | Allowances Purchased NOX | Thousand Tons | 0 | 0 | 0 | 0 | 0 | 0 | 0
BART NOX Annual-Leland Olds 2 -v5.13 | 110 | 7149 | Rate Constraint in lbs/MMBtu | FALSE | L | Annual | Allowances Sold NOX | Thousand Tons | 0 | 0 | 0 | 0 | 0 | 0 | 0
BART NOX Annual-Leland Olds 2 -v5.13 | 110 | 7149 | Rate Constraint in lbs/MMBtu | FALSE | L | Annual | Allowances Banked | Thousand Tons | 0 | 0 | 0 | 0 | 0 | 0 | 0
BART NOX Annual-Leland Olds 2 -v5.13 | 110 | 7149 | Rate Constraint in lbs/MMBtu | FALSE | L | Annual | Allowances Withdrawn (1:1) | Thousand Tons | 0 | 0 | 0 | 0 | 0 | 0 | 0
BART NOX Annual-Leland Olds 2 -v5.13 | 110 | 7149 | Rate Constraint in lbs/MMBtu | FALSE | L | Annual | Allowances Withdrawn (n:1) | Thousand Tons | 0 | 0 | 0 | 0 | 0 | 0 | 0
BART NOX Annual-Leland Olds 2 -v5.13 | 110 | 7149 | Rate Constraint in lbs/MMBtu | FALSE | L | Annual | Net Emissions Allowance Position | Thousand Tons | 4.5539 | 5.2318 | 5.2318 | 5.2318 | 0 | 0 | 0
BART NOX Annual-Leland Olds 2 -v5.13 | 110 | 7149 | Rate Constraint in lbs/MMBtu | FALSE | L | Annual | Fuel Consumed | TBtu | 31.551 | 36.2477 | 36.2477 | 36.2477 | 0 | 0 | 0
BART NOX Annual-Leland Olds 2 -v5.13 | 110 | 7149 | Rate Constraint in lbs/MMBtu | FALSE | L | Annual | Rate | lb/MMBtu | 0.28867 | 0.28867 | 0.28867 | 0.28867 | 0 | 0 | 0
BART NOX Annual-Leland Olds 2 -v5.13 | 110 | 7149 | Rate Constraint in lbs/MMBtu | FALSE | L | Annual | Generation | TWh | 2.685 | 1.9351 | 1.9351 | 1.9351 | 0 | 0 | 0
BART NOX Annual-Leland Olds 2 -v5.13 | 110 | 7149 | Rate Constraint in lbs/MMBtu | FALSE | L | Annual | Qualifying Generation | TWh | 2.685 | 1.9351 | 1.9351 | 1.9351 | 0 | 0 | 0
BART NOX Annual-Leland Olds 2 -v5.13 | 110 | 7149 | Rate Constraint in lbs/MMBtu | FALSE | L | Annual | Rate | lb/MWh | 3.3922 | 5.4074 | 5.4074 | 5.4074 | 0 | 0 | 0
BART NOX Annual-Leland Olds 2 -v5.13 | 110 | 7149 | Rate Constraint in lbs/MMBtu | FALSE | L | Annual | Constraint Shadow Price | US2019$/Ton | 0 | 0 | 0 | 0 | 0 | 0 | 0
BART NOX Annual-Martin Drake 6 -v5.13 | 111 | 7135 | Rate Constraint in lbs/MMBtu | FALSE | L | Annual | Seasons Included | Seasons | Winter, WintShld, Summer | Winter, WintShld, Summer | Winter, WintShld, Summer | Winter, WintShld, Summer | Winter, WintShld, Summer | Winter, WintShld, Summer | Winter, WintShld, Summer
BART NOX Annual-Martin Drake 6 -v5.13 | 111 | 7135 | Rate Constraint in lbs/MMBtu | FALSE | L | Annual | Standard NOX | lb/MMBtu | 0.31 | 0.31 | 0.31 | 0.31 | 0.31 | 0.31 | 0.31
BART NOX Annual-Martin Drake 6 -v5.13 | 111 | 7135 | Rate Constraint in lbs/MMBtu | FALSE | L | Annual | Emissions at Affected Plants NOX | Thousand Tons | 0 | 0 | 0 | 0 | 0 | 0 | 0
BART NOX Annual-Martin Drake 6 -v5.13 | 111 | 7135 | Rate Constraint in lbs/MMBtu | FALSE | L | Annual | Allowances Purchased NOX | Thousand Tons | 0 | 0 | 0 | 0 | 0 | 0 | 0
BART NOX Annual-Martin Drake 6 -v5.13 | 111 | 7135 | Rate Constraint in lbs/MMBtu | FALSE | L | Annual | Allowances Sold NOX | Thousand Tons | 0 | 0 | 0 | 0 | 0 | 0 | 0
BART NOX Annual-Martin Drake 6 -v5.13 | 111 | 7135 | Rate Constraint in lbs/MMBtu | FALSE | L | Annual | Allowances Banked | Thousand Tons | 0 | 0 | 0 | 0 | 0 | 0 | 0
BART NOX Annual-Martin Drake 6 -v5.13 | 111 | 7135 | Rate Constraint in lbs/MMBtu | FALSE | L | Annual | Allowances Withdrawn (1:1) | Thousand Tons | 0 | 0 | 0 | 0 | 0 | 0 | 0
BART NOX Annual-Martin Drake 6 -v5.13 | 111 | 7135 | Rate Constraint in lbs/MMBtu | FALSE | L | Annual | Allowances Withdrawn (n:1) | Thousand Tons | 0 | 0 | 0 | 0 | 0 | 0 | 0
BART NOX Annual-Martin Drake 6 -v5.13 | 111 | 7135 | Rate Constraint in lbs/MMBtu | FALSE | L | Annual | Net Emissions Allowance Position | Thousand Tons | 0 | 0 | 0 | 0 | 0 | 0 | 0
BART NOX Annual-Martin Drake 6 -v5.13 | 111 | 7135 | Rate Constraint in lbs/MMBtu | FALSE | L | Annual | Fuel Consumed | TBtu | 0 | 0 | 0 | 0 | 0 | 0 | 0
BART NOX Annual-Martin Drake 6 -v5.13 | 111 | 7135 | Rate Constraint in lbs/MMBtu | FALSE | L | Annual | Rate | lb/MMBtu | 0 | 0 | 0 | 0 | 0 | 0 | 0
BART NOX Annual-Martin Drake 6 -v5.13 | 111 | 7135 | Rate Constraint in lbs/MMBtu | FALSE | L | Annual | Generation | TWh | 0 | 0 | 0 | 0 | 0 | 0 | 0
BART NOX Annual-Martin Drake 6 -v5.13 | 111 | 7135 | Rate Constraint in lbs/MMBtu | FALSE | L | Annual | Qualifying Generation | TWh | 0 | 0 | 0 | 0 | 0 | 0 | 0
BART NOX Annual-Martin Drake 6 -v5.13 | 111 | 7135 | Rate Constraint in lbs/MMBtu | FALSE | L | Annual | Rate | lb/MWh | 0 | 0 | 0 | 0 | 0 | 0 | 0
BART NOX Annual-Martin Drake 6 -v5.13 | 111 | 7135 | Rate Constraint in lbs/MMBtu | FALSE | L | Annual | Constraint Shadow Price | US2019$/Ton | 0 | 0 | 0 | 0 | 0 | 0 | 0
BART NOX Annual-Martin Drake 7 -v5.13 | 112 | 7136 | Rate Constraint in lbs/MMBtu | FALSE | L | Annual | Seasons Included | Seasons | Winter, WintShld, Summer | Winter, WintShld, Summer | Winter, WintShld, Summer | Winter, WintShld, Summer | Winter, WintShld, Summer | Winter, WintShld, Summer | Winter, WintShld, Summer
BART NOX Annual-Martin Drake 7 -v5.13 | 112 | 7136 | Rate Constraint in lbs/MMBtu | FALSE | L | Annual | Standard NOX | lb/MMBtu | 0.29 | 0.29 | 0.29 | 0.29 | 0.29 | 0.29 | 0.29
BART NOX Annual-Martin Drake 7 -v5.13 | 112 | 7136 | Rate Constraint in lbs/MMBtu | FALSE | L | Annual | Emissions at Affected Plants NOX | Thousand Tons | 0 | 0 | 0 | 0 | 0 | 0 | 0
BART NOX Annual-Martin Drake 7 -v5.13 | 112 | 7136 | Rate Constraint in lbs/MMBtu | FALSE | L | Annual | Allowances Purchased NOX | Thousand Tons | 0 | 0 | 0 | 0 | 0 | 0 | 0
BART NOX Annual-Martin Drake 7 -v5.13 | 112 | 7136 | Rate Constraint in lbs/MMBtu | FALSE | L | Annual | Allowances Sold NOX | Thousand Tons | 0 | 0 | 0 | 0 | 0 | 0 | 0
BART NOX Annual-Martin Drake 7 -v5.13 | 112 | 7136 | Rate Constraint in lbs/MMBtu | FALSE | L | Annual | Allowances Banked | Thousand Tons | 0 | 0 | 0 | 0 | 0 | 0 | 0
BART NOX Annual-Martin Drake 7 -v5.13 | 112 | 7136 | Rate Constraint in lbs/MMBtu | FALSE | L | Annual | Allowances Withdrawn (1:1) | Thousand Tons | 0 | 0 | 0 | 0 | 0 | 0 | 0
BART NOX Annual-Martin Drake 7 -v5.13 | 112 | 7136 | Rate Constraint in lbs/MMBtu | FALSE | L | Annual | Allowances Withdrawn (n:1) | Thousand Tons | 0 | 0 | 0 | 0 | 0 | 0 | 0
BART NOX Annual-Martin Drake 7 -v5.13 | 112 | 7136 | Rate Constraint in lbs/MMBtu | FALSE | L | Annual | Net Emissions Allowance Position | Thousand Tons | 0 | 0 | 0 | 0 | 0 | 0 | 0
BART NOX Annual-Martin Drake 7 -v5.13 | 112 | 7136 | Rate Constraint in lbs/MMBtu | FALSE | L | Annual | Fuel Consumed | TBtu | 0 | 0 | 0 | 0 | 0 | 0 | 0
BART NOX Annual-Martin Drake 7 -v5.13 | 112 | 7136 | Rate Constraint in lbs/MMBtu | FALSE | L | Annual | Rate | lb/MMBtu | 0 | 0 | 0 | 0 | 0 | 0 | 0
BART NOX Annual-Martin Drake 7 -v5.13 | 112 | 7136 | Rate Constraint in lbs/MMBtu | FALSE | L | Annual | Generation | TWh | 0 | 0 | 0 | 0 | 0 | 0 | 0
BART NOX Annual-Martin Drake 7 -v5.13 | 112 | 7136 | Rate Constraint in lbs/MMBtu | FALSE | L | Annual | Qualifying Generation | TWh | 0 | 0 | 0 | 0 | 0 | 0 | 0
BART NOX Annual-Martin Drake 7 -v5.13 | 112 | 7136 | Rate Constraint in lbs/MMBtu | FALSE | L | Annual | Rate | lb/MWh | 0 | 0 | 0 | 0 | 0 | 0 | 0
BART NOX Annual-Martin Drake 7 -v5.13 | 112 | 7136 | Rate Constraint in lbs/MMBtu | FALSE | L | Annual | Constraint Shadow Price | US2019$/Ton | 0 | 0 | 0 | 0 | 0 | 0 | 0
BART NOX Annual-Merrimack 2 -v5.13 | 113 | 7150 | Rate Constraint in lbs/MMBtu | FALSE | L | Annual | Seasons Included | Seasons | Winter, WintShld, Summer | Winter, WintShld, Summer | Winter, WintShld, Summer | Winter, WintShld, Summer | Winter, WintShld, Summer | Winter, WintShld, Summer | Winter, WintShld, Summer
BART NOX Annual-Merrimack 2 -v5.13 | 113 | 7150 | Rate Constraint in lbs/MMBtu | FALSE | L | Annual | Standard NOX | lb/MMBtu | 0.3 | 0.3 | 0.3 | 0.3 | 0.3 | 0.3 | 0.3
BART NOX Annual-Merrimack 2 -v5.13 | 113 | 7150 | Rate Constraint in lbs/MMBtu | FALSE | L | Annual | Emissions at Affected Plants NOX | Thousand Tons | 0 | 0 | 0 | 0 | 0 | 0 | 0
BART NOX Annual-Merrimack 2 -v5.13 | 113 | 7150 | Rate Constraint in lbs/MMBtu | FALSE | L | Annual | Allowances Purchased NOX | Thousand Tons | 0 | 0 | 0 | 0 | 0 | 0 | 0
BART NOX Annual-Merrimack 2 -v5.13 | 113 | 7150 | Rate Constraint in lbs/MMBtu | FALSE | L | Annual | Allowances Sold NOX | Thousand Tons | 0 | 0 | 0 | 0 | 0 | 0 | 0
BART NOX Annual-Merrimack 2 -v5.13 | 113 | 7150 | Rate Constraint in lbs/MMBtu | FALSE | L | Annual | Allowances Banked | Thousand Tons | 0 | 0 | 0 | 0 | 0 | 0 | 0
BART NOX Annual-Merrimack 2 -v5.13 | 113 | 7150 | Rate Constraint in lbs/MMBtu | FALSE | L | Annual | Allowances Withdrawn (1:1) | Thousand Tons | 0 | 0 | 0 | 0 | 0 | 0 | 0
BART NOX Annual-Merrimack 2 -v5.13 | 113 | 7150 | Rate Constraint in lbs/MMBtu | FALSE | L | Annual | Allowances Withdrawn (n:1) | Thousand Tons | 0 | 0 | 0 | 0 | 0 | 0 | 0
BART NOX Annual-Merrimack 2 -v5.13 | 113 | 7150 | Rate Constraint in lbs/MMBtu | FALSE | L | Annual | Net Emissions Allowance Position | Thousand Tons | 0 | 0 | 0 | 0 | 0 | 0 | 0
BART NOX Annual-Merrimack 2 -v5.13 | 113 | 7150 | Rate Constraint in lbs/MMBtu | FALSE | L | Annual | Fuel Consumed | TBtu | 0 | 0 | 0 | 0 | 0 | 0 | 0
BART NOX Annual-Merrimack 2 -v5.13 | 113 | 7150 | Rate Constraint in lbs/MMBtu | FALSE | L | Annual | Rate | lb/MMBtu | 0 | 0 | 0 | 0 | 0 | 0 | 0
BART NOX Annual-Merrimack 2 -v5.13 | 113 | 7150 | Rate Constraint in lbs/MMBtu | FALSE | L | Annual | Generation | TWh | 0 | 0 | 0 | 0 | 0 | 0 | 0
BART NOX Annual-Merrimack 2 -v5.13 | 113 | 7150 | Rate Constraint in lbs/MMBtu | FALSE | L | Annual | Qualifying Generation | TWh | 0 | 0 | 0 | 0 | 0 | 0 | 0
BART NOX Annual-Merrimack 2 -v5.13 | 113 | 7150 | Rate Constraint in lbs/MMBtu | FALSE | L | Annual | Rate | lb/MWh | 0 | 0 | 0 | 0 | 0 | 0 | 0
BART NOX Annual-Merrimack 2 -v5.13 | 113 | 7150 | Rate Constraint in lbs/MMBtu | FALSE | L | Annual | Constraint Shadow Price | US2019$/Ton | 0 | 0 | 0 | 0 | 0 | 0 | 0
BART NOX Annual-Milton R Young B1 -v5.13 | 114 | 7151 | Rate Constraint in lbs/MMBtu | FALSE | L | Annual | Seasons Included | Seasons | Winter, WintShld, Summer | Winter, WintShld, Summer | Winter, WintShld, Summer | Winter, WintShld, Summer | Winter, WintShld, Summer | Winter, WintShld, Summer | Winter, WintShld, Summer
BART NOX Annual-Milton R Young B1 -v5.13 | 114 | 7151 | Rate Constraint in lbs/MMBtu | FALSE | L | Annual | Standard NOX | lb/MMBtu | 0.36 | 0.36 | 0.36 | 0.36 | 0.36 | 0.36 | 0.36
BART NOX Annual-Milton R Young B1 -v5.13 | 114 | 7151 | Rate Constraint in lbs/MMBtu | FALSE | L | Annual | Emissions at Affected Plants NOX | Thousand Tons | 2.3928 | 0 | 0 | 0 | 0 | 0 | 0
BART NOX Annual-Milton R Young B1 -v5.13 | 114 | 7151 | Rate Constraint in lbs/MMBtu | FALSE | L | Annual | Allowances Purchased NOX | Thousand Tons | 0 | 0 | 0 | 0 | 0 | 0 | 0
BART NOX Annual-Milton R Young B1 -v5.13 | 114 | 7151 | Rate Constraint in lbs/MMBtu | FALSE | L | Annual | Allowances Sold NOX | Thousand Tons | 0 | 0 | 0 | 0 | 0 | 0 | 0
BART NOX Annual-Milton R Young B1 -v5.13 | 114 | 7151 | Rate Constraint in lbs/MMBtu | FALSE | L | Annual | Allowances Banked | Thousand Tons | 0 | 0 | 0 | 0 | 0 | 0 | 0
BART NOX Annual-Milton R Young B1 -v5.13 | 114 | 7151 | Rate Constraint in lbs/MMBtu | FALSE | L | Annual | Allowances Withdrawn (1:1) | Thousand Tons | 0 | 0 | 0 | 0 | 0 | 0 | 0
BART NOX Annual-Milton R Young B1 -v5.13 | 114 | 7151 | Rate Constraint in lbs/MMBtu | FALSE | L | Annual | Allowances Withdrawn (n:1) | Thousand Tons | 0 | 0 | 0 | 0 | 0 | 0 | 0
BART NOX Annual-Milton R Young B1 -v5.13 | 114 | 7151 | Rate Constraint in lbs/MMBtu | FALSE | L | Annual | Net Emissions Allowance Position | Thousand Tons | 2.3928 | 0 | 0 | 0 | 0 | 0 | 0
BART NOX Annual-Milton R Young B1 -v5.13 | 114 | 7151 | Rate Constraint in lbs/MMBtu | FALSE | L | Annual | Fuel Consumed | TBtu | 17.9079 | 0 | 0 | 0 | 0 | 0 | 0
BART NOX Annual-Milton R Young B1 -v5.13 | 114 | 7151 | Rate Constraint in lbs/MMBtu | FALSE | L | Annual | Rate | lb/MMBtu | 0.26723 | 0 | 0 | 0 | 0 | 0 | 0
BART NOX Annual-Milton R Young B1 -v5.13 | 114 | 7151 | Rate Constraint in lbs/MMBtu | FALSE | L | Annual | Generation | TWh | 1.5397 | 0 | 0 | 0 | 0 | 0 | 0
BART NOX Annual-Milton R Young B1 -v5.13 | 114 | 7151 | Rate Constraint in lbs/MMBtu | FALSE | L | Annual | Qualifying Generation | TWh | 1.5397 | 0 | 0 | 0 | 0 | 0 | 0
BART NOX Annual-Milton R Young B1 -v5.13 | 114 | 7151 | Rate Constraint in lbs/MMBtu | FALSE | L | Annual | Rate | lb/MWh | 3.1082 | 0 | 0 | 0 | 0 | 0 | 0
BART NOX Annual-Milton R Young B1 -v5.13 | 114 | 7151 | Rate Constraint in lbs/MMBtu | FALSE | L | Annual | Constraint Shadow Price | US2019$/Ton | 0 | 0 | 0 | 0 | 0 | 0 | 0
BART NOX Annual-Milton R Young B2 -v5.13 | 115 | 7152 | Rate Constraint in lbs/MMBtu | FALSE | L | Annual | Seasons Included | Seasons | Winter, WintShld, Summer | Winter, WintShld, Summer | Winter, WintShld, Summer | Winter, WintShld, Summer | Winter, WintShld, Summer | Winter, WintShld, Summer | Winter, WintShld, Summer
BART NOX Annual-Milton R Young B2 -v5.13 | 115 | 7152 | Rate Constraint in lbs/MMBtu | FALSE | L | Annual | Standard NOX | lb/MMBtu | 0.35 | 0.35 | 0.35 | 0.35 | 0.35 | 0.35 | 0.35
BART NOX Annual-Milton R Young B2 -v5.13 | 115 | 7152 | Rate Constraint in lbs/MMBtu | FALSE | L | Annual | Emissions at Affected Plants NOX | Thousand Tons | 4.2968 | 3.5526 | 0 | 0 | 0 | 0 | 0
BART NOX Annual-Milton R Young B2 -v5.13 | 115 | 7152 | Rate Constraint in lbs/MMBtu | FALSE | L | Annual | Allowances Purchased NOX | Thousand Tons | 0 | 0 | 0 | 0 | 0 | 0 | 0
BART NOX Annual-Milton R Young B2 -v5.13 | 115 | 7152 | Rate Constraint in lbs/MMBtu | FALSE | L | Annual | Allowances Sold NOX | Thousand Tons | 0 | 0 | 0 | 0 | 0 | 0 | 0
BART NOX Annual-Milton R Young B2 -v5.13 | 115 | 7152 | Rate Constraint in lbs/MMBtu | FALSE | L | Annual | Allowances Banked | Thousand Tons | 0 | 0 | 0 | 0 | 0 | 0 | 0
BART NOX Annual-Milton R Young B2 -v5.13 | 115 | 7152 | Rate Constraint in lbs/MMBtu | FALSE | L | Annual | Allowances Withdrawn (1:1) | Thousand Tons | 0 | 0 | 0 | 0 | 0 | 0 | 0
BART NOX Annual-Milton R Young B2 -v5.13 | 115 | 7152 | Rate Constraint in lbs/MMBtu | FALSE | L | Annual | Allowances Withdrawn (n:1) | Thousand Tons | 0 | 0 | 0 | 0 | 0 | 0 | 0
BART NOX Annual-Milton R Young B2 -v5.13 | 115 | 7152 | Rate Constraint in lbs/MMBtu | FALSE | L | Annual | Net Emissions Allowance Position | Thousand Tons | 4.2968 | 3.5526 | 0 | 0 | 0 | 0 | 0
BART NOX Annual-Milton R Young B2 -v5.13 | 115 | 7152 | Rate Constraint in lbs/MMBtu | FALSE | L | Annual | Fuel Consumed | TBtu | 30.3094 | 25.0597 | 0 | 0 | 0 | 0 | 0
BART NOX Annual-Milton R Young B2 -v5.13 | 115 | 7152 | Rate Constraint in lbs/MMBtu | FALSE | L | Annual | Rate | lb/MMBtu | 0.28353 | 0.28353 | 0 | 0 | 0 | 0 | 0
BART NOX Annual-Milton R Young B2 -v5.13 | 115 | 7152 | Rate Constraint in lbs/MMBtu | FALSE | L | Annual | Generation | TWh | 2.6608 | 2.2 | 0 | 0 | 0 | 0 | 0
BART NOX Annual-Milton R Young B2 -v5.13 | 115 | 7152 | Rate Constraint in lbs/MMBtu | FALSE | L | Annual | Qualifying Generation | TWh | 2.6608 | 2.2 | 0 | 0 | 0 | 0 | 0
BART NOX Annual-Milton R Young B2 -v5.13 | 115 | 7152 | Rate Constraint in lbs/MMBtu | FALSE | L | Annual | Rate | lb/MWh | 3.2297 | 3.2297 | 0 | 0 | 0 | 0 | 0
BART NOX Annual-Milton R Young B2 -v5.13 | 115 | 7152 | Rate Constraint in lbs/MMBtu | FALSE | L | Annual | Constraint Shadow Price | US2019$/Ton | 0 | 0 | 0 | 0 | 0 | 0 | 0
BART NOX Annual-Muskogee 4 -v6.17 | 116 | 7153 | Rate Constraint in lbs/MMBtu | FALSE | L | Annual | Seasons Included | Seasons | Winter, WintShld, Summer | Winter, WintShld, Summer | Winter, WintShld, Summer | Winter, WintShld, Summer | Winter, WintShld, Summer | Winter, WintShld, Summer | Winter, WintShld, Summer
BART NOX Annual-Muskogee 4 -v6.17 | 116 | 7153 | Rate Constraint in lbs/MMBtu | FALSE | L | Annual | Standard NOX | lb/MMBtu | 0.15 | 0.15 | 0.15 | 0.15 | 0.15 | 0.15 | 0.15
BART NOX Annual-Muskogee 4 -v6.17 | 116 | 7153 | Rate Constraint in lbs/MMBtu | FALSE | L | Annual | Emissions at Affected Plants NOX | Thousand Tons | 0 | 0 | 0 | 0 | 0 | 0 | 0
BART NOX Annual-Muskogee 4 -v6.17 | 116 | 7153 | Rate Constraint in lbs/MMBtu | FALSE | L | Annual | Allowances Purchased NOX | Thousand Tons | 0 | 0 | 0 | 0 | 0 | 0 | 0
BART NOX Annual-Muskogee 4 -v6.17 | 116 | 7153 | Rate Constraint in lbs/MMBtu | FALSE | L | Annual | Allowances Sold NOX | Thousand Tons | 0 | 0 | 0 | 0 | 0 | 0 | 0
BART NOX Annual-Muskogee 4 -v6.17 | 116 | 7153 | Rate Constraint in lbs/MMBtu | FALSE | L | Annual | Allowances Banked | Thousand Tons | 0 | 0 | 0 | 0 | 0 | 0 | 0
BART NOX Annual-Muskogee 4 -v6.17 | 116 | 7153 | Rate Constraint in lbs/MMBtu | FALSE | L | Annual | Allowances Withdrawn (1:1) | Thousand Tons | 0 | 0 | 0 | 0 | 0 | 0 | 0
BART NOX Annual-Muskogee 4 -v6.17 | 116 | 7153 | Rate Constraint in lbs/MMBtu | FALSE | L | Annual | Allowances Withdrawn (n:1) | Thousand Tons | 0 | 0 | 0 | 0 | 0 | 0 | 0
BART NOX Annual-Muskogee 4 -v6.17 | 116 | 7153 | Rate Constraint in lbs/MMBtu | FALSE | L | Annual | Net Emissions Allowance Position | Thousand Tons | 0 | 0 | 0 | 0 | 0 | 0 | 0
BART NOX Annual-Muskogee 4 -v6.17 | 116 | 7153 | Rate Constraint in lbs/MMBtu | FALSE | L | Annual | Fuel Consumed | TBtu | 0 | 0 | 0 | 0 | 0 | 0 | 0
BART NOX Annual-Muskogee 4 -v6.17 | 116 | 7153 | Rate Constraint in lbs/MMBtu | FALSE | L | Annual | Rate | lb/MMBtu | 0 | 0 | 0 | 0 | 0 | 0 | 0
BART NOX Annual-Muskogee 4 -v6.17 | 116 | 7153 | Rate Constraint in lbs/MMBtu | FALSE | L | Annual | Generation | TWh | 0 | 0 | 0 | 0 | 0 | 0 | 0
BART NOX Annual-Muskogee 4 -v6.17 | 116 | 7153 | Rate Constraint in lbs/MMBtu | FALSE | L | Annual | Qualifying Generation | TWh | 0 | 0 | 0 | 0 | 0 | 0 | 0
BART NOX Annual-Muskogee 4 -v6.17 | 116 | 7153 | Rate Constraint in lbs/MMBtu | FALSE | L | Annual | Rate | lb/MWh | 0 | 0 | 0 | 0 | 0 | 0 | 0
BART NOX Annual-Muskogee 4 -v6.17 | 116 | 7153 | Rate Constraint in lbs/MMBtu | FALSE | L | Annual | Constraint Shadow Price | US2019$/Ton | 0 | 0 | 0 | 0 | 0 | 0 | 0
BART NOX Annual-Muskogee 5 -v6.17 | 117 | 7154 | Rate Constraint in lbs/MMBtu | FALSE | L | Annual | Seasons Included | Seasons | Winter, WintShld, Summer | Winter, WintShld, Summer | Winter, WintShld, Summer | Winter, WintShld, Summer | Winter, WintShld, Summer | Winter, WintShld, Summer | Winter, WintShld, Summer
BART NOX Annual-Muskogee 5 -v6.17 | 117 | 7154 | Rate Constraint in lbs/MMBtu | FALSE | L | Annual | Standard NOX | lb/MMBtu | 0.15 | 0.15 | 0.15 | 0.15 | 0.15 | 0.15 | 0.15
BART NOX Annual-Muskogee 5 -v6.17 | 117 | 7154 | Rate Constraint in lbs/MMBtu | FALSE | L | Annual | Emissions at Affected Plants NOX | Thousand Tons | 0 | 0 | 0 | 0 | 0 | 0 | 0
BART NOX Annual-Muskogee 5 -v6.17 | 117 | 7154 | Rate Constraint in lbs/MMBtu | FALSE | L | Annual | Allowances Purchased NOX | Thousand Tons | 0 | 0 | 0 | 0 | 0 | 0 | 0
BART NOX Annual-Muskogee 5 -v6.17 | 117 | 7154 | Rate Constraint in lbs/MMBtu | FALSE | L | Annual | Allowances Sold NOX | Thousand Tons | 0 | 0 | 0 | 0 | 0 | 0 | 0
BART NOX Annual-Muskogee 5 -v6.17 | 117 | 7154 | Rate Constraint in lbs/MMBtu | FALSE | L | Annual | Allowances Banked | Thousand Tons | 0 | 0 | 0 | 0 | 0 | 0 | 0
BART NOX Annual-Muskogee 5 -v6.17 | 117 | 7154 | Rate Constraint in lbs/MMBtu | FALSE | L | Annual | Allowances Withdrawn (1:1) | Thousand Tons | 0 | 0 | 0 | 0 | 0 | 0 | 0
BART NOX Annual-Muskogee 5 -v6.17 | 117 | 7154 | Rate Constraint in lbs/MMBtu | FALSE | L | Annual | Allowances Withdrawn (n:1) | Thousand Tons | 0 | 0 | 0 | 0 | 0 | 0 | 0
BART NOX Annual-Muskogee 5 -v6.17 | 117 | 7154 | Rate Constraint in lbs/MMBtu | FALSE | L | Annual | Net Emissions Allowance Position | Thousand Tons | 0 | 0 | 0 | 0 | 0 | 0 | 0
BART NOX Annual-Muskogee 5 -v6.17 | 117 | 7154 | Rate Constraint in lbs/MMBtu | FALSE | L | Annual | Fuel Consumed | TBtu | 0 | 0 | 0 | 0 | 0 | 0 | 0
BART NOX Annual-Muskogee 5 -v6.17 | 117 | 7154 | Rate Constraint in lbs/MMBtu | FALSE | L | Annual | Rate | lb/MMBtu | 0 | 0 | 0 | 0 | 0 | 0 | 0
BART NOX Annual-Muskogee 5 -v6.17 | 117 | 7154 | Rate Constraint in lbs/MMBtu | FALSE | L | Annual | Generation | TWh | 0 | 0 | 0 | 0 | 0 | 0 | 0
BART NOX Annual-Muskogee 5 -v6.17 | 117 | 7154 | Rate Constraint in lbs/MMBtu | FALSE | L | Annual | Qualifying Generation | TWh | 0 | 0 | 0 | 0 | 0 | 0 | 0
BART NOX Annual-Muskogee 5 -v6.17 | 117 | 7154 | Rate Constraint in lbs/MMBtu | FALSE | L | Annual | Rate | lb/MWh | 0 | 0 | 0 | 0 | 0 | 0 | 0
BART NOX Annual-Muskogee 5 -v6.17 | 117 | 7154 | Rate Constraint in lbs/MMBtu | FALSE | L | Annual | Constraint Shadow Price | US2019$/Ton | 0 | 0 | 0 | 0 | 0 | 0 | 0
BART NOX Annual-Naughton 1 -v5.14 | 118 | 7171 | Rate Constraint in lbs/MMBtu | FALSE | L | Annual | Seasons Included | Seasons | Winter, WintShld, Summer | Winter, WintShld, Summer | Winter, WintShld, Summer | Winter, WintShld, Summer | Winter, WintShld, Summer | Winter, WintShld, Summer | Winter, WintShld, Summer
BART NOX Annual-Naughton 1 -v5.14 | 118 | 7171 | Rate Constraint in lbs/MMBtu | FALSE | L | Annual | Standard NOX | lb/MMBtu | 0.26 | 0.26 | 0.26 | 0.26 | 0.26 | 0.26 | 0.26
BART NOX Annual-Naughton 1 -v5.14 | 118 | 7171 | Rate Constraint in lbs/MMBtu | FALSE | L | Annual | Emissions at Affected Plants NOX | Thousand Tons | 0.0019927 | 0.0020386 | 0 | 0 | 0 | 0 | 0
BART NOX Annual-Naughton 1 -v5.14 | 118 | 7171 | Rate Constraint in lbs/MMBtu | FALSE | L | Annual | Allowances Purchased NOX | Thousand Tons | 0 | 0 | 0 | 0 | 0 | 0 | 0
BART NOX Annual-Naughton 1 -v5.14 | 118 | 7171 | Rate Constraint in lbs/MMBtu | FALSE | L | Annual | Allowances Sold NOX | Thousand Tons | 0 | 0 | 0 | 0 | 0 | 0 | 0
BART NOX Annual-Naughton 1 -v5.14 | 118 | 7171 | Rate Constraint in lbs/MMBtu | FALSE | L | Annual | Allowances Banked | Thousand Tons | 0 | 0 | 0 | 0 | 0 | 0 | 0
BART NOX Annual-Naughton 1 -v5.14 | 118 | 7171 | Rate Constraint in lbs/MMBtu | FALSE | L | Annual | Allowances Withdrawn (1:1) | Thousand Tons | 0 | 0 | 0 | 0 | 0 | 0 | 0
BART NOX Annual-Naughton 1 -v5.14 | 118 | 7171 | Rate Constraint in lbs/MMBtu | FALSE | L | Annual | Allowances Withdrawn (n:1) | Thousand Tons | 0 | 0 | 0 | 0 | 0 | 0 | 0
BART NOX Annual-Naughton 1 -v5.14 | 118 | 7171 | Rate Constraint in lbs/MMBtu | FALSE | L | Annual | Net Emissions Allowance Position | Thousand Tons | 0.0019927 | 0.0020386 | 0 | 0 | 0 | 0 | 0
BART NOX Annual-Naughton 1 -v5.14 | 118 | 7171 | Rate Constraint in lbs/MMBtu | FALSE | L | Annual | Fuel Consumed | TBtu | 0.054259 | 0.055509 | 0 | 0 | 0 | 0 | 0
BART NOX Annual-Naughton 1 -v5.14 | 118 | 7171 | Rate Constraint in lbs/MMBtu | FALSE | L | Annual | Rate | lb/MMBtu | 0.07345 | 0.07345 | 0 | 0 | 0 | 0 | 0
BART NOX Annual-Naughton 1 -v5.14 | 118 | 7171 | Rate Constraint in lbs/MMBtu | FALSE | L | Annual | Generation | TWh | 0.0047051 | 0.0048134 | 0 | 0 | 0 | 0 | 0
BART NOX Annual-Naughton 1 -v5.14 | 118 | 7171 | Rate Constraint in lbs/MMBtu | FALSE | L | Annual | Qualifying Generation | TWh | 0.0047051 | 0.0048134 | 0 | 0 | 0 | 0 | 0
BART NOX Annual-Naughton 1 -v5.14 | 118 | 7171 | Rate Constraint in lbs/MMBtu | FALSE | L | Annual | Rate | lb/MWh | 0.84704 | 0.84704 | 0 | 0 | 0 | 0 | 0
BART NOX Annual-Naughton 1 -v5.14 | 118 | 7171 | Rate Constraint in lbs/MMBtu | FALSE | L | Annual | Constraint Shadow Price | US2019$/Ton | 0 | 0 | 0 | 0 | 0 | 0 | 0
BART NOX Annual-Naughton 2 -v5.14 | 119 | 7172 | Rate Constraint in lbs/MMBtu | FALSE | L | Annual | Seasons Included | Seasons | Winter, WintShld, Summer | Winter, WintShld, Summer | Winter, WintShld, Summer | Winter, WintShld, Summer | Winter, WintShld, Summer | Winter, WintShld, Summer | Winter, WintShld, Summer
BART NOX Annual-Naughton 2 -v5.14 | 119 | 7172 | Rate Constraint in lbs/MMBtu | FALSE | L | Annual | Standard NOX | lb/MMBtu | 0.26 | 0.26 | 0.26 | 0.26 | 0.26 | 0.26 | 0.26
BART NOX Annual-Naughton 2 -v5.14 | 119 | 7172 | Rate Constraint in lbs/MMBtu | FALSE | L | Annual | Emissions at Affected Plants NOX | Thousand Tons | 0.0024988 | 0.0024988 | 0.010704 | 0 | 0 | 0 | 0
BART NOX Annual-Naughton 2 -v5.14 | 119 | 7172 | Rate Constraint in lbs/MMBtu | FALSE | L | Annual | Allowances Purchased NOX | Thousand Tons | 0 | 0 | 0 | 0 | 0 | 0 | 0
BART NOX Annual-Naughton 2 -v5.14 | 119 | 7172 | Rate Constraint in lbs/MMBtu | FALSE | L | Annual | Allowances Sold NOX | Thousand Tons | 0 | 0 | 0 | 0 | 0 | 0 | 0
BART NOX Annual-Naughton 2 -v5.14 | 119 | 7172 | Rate Constraint in lbs/MMBtu | FALSE | L | Annual | Allowances Banked | Thousand Tons | 0 | 0 | 0 | 0 | 0 | 0 | 0
BART NOX Annual-Naughton 2 -v5.14 | 119 | 7172 | Rate Constraint in lbs/MMBtu | FALSE | L | Annual | Allowances Withdrawn (1:1) | Thousand Tons | 0 | 0 | 0 | 0 | 0 | 0 | 0
BART NOX Annual-Naughton 2 -v5.14 | 119 | 7172 | Rate Constraint in lbs/MMBtu | FALSE | L | Annual | Allowances Withdrawn (n:1) | Thousand Tons | 0 | 0 | 0 | 0 | 0 | 0 | 0
BART NOX Annual-Naughton 2 -v5.14 | 119 | 7172 | Rate Constraint in lbs/MMBtu | FALSE | L | Annual | Net Emissions Allowance Position | Thousand Tons | 0.0024988 | 0.0024988 | 0.010704 | 0 | 0 | 0 | 0
BART NOX Annual-Naughton 2 -v5.14 | 119 | 7172 | Rate Constraint in lbs/MMBtu | FALSE | L | Annual | Fuel Consumed | TBtu | 0.068042 | 0.068042 | 0.29147 | 0 | 0 | 0 | 0
BART NOX Annual-Naughton 2 -v5.14 | 119 | 7172 | Rate Constraint in lbs/MMBtu | FALSE | L | Annual | Rate | lb/MMBtu | 0.07345 | 0.07345 | 0.07345 | 0 | 0 | 0 | 0
BART NOX Annual-Naughton 2 -v5.14 | 119 | 7172 | Rate Constraint in lbs/MMBtu | FALSE | L | Annual | Generation | TWh | 0.0059148 | 0.0059148 | 0.025337 | 0 | 0 | 0 | 0
BART NOX Annual-Naughton 2 -v5.14 | 119 | 7172 | Rate Constraint in lbs/MMBtu | FALSE | L | Annual | Qualifying Generation | TWh | 0.0059148 | 0.0059148 | 0.025337 | 0 | 0 | 0 | 0
BART NOX Annual-Naughton 2 -v5.14 | 119 | 7172 | Rate Constraint in lbs/MMBtu | FALSE | L | Annual | Rate | lb/MWh | 0.84495 | 0.84495 | 0.84495 | 0 | 0 | 0 | 0
BART NOX Annual-Naughton 2 -v5.14 | 119 | 7172 | Rate Constraint in lbs/MMBtu | FALSE | L | Annual | Constraint Shadow Price | US2019$/Ton | 0 | 0 | 0 | 0 | 0 | 0 | 0
BART NOX Annual-Naughton 3 -v5.14 | 120 | 7173 | Rate Constraint in lbs/MMBtu | FALSE | L | Annual | Seasons Included | Seasons | Winter, WintShld, Summer | Winter, WintShld, Summer | Winter, WintShld, Summer | Winter, WintShld, Summer | Winter, WintShld, Summer | Winter, WintShld, Summer | Winter, WintShld, Summer
BART NOX Annual-Naughton 3 -v5.14 | 120 | 7173 | Rate Constraint in lbs/MMBtu | FALSE | L | Annual | Standard NOX | lb/MMBtu | 0.12 | 0.12 | 0.12 | 0.12 | 0.12 | 0.12 | 0.12
BART NOX Annual-Naughton 3 -v5.14 | 120 | 7173 | Rate Constraint in lbs/MMBtu | FALSE | L | Annual | Emissions at Affected Plants NOX | Thousand Tons | 0 | 0 | 0 | 0 | 0 | 0 | 0
BART NOX Annual-Naughton 3 -v5.14 | 120 | 7173 | Rate Constraint in lbs/MMBtu | FALSE | L | Annual | Allowances Purchased NOX | Thousand Tons | 0 | 0 | 0 | 0 | 0 | 0 | 0
BART NOX Annual-Naughton 3 -v5.14 | 120 | 7173 | Rate Constraint in lbs/MMBtu | FALSE | L | Annual | Allowances Sold NOX | Thousand Tons | 0 | 0 | 0 | 0 | 0 | 0 | 0
BART NOX Annual-Naughton 3 -v5.14 | 120 | 7173 | Rate Constraint in lbs/MMBtu | FALSE | L | Annual | Allowances Banked | Thousand Tons | 0 | 0 | 0 | 0 | 0 | 0 | 0
BART NOX Annual-Naughton 3 -v5.14 | 120 | 7173 | Rate Constraint in lbs/MMBtu | FALSE | L | Annual | Allowances Withdrawn (1:1) | Thousand Tons | 0 | 0 | 0 | 0 | 0 | 0 | 0
BART NOX Annual-Naughton 3 -v5.14 | 120 | 7173 | Rate Constraint in lbs/MMBtu | FALSE | L | Annual | Allowances Withdrawn (n:1) | Thousand Tons | 0 | 0 | 0 | 0 | 0 | 0 | 0
BART NOX Annual-Naughton 3 -v5.14 | 120 | 7173 | Rate Constraint in lbs/MMBtu | FALSE | L | Annual | Net Emissions Allowance Position | Thousand Tons | 0 | 0 | 0 | 0 | 0 | 0 | 0
BART NOX Annual-Naughton 3 -v5.14 | 120 | 7173 | Rate Constraint in lbs/MMBtu | FALSE | L | Annual | Fuel Consumed | TBtu | 0 | 0 | 0 | 0 | 0 | 0 | 0
BART NOX Annual-Naughton 3 -v5.14 | 120 | 7173 | Rate Constraint in lbs/MMBtu | FALSE | L | Annual | Rate | lb/MMBtu | 0 | 0 | 0 | 0 | 0 | 0 | 0
BART NOX Annual-Naughton 3 -v5.14 | 120 | 7173 | Rate Constraint in lbs/MMBtu | FALSE | L | Annual | Generation | TWh | 0 | 0 | 0 | 0 | 0 | 0 | 0
BART NOX Annual-Naughton 3 -v5.14 | 120 | 7173 | Rate Constraint in lbs/MMBtu | FALSE | L | Annual | Qualifying Generation | TWh | 0 | 0 | 0 | 0 | 0 | 0 | 0
BART NOX Annual-Naughton 3 -v5.14 | 120 | 7173 | Rate Constraint in lbs/MMBtu | FALSE | L | Annual | Rate | lb/MWh | 0 | 0 | 0 | 0 | 0 | 0 | 0
BART NOX Annual-Naughton 3 -v5.14 | 120 | 7173 | Rate Constraint in lbs/MMBtu | FALSE | L | Annual | Constraint Shadow Price | US2019$/Ton | 0 | 0 | 0 | 0 | 0 | 0 | 0
BART NOX Annual-Nebraska City 1 -v5.14 | 121 | 7137 | Rate Constraint in lbs/MMBtu | FALSE | L | Annual | Seasons Included | Seasons | Winter, WintShld, Summer | Winter, WintShld, Summer | Winter, WintShld, Summer | Winter, WintShld, Summer | Winter, WintShld, Summer | Winter, WintShld, Summer | Winter, WintShld, Summer
BART NOX Annual-Nebraska City 1 -v5.14 | 121 | 7137 | Rate Constraint in lbs/MMBtu | FALSE | L | Annual | Standard NOX | lb/MMBtu | 0.23 | 0.23 | 0.23 | 0.23 | 0.23 | 0.23 | 0.23
BART NOX Annual-Nebraska City 1 -v5.14 | 121 | 7137 | Rate Constraint in lbs/MMBtu | FALSE | L | Annual | Emissions at Affected Plants NOX | Thousand Tons | 4.2569 | 4.2569 | 0.46341 | 0.46341 | 0.46341 | 0 | 0
BART NOX Annual-Nebraska City 1 -v5.14 | 121 | 7137 | Rate Constraint in lbs/MMBtu | FALSE | L | Annual | Allowances Purchased NOX | Thousand Tons | 0 | 0 | 0 | 0 | 0 | 0 | 0
BART NOX Annual-Nebraska City 1 -v5.14 | 121 | 7137 | Rate Constraint in lbs/MMBtu | FALSE | L | Annual | Allowances Sold NOX | Thousand Tons | 0 | 0 | 0 | 0 | 0 | 0 | 0
BART NOX Annual-Nebraska City 1 -v5.14 | 121 | 7137 | Rate Constraint in lbs/MMBtu | FALSE | L | Annual | Allowances Banked | Thousand Tons | 0 | 0 | 0 | 0 | 0 | 0 | 0
BART NOX Annual-Nebraska City 1 -v5.14 | 121 | 7137 | Rate Constraint in lbs/MMBtu | FALSE | L | Annual | Allowances Withdrawn (1:1) | Thousand Tons | 0 | 0 | 0 | 0 | 0 | 0 | 0
BART NOX Annual-Nebraska City 1 -v5.14 | 121 | 7137 | Rate Constraint in lbs/MMBtu | FALSE | L | Annual | Allowances Withdrawn (n:1) | Thousand Tons | 0 | 0 | 0 | 0 | 0 | 0 | 0
BART NOX Annual-Nebraska City 1 -v5.14 | 121 | 7137 | Rate Constraint in lbs/MMBtu | FALSE | L | Annual | Net Emissions Allowance Position | Thousand Tons | 4.2569 | 4.2569 | 0.46341 | 0.46341 | 0.46341 | 0 | 0
BART NOX Annual-Nebraska City 1 -v5.14 | 121 | 7137 | Rate Constraint in lbs/MMBtu | FALSE | L | Annual | Fuel Consumed | TBtu | 45.4313 | 45.4313 | 4.9456 | 4.9456 | 4.9456 | 0 | 0
BART NOX Annual-Nebraska City 1 -v5.14 | 121 | 7137 | Rate Constraint in lbs/MMBtu | FALSE | L | Annual | Rate | lb/MMBtu | 0.1874 | 0.1874 | 0.1874 | 0.1874 | 0.1874 | 0 | 0
BART NOX Annual-Nebraska City 1 -v5.14 | 121 | 7137 | Rate Constraint in lbs/MMBtu | FALSE | L | Annual | Generation | TWh | 4.6273 | 4.6273 | 0.50373 | 0.50373 | 0.50373 | 0 | 0
BART NOX Annual-Nebraska City 1 -v5.14 | 121 | 7137 | Rate Constraint in lbs/MMBtu | FALSE | L | Annual | Qualifying Generation | TWh | 4.6273 | 4.6273 | 0.50373 | 0.50373 | 0.50373 | 0 | 0
BART NOX Annual-Nebraska City 1 -v5.14 | 121 | 7137 | Rate Constraint in lbs/MMBtu | FALSE | L | Annual | Rate | lb/MWh | 1.8399 | 1.8399 | 1.8399 | 1.8399 | 1.8399 | 0 | 0
BART NOX Annual-Nebraska City 1 -v5.14 | 121 | 7137 | Rate Constraint in lbs/MMBtu | FALSE | L | Annual | Constraint Shadow Price | US2019$/Ton | 0 | 0 | 0 | 0 | 0 | 0 | 0
BART NOX Annual-Northeastern 3313 -v5.13 | 122 | 7159 | Rate Constraint in lbs/MMBtu | FALSE | L | Annual | Seasons Included | Seasons | Winter, WintShld, Summer | Winter, WintShld, Summer | Winter, WintShld, Summer | Winter, WintShld, Summer | Winter, WintShld, Summer | Winter, WintShld, Summer | Winter, WintShld, Summer
BART NOX Annual-Northeastern 3313 -v5.13 | 122 | 7159 | Rate Constraint in lbs/MMBtu | FALSE | L | Annual | Standard NOX | lb/MMBtu | 0.23 | 0.23 | 0.23 | 0.23 | 0.23 | 0.23 | 0.23
BART NOX Annual-Northeastern 3313 -v5.13 | 122 | 7159 | Rate Constraint in lbs/MMBtu | FALSE | L | Annual | Emissions at Affected Plants NOX | Thousand Tons | 0 | 0 | 0 | 0 | 0 | 0 | 0
BART NOX Annual-Northeastern 3313 -v5.13 | 122 | 7159 | Rate Constraint in lbs/MMBtu | FALSE | L | Annual | Allowances Purchased NOX | Thousand Tons | 0 | 0 | 0 | 0 | 0 | 0 | 0
BART NOX Annual-Northeastern 3313 -v5.13 | 122 | 7159 | Rate Constraint in lbs/MMBtu | FALSE | L | Annual | Allowances Sold NOX | Thousand Tons | 0 | 0 | 0 | 0 | 0 | 0 | 0
BART NOX Annual-Northeastern 3313 -v5.13 | 122 | 7159 | Rate Constraint in lbs/MMBtu | FALSE | L | Annual | Allowances Banked | Thousand Tons | 0 | 0 | 0 | 0 | 0 | 0 | 0
BART NOX Annual-Northeastern 3313 -v5.13 | 122 | 7159 | Rate Constraint in lbs/MMBtu | FALSE | L | Annual | Allowances Withdrawn (1:1) | Thousand Tons | 0 | 0 | 0 | 0 | 0 | 0 | 0
BART NOX Annual-Northeastern 3313 -v5.13 | 122 | 7159 | Rate Constraint in lbs/MMBtu | FALSE | L | Annual | Allowances Withdrawn (n:1) | Thousand Tons | 0 | 0 | 0 | 0 | 0 | 0 | 0
BART NOX Annual-Northeastern 3313 -v5.13 | 122 | 7159 | Rate Constraint in lbs/MMBtu | FALSE | L | Annual | Net Emissions Allowance Position | Thousand Tons | 0 | 0 | 0 | 0 | 0 | 0 | 0
BART NOX Annual-Northeastern 3313 -v5.13 | 122 | 7159 | Rate Constraint in lbs/MMBtu | FALSE | L | Annual | Fuel Consumed | TBtu | 0 | 0 | 0 | 0 | 0 | 0 | 0
BART NOX Annual-Northeastern 3313 -v5.13 | 122 | 7159 | Rate Constraint in lbs/MMBtu | FALSE | L | Annual | Rate | lb/MMBtu | 0 | 0 | 0 | 0 | 0 | 0 | 0
BART NOX Annual-Northeastern 3313 -v5.13 | 122 | 7159 | Rate Constraint in lbs/MMBtu | FALSE | L | Annual | Generation | TWh | 0 | 0 | 0 | 0 | 0 | 0 | 0
BART NOX Annual-Northeastern 3313 -v5.13 | 122 | 7159 | Rate Constraint in lbs/MMBtu | FALSE | L | Annual | Qualifying Generation | TWh | 0 | 0 | 0 | 0 | 0 | 0 | 0
BART NOX Annual-Northeastern 3313 -v5.13 | 122 | 7159 | Rate Constraint in lbs/MMBtu | FALSE | L | Annual | Rate | lb/MWh | 0 | 0 | 0 | 0 | 0 | 0 | 0
BART NOX Annual-Northeastern 3313 -v5.13 | 122 | 7159 | Rate Constraint in lbs/MMBtu | FALSE | L | Annual | Constraint Shadow Price | US2019$/Ton | 0 | 0 | 0 | 0 | 0 | 0 | 0
BART NOX Annual-Pawnee 1 -v5.13 | 123 | 7155 | Rate Constraint in lbs/MMBtu | FALSE | L | Annual | Seasons Included | Seasons | Winter, WintShld, Summer | Winter, WintShld, Summer | Winter, WintShld, Summer | Winter, WintShld, Summer | Winter, WintShld, Summer | Winter, WintShld, Summer | Winter, WintShld, Summer
BART NOX Annual-Pawnee 1 -v5.13 | 123 | 7155 | Rate Constraint in lbs/MMBtu | FALSE | L | Annual | Standard NOX | lb/MMBtu | 0.07 | 0.07 | 0.07 | 0.07 | 0.07 | 0.07 | 0.07
BART NOX Annual-Pawnee 1 -v5.13 | 123 | 7155 | Rate Constraint in lbs/MMBtu | FALSE | L | Annual | Emissions at Affected Plants NOX | Thousand Tons | 0.00095056 | 0.0040221 | 0.0040221 | 0.0040221 | 0.0040221 | 0 | 0
BART NOX Annual-Pawnee 1 -v5.13 | 123 | 7155 | Rate Constraint in lbs/MMBtu | FALSE | L | Annual | Allowances Purchased NOX | Thousand Tons | 0 | 0 | 0 | 0 | 0 | 0 | 0
BART NOX Annual-Pawnee 1 -v5.13 | 123 | 7155 | Rate Constraint in lbs/MMBtu | FALSE | L | Annual | Allowances Sold NOX | Thousand Tons | 0 | 0 | 0 | 0 | 0 | 0 | 0
BART NOX Annual-Pawnee 1 -v5.13 | 123 | 7155 | Rate Constraint in lbs/MMBtu | FALSE | L | Annual | Allowances Banked | Thousand Tons | 0 | 0 | 0 | 0 | 0 | 0 | 0
BART NOX Annual-Pawnee 1 -v5.13 | 123 | 7155 | Rate Constraint in lbs/MMBtu | FALSE | L | Annual | Allowances Withdrawn (1:1) | Thousand Tons | 0 | 0 | 0 | 0 | 0 | 0 | 0
BART NOX Annual-Pawnee 1 -v5.13 | 123 | 7155 | Rate Constraint in lbs/MMBtu | FALSE | L | Annual | Allowances Withdrawn (n:1) | Thousand Tons | 0 | 0 | 0 | 0 | 0 | 0 | 0
BART NOX Annual-Pawnee 1 -v5.13 | 123 | 7155 | Rate Constraint in lbs/MMBtu | FALSE | L | Annual | Net Emissions Allowance Position | Thousand Tons | 0.00095056 | 0.0040221 | 0.0040221 | 0.0040221 | 0.0040221 | 0 | 0
BART NOX Annual-Pawnee 1 -v5.13 | 123 | 7155 | Rate Constraint in lbs/MMBtu | FALSE | L | Annual | Fuel Consumed | TBtu | 0.035284 | 0.1493 | 0.1493 | 0.1493 | 0.1493 | 0 | 0
BART NOX Annual-Pawnee 1 -v5.13 | 123 | 7155 | Rate Constraint in lbs/MMBtu | FALSE | L | Annual | Rate | lb/MMBtu | 0.05388 | 0.05388 | 0.05388 | 0.05388 | 0.05388 | 0 | 0
BART NOX Annual-Pawnee 1 -v5.13 | 123 | 7155 | Rate Constraint in lbs/MMBtu | FALSE | L | Annual | Generation | TWh | 0.0032765 | 0.0091276 | 0.0091276 | 0.0091276 | 0.0091276 | 0 | 0
BART NOX Annual-Pawnee 1 -v5.13 | 123 | 7155 | Rate Constraint in lbs/MMBtu | FALSE | L | Annual | Qualifying Generation | TWh | 0.0032765 | 0.0091276 | 0.0091276 | 0.0091276 | 0.0091276 | 0 | 0
BART NOX Annual-Pawnee 1 -v5.13 | 123 | 7155 | Rate Constraint in lbs/MMBtu | FALSE | L | Annual | Rate | lb/MWh | 0.58023 | 0.88129 | 0.88129 | 0.88129 | 0.88129 | 0 | 0
BART NOX Annual-Pawnee 1 -v5.13 | 123 | 7155 | Rate Constraint in lbs/MMBtu | FALSE | L | Annual | Constraint Shadow Price | US2019$/Ton | 0 | 0 | 0 | 0 | 0 | 0 | 0
BART NOX Annual-Ray D Nixon 1 -v5.13 | 124 | 7156 | Rate Constraint in lbs/MMBtu | FALSE | L | Annual | Seasons Included | Seasons | Winter, WintShld, Summer | Winter, WintShld, Summer | Winter, WintShld, Summer | Winter, WintShld, Summer | Winter, WintShld, Summer | Winter, WintShld, Summer | Winter, WintShld, Summer
BART NOX Annual-Ray D Nixon 1 -v5.13 | 124 | 7156 | Rate Constraint in lbs/MMBtu | FALSE | L | Annual | Standard NOX | lb/MMBtu | 0.21 | 0.21 | 0.21 | 0.21 | 0.21 | 0.21 | 0.21
BART NOX Annual-Ray D Nixon 1 -v5.13 | 124 | 7156 | Rate Constraint in lbs/MMBtu | FALSE | L | Annual | Emissions at Affected Plants NOX | Thousand Tons | 0.28339 | 0 | 0 | 0 | 0 | 0 | 0
BART NOX Annual-Ray D Nixon 1 -v5.13 | 124 | 7156 | Rate Constraint in lbs/MMBtu | FALSE | L | Annual | Allowances Purchased NOX | Thousand Tons | 0 | 0 | 0 | 0 | 0 | 0 | 0
BART NOX Annual-Ray D Nixon 1 -v5.13 | 124 | 7156 | Rate Constraint in lbs/MMBtu | FALSE | L | Annual | Allowances Sold NOX | Thousand Tons | 0 | 0 | 0 | 0 | 0 | 0 | 0
BART NOX Annual-Ray D Nixon 1 -v5.13 | 124 | 7156 | Rate Constraint in lbs/MMBtu | FALSE | L | Annual | Allowances Banked | Thousand Tons | 0 | 0 | 0 | 0 | 0 | 0 | 0
BART NOX Annual-Ray D Nixon 1 -v5.13 | 124 | 7156 | Rate Constraint in lbs/MMBtu | FALSE | L | Annual | Allowances Withdrawn (1:1) | Thousand Tons | 0 | 0 | 0 | 0 | 0 | 0 | 0
BART NOX Annual-Ray D Nixon 1 -v5.13 | 124 | 7156 | Rate Constraint in lbs/MMBtu | FALSE | L | Annual | Allowances Withdrawn (n:1) | Thousand Tons | 0 | 0 | 0 | 0 | 0 | 0 | 0
BART NOX Annual-Ray D Nixon 1 -v5.13 | 124 | 7156 | Rate Constraint in lbs/MMBtu | FALSE | L | Annual | Net Emissions Allowance Position | Thousand Tons | 0.28339 | 0 | 0 | 0 | 0 | 0 | 0
BART NOX Annual-Ray D Nixon 1 -v5.13 | 124 | 7156 | Rate Constraint in lbs/MMBtu | FALSE | L | Annual | Fuel Consumed | TBtu | 3.4811 | 0 | 0 | 0 | 0 | 0 | 0
BART NOX Annual-Ray D Nixon 1 -v5.13 | 124 | 7156 | Rate Constraint in lbs/MMBtu | FALSE | L | Annual | Rate | lb/MMBtu | 0.16282 | 0 | 0 | 0 | 0 | 0 | 0
BART NOX Annual-Ray D Nixon 1 -v5.13 | 124 | 7156 | Rate Constraint in lbs/MMBtu | FALSE | L | Annual | Generation | TWh | 0.33289 | 0 | 0 | 0 | 0 | 0 | 0
BART NOX Annual-Ray D Nixon 1 -v5.13 | 124 | 7156 | Rate Constraint in lbs/MMBtu | FALSE | L | Annual | Qualifying Generation | TWh | 0.33289 | 0 | 0 | 0 | 0 | 0 | 0
BART NOX Annual-Ray D Nixon 1 -v5.13 | 124 | 7156 | Rate Constraint in lbs/MMBtu | FALSE | L | Annual | Rate | lb/MWh | 1.7026 | 0 | 0 | 0 | 0 | 0 | 0
BART NOX Annual-Ray D Nixon 1 -v5.13 | 124 | 7156 | Rate Constraint in lbs/MMBtu | FALSE | L | Annual | Constraint Shadow Price | US2019$/Ton | 0 | 0 | 0 | 0 | 0 | 0 | 0
BART NOX Annual-Sooner 1 -v5.13 | 125 | 7157 | Rate Constraint in lbs/MMBtu | FALSE | L | Annual | Seasons Included | Seasons | Winter, WintShld, Summer | Winter, WintShld, Summer | Winter, WintShld, Summer | Winter, WintShld, Summer | Winter, WintShld, Summer | Winter, WintShld, Summer | Winter, WintShld, Summer
BART NOX Annual-Sooner 1 -v5.13 | 125 | 7157 | Rate Constraint in lbs/MMBtu | FALSE | L | Annual | Standard NOX | lb/MMBtu | 0.15 | 0.15 | 0.15 | 0.15 | 0.15 | 0.15 | 0.15
BART NOX Annual-Sooner 1 -v5.13 | 125 | 7157 | Rate Constraint in lbs/MMBtu | FALSE | L | Annual | Emissions at Affected Plants NOX | Thousand Tons | 1.1565 | 0 | 0 | 0 | 0 | 0 | 0
BART NOX Annual-Sooner 1 -v5.13 | 125 | 7157 | Rate Constraint in lbs/MMBtu | FALSE | L | Annual | Allowances Purchased NOX | Thousand Tons | 0 | 0 | 0 | 0 | 0 | 0 | 0
BART NOX Annual-Sooner 1 -v5.13 | 125 | 7157 | Rate Constraint in lbs/MMBtu | FALSE | L | Annual | Allowances Sold NOX | Thousand Tons | 0 | 0 | 0 | 0 | 0 | 0 | 0
BART NOX Annual-Sooner 1 -v5.13 | 125 | 7157 | Rate Constraint in lbs/MMBtu | FALSE | L | Annual | Allowances Banked | Thousand Tons | 0 | 0 | 0 | 0 | 0 | 0 | 0
BART NOX Annual-Sooner 1 -v5.13 | 125 | 7157 | Rate Constraint in lbs/MMBtu | FALSE | L | Annual | Allowances Withdrawn (1:1) | Thousand Tons | 0 | 0 | 0 | 0 | 0 | 0 | 0
BART NOX Annual-Sooner 1 -v5.13 | 125 | 7157 | Rate Constraint in lbs/MMBtu | FALSE | L | Annual | Allowances Withdrawn (n:1) | Thousand Tons | 0 | 0 | 0 | 0 | 0 | 0 | 0
BART NOX Annual-Sooner 1 -v5.13 | 125 | 7157 | Rate Constraint in lbs/MMBtu | FALSE | L | Annual | Net Emissions Allowance Position | Thousand Tons | 1.1565 | 0 | 0 | 0 | 0 | 0 | 0
BART NOX Annual-Sooner 1 -v5.13 | 125 | 7157 | Rate Constraint in lbs/MMBtu | FALSE | L | Annual | Fuel Consumed | TBtu | 18.7717 | 0 | 0 | 0 | 0 | 0 | 0
BART NOX Annual-Sooner 1 -v5.13 | 125 | 7157 | Rate Constraint in lbs/MMBtu | FALSE | L | Annual | Rate | lb/MMBtu | 0.12322 | 0 | 0 | 0 | 0 | 0 | 0
BART NOX Annual-Sooner 1 -v5.13 | 125 | 7157 | Rate Constraint in lbs/MMBtu | FALSE | L | Annual | Generation | TWh | 1.7674 | 0 | 0 | 0 | 0 | 0 | 0
BART NOX Annual-Sooner 1 -v5.13 | 125 | 7157 | Rate Constraint in lbs/MMBtu | FALSE | L | Annual | Qualifying Generation | TWh | 1.7674 | 0 | 0 | 0 | 0 | 0 | 0
BART NOX Annual-Sooner 1 -v5.13 | 125 | 7157 | Rate Constraint in lbs/MMBtu | FALSE | L | Annual | Rate | lb/MWh | 1.3087 | 0 | 0 | 0 | 0 | 0 | 0
BART NOX Annual-Sooner 1 -v5.13 | 125 | 7157 | Rate Constraint in lbs/MMBtu | FALSE | L | Annual | Constraint Shadow Price | US2019$/Ton | 0 | 0 | 0 | 0 | 0 | 0 | 0
BART NOX Annual-Sooner 2 -v5.13 | 126 | 7158 | Rate Constraint in lbs/MMBtu | FALSE | L | Annual | Seasons Included | Seasons | Winter, WintShld, Summer | Winter, WintShld, Summer | Winter, WintShld, Summer | Winter, WintShld, Summer | Winter, WintShld, Summer | Winter, WintShld, Summer | Winter, WintShld, Summer
BART NOX Annual-Sooner 2 -v5.13 | 126 | 7158 | Rate Constraint in lbs/MMBtu | FALSE | L | Annual | Standard NOX | lb/MMBtu | 0.15 | 0.15 | 0.15 | 0.15 | 0.15 | 0.15 | 0.15
BART NOX Annual-Sooner 2 -v5.13 | 126 | 7158 | Rate Constraint in lbs/MMBtu | FALSE | L | Annual | Emissions at Affected Plants NOX | Thousand Tons | 1.1832 | 0 | 0 | 0 | 0 | 0 | 0
BART NOX Annual-Sooner 2 -v5.13 | 126 | 7158 | Rate Constraint in lbs/MMBtu | FALSE | L | Annual | Allowances Purchased NOX | Thousand Tons | 0 | 0 | 0 | 0 | 0 | 0 | 0
BART NOX Annual-Sooner 2 -v5.13 | 126 | 7158 | Rate Constraint in lbs/MMBtu | FALSE | L | Annual | Allowances Sold NOX | Thousand Tons | 0 | 0 | 0 | 0 | 0 | 0 | 0
BART NOX Annual-Sooner 2 -v5.13 | 126 | 7158 | Rate Constraint in lbs/MMBtu | FALSE | L | Annual | Allowances Banked | Thousand Tons | 0 | 0 | 0 | 0 | 0 | 0 | 0
BART NOX Annual-Sooner 2 -v5.13 | 126 | 7158 | Rate Constraint in lbs/MMBtu | FALSE | L | Annual | Allowances Withdrawn (1:1) | Thousand Tons | 0 | 0 | 0 | 0 | 0 | 0 | 0
BART NOX Annual-Sooner 2 -v5.13 | 126 | 7158 | Rate Constraint in lbs/MMBtu | FALSE | L | Annual | Allowances Withdrawn (n:1) | Thousand Tons | 0 | 0 | 0 | 0 | 0 | 0 | 0
BART NOX Annual-Sooner 2 -v5.13 | 126 | 7158 | Rate Constraint in lbs/MMBtu | FALSE | L | Annual | Net Emissions Allowance Position | Thousand Tons | 1.1832 | 0 | 0 | 0 | 0 | 0 | 0
BART NOX Annual-Sooner 2 -v5.13 | 126 | 7158 | Rate Constraint in lbs/MMBtu | FALSE | L | Annual | Fuel Consumed | TBtu | 18.2901 | 0 | 0 | 0 | 0 | 0 | 0
BART NOX Annual-Sooner 2 -v5.13 | 126 | 7158 | Rate Constraint in lbs/MMBtu | FALSE | L | Annual | Rate | lb/MMBtu | 0.12938 | 0 | 0 | 0 | 0 | 0 | 0
BART NOX Annual-Sooner 2 -v5.13 | 126 | 7158 | Rate Constraint in lbs/MMBtu | FALSE | L | Annual | Generation | TWh | 1.7454 | 0 | 0 | 0 | 0 | 0 | 0
BART NOX Annual-Sooner 2 -v5.13 | 126 | 7158 | Rate Constraint in lbs/MMBtu | FALSE | L | Annual | Qualifying Generation | TWh | 1.7454 | 0 | 0 | 0 | 0 | 0 | 0
BART NOX Annual-Sooner 2 -v5.13 | 126 | 7158 | Rate Constraint in lbs/MMBtu | FALSE | L | Annual | Rate | lb/MWh | 1.3558 | 0 | 0 | 0 | 0 | 0 | 0
BART NOX Annual-Sooner 2 -v5.13 | 126 | 7158 | Rate Constraint in lbs/MMBtu | FALSE | L | Annual | Constraint Shadow Price | US2019$/Ton | 0 | 0 | 0 | 0 | 0 | 0 | 0
BART NOX Annual-Wyodak - v6.20 | 127 | 7647 | Rate Constraint in lbs/MMBtu | FALSE | L | Annual | Seasons Included | Seasons | Winter, WintShld, Summer | Winter, WintShld, Summer | Winter, WintShld, Summer | Winter, WintShld, Summer | Winter, WintShld, Summer | Winter, WintShld, Summer | Winter, WintShld, Summer
BART NOX Annual-Wyodak - v6.20 | 127 | 7647 | Rate Constraint in lbs/MMBtu | FALSE | L | Annual | Standard NOX | lb/MMBtu | 0.23 | 0.23 | 0.23 | 0.23 | 0.23 | 0.23 | 0.23
BART NOX Annual-Wyodak - v6.20 | 127 | 7647 | Rate Constraint in lbs/MMBtu | FALSE | L | Annual | Emissions at Affected Plants NOX | Thousand Tons | 3.1696 | 3.1696 | 3.1696 | 0 | 0 | 0 | 0
BART NOX Annual-Wyodak - v6.20 | 127 | 7647 | Rate Constraint in lbs/MMBtu | FALSE | L | Annual | Allowances Purchased NOX | Thousand Tons | 0 | 0 | 0 | 0 | 0 | 0 | 0
BART NOX Annual-Wyodak - v6.20 | 127 | 7647 | Rate Constraint in lbs/MMBtu | FALSE | L | Annual | Allowances Sold NOX | Thousand Tons | 0 | 0 | 0 | 0 | 0 | 0 | 0
BART NOX Annual-Wyodak - v6.20 | 127 | 7647 | Rate Constraint in lbs/MMBtu | FALSE | L | Annual | Allowances Banked | Thousand Tons | 0 | 0 | 0 | 0 | 0 | 0 | 0
BART NOX Annual-Wyodak - v6.20 | 127 | 7647 | Rate Constraint in lbs/MMBtu | FALSE | L | Annual | Allowances Withdrawn (1:1) | Thousand Tons | 0 | 0 | 0 | 0 | 0 | 0 | 0
BART NOX Annual-Wyodak - v6.20 | 127 | 7647 | Rate Constraint in lbs/MMBtu | FALSE | L | Annual | Allowances Withdrawn (n:1) | Thousand Tons | 0 | 0 | 0 | 0 | 0 | 0 | 0
BART NOX Annual-Wyodak - v6.20 | 127 | 7647 | Rate Constraint in lbs/MMBtu | FALSE | L | Annual | Net Emissions Allowance Position | Thousand Tons | 3.1696 | 3.1696 | 3.1696 | 0 | 0 | 0 | 0
BART NOX Annual-Wyodak - v6.20 | 127 | 7647 | Rate Constraint in lbs/MMBtu | FALSE | L | Annual | Fuel Consumed | TBtu | 28.0147 | 28.0147 | 28.0147 | 0 | 0 | 0 | 0
BART NOX Annual-Wyodak - v6.20 | 127 | 7647 | Rate Constraint in lbs/MMBtu | FALSE | L | Annual | Rate | lb/MMBtu | 0.22628 | 0.22628 | 0.22628 | 0 | 0 | 0 | 0
BART NOX Annual-Wyodak - v6.20 | 127 | 7647 | Rate Constraint in lbs/MMBtu | FALSE | L | Annual | Generation | TWh | 2.2923 | 1.4037 | 1.4037 | 0 | 0 | 0 | 0
BART NOX Annual-Wyodak - v6.20 | 127 | 7647 | Rate Constraint in lbs/MMBtu | FALSE | L | Annual | Qualifying Generation | TWh | 2.2923 | 1.4037 | 1.4037 | 0 | 0 | 0 | 0
BART NOX Annual-Wyodak - v6.20 | 127 | 7647 | Rate Constraint in lbs/MMBtu | FALSE | L | Annual | Rate | lb/MWh | 2.7654 | 4.5159 | 4.5159 | 0 | 0 | 0 | 0
BART NOX Annual-Wyodak - v6.20 | 127 | 7647 | Rate Constraint in lbs/MMBtu | FALSE | L | Annual | Constraint Shadow Price | US2019$/Ton | 0 | 0 | 0 | 0 | 0 | 0 | 0
BART NOX Cap-Craig C1 -v6.20 | 128 | 7657 | Rate Constraint in MTons | FALSE | L | Annual | Seasons Included | Seasons | Winter, WintShld, Summer | Winter, WintShld, Summer | Winter, WintShld, Summer | Winter, WintShld, Summer | Winter, WintShld, Summer | Winter, WintShld, Summer | Winter, WintShld, Summer
BART NOX Cap-Craig C1 -v6.20 | 128 | 7657 | Rate Constraint in MTons | FALSE | L | Annual | Standard NOX | Thousand Tons | 4.065 | 4.065 | 4.065 | 4.065 | 4.065 | 4.065 | 4.065
BART NOX Cap-Craig C1 -v6.20 | 128 | 7657 | Rate Constraint in MTons | FALSE | L | Annual | Emissions at Affected Plants NOX | Thousand Tons | 0 | 0 | 0 | 0 | 0 | 0 | 0
BART NOX Cap-Craig C1 -v6.20 | 128 | 7657 | Rate Constraint in MTons | FALSE | L | Annual | Allowances Purchased NOX | Thousand Tons | 0 | 0 | 0 | 0 | 0 | 0 | 0
BART NOX Cap-Craig C1 -v6.20 | 128 | 7657 | Rate Constraint in MTons | FALSE | L | Annual | Allowances Sold NOX | Thousand Tons | 0 | 0 | 0 | 0 | 0 | 0 | 0
BART NOX Cap-Craig C1 -v6.20 | 128 | 7657 | Rate Constraint in MTons | FALSE | L | Annual | Allowances Banked | Thousand Tons | 0 | 0 | 0 | 0 | 0 | 0 | 0
BART NOX Cap-Craig C1 -v6.20 | 128 | 7657 | Rate Constraint in MTons | FALSE | L | Annual | Allowances Withdrawn (1:1) | Thousand Tons | 0 | 0 | 0 | 0 | 0 | 0 | 0
BART NOX Cap-Craig C1 -v6.20 | 128 | 7657 | Rate Constraint in MTons | FALSE | L | Annual | Allowances Withdrawn (n:1) | Thousand Tons | 0 | 0 | 0 | 0 | 0 | 0 | 0
BART NOX Cap-Craig C1 -v6.20 | 128 | 7657 | Rate Constraint in MTons | FALSE | L | Annual | Net Emissions Allowance Position | Thousand Tons | 0 | 0 | 0 | 0 | 0 | 0 | 0
BART NOX Cap-Craig C1 -v6.20 | 128 | 7657 | Rate Constraint in MTons | FALSE | L | Annual | Fuel Consumed | TBtu | 0 | 0 | 0 | 0 | 0 | 0 | 0
BART NOX Cap-Craig C1 -v6.20 | 128 | 7657 | Rate Constraint in MTons | FALSE | L | Annual | Rate | lb/MMBtu | 0 | 0 | 0 | 0 | 0 | 0 | 0
BART NOX Cap-Craig C1 -v6.20 | 128 | 7657 | Rate Constraint in MTons | FALSE | L | Annual | Generation | TWh | 0 | 0 | 0 | 0 | 0 | 0 | 0
BART NOX Cap-Craig C1 -v6.20 | 128 | 7657 | Rate Constraint in MTons | FALSE | L | Annual | Qualifying Generation | TWh | 0 | 0 | 0 | 0 | 0 | 0 | 0
BART NOX Cap-Craig C1 -v6.20 | 128 | 7657 | Rate Constraint in MTons | FALSE | L | Annual | Rate | lb/MWh | 0 | 0 | 0 | 0 | 0 | 0 | 0
BART NOX Cap-Craig C1 -v6.20 | 128 | 7657 | Rate Constraint in MTons | FALSE | L | Annual | Constraint Shadow Price | US2019$/Ton | 0 | 0 | 0 | 0 | 0 | 0 | 0
BART SO2 Annual- Arthur Kill- v5.16 | 129 | 7243 | Rate Constraint in lbs/MMBtu | FALSE | L | Annual | Seasons Included | Seasons | Winter, WintShld, Summer | Winter, WintShld, Summer | Winter, WintShld, Summer | Winter, WintShld, Summer | Winter, WintShld, Summer | Winter, WintShld, Summer | Winter, WintShld, Summer
BART SO2 Annual- Arthur Kill- v5.16 | 129 | 7243 | Rate Constraint in lbs/MMBtu | FALSE | L | Annual | Standard SO2 | lb/MMBtu | 0.15 | 0.15 | 0.15 | 0.15 | 0.15 | 0.15 | 0.15
BART SO2 Annual- Arthur Kill- v5.16 | 129 | 7243 | Rate Constraint in lbs/MMBtu | FALSE | L | Annual | Emissions at Affected Plants SO2 | Thousand Tons | 0 | 0 | 0 | 0 | 0 | 0 | 0
BART SO2 Annual- Arthur Kill- v5.16 | 129 | 7243 | Rate Constraint in lbs/MMBtu | FALSE | L | Annual | Allowances Purchased SO2 | Thousand Tons | 0 | 0 | 0 | 0 | 0 | 0 | 0
BART SO2 Annual- Arthur Kill- v5.16 | 129 | 7243 | Rate Constraint in lbs/MMBtu | FALSE | L | Annual | Allowances Sold SO2 | Thousand Tons | 0 | 0 | 0 | 0 | 0 | 0 | 0
BART SO2 Annual- Arthur Kill- v5.16 | 129 | 7243 | Rate Constraint in lbs/MMBtu | FALSE | L | Annual | Allowances Banked | Thousand Tons | 0 | 0 | 0 | 0 | 0 | 0 | 0
BART SO2 Annual- Arthur Kill- v5.16 | 129 | 7243 | Rate Constraint in lbs/MMBtu | FALSE | L | Annual | Allowances Withdrawn (1:1) | Thousand Tons | 0 | 0 | 0 | 0 | 0 | 0 | 0
BART SO2 Annual- Arthur Kill- v5.16 | 129 | 7243 | Rate Constraint in lbs/MMBtu | FALSE | L | Annual | Allowances Withdrawn (n:1) | Thousand Tons | 0 | 0 | 0 | 0 | 0 | 0 | 0
BART SO2 Annual- Arthur Kill- v5.16 | 129 | 7243 | Rate Constraint in lbs/MMBtu | FALSE | L | Annual | Net Emissions Allowance Position | Thousand Tons | 0 | 0 | 0 | 0 | 0 | 0 | 0
BART SO2 Annual- Arthur Kill- v5.16 | 129 | 7243 | Rate Constraint in lbs/MMBtu | FALSE | L | Annual | Fuel Consumed | TBtu | 3.6936 | 0 | 0 | 0 | 0 | 0 | 0
BART SO2 Annual- Arthur Kill- v5.16 | 129 | 7243 | Rate Constraint in lbs/MMBtu | FALSE | L | Annual | Rate | lb/MMBtu | 0 | 0 | 0 | 0 | 0 | 0 | 0
BART SO2 Annual- Arthur Kill- v5.16 | 129 | 7243 | Rate Constraint in lbs/MMBtu | FALSE | L | Annual | Generation | TWh | 0.32899 | 0 | 0 | 0 | 0 | 0 | 0
BART SO2 Annual- Arthur Kill- v5.16 | 129 | 7243 | Rate Constraint in lbs/MMBtu | FALSE | L | Annual | Qualifying Generation | TWh | 0.32899 | 0 | 0 | 0 | 0 | 0 | 0
BART SO2 Annual- Arthur Kill- v5.16 | 129 | 7243 | Rate Constraint in lbs/MMBtu | FALSE | L | Annual | Rate | lb/MWh | 0 | 0 | 0 | 0 | 0 | 0 | 0
BART SO2 Annual- Arthur Kill- v5.16 | 129 | 7243 | Rate Constraint in lbs/MMBtu | FALSE | L | Annual | Constraint Shadow Price | US2019$/Ton | 0 | 0 | 0 | 0 | 0 | 0 | 0
BART SO2 Annual- Big Stone 1- v5.16 | 130 | 7234 | Rate Constraint in lbs/MMBtu | FALSE | L | Annual | Seasons Included | Seasons | Winter, WintShld, Summer | Winter, WintShld, Summer | Winter, WintShld, Summer | Winter, WintShld, Summer | Winter, WintShld, Summer | Winter, WintShld, Summer | Winter, WintShld, Summer
BART SO2 Annual- Big Stone 1- v5.16 | 130 | 7234 | Rate Constraint in lbs/MMBtu | FALSE | L | Annual | Standard SO2 | lb/MMBtu | 0.09 | 0.09 | 0.09 | 0.09 | 0.09 | 0.09 | 0.09
BART SO2 Annual- Big Stone 1- v5.16 | 130 | 7234 | Rate Constraint in lbs/MMBtu | FALSE | L | Annual | Emissions at Affected Plants SO2 | Thousand Tons | 1.0716 | 0.99137 | 0 | 0 | 0 | 0 | 0
BART SO2 Annual- Big Stone 1- v5.16 | 130 | 7234 | Rate Constraint in lbs/MMBtu | FALSE | L | Annual | Allowances Purchased SO2 | Thousand Tons | 0 | 0 | 0 | 0 | 0 | 0 | 0
BART SO2 Annual- Big Stone 1- v5.16 | 130 | 7234 | Rate Constraint in lbs/MMBtu | FALSE | L | Annual | Allowances Sold SO2 | Thousand Tons | 0 | 0 | 0 | 0 | 0 | 0 | 0
BART SO2 Annual- Big Stone 1- v5.16 | 130 | 7234 | Rate Constraint in lbs/MMBtu | FALSE | L | Annual | Allowances Banked | Thousand Tons | 0 | 0 | 0 | 0 | 0 | 0 | 0
BART SO2 Annual- Big Stone 1- v5.16 | 130 | 7234 | Rate Constraint in lbs/MMBtu | FALSE | L | Annual | Allowances Withdrawn (1:1) | Thousand Tons | 0 | 0 | 0 | 0 | 0 | 0 | 0
BART SO2 Annual- Big Stone 1- v5.16 | 130 | 7234 | Rate Constraint in lbs/MMBtu | FALSE | L | Annual | Allowances Withdrawn (n:1) | Thousand Tons | 0 | 0 | 0 | 0 | 0 | 0 | 0
BART SO2 Annual- Big Stone 1- v5.16 | 130 | 7234 | Rate Constraint in lbs/MMBtu | FALSE | L | Annual | Net Emissions Allowance Position | Thousand Tons | 1.0716 | 0.99137 | 0 | 0 | 0 | 0 | 0
BART SO2 Annual- Big Stone 1- v5.16 | 130 | 7234 | Rate Constraint in lbs/MMBtu | FALSE | L | Annual | Fuel Consumed | TBtu | 30.4849 | 28.2028 | 0 | 0 | 0 | 0 | 0
BART SO2 Annual- Big Stone 1- v5.16 | 130 | 7234 | Rate Constraint in lbs/MMBtu | FALSE | L | Annual | Rate | lb/MMBtu | 0.070303 | 0.070303 | 0 | 0 | 0 | 0 | 0
BART SO2 Annual- Big Stone 1- v5.16 | 130 | 7234 | Rate Constraint in lbs/MMBtu | FALSE | L | Annual | Generation | TWh | 3.0708 | 2.8409 | 0 | 0 | 0 | 0 | 0
BART SO2 Annual- Big Stone 1- v5.16 | 130 | 7234 | Rate Constraint in lbs/MMBtu | FALSE | L | Annual | Qualifying Generation | TWh | 2.9799 | 2.7569 | 0 | 0 | 0 | 0 | 0
BART SO2 Annual- Big Stone 1- v5.16 | 130 | 7234 | Rate Constraint in lbs/MMBtu | FALSE | L | Annual | Rate | lb/MWh | 0.7192 | 0.7192 | 0 | 0 | 0 | 0 | 0
BART SO2 Annual- Big Stone 1- v5.16 | 130 | 7234 | Rate Constraint in lbs/MMBtu | FALSE | L | Annual | Constraint Shadow Price | US2019$/Ton | 0 | 0 | 0 | 0 | 0 | 0 | 0
BART SO2 Annual Cap-Deerhaven B2 -v5.13 | 131 | 7233 | Rate Constraint in MTons | FALSE | L | Annual | Seasons Included | Seasons | Winter, WintShld, Summer | Winter, WintShld, Summer | Winter, WintShld, Summer | Winter, WintShld, Summer | Winter, WintShld, Summer | Winter, WintShld, Summer | Winter, WintShld, Summer
BART SO2 Annual Cap-Deerhaven B2 -v5.13 | 131 | 7233 | Rate Constraint in MTons | FALSE | L | Annual | Standard SO2 | Thousand Tons | 5.5 | 5.5 | 5.5 | 5.5 | 5.5 | 5.5 | 5.5
BART SO2 Annual Cap-Deerhaven B2 -v5.13 | 131 | 7233 | Rate Constraint in MTons | FALSE | L | Annual | Emissions at Affected Plants SO2 | Thousand Tons | 0 | 0 | 0 | 0 | 0 | 0 | 0
BART SO2 Annual Cap-Deerhaven B2 -v5.13 | 131 | 7233 | Rate Constraint in MTons | FALSE | L | Annual | Allowances Purchased SO2 | Thousand Tons | 0 | 0 | 0 | 0 | 0 | 0 | 0
BART SO2 Annual Cap-Deerhaven B2 -v5.13 | 131 | 7233 | Rate Constraint in MTons | FALSE | L | Annual | Allowances Sold SO2 | Thousand Tons | 0 | 0 | 0 | 0 | 0 | 0 | 0
BART SO2 Annual Cap-Deerhaven B2 -v5.13 | 131 | 7233 | Rate Constraint in MTons | FALSE | L | Annual | Allowances Banked | Thousand Tons | 0 | 0 | 0 | 0 | 0 | 0 | 0
BART SO2 Annual Cap-Deerhaven B2 -v5.13 | 131 | 7233 | Rate Constraint in MTons | FALSE | L | Annual | Allowances Withdrawn (1:1) | Thousand Tons | 0 | 0 | 0 | 0 | 0 | 0 | 0
BART SO2 Annual Cap-Deerhaven B2 -v5.13 | 131 | 7233 | Rate Constraint in MTons | FALSE | L | Annual | Allowances Withdrawn (n:1) | Thousand Tons | 0 | 0 | 0 | 0 | 0 | 0 | 0
BART SO2 Annual Cap-Deerhaven B2 -v5.13 | 131 | 7233 | Rate Constraint in MTons | FALSE | L | Annual | Net Emissions Allowance Position | Thousand Tons | 0 | 0 | 0 | 0 | 0 | 0 | 0
BART SO2 Annual Cap-Deerhaven B2 -v5.13 | 131 | 7233 | Rate Constraint in MTons | FALSE | L | Annual | Fuel Consumed | TBtu | 0 | 0 | 0 | 0 | 0 | 0 | 0
BART SO2 Annual Cap-Deerhaven B2 -v5.13 | 131 | 7233 | Rate Constraint in MTons | FALSE | L | Annual | Rate | lb/MMBtu | 0 | 0 | 0 | 0 | 0 | 0 | 0
BART SO2 Annual Cap-Deerhaven B2 -v5.13 | 131 | 7233 | Rate Constraint in MTons | FALSE | L | Annual | Generation | TWh | 0 | 0 | 0 | 0 | 0 | 0 | 0
BART SO2 Annual Cap-Deerhaven B2 -v5.13 | 131 | 7233 | Rate Constraint in MTons | FALSE | L | Annual | Qualifying Generation | TWh | 0 | 0 | 0 | 0 | 0 | 0 | 0
BART SO2 Annual Cap-Deerhaven B2 -v5.13 | 131 | 7233 | Rate Constraint in MTons | FALSE | L | Annual | Rate | lb/MWh | 0 | 0 | 0 | 0 | 0 | 0 | 0
BART SO2 Annual Cap-Deerhaven B2 -v5.13 | 131 | 7233 | Rate Constraint in MTons | FALSE | L | Annual | Constraint Shadow Price | US2019$/Ton | 0 | 0 | 0 | 0 | 0 | 0 | 0
BART SO2 Annual Cap-Northside 1-3 -v5.13 | 132 | 7232 | Rate Constraint in MTons | FALSE | L | Annual | Seasons Included | Seasons | Winter, WintShld, Summer | Winter, WintShld, Summer | Winter, WintShld, Summer | Winter, WintShld, Summer | Winter, WintShld, Summer | Winter, WintShld, Summer | Winter, WintShld, Summer
BART SO2 Annual Cap-Northside 1-3 -v5.13 | 132 | 7232 | Rate Constraint in MTons | FALSE | L | Annual | Standard SO2 | Thousand Tons | 3.6 | 3.6 | 3.6 | 3.6 | 3.6 | 3.6 | 3.6
BART SO2 Annual Cap-Northside 1-3 -v5.13 | 132 | 7232 | Rate Constraint in MTons | FALSE | L | Annual | Emissions at Affected Plants SO2 | Thousand Tons | 3.6 | 3.6 | 3.0763 | 3.0763 | 3.0763 | 0 | 0
BART SO2 Annual Cap-Northside 1-3 -v5.13 | 132 | 7232 | Rate Constraint in MTons | FALSE | L | Annual | Allowances Purchased SO2 | Thousand Tons | 0 | 0 | 0 | 0 | 0 | 0 | 0
BART SO2 Annual Cap-Northside 1-3 -v5.13 | 132 | 7232 | Rate Constraint in MTons | FALSE | L | Annual | Allowances Sold SO2 | Thousand Tons | 0 | 0 | 0 | 0 | 0 | 0 | 0
BART SO2 Annual Cap-Northside 1-3 -v5.13 | 132 | 7232 | Rate Constraint in MTons | FALSE | L | Annual | Allowances Banked | Thousand Tons | 0 | 0 | 0 | 0 | 0 | 0 | 0
BART SO2 Annual Cap-Northside 1-3 -v5.13 | 132 | 7232 | Rate Constraint in MTons | FALSE | L | Annual | Allowances Withdrawn (1:1) | Thousand Tons | 0 | 0 | 0 | 0 | 0 | 0 | 0
BART SO2 Annual Cap-Northside 1-3 -v5.13 | 132 | 7232 | Rate Constraint in MTons | FALSE | L | Annual | Allowances Withdrawn (n:1) | Thousand Tons | 0 | 0 | 0 | 0 | 0 | 0 | 0
BART SO2 Annual Cap-Northside 1-3 -v5.13 | 132 | 7232 | Rate Constraint in MTons | FALSE | L | Annual | Net Emissions Allowance Position | Thousand Tons | 3.6 | 3.6 | 3.0763 | 3.0763 | 3.0763 | 0 | 0
BART SO2 Annual Cap-Northside 1-3 -v5.13 | 132 | 7232 | Rate Constraint in MTons | FALSE | L | Annual | Fuel Consumed | TBtu | 6.2338 | 6.2338 | 5.3269 | 5.3269 | 5.3269 | 0 | 0
BART SO2 Annual Cap-Northside 1-3 -v5.13 | 132 | 7232 | Rate Constraint in MTons | FALSE | L | Annual | Rate | lb/MMBtu | 1.155 | 1.155 | 1.155 | 1.155 | 1.155 | 0 | 0
BART SO2 Annual Cap-Northside 1-3 -v5.13 | 132 | 7232 | Rate Constraint in MTons | FALSE | L | Annual | Generation | TWh | 0.60073 | 0.60073 | 0.51334 | 0.51334 | 0.51334 | 0 | 0
BART SO2 Annual Cap-Northside 1-3 -v5.13 | 132 | 7232 | Rate Constraint in MTons | FALSE | L | Annual | Qualifying Generation | TWh | 0.60073 | 0.60073 | 0.51334 | 0.51334 | 0.51334 | 0 | 0
BART SO2 Annual Cap-Northside 1-3 -v5.13 | 132 | 7232 | Rate Constraint in MTons | FALSE | L | Annual | Rate | lb/MWh | 11.9854 | 11.9854 | 11.9854 | 11.9854 | 11.9854 | 0 | 0
BART SO2 Annual Cap-Northside 1-3 -v5.13 | 132 | 7232 | Rate Constraint in MTons | FALSE | L | Annual | Constraint Shadow Price | US2019$/Ton | 933.041 | 1234.0367 | 0 | 0 | 0 | 0 | 0
BART SO2 Annual- Coal Creek 1- v6.17 | 133 | 7212 | Rate Constraint in lbs/MMBtu | FALSE | L | Annual | Seasons Included | Seasons | Winter, WintShld, Summer | Winter, WintShld, Summer | Winter, WintShld, Summer | Winter, WintShld, Summer | Winter, WintShld, Summer | Winter, WintShld, Summer | Winter, WintShld, Summer
BART SO2 Annual- Coal Creek 1- v6.17 | 133 | 7212 | Rate Constraint in lbs/MMBtu | FALSE | L | Annual | Standard SO2 | lb/MMBtu | 0.15 | 0.15 | 0.15 | 0.15 | 0.15 | 0.15 | 0.15
BART SO2 Annual- Coal Creek 1- v6.17 | 133 | 7212 | Rate Constraint in lbs/MMBtu | FALSE | L | Annual | Emissions at Affected Plants SO2 | Thousand Tons | 2.9678 | 2.9678 | 0.35142 | 0 | 0 | 0 | 0
BART SO2 Annual- Coal Creek 1- v6.17 | 133 | 7212 | Rate Constraint in lbs/MMBtu | FALSE | L | Annual | Allowances Purchased SO2 | Thousand Tons | 0 | 0 | 0 | 0 | 0 | 0 | 0
BART SO2 Annual- Coal Creek 1- v6.17 | 133 | 7212 | Rate Constraint in lbs/MMBtu | FALSE | L | Annual | Allowances Sold SO2 | Thousand Tons | 0 | 0 | 0 | 0 | 0 | 0 | 0
BART SO2 Annual- Coal Creek 1- v6.17 | 133 | 7212 | Rate Constraint in lbs/MMBtu | FALSE | L | Annual | Allowances Banked | Thousand Tons | 0 | 0 | 0 | 0 | 0 | 0 | 0
BART SO2 Annual- Coal Creek 1- v6.17 | 133 | 7212 | Rate Constraint in lbs/MMBtu | FALSE | L | Annual | Allowances Withdrawn (1:1) | Thousand Tons | 0 | 0 | 0 | 0 | 0 | 0 | 0
BART SO2 Annual- Coal Creek 1- v6.17 | 133 | 7212 | Rate Constraint in lbs/MMBtu | FALSE | L | Annual | Allowances Withdrawn (n:1) | Thousand Tons | 0 | 0 | 0 | 0 | 0 | 0 | 0
BART SO2 Annual- Coal Creek 1- v6.17 | 133 | 7212 | Rate Constraint in lbs/MMBtu | FALSE | L | Annual | Net Emissions Allowance Position | Thousand Tons | 2.9678 | 2.9678 | 0.35142 | 0 | 0 | 0 | 0
BART SO2 Annual- Coal Creek 1- v6.17 | 133 | 7212 | Rate Constraint in lbs/MMBtu | FALSE | L | Annual | Fuel Consumed | TBtu | 40.5015 | 40.5015 | 4.7959 | 0 | 0 | 0 | 0
BART SO2 Annual- Coal Creek 1- v6.17 | 133 | 7212 | Rate Constraint in lbs/MMBtu | FALSE | L | Annual | Rate | lb/MMBtu | 0.14655 | 0.14655 | 0.14655 | 0 | 0 | 0 | 0
BART SO2 Annual- Coal Creek 1- v6.17 | 133 | 7212 | Rate Constraint in lbs/MMBtu | FALSE | L | Annual | Generation | TWh | 4.1765 | 4.1765 | 0.49454 | 0 | 0 | 0 | 0
BART SO2 Annual- Coal Creek 1- v6.17 | 133 | 7212 | Rate Constraint in lbs/MMBtu | FALSE | L | Annual | Qualifying Generation | TWh | 4.0705 | 4.0705 | 0.482 | 0 | 0 | 0 | 0
BART SO2 Annual- Coal Creek 1- v6.17 | 133 | 7212 | Rate Constraint in lbs/MMBtu | FALSE | L | Annual | Rate | lb/MWh | 1.4582 | 1.4582 | 1.4582 | 0 | 0 | 0 | 0
BART SO2 Annual- Coal Creek 1- v6.17 | 133 | 7212 | Rate Constraint in lbs/MMBtu | FALSE | L | Annual | Constraint Shadow Price | US2019$/Ton | 0 | 0 | 0 | 0 | 0 | 0 | 0
BART SO2 Annual- Coal Creek 2- v6.17 | 134 | 7213 | Rate Constraint in lbs/MMBtu | FALSE | L | Annual | Seasons Included | Seasons | Winter, WintShld, Summer | Winter, WintShld, Summer | Winter, WintShld, Summer | Winter, WintShld, Summer | Winter, WintShld, Summer | Winter, WintShld, Summer | Winter, WintShld, Summer
BART SO2 Annual- Coal Creek 2- v6.17 | 134 | 7213 | Rate Constraint in lbs/MMBtu | FALSE | L | Annual | Standard SO2 | lb/MMBtu | 0.15 | 0.15 | 0.15 | 0.15 | 0.15 | 0.15 | 0.15
BART SO2 Annual- Coal Creek 2- v6.17 | 134 | 7213 | Rate Constraint in lbs/MMBtu | FALSE | L | Annual | Emissions at Affected Plants SO2 | Thousand Tons | 2.9626 | 2.9626 | 0.35081 | 0 | 0 | 0 | 0
BART SO2 Annual- Coal Creek 2- v6.17 | 134 | 7213 | Rate Constraint in lbs/MMBtu | FALSE | L | Annual | Allowances Purchased SO2 | Thousand Tons | 0 | 0 | 0 | 0 | 0 | 0 | 0
BART SO2 Annual- Coal Creek 2- v6.17 | 134 | 7213 | Rate Constraint in lbs/MMBtu | FALSE | L | Annual | Allowances Sold SO2 | Thousand Tons | 0 | 0 | 0 | 0 | 0 | 0 | 0
BART SO2 Annual- Coal Creek 2- v6.17 | 134 | 7213 | Rate Constraint in lbs/MMBtu | FALSE | L | Annual | Allowances Banked | Thousand Tons | 0 | 0 | 0 | 0 | 0 | 0 | 0
BART SO2 Annual- Coal Creek 2- v6.17 | 134 | 7213 | Rate Constraint in lbs/MMBtu | FALSE | L | Annual | Allowances Withdrawn (1:1) | Thousand Tons | 0 | 0 | 0 | 0 | 0 | 0 | 0
BART SO2 Annual- Coal Creek 2- v6.17 | 134 | 7213 | Rate Constraint in lbs/MMBtu | FALSE | L | Annual | Allowances Withdrawn (n:1) | Thousand Tons | 0 | 0 | 0 | 0 | 0 | 0 | 0
BART SO2 Annual- Coal Creek 2- v6.17 | 134 | 7213 | Rate Constraint in lbs/MMBtu | FALSE | L | Annual | Net Emissions Allowance Position | Thousand Tons | 2.9626 | 2.9626 | 0.35081 | 0 | 0 | 0 | 0
BART SO2 Annual- Coal Creek 2- v6.17 | 134 | 7213 | Rate Constraint in lbs/MMBtu | FALSE | L | Annual | Fuel Consumed | TBtu | 40.6579 | 40.6579 | 4.8144 | 0 | 0 | 0 | 0
BART SO2 Annual- Coal Creek 2- v6.17 | 134 | 7213 | Rate Constraint in lbs/MMBtu | FALSE | L | Annual | Rate | lb/MMBtu | 0.14573 | 0.14573 | 0.14573 | 0 | 0 | 0 | 0
BART SO2 Annual- Coal Creek 2- v6.17 | 134 | 7213 | Rate Constraint in lbs/MMBtu | FALSE | L | Annual | Generation | TWh | 4.1692 | 4.1692 | 0.49368 | 0 | 0 | 0 | 0
BART SO2 Annual- Coal Creek 2- v6.17 | 134 | 7213 | Rate Constraint in lbs/MMBtu | FALSE | L | Annual | Qualifying Generation | TWh | 4.0862 | 4.0862 | 0.48386 | 0 | 0 | 0 | 0
BART SO2 Annual- Coal Creek 2- v6.17 | 134 | 7213 | Rate Constraint in lbs/MMBtu | FALSE | L | Annual | Rate | lb/MWh | 1.45 | 1.45 | 1.45 | 0 | 0 | 0 | 0
BART SO2 Annual- Coal Creek 2- v6.17 | 134 | 7213 | Rate Constraint in lbs/MMBtu | FALSE | L | Annual | Constraint Shadow Price | US2019$/Ton | 0 | 0 | 0 | 0 | 0 | 0 | 0
BART SO2 Annual- Comanche 1,2- v5.16 | 135 | 7199 | Rate Constraint in lbs/MMBtu | FALSE | L | Annual | Seasons Included | Seasons | Winter, WintShld, Summer | Winter, WintShld, Summer | Winter, WintShld, Summer | Winter, WintShld, Summer | Winter, WintShld, Summer | Winter, WintShld, Summer | Winter, WintShld, Summer
BART SO2 Annual- Comanche 1,2- v5.16 | 135 | 7199 | Rate Constraint in lbs/MMBtu | FALSE | L | Annual | Standard SO2 | lb/MMBtu | 0.1 | 0.1 | 0.1 | 0.1 | 0.1 | 0.1 | 0.1
BART SO2 Annual- Comanche 1,2- v5.16 | 135 | 7199 | Rate Constraint in lbs/MMBtu | FALSE | L | Annual | Emissions at Affected Plants SO2 | Thousand Tons | 0 | 0 | 0 | 0 | 0 | 0 | 0
BART SO2 Annual- Comanche 1,2- v5.16 | 135 | 7199 | Rate Constraint in lbs/MMBtu | FALSE | L | Annual | Allowances Purchased SO2 | Thousand Tons | 0 | 0 | 0 | 0 | 0 | 0 | 0
BART SO2 Annual- Comanche 1,2- v5.16 | 135 | 7199 | Rate Constraint in lbs/MMBtu | FALSE | L | Annual | Allowances Sold SO2 | Thousand Tons | 0 | 0 | 0 | 0 | 0 | 0 | 0
BART SO2 Annual- Comanche 1,2- v5.16 | 135 | 7199 | Rate Constraint in lbs/MMBtu | FALSE | L | Annual | Allowances Banked | Thousand Tons | 0 | 0 | 0 | 0 | 0 | 0 | 0
BART SO2 Annual- Comanche 1,2- v5.16 | 135 | 7199 | Rate Constraint in lbs/MMBtu | FALSE | L | Annual | Allowances Withdrawn (1:1) | Thousand Tons | 0 | 0 | 0 | 0 | 0 | 0 | 0
BART SO2 Annual- Comanche 1,2- v5.16 | 135 | 7199 | Rate Constraint in lbs/MMBtu | FALSE | L | Annual | Allowances Withdrawn (n:1) | Thousand Tons | 0 | 0 | 0 | 0 | 0 | 0 | 0
BART SO2 Annual- Comanche 1,2- v5.16 | 135 | 7199 | Rate Constraint in lbs/MMBtu | FALSE | L | Annual | Net Emissions Allowance Position | Thousand Tons | 0 | 0 | 0 | 0 | 0 | 0 | 0
BART SO2 Annual- Comanche 1,2- v5.16 | 135 | 7199 | Rate Constraint in lbs/MMBtu | FALSE | L | Annual | Fuel Consumed | TBtu | 0 | 0 | 0 | 0 | 0 | 0 | 0
BART SO2 Annual- Comanche 1,2- v5.16 | 135 | 7199 | Rate Constraint in lbs/MMBtu | FALSE | L | Annual | Rate | lb/MMBtu | 0 | 0 | 0 | 0 | 0 | 0 | 0
BART SO2 Annual- Comanche 1,2- v5.16 | 135 | 7199 | Rate Constraint in lbs/MMBtu | FALSE | L | Annual | Generation | TWh | 0 | 0 | 0 | 0 | 0 | 0 | 0
BART SO2 Annual- Comanche 1,2- v5.16 | 135 | 7199 | Rate Constraint in lbs/MMBtu | FALSE | L | Annual | Qualifying Generation | TWh | 0 | 0 | 0 | 0 | 0 | 0 | 0
BART SO2 Annual- Comanche 1,2- v5.16 | 135 | 7199 | Rate Constraint in lbs/MMBtu | FALSE | L | Annual | Rate | lb/MWh | 0 | 0 | 0 | 0 | 0 | 0 | 0
BART SO2 Annual- Comanche 1,2- v5.16 | 135 | 7199 | Rate Constraint in lbs/MMBtu | FALSE | L | Annual | Constraint Shadow Price | US2019$/Ton | 0 | 0 | 0 | 0 | 0 | 0 | 0
BART SO2 Annual- Comanche 2- v5.16 | 136 | 7198 | Rate Constraint in lbs/MMBtu | FALSE | L | Annual | Seasons Included | Seasons | Winter, WintShld, Summer | Winter, WintShld, Summer | Winter, WintShld, Summer | Winter, WintShld, Summer | Winter, WintShld, Summer | Winter, WintShld, Summer | Winter, WintShld, Summer
BART SO2 Annual- Comanche 2- v5.16 | 136 | 7198 | Rate Constraint in lbs/MMBtu | FALSE | L | Annual | Standard SO2 | lb/MMBtu | 0.12 | 0.12 | 0.12 | 0.12 | 0.12 | 0.12 | 0.12
BART SO2 Annual- Comanche 2- v5.16 | 136 | 7198 | Rate Constraint in lbs/MMBtu | FALSE | L | Annual | Emissions at Affected Plants SO2 | Thousand Tons | 0 | 0 | 0 | 0 | 0 | 0 | 0
BART SO2 Annual- Comanche 2- v5.16 | 136 | 7198 | Rate Constraint in lbs/MMBtu | FALSE | L | Annual | Allowances Purchased SO2 | Thousand Tons | 0 | 0 | 0 | 0 | 0 | 0 | 0
BART SO2 Annual- Comanche 2- v5.16 | 136 | 7198 | Rate Constraint in lbs/MMBtu | FALSE | L | Annual | Allowances Sold SO2 | Thousand Tons | 0 | 0 | 0 | 0 | 0 | 0 | 0
BART SO2 Annual- Comanche 2- v5.16 | 136 | 7198 | Rate Constraint in lbs/MMBtu | FALSE | L | Annual | Allowances Banked | Thousand Tons | 0 | 0 | 0 | 0 | 0 | 0 | 0
BART SO2 Annual- Comanche 2- v5.16 | 136 | 7198 | Rate Constraint in lbs/MMBtu | FALSE | L | Annual | Allowances Withdrawn (1:1) | Thousand Tons | 0 | 0 | 0 | 0 | 0 | 0 | 0
BART SO2 Annual- Comanche 2- v5.16 | 136 | 7198 | Rate Constraint in lbs/MMBtu | FALSE | L | Annual | Allowances Withdrawn (n:1) | Thousand Tons | 0 | 0 | 0 | 0 | 0 | 0 | 0
BART SO2 Annual- Comanche 2- v5.16 | 136 | 7198 | Rate Constraint in lbs/MMBtu | FALSE | L | Annual | Net Emissions Allowance Position | Thousand Tons | 0 | 0 | 0 | 0 | 0 | 0 | 0
BART SO2 Annual- Comanche 2- v5.16 | 136 | 7198 | Rate Constraint in lbs/MMBtu | FALSE | L | Annual | Fuel Consumed | TBtu | 0 | 0 | 0 | 0 | 0 | 0 | 0
BART SO2 Annual- Comanche 2- v5.16 | 136 | 7198 | Rate Constraint in lbs/MMBtu | FALSE | L | Annual | Rate | lb/MMBtu | 0 | 0 | 0 | 0 | 0 | 0 | 0
BART SO2 Annual- Comanche 2- v5.16 | 136 | 7198 | Rate Constraint in lbs/MMBtu | FALSE | L | Annual | Generation | TWh | 0 | 0 | 0 | 0 | 0 | 0 | 0
BART SO2 Annual- Comanche 2- v5.16 | 136 | 7198 | Rate Constraint in lbs/MMBtu | FALSE | L | Annual | Qualifying Generation | TWh | 0 | 0 | 0 | 0 | 0 | 0 | 0
BART SO2 Annual- Comanche 2- v5.16 | 136 | 7198 | Rate Constraint in lbs/MMBtu | FALSE | L | Annual | Rate | lb/MWh | 0 | 0 | 0 | 0 | 0 | 0 | 0
BART SO2 Annual- Comanche 2- v5.16 | 136 | 7198 | Rate Constraint in lbs/MMBtu | FALSE | L | Annual | Constraint Shadow Price | US2019$/Ton | 0 | 0 | 0 | 0 | 0 | 0 | 0
BART SO2 Annual- Flint Creek- v6.20 | 137 | 7643 | Rate Constraint in lbs/MMBtu | FALSE | L | Annual | Seasons Included | Seasons | Winter, WintShld, Summer | Winter, WintShld, Summer | Winter, WintShld, Summer | Winter, WintShld, Summer | Winter, WintShld, Summer | Winter, WintShld, Summer | Winter, WintShld, Summer
BART SO2 Annual- Flint Creek- v6.20 | 137 | 7643 | Rate Constraint in lbs/MMBtu | FALSE | L | Annual | Standard SO2 | lb/MMBtu | 0.06 | 0.06 | 0.06 | 0.06 | 0.06 | 0.06 | 0.06
BART SO2 Annual- Flint Creek- v6.20 | 137 | 7643 | Rate Constraint in lbs/MMBtu | FALSE | L | Annual | Emissions at Affected Plants SO2 | Thousand Tons | 0.19176 | 0 | 0 | 0 | 0 | 0 | 0
BART SO2 Annual- Flint Creek- v6.20 | 137 | 7643 | Rate Constraint in lbs/MMBtu | FALSE | L | Annual | Allowances Purchased SO2 | Thousand Tons | 0 | 0 | 0 | 0 | 0 | 0 | 0
BART SO2 Annual- Flint Creek- v6.20 | 137 | 7643 | Rate Constraint in lbs/MMBtu | FALSE | L | Annual | Allowances Sold SO2 | Thousand Tons | 0 | 0 | 0 | 0 | 0 | 0 | 0
BART SO2 Annual- Flint Creek- v6.20 | 137 | 7643 | Rate Constraint in lbs/MMBtu | FALSE | L | Annual | Allowances Banked | Thousand Tons | 0 | 0 | 0 | 0 | 0 | 0 | 0
BART SO2 Annual- Flint Creek- v6.20 | 137 | 7643 | Rate Constraint in lbs/MMBtu | FALSE | L | Annual | Allowances Withdrawn (1:1) | Thousand Tons | 0 | 0 | 0 | 0 | 0 | 0 | 0
BART SO2 Annual- Flint Creek- v6.20 | 137 | 7643 | Rate Constraint in lbs/MMBtu | FALSE | L | Annual | Allowances Withdrawn (n:1) | Thousand Tons | 0 | 0 | 0 | 0 | 0 | 0 | 0
BART SO2 Annual- Flint Creek- v6.20 | 137 | 7643 | Rate Constraint in lbs/MMBtu | FALSE | L | Annual | Net Emissions Allowance Position | Thousand Tons | 0.19176 | 0 | 0 | 0 | 0 | 0 | 0
BART SO2 Annual- Flint Creek- v6.20 | 137 | 7643 | Rate Constraint in lbs/MMBtu | FALSE | L | Annual | Fuel Consumed | TBtu | 6.6838 | 0 | 0 | 0 | 0 | 0 | 0
BART SO2 Annual- Flint Creek- v6.20 | 137 | 7643 | Rate Constraint in lbs/MMBtu | FALSE | L | Annual | Rate | lb/MMBtu | 0.05738 | 0 | 0 | 0 | 0 | 0 | 0
BART SO2 Annual- Flint Creek- v6.20 | 137 | 7643 | Rate Constraint in lbs/MMBtu | FALSE | L | Annual | Generation | TWh | 0.62882 | 0 | 0 | 0 | 0 | 0 | 0
BART SO2 Annual- Flint Creek- v6.20 | 137 | 7643 | Rate Constraint in lbs/MMBtu | FALSE | L | Annual | Qualifying Generation | TWh | 0.62882 | 0 | 0 | 0 | 0 | 0 | 0
BART SO2 Annual- Flint Creek- v6.20 | 137 | 7643 | Rate Constraint in lbs/MMBtu | FALSE | L | Annual | Rate | lb/MWh | 0.60989 | 0 | 0 | 0 | 0 | 0 | 0
BART SO2 Annual- Flint Creek- v6.20 | 137 | 7643 | Rate Constraint in lbs/MMBtu | FALSE | L | Annual | Constraint Shadow Price | US2019$/Ton | 0 | 470994.2446 | 264212.6227 | 764609.7764 | 1036733.2573 | 1517768.9583 | 1597270.2357
BART SO2 Annual- Hayden 1- v5.16 | 138 | 7202 | Rate Constraint in lbs/MMBtu | FALSE | L | Annual | Seasons Included | Seasons | Winter, WintShld, Summer | Winter, WintShld, Summer | Winter, WintShld, Summer | Winter, WintShld, Summer | Winter, WintShld, Summer | Winter, WintShld, Summer | Winter, WintShld, Summer
BART SO2 Annual- Hayden 1- v5.16 | 138 | 7202 | Rate Constraint in lbs/MMBtu | FALSE | L | Annual | Standard SO2 | lb/MMBtu | 0.13 | 0.13 | 0.13 | 0.13 | 0.13 | 0.13 | 0.13
BART SO2 Annual- Hayden 1- v5.16 | 138 | 7202 | Rate Constraint in lbs/MMBtu | FALSE | L | Annual | Emissions at Affected Plants SO2 | Thousand Tons | 0 | 0 | 0 | 0 | 0 | 0 | 0
BART SO2 Annual- Hayden 1- v5.16 | 138 | 7202 | Rate Constraint in lbs/MMBtu | FALSE | L | Annual | Allowances Purchased SO2 | Thousand Tons | 0 | 0 | 0 | 0 | 0 | 0 | 0
BART SO2 Annual- Hayden 1- v5.16 | 138 | 7202 | Rate Constraint in lbs/MMBtu | FALSE | L | Annual | Allowances Sold SO2 | Thousand Tons | 0 | 0 | 0 | 0 | 0 | 0 | 0
BART SO2 Annual- Hayden 1- v5.16 | 138 | 7202 | Rate Constraint in lbs/MMBtu | FALSE | L | Annual | Allowances Banked | Thousand Tons | 0 | 0 | 0 | 0 | 0 | 0 | 0
BART SO2 Annual- Hayden 1- v5.16 | 138 | 7202 | Rate Constraint in lbs/MMBtu | FALSE | L | Annual | Allowances Withdrawn (1:1) | Thousand Tons | 0 | 0 | 0 | 0 | 0 | 0 | 0
BART SO2 Annual- Hayden 1- v5.16 | 138 | 7202 | Rate Constraint in lbs/MMBtu | FALSE | L | Annual | Allowances Withdrawn (n:1) | Thousand Tons | 0 | 0 | 0 | 0 | 0 | 0 | 0
BART SO2 Annual- Hayden 1- v5.16 | 138 | 7202 | Rate Constraint in lbs/MMBtu | FALSE | L | Annual | Net Emissions Allowance Position | Thousand Tons | 0 | 0 | 0 | 0 | 0 | 0 | 0
BART SO2 Annual- Hayden 1- v5.16 | 138 | 7202 | Rate Constraint in lbs/MMBtu | FALSE | L | Annual | Fuel Consumed | TBtu | 0 | 0 | 0 | 0 | 0 | 0 | 0
BART SO2 Annual- Hayden 1- v5.16 | 138 | 7202 | Rate Constraint in lbs/MMBtu | FALSE | L | Annual | Rate | lb/MMBtu | 0 | 0 | 0 | 0 | 0 | 0 | 0
BART SO2 Annual- Hayden 1- v5.16 | 138 | 7202 | Rate Constraint in lbs/MMBtu | FALSE | L | Annual | Generation | TWh | 0 | 0 | 0 | 0 | 0 | 0 | 0
BART SO2 Annual- Hayden 1- v5.16 | 138 | 7202 | Rate Constraint in lbs/MMBtu | FALSE | L | Annual | Qualifying Generation | TWh | 0 | 0 | 0 | 0 | 0 | 0 | 0
BART SO2 Annual- Hayden 1- v5.16 | 138 | 7202 | Rate Constraint in lbs/MMBtu | FALSE | L | Annual | Rate | lb/MWh | 0 | 0 | 0 | 0 | 0 | 0 | 0
BART SO2 Annual- Hayden 1- v5.16 | 138 | 7202 | Rate Constraint in lbs/MMBtu | FALSE | L | Annual | Constraint Shadow Price | US2019$/Ton | 0 | 0 | 0 | 0 | 0 | 0 | 0
BART SO2 Annual- Hayden 2- v5.16 | 139 | 7203 | Rate Constraint in lbs/MMBtu | FALSE | L | Annual | Seasons Included | Seasons | Winter, WintShld, Summer | Winter, WintShld, Summer | Winter, WintShld, Summer | Winter, WintShld, Summer | Winter, WintShld, Summer | Winter, WintShld, Summer | Winter, WintShld, Summer
BART SO2 Annual- Hayden 2- v5.16 | 139 | 7203 | Rate Constraint in lbs/MMBtu | FALSE | L | Annual | Standard SO2 | lb/MMBtu | 0.13 | 0.13 | 0.13 | 0.13 | 0.13 | 0.13 | 0.13
BART SO2 Annual- Hayden 2- v5.16 | 139 | 7203 | Rate Constraint in lbs/MMBtu | FALSE | L | Annual | Emissions at Affected Plants SO2 | Thousand Tons | 0 | 0 | 0 | 0 | 0 | 0 | 0
BART SO2 Annual- Hayden 2- v5.16 | 139 | 7203 | Rate Constraint in lbs/MMBtu | FALSE | L | Annual | Allowances Purchased SO2 | Thousand Tons | 0 | 0 | 0 | 0 | 0 | 0 | 0
BART SO2 Annual- Hayden 2- v5.16 | 139 | 7203 | Rate Constraint in lbs/MMBtu | FALSE | L | Annual | Allowances Sold SO2 | Thousand Tons | 0 | 0 | 0 | 0 | 0 | 0 | 0
BART SO2 Annual- Hayden 2- v5.16 | 139 | 7203 | Rate Constraint in lbs/MMBtu | FALSE | L | Annual | Allowances Banked | Thousand Tons | 0 | 0 | 0 | 0 | 0 | 0 | 0
BART SO2 Annual- Hayden 2- v5.16 | 139 | 7203 | Rate Constraint in lbs/MMBtu | FALSE | L | Annual | Allowances Withdrawn (1:1) | Thousand Tons | 0 | 0 | 0 | 0 | 0 | 0 | 0
BART SO2 Annual- Hayden 2- v5.16 | 139 | 7203 | Rate Constraint in lbs/MMBtu | FALSE | L | Annual | Allowances Withdrawn (n:1) | Thousand Tons | 0 | 0 | 0 | 0 | 0 | 0 | 0
BART SO2 Annual- Hayden 2- v5.16 | 139 | 7203 | Rate Constraint in lbs/MMBtu | FALSE | L | Annual | Net Emissions Allowance Position | Thousand Tons | 0 | 0 | 0 | 0 | 0 | 0 | 0
BART SO2 Annual- Hayden 2- v5.16 | 139 | 7203 | Rate Constraint in lbs/MMBtu | FALSE | L | Annual | Fuel Consumed | TBtu | 0 | 0 | 0 | 0 | 0 | 0 | 0
BART SO2 Annual- Hayden 2- v5.16 | 139 | 7203 | Rate Constraint in lbs/MMBtu | FALSE | L | Annual | Rate | lb/MMBtu | 0 | 0 | 0 | 0 | 0 | 0 | 0
BART SO2 Annual- Hayden 2- v5.16 | 139 | 7203 | Rate Constraint in lbs/MMBtu | FALSE | L | Annual | Generation | TWh | 0 | 0 | 0 | 0 | 0 | 0 | 0
BART SO2 Annual- Hayden 2- v5.16 | 139 | 7203 | Rate Constraint in lbs/MMBtu | FALSE | L | Annual | Qualifying Generation | TWh | 0 | 0 | 0 | 0 | 0 | 0 | 0
BART SO2 Annual- Hayden 2- v5.16 | 139 | 7203 | Rate Constraint in lbs/MMBtu | FALSE | L | Annual | Rate | lb/MWh | 0 | 0 | 0 | 0 | 0 | 0 | 0
BART SO2 Annual- Hayden 2- v5.16 | 139 | 7203 | Rate Constraint in lbs/MMBtu | FALSE | L | Annual | Constraint Shadow Price | US2019$/Ton | 0 | 0 | 0 | 0 | 0 | 0 | 0
BART SO2 Annual- Martin Drake 6- v5.16 | 140 | 7204 | Rate Constraint in lbs/MMBtu | FALSE | L | Annual | Seasons Included | Seasons | Winter, WintShld, Summer | Winter, WintShld, Summer | Winter, WintShld, Summer | Winter, WintShld, Summer | Winter, WintShld, Summer | Winter, WintShld, Summer | Winter, WintShld, Summer
BART SO2 Annual- Martin Drake 6- v5.16 | 140 | 7204 | Rate Constraint in lbs/MMBtu | FALSE | L | Annual | Standard SO2 | lb/MMBtu | 0.13 | 0.13 | 0.13 | 0.13 | 0.13 | 0.13 | 0.13
BART SO2 Annual- Martin Drake 6- v5.16 | 140 | 7204 | Rate Constraint in lbs/MMBtu | FALSE | L | Annual | Emissions at Affected Plants SO2 | Thousand Tons | 0 | 0 | 0 | 0 | 0 | 0 | 0
BART SO2 Annual- Martin Drake 6- v5.16 | 140 | 7204 | Rate Constraint in lbs/MMBtu | FALSE | L | Annual | Allowances Purchased SO2 | Thousand Tons | 0 | 0 | 0 | 0 | 0 | 0 | 0
BART SO2 Annual- Martin Drake 6- v5.16 | 140 | 7204 | Rate Constraint in lbs/MMBtu | FALSE | L | Annual | Allowances Sold SO2 | Thousand Tons | 0 | 0 | 0 | 0 | 0 | 0 | 0
BART SO2 Annual- Martin Drake 6- v5.16 | 140 | 7204 | Rate Constraint in lbs/MMBtu | FALSE | L | Annual | Allowances Banked | Thousand Tons | 0 | 0 | 0 | 0 | 0 | 0 | 0
BART SO2 Annual- Martin Drake 6- v5.16 | 140 | 7204 | Rate Constraint in lbs/MMBtu | FALSE | L | Annual | Allowances Withdrawn (1:1) | Thousand Tons | 0 | 0 | 0 | 0 | 0 | 0 | 0
BART SO2 Annual- Martin Drake 6- v5.16 | 140 | 7204 | Rate Constraint in lbs/MMBtu | FALSE | L | Annual | Allowances Withdrawn (n:1) | Thousand Tons | 0 | 0 | 0 | 0 | 0 | 0 | 0
BART SO2 Annual- Martin Drake 6- v5.16 | 140 | 7204 | Rate Constraint in lbs/MMBtu | FALSE | L | Annual | Net Emissions Allowance Position | Thousand Tons | 0 | 0 | 0 | 0 | 0 | 0 | 0
BART SO2 Annual- Martin Drake 6- v5.16 | 140 | 7204 | Rate Constraint in lbs/MMBtu | FALSE | L | Annual | Fuel Consumed | TBtu | 0 | 0 | 0 | 0 | 0 | 0 | 0
BART SO2 Annual- Martin Drake 6- v5.16 | 140 | 7204 | Rate Constraint in lbs/MMBtu | FALSE | L | Annual | Rate | lb/MMBtu | 0 | 0 | 0 | 0 | 0 | 0 | 0
BART SO2 Annual- Martin Drake 6- v5.16 | 140 | 7204 | Rate Constraint in lbs/MMBtu | FALSE | L | Annual | Generation | TWh | 0 | 0 | 0 | 0 | 0 | 0 | 0
BART SO2 Annual- Martin Drake 6- v5.16 | 140 | 7204 | Rate Constraint in lbs/MMBtu | FALSE | L | Annual | Qualifying Generation | TWh | 0 | 0 | 0 | 0 | 0 | 0 | 0
BART SO2 Annual- Martin Drake 6- v5.16 | 140 | 7204 | Rate Constraint in lbs/MMBtu | FALSE | L | Annual | Rate | lb/MWh | 0 | 0 | 0 | 0 | 0 | 0 | 0
BART SO2 Annual- Martin Drake 6- v5.16 | 140 | 7204 | Rate Constraint in lbs/MMBtu | FALSE | L | Annual | Constraint Shadow Price | US2019$/Ton | 0 | 0 | 0 | 0 | 0 | 0 | 0
BART SO2 Annual- Martin Drake 7- v5.16 | 141 | 7205 | Rate Constraint in lbs/MMBtu | FALSE | L | Annual | Seasons Included | Seasons | Winter, WintShld, Summer | Winter, WintShld, Summer | Winter, WintShld, Summer | Winter, WintShld, Summer | Winter, WintShld, Summer | Winter, WintShld, Summer | Winter, WintShld, Summer
BART SO2 Annual- Martin Drake 7- v5.16 | 141 | 7205 | Rate Constraint in lbs/MMBtu | FALSE | L | Annual | Standard SO2 | lb/MMBtu | 0.13 | 0.13 | 0.13 | 0.13 | 0.13 | 0.13 | 0.13
BART SO2 Annual- Martin Drake 7- v5.16 | 141 | 7205 | Rate Constraint in lbs/MMBtu | FALSE | L | Annual | Emissions at Affected Plants SO2 | Thousand Tons | 0 | 0 | 0 | 0 | 0 | 0 | 0
BART SO2 Annual- Martin Drake 7- v5.16 | 141 | 7205 | Rate Constraint in lbs/MMBtu | FALSE | L | Annual | Allowances Purchased SO2 | Thousand Tons | 0 | 0 | 0 | 0 | 0 | 0 | 0
BART SO2 Annual- Martin Drake 7- v5.16 | 141 | 7205 | Rate Constraint in lbs/MMBtu | FALSE | L | Annual | Allowances Sold SO2 | Thousand Tons | 0 | 0 | 0 | 0 | 0 | 0 | 0
BART SO2 Annual- Martin Drake 7- v5.16 | 141 | 7205 | Rate Constraint in lbs/MMBtu | FALSE | L | Annual | Allowances Banked | Thousand Tons | 0 | 0 | 0 | 0 | 0 | 0 | 0
BART SO2 Annual- Martin Drake 7- v5.16 | 141 | 7205 | Rate Constraint in lbs/MMBtu | FALSE | L | Annual | Allowances Withdrawn (1:1) | Thousand Tons | 0 | 0 | 0 | 0 | 0 | 0 | 0
BART SO2 Annual- Martin Drake 7- v5.16 | 141 | 7205 | Rate Constraint in lbs/MMBtu | FALSE | L | Annual | Allowances Withdrawn (n:1) | Thousand Tons | 0 | 0 | 0 | 0 | 0 | 0 | 0
BART SO2 Annual- Martin Drake 7- v5.16 | 141 | 7205 | Rate Constraint in lbs/MMBtu | FALSE | L | Annual | Net Emissions Allowance Position | Thousand Tons | 0 | 0 | 0 | 0 | 0 | 0 | 0
BART SO2 Annual- Martin Drake 7- v5.16 | 141 | 7205 | Rate Constraint in lbs/MMBtu | FALSE | L | Annual | Fuel Consumed | TBtu | 0 | 0 | 0 | 0 | 0 | 0 | 0
BART SO2 Annual- Martin Drake 7- v5.16 | 141 | 7205 | Rate Constraint in lbs/MMBtu | FALSE | L | Annual | Rate | lb/MMBtu | 0 | 0 | 0 | 0 | 0 | 0 | 0
BART SO2 Annual- Martin Drake 7- v5.16 | 141 | 7205 | Rate Constraint in lbs/MMBtu | FALSE | L | Annual | Generation | TWh | 0 | 0 | 0 | 0 | 0 | 0 | 0
BART SO2 Annual- Martin Drake 7- v5.16 | 141 | 7205 | Rate Constraint in lbs/MMBtu | FALSE | L | Annual | Qualifying Generation | TWh | 0 | 0 | 0 | 0 | 0 | 0 | 0
BART SO2 Annual- Martin Drake 7- v5.16 | 141 | 7205 | Rate Constraint in lbs/MMBtu | FALSE | L | Annual | Rate | lb/MWh | 0 | 0 | 0 | 0 | 0 | 0 | 0
BART SO2 Annual- Martin Drake 7- v5.16 | 141 | 7205 | Rate Constraint in lbs/MMBtu | FALSE | L | Annual | Constraint Shadow Price | US2019$/Ton | 0 | 0 | 0 | 0 | 0 | 0 | 0
BART SO2 Annual- Nebraska City- v6.17 | 142 | 7206 | Rate Constraint in lbs/MMBtu | FALSE | L | Annual | Seasons Included | Seasons | Winter, WintShld, Summer | Winter, WintShld, Summer | Winter, WintShld, Summer | Winter, WintShld, Summer | Winter, WintShld, Summer | Winter, WintShld, Summer | Winter, WintShld, Summer
BART SO2 Annual- Nebraska City- v6.17 | 142 | 7206 | Rate Constraint in lbs/MMBtu | FALSE | L | Annual | Standard SO2 | lb/MMBtu | 1.2 | 1.2 | 1.2 | 1.2 | 1.2 | 1.2 | 1.2
BART SO2 Annual- Nebraska City- v6.17 | 142 | 7206 | Rate Constraint in lbs/MMBtu | FALSE | L | Annual | Emissions at Affected Plants SO2 | Thousand Tons | 11.8648 | 11.8648 | 1.2916 | 1.2916 | 1.2916 | 0 | 0
BART SO2 Annual- Nebraska City- v6.17 | 142 | 7206 | Rate Constraint in lbs/MMBtu | FALSE | L | Annual | Allowances Purchased SO2 | Thousand Tons | 0 | 0 | 0 | 0 | 0 | 0 | 0
BART SO2 Annual- Nebraska City- v6.17 | 142 | 7206 | Rate Constraint in lbs/MMBtu | FALSE | L | Annual | Allowances Sold SO2 | Thousand Tons | 0 | 0 | 0 | 0 | 0 | 0 | 0
BART SO2 Annual- Nebraska City- v6.17 | 142 | 7206 | Rate Constraint in lbs/MMBtu | FALSE | L | Annual | Allowances Banked | Thousand Tons | 0 | 0 | 0 | 0 | 0 | 0 | 0
BART SO2 Annual- Nebraska City- v6.17 | 142 | 7206 | Rate Constraint in lbs/MMBtu | FALSE | L | Annual | Allowances Withdrawn (1:1) | Thousand Tons | 0 | 0 | 0 | 0 | 0 | 0 | 0
BART SO2 Annual- Nebraska City- v6.17 | 142 | 7206 | Rate Constraint in lbs/MMBtu | FALSE | L | Annual | Allowances Withdrawn (n:1) | Thousand Tons | 0 | 0 | 0 | 0 | 0 | 0 | 0
BART SO2 Annual- Nebraska City- v6.17 | 142 | 7206 | Rate Constraint in lbs/MMBtu | FALSE | L | Annual | Net Emissions Allowance Position | Thousand Tons | 11.8648 | 11.8648 | 1.2916 | 1.2916 | 1.2916 | 0 | 0
BART SO2 Annual- Nebraska City- v6.17 | 142 | 7206 | Rate Constraint in lbs/MMBtu | FALSE | L | Annual | Fuel Consumed | TBtu | 45.4313 | 45.4313 | 4.9456 | 4.9456 | 4.9456 | 0 | 0
BART SO2 Annual- Nebraska City- v6.17 | 142 | 7206 | Rate Constraint in lbs/MMBtu | FALSE | L | Annual | Rate | lb/MMBtu | 0.52232 | 0.52232 | 0.52232 | 0.52232 | 0.52232 | 0 | 0
BART SO2 Annual- Nebraska City- v6.17 | 142 | 7206 | Rate Constraint in lbs/MMBtu | FALSE | L | Annual | Generation | TWh | 4.6273 | 4.6273 | 0.50373 | 0.50373 | 0.50373 | 0 | 0
BART SO2 Annual- Nebraska City- v6.17 | 142 | 7206 | Rate Constraint in lbs/MMBtu | FALSE | L | Annual | Qualifying Generation | TWh | 4.6273 | 4.6273 | 0.50373 | 0.50373 | 0.50373 | 0 | 0
BART SO2 Annual- Nebraska City- v6.17 | 142 | 7206 | Rate Constraint in lbs/MMBtu | FALSE | L | Annual | Rate | lb/MWh | 5.1281 | 5.1281 | 5.1281 | 5.1281 | 5.1281 | 0 | 0
BART SO2 Annual- Nebraska City- v6.17 | 142 | 7206 | Rate Constraint in lbs/MMBtu | FALSE | L | Annual | Constraint Shadow Price | US2019$/Ton | 0 | 0 | 0 | 0 | 0 | 0 | 0
BART SO2 Annual- Oswego Harbor 5- v5.16 | 143 | 7244 | Rate Constraint in lbs/MMBtu | FALSE | L | Annual | Seasons Included | Seasons | Winter, WintShld, Summer | Winter, WintShld, Summer | Winter, WintShld, Summer | Winter, WintShld, Summer | Winter, WintShld, Summer | Winter, WintShld, Summer | Winter, WintShld, Summer
BART SO2 Annual- Oswego Harbor 5- v5.16 | 143 | 7244 | Rate Constraint in lbs/MMBtu | FALSE | L | Annual | Standard SO2 | lb/MMBtu | 0.8 | 0.8 | 0.8 | 0.8 | 0.8 | 0.8 | 0.8
BART SO2 Annual- Oswego Harbor 5- v5.16 | 143 | 7244 | Rate Constraint in lbs/MMBtu | FALSE | L | Annual | Emissions at Affected Plants SO2 | Thousand Tons | 0 | 0 | 0 | 0 | 0 | 0 | 0
BART SO2 Annual- Oswego Harbor 5- v5.16 | 143 | 7244 | Rate Constraint in lbs/MMBtu | FALSE | L | Annual | Allowances Purchased SO2 | Thousand Tons | 0 | 0 | 0 | 0 | 0 | 0 | 0
BART SO2 Annual- Oswego Harbor 5- v5.16 | 143 | 7244 | Rate Constraint in lbs/MMBtu | FALSE | L | Annual | Allowances Sold SO2 | Thousand Tons | 0 | 0 | 0 | 0 | 0 | 0 | 0
BART SO2 Annual- Oswego Harbor 5- v5.16 | 143 | 7244 | Rate Constraint in lbs/MMBtu | FALSE | L | Annual | Allowances Banked | Thousand Tons | 0 | 0 | 0 | 0 | 0 | 0 | 0
BART SO2 Annual- Oswego Harbor 5- v5.16 | 143 | 7244 | Rate Constraint in lbs/MMBtu | FALSE | L | Annual | Allowances Withdrawn (1:1) | Thousand Tons | 0 | 0 | 0 | 0 | 0 | 0 | 0
BART SO2 Annual- Oswego Harbor 5- v5.16 | 143 | 7244 | Rate Constraint in lbs/MMBtu | FALSE | L | Annual | Allowances Withdrawn (n:1) | Thousand Tons | 0 | 0 | 0 | 0 | 0 | 0 | 0
BART SO2 Annual- Oswego Harbor 5- v5.16 | 143 | 7244 | Rate Constraint in lbs/MMBtu | FALSE | L | Annual | Net Emissions Allowance Position | Thousand Tons | 0 | 0 | 0 | 0 | 0 | 0 | 0
BART SO2 Annual- Oswego Harbor 5- v5.16 | 143 | 7244 | Rate Constraint in lbs/MMBtu | FALSE | L | Annual | Fuel Consumed | TBtu | 0 | 0 | 0 | 0 | 0 | 0 | 0
BART SO2 Annual- Oswego Harbor 5- v5.16 | 143 | 7244 | Rate Constraint in lbs/MMBtu | FALSE | L | Annual | Rate | lb/MMBtu | 0 | 0 | 0 | 0 | 0 | 0 | 0
BART SO2 Annual- Oswego Harbor 5- v5.16 | 143 | 7244 | Rate Constraint in lbs/MMBtu | FALSE | L | Annual | Generation | TWh | 0 | 0 | 0 | 0 | 0 | 0 | 0
BART SO2 Annual- Oswego Harbor 5- v5.16 | 143 | 7244 | Rate Constraint in lbs/MMBtu | FALSE | L | Annual | Qualifying Generation | TWh | 0 | 0 | 0 | 0 | 0 | 0 | 0
BART SO2 Annual- Oswego Harbor 5- v5.16 | 143 | 7244 | Rate Constraint in lbs/MMBtu | FALSE | L | Annual | Rate | lb/MWh | 0 | 0 | 0 | 0 | 0 | 0 | 0
BART SO2 Annual- Oswego Harbor 5- v5.16 | 143 | 7244 | Rate Constraint in lbs/MMBtu | FALSE | L | Annual | Constraint Shadow Price | US2019$/Ton | 0 | 0 | 0 | 0 | 0 | 0 | 0
BART SO2 Annual- Oswego Harbor 6- v6.17 | 144 | 7245 | Rate Constraint in lbs/MMBtu | FALSE | L | Annual | Seasons Included | Seasons | Winter, WintShld, Summer | Winter, WintShld, Summer | Winter, WintShld, Summer | Winter, WintShld, Summer | Winter, WintShld, Summer | Winter, WintShld, Summer | Winter, WintShld, Summer
BART SO2 Annual- Oswego Harbor 6- v6.17 | 144 | 7245 | Rate Constraint in lbs/MMBtu | FALSE | L | Annual | Standard SO2 | lb/MMBtu | 0.8 | 0.8 | 0.8 | 0.8 | 0.8 | 0.8 | 0.8
BART SO2 Annual- Oswego Harbor 6- v6.17 | 144 | 7245 | Rate Constraint in lbs/MMBtu | FALSE | L | Annual | Emissions at Affected Plants SO2 | Thousand Tons | 0 | 0 | 0 | 0 | 0 | 0 | 0
BART SO2 Annual- Oswego Harbor 6- v6.17 | 144 | 7245 | Rate Constraint in lbs/MMBtu | FALSE | L | Annual | Allowances Purchased SO2 | Thousand Tons | 0 | 0 | 0 | 0 | 0 | 0 | 0
BART SO2 Annual- Oswego Harbor 6- v6.17 | 144 | 7245 | Rate Constraint in lbs/MMBtu | FALSE | L | Annual | Allowances Sold SO2 | Thousand Tons | 0 | 0 | 0 | 0 | 0 | 0 | 0
BART SO2 Annual- Oswego Harbor 6- v6.17 | 144 | 7245 | Rate Constraint in lbs/MMBtu | FALSE | L | Annual | Allowances Banked | Thousand Tons | 0 | 0 | 0 | 0 | 0 | 0 | 0
BART SO2 Annual- Oswego Harbor 6- v6.17 | 144 | 7245 | Rate Constraint in lbs/MMBtu | FALSE | L | Annual | Allowances Withdrawn (1:1) | Thousand Tons | 0 | 0 | 0 | 0 | 0 | 0 | 0
BART SO2 Annual- Oswego Harbor 6- v6.17 | 144 | 7245 | Rate Constraint in lbs/MMBtu | FALSE | L | Annual | Allowances Withdrawn (n:1) | Thousand Tons | 0 | 0 | 0 | 0 | 0 | 0 | 0
BART SO2 Annual- Oswego Harbor 6- v6.17 | 144 | 7245 | Rate Constraint in lbs/MMBtu | FALSE | L | Annual | Net Emissions Allowance Position | Thousand Tons | 0 | 0 | 0 | 0 | 0 | 0 | 0
BART SO2 Annual- Oswego Harbor 6- v6.17 | 144 | 7245 | Rate Constraint in lbs/MMBtu | FALSE | L | Annual | Fuel Consumed | TBtu | 0 | 0 | 0 | 0 | 0 | 0 | 0
BART SO2 Annual- Oswego Harbor 6- v6.17 | 144 | 7245 | Rate Constraint in lbs/MMBtu | FALSE | L | Annual | Rate | lb/MMBtu | 0 | 0 | 0 | 0 | 0 | 0 | 0
BART SO2 Annual- Oswego Harbor 6- v6.17 | 144 | 7245 | Rate Constraint in lbs/MMBtu | FALSE | L | Annual | Generation | TWh | 0 | 0 | 0 | 0 | 0 | 0 | 0
BART SO2 Annual- Oswego Harbor 6- v6.17 | 144 | 7245 | Rate Constraint in lbs/MMBtu | FALSE | L | Annual | Qualifying Generation | TWh | 0 | 0 | 0 | 0 | 0 | 0 | 0
BART SO2 Annual- Oswego Harbor 6- v6.17 | 144 | 7245 | Rate Constraint in lbs/MMBtu | FALSE | L | Annual | Rate | lb/MWh | 0 | 0 | 0 | 0 | 0 | 0 | 0
BART SO2 Annual- Oswego Harbor 6- v6.17 | 144 | 7245 | Rate Constraint in lbs/MMBtu | FALSE | L | Annual | Constraint Shadow Price | US2019$/Ton | 0 | 0 | 0 | 0 | 0 | 0 | 0
BART SO2 Annual Rate-Seminole 1&2 -v5.13 | 145 | 7231 | Rate Constraint in lbs/MMBtu | FALSE | L | Annual | Seasons Included | Seasons | Winter, WintShld, Summer | Winter, WintShld, Summer | Winter, WintShld, Summer | Winter, WintShld, Summer | Winter, WintShld, Summer | Winter, WintShld, Summer | Winter, WintShld, Summer
BART SO2 Annual Rate-Seminole 1&2 -v5.13 | 145 | 7231 | Rate Constraint in lbs/MMBtu | FALSE | L | Annual | Standard SO2 | lb/MMBtu | 0.25 | 0.25 | 0.25 | 0.25 | 0.25 | 0.25 | 0.25
BART SO2 Annual Rate-Seminole 1&2 -v5.13 | 145 | 7231 | Rate Constraint in lbs/MMBtu | FALSE | L | Annual | Emissions at Affected Plants SO2 | Thousand Tons | 0.35742 | 0.82156 | 0.31075 | 0.31075 | 0 | 0 | 0
BART SO2 Annual Rate-Seminole 1&2 -v5.13 | 145 | 7231 | Rate Constraint in lbs/MMBtu | FALSE | L | Annual | Allowances Purchased SO2 | Thousand Tons | 0 | 0 | 0 | 0 | 0 | 0 | 0
BART SO2 Annual Rate-Seminole 1&2 -v5.13 | 145 | 7231 | Rate Constraint in lbs/MMBtu | FALSE | L | Annual | Allowances Sold SO2 | Thousand Tons | 0 | 0 | 0 | 0 | 0 | 0 | 0
BART SO2 Annual Rate-Seminole 1&2 -v5.13 | 145 | 7231 | Rate Constraint in lbs/MMBtu | FALSE | L | Annual | Allowances Banked | Thousand Tons | 0 | 0 | 0 | 0 | 0 | 0 | 0
BART SO2 Annual Rate-Seminole 1&2 -v5.13 | 145 | 7231 | Rate Constraint in lbs/MMBtu | FALSE | L | Annual | Allowances Withdrawn (1:1) | Thousand Tons | 0 | 0 | 0 | 0 | 0 | 0 | 0
BART SO2 Annual Rate-Seminole 1&2 -v5.13 | 145 | 7231 | Rate Constraint in lbs/MMBtu | FALSE | L | Annual | Allowances Withdrawn (n:1) | Thousand Tons | 0 | 0 | 0 | 0 | 0 | 0 | 0
BART SO2 Annual Rate-Seminole 1&2 -v5.13 | 145 | 7231 | Rate Constraint in lbs/MMBtu | FALSE | L | Annual | Net Emissions Allowance Position | Thousand Tons | 0.35742 | 0.82156 | 0.31075 | 0.31075 | 0 | 0 | 0
BART SO2 Annual Rate-Seminole 1&2 -v5.13 | 145 | 7231 | Rate Constraint in lbs/MMBtu | FALSE | L | Annual | Fuel Consumed | TBtu | 6.5341 | 15.0195 | 5.6811 | 5.6811 | 0 | 0 | 0
BART SO2 Annual Rate-Seminole 1&2 -v5.13 | 145 | 7231 | Rate Constraint in lbs/MMBtu | FALSE | L | Annual | Rate | lb/MMBtu | 0.1094 | 0.1094 | 0.1094 | 0.1094 | 0 | 0 | 0
BART SO2 Annual Rate-Seminole 1&2 -v5.13 | 145 | 7231 | Rate Constraint in lbs/MMBtu | FALSE | L | Annual | Generation | TWh | 0.66195 | 1.5216 | 0.57553 | 0.57553 | 0 | 0 | 0
BART SO2 Annual Rate-Seminole 1&2 -v5.13 | 145 | 7231 | Rate Constraint in lbs/MMBtu | FALSE | L | Annual | Qualifying Generation | TWh | 0.66195 | 1.5216 | 0.57553 | 0.57553 | 0 | 0 | 0
BART SO2 Annual Rate-Seminole 1&2 -v5.13 | 145 | 7231 | Rate Constraint in lbs/MMBtu | FALSE | L | Annual | Rate | lb/MWh | 1.0799 | 1.0799 | 1.0799 | 1.0799 | 0 | 0 | 0
BART SO2 Annual Rate-Seminole 1&2 -v5.13 | 145 | 7231 | Rate Constraint in lbs/MMBtu | FALSE | L | Annual | Constraint Shadow Price | US2019$/Ton | 0 | 0 | 0 | 0 | 0 | 0 | 0
BART SO2 Annual- Roseton 1- v5.16 | 146 | 7247 | Rate Constraint in lbs/MMBtu | FALSE | L | Annual | Seasons Included | Seasons | Winter, WintShld, Summer | Winter, WintShld, Summer | Winter, WintShld, Summer | Winter, WintShld, Summer | Winter, WintShld, Summer | Winter, WintShld, Summer | Winter, WintShld, Summer
BART SO2 Annual- Roseton 1- v5.16 | 146 | 7247 | Rate Constraint in lbs/MMBtu | FALSE | L | Annual | Standard SO2 | lb/MMBtu | 0.55 | 0.55 | 0.55 | 0.55 | 0.55 | 0.55 | 0.55
BART SO2 Annual- Roseton 1- v5.16 | 146 | 7247 | Rate Constraint in lbs/MMBtu | FALSE | L | Annual | Emissions at Affected Plants SO2 | Thousand Tons | 0 | 0 | 0 | 0 | 0 | 0 | 0
BART SO2 Annual- Roseton 1- v5.16 | 146 | 7247 | Rate Constraint in lbs/MMBtu | FALSE | L | Annual | Allowances Purchased SO2 | Thousand Tons | 0 | 0 | 0 | 0 | 0 | 0 | 0
BART SO2 Annual- Roseton 1- v5.16 | 146 | 7247 | Rate Constraint in lbs/MMBtu | FALSE | L | Annual | Allowances Sold SO2 | Thousand Tons | 0 | 0 | 0 | 0 | 0 | 0 | 0
BART SO2 Annual- Roseton 1- v5.16 | 146 | 7247 | Rate Constraint in lbs/MMBtu | FALSE | L | Annual | Allowances Banked | Thousand Tons | 0 | 0 | 0 | 0 | 0 | 0 | 0
BART SO2 Annual- Roseton 1- v5.16 | 146 | 7247 | Rate Constraint in lbs/MMBtu | FALSE | L | Annual | Allowances Withdrawn (1:1) | Thousand Tons | 0 | 0 | 0 | 0 | 0 | 0 | 0
BART SO2 Annual- Roseton 1- v5.16 | 146 | 7247 | Rate Constraint in lbs/MMBtu | FALSE | L | Annual | Allowances Withdrawn (n:1) | Thousand Tons | 0 | 0 | 0 | 0 | 0 | 0 | 0
BART SO2 Annual- Roseton 1- v5.16 | 146 | 7247 | Rate Constraint in lbs/MMBtu | FALSE | L | Annual | Net Emissions Allowance Position | Thousand Tons | 0 | 0 | 0 | 0 | 0 | 0 | 0
BART SO2 Annual- Roseton 1- v5.16 | 146 | 7247 | Rate Constraint in lbs/MMBtu | FALSE | L | Annual | Fuel Consumed | TBtu | 0 | 0 | 0 | 0 | 0 | 0 | 0
BART SO2 Annual- Roseton 1- v5.16 | 146 | 7247 | Rate Constraint in lbs/MMBtu | FALSE | L | Annual | Rate | lb/MMBtu | 0 | 0 | 0 | 0 | 0 | 0 | 0
BART SO2 Annual- Roseton 1- v5.16 | 146 | 7247 | Rate Constraint in lbs/MMBtu | FALSE | L | Annual | Generation | TWh | 0 | 0 | 0 | 0 | 0 | 0 | 0
BART SO2 Annual- Roseton 1- v5.16 | 146 | 7247 | Rate Constraint in lbs/MMBtu | FALSE | L | Annual | Qualifying Generation | TWh | 0 | 0 | 0 | 0 | 0 | 0 | 0
BART SO2 Annual- Roseton 1- v5.16 | 146 | 7247 | Rate Constraint in lbs/MMBtu | FALSE | L | Annual | Rate | lb/MWh | 0 | 0 | 0 | 0 | 0 | 0 | 0
BART SO2 Annual- Roseton 1- v5.16 | 146 | 7247 | Rate Constraint in lbs/MMBtu | FALSE | L | Annual | Constraint Shadow Price | US2019$/Ton | 0 | 0 | 0 | 0 | 0 | 0 | 32.4728
BART SO2 Annual- Roseton 2- v5.16 | 147 | 7248 | Rate Constraint in lbs/MMBtu | FALSE | L | Annual | Seasons Included | Seasons | Winter, WintShld, Summer | Winter, WintShld, Summer | Winter, WintShld, Summer | Winter, WintShld, Summer | Winter, WintShld, Summer | Winter, WintShld, Summer | Winter, WintShld, Summer
BART SO2 Annual- Roseton 2- v5.16 | 147 | 7248 | Rate Constraint in lbs/MMBtu | FALSE | L | Annual | Standard SO2 | lb/MMBtu | 0.55 | 0.55 | 0.55 | 0.55 | 0.55 | 0.55 | 0.55
BART SO2 Annual- Roseton 2- v5.16 | 147 | 7248 | Rate Constraint in lbs/MMBtu | FALSE | L | Annual | Emissions at Affected Plants SO2 | Thousand Tons | 0 | 0 | 0 | 0 | 0 | 0 | 0
BART SO2 Annual- Roseton 2- v5.16 | 147 | 7248 | Rate Constraint in lbs/MMBtu | FALSE | L | Annual | Allowances Purchased SO2 | Thousand Tons | 0 | 0 | 0 | 0 | 0 | 0 | 0
BART SO2 Annual- Roseton 2- v5.16 | 147 | 7248 | Rate Constraint in lbs/MMBtu | FALSE | L | Annual | Allowances Sold SO2 | Thousand Tons | 0 | 0 | 0 | 0 | 0 | 0 | 0
BART SO2 Annual- Roseton 2- v5.16 | 147 | 7248 | Rate Constraint in lbs/MMBtu | FALSE | L | Annual | Allowances Banked | Thousand Tons | 0 | 0 | 0 | 0 | 0 | 0 | 0
BART SO2 Annual- Roseton 2- v5.16 | 147 | 7248 | Rate Constraint in lbs/MMBtu | FALSE | L | Annual | Allowances Withdrawn (1:1) | Thousand Tons | 0 | 0 | 0 | 0 | 0 | 0 | 0
BART SO2 Annual- Roseton 2- v5.16 | 147 | 7248 | Rate Constraint in lbs/MMBtu | FALSE | L | Annual | Allowances Withdrawn (n:1) | Thousand Tons | 0 | 0 | 0 | 0 | 0 | 0 | 0
BART SO2 Annual- Roseton 2- v5.16 | 147 | 7248 | Rate Constraint in lbs/MMBtu | FALSE | L | Annual | Net Emissions Allowance Position | Thousand Tons | 0 | 0 | 0 | 0 | 0 | 0 | 0
BART SO2 Annual- Roseton 2- v5.16 | 147 | 7248 | Rate Constraint in lbs/MMBtu | FALSE | L | Annual | Fuel Consumed | TBtu | 0 | 0 | 0 | 0 | 0 | 0 | 0
BART SO2 Annual- Roseton 2- v5.16 | 147 | 7248 | Rate Constraint in lbs/MMBtu | FALSE | L | Annual | Rate | lb/MMBtu | 0 | 0 | 0 | 0 | 0 | 0 | 0
BART SO2 Annual- Roseton 2- v5.16 | 147 | 7248 | Rate Constraint in lbs/MMBtu | FALSE | L | Annual | Generation | TWh | 0 | 0 | 0 | 0 | 0 | 0 | 0
BART SO2 Annual- Roseton 2- v5.16 | 147 | 7248 | Rate Constraint in lbs/MMBtu | FALSE | L | Annual | Qualifying Generation | TWh | 0 | 0 | 0 | 0 | 0 | 0 | 0
BART SO2 Annual- Roseton 2- v5.16 | 147 | 7248 | Rate Constraint in lbs/MMBtu | FALSE | L | Annual | Rate | lb/MWh | 0 | 0 | 0 | 0 | 0 | 0 | 0
BART SO2 Annual- Roseton 2- v5.16 | 147 | 7248 | Rate Constraint in lbs/MMBtu | FALSE | L | Annual | Constraint Shadow Price | US2019$/Ton | 0 | 0 | 0 | 0 | 0 | 0 | 22.8818
BART SO2 Annual- Sherburne County 1- v5.16 | 148 | 7240 | Rate Constraint in lbs/MMBtu | FALSE | L | Annual | Seasons Included | Seasons | Winter, WintShld, Summer | Winter, WintShld, Summer | Winter, WintShld, Summer | Winter, WintShld, Summer | Winter, WintShld, Summer | Winter, WintShld, Summer | Winter, WintShld, Summer
BART SO2 Annual- Sherburne County 1- v5.16 | 148 | 7240 | Rate Constraint in lbs/MMBtu | FALSE | L | Annual | Standard SO2 | lb/MMBtu | 0.05 | 0.05 | 0.05 | 0.05 | 0.05 | 0.05 | 0.05
BART SO2 Annual- Sherburne County 1- v5.16 | 148 | 7240 | Rate Constraint in lbs/MMBtu | FALSE | L | Annual | Emissions at Affected Plants SO2 | Thousand Tons | 0 | 0 | 0 | 0 | 0 | 0 | 0
BART SO2 Annual- Sherburne County 1- v5.16 | 148 | 7240 | Rate Constraint in lbs/MMBtu | FALSE | L | Annual | Allowances Purchased SO2 | Thousand Tons | 0 | 0 | 0 | 0 | 0 | 0 | 0
BART SO2 Annual- Sherburne County 1- v5.16 | 148 | 7240 | Rate Constraint in lbs/MMBtu | FALSE | L | Annual | Allowances Sold SO2 | Thousand Tons | 0 | 0 | 0 | 0 | 0 | 0 | 0
BART SO2 Annual- Sherburne County 1- v5.16 | 148 | 7240 | Rate Constraint in lbs/MMBtu | FALSE | L | Annual | Allowances Banked | Thousand Tons | 0 | 0 | 0 | 0 | 0 | 0 | 0
BART SO2 Annual- Sherburne County 1- v5.16 | 148 | 7240 | Rate Constraint in lbs/MMBtu | FALSE | L | Annual | Allowances Withdrawn (1:1) | Thousand Tons | 0 | 0 | 0 | 0 | 0 | 0 | 0
BART SO2 Annual- Sherburne County 1- v5.16 | 148 | 7240 | Rate Constraint in lbs/MMBtu | FALSE | L | Annual | Allowances Withdrawn (n:1) | Thousand Tons | 0 | 0 | 0 | 0 | 0 | 0 | 0
BART SO2 Annual- Sherburne County 1- v5.16 | 148 | 7240 | Rate Constraint in lbs/MMBtu | FALSE | L | Annual | Net Emissions Allowance Position | Thousand Tons | 0 | 0 | 0 | 0 | 0 | 0 | 0
BART SO2 Annual- Sherburne County 1- v5.16 | 148 | 7240 | Rate Constraint in lbs/MMBtu | FALSE | L | Annual | Fuel Consumed | TBtu | 0 | 0 | 0 | 0 | 0 | 0 | 0
BART SO2 Annual- Sherburne County 1- v5.16 | 148 | 7240 | Rate Constraint in lbs/MMBtu | FALSE | L | Annual | Rate | lb/MMBtu | 0 | 0 | 0 | 0 | 0 | 0 | 0
BART SO2 Annual- Sherburne County 1- v5.16 | 148 | 7240 | Rate Constraint in lbs/MMBtu | FALSE | L | Annual | Generation | TWh | 0 | 0 | 0 | 0 | 0 | 0 | 0
BART SO2 Annual- Sherburne County 1- v5.16 | 148 | 7240 | Rate Constraint in lbs/MMBtu | FALSE | L | Annual | Qualifying Generation | TWh | 0 | 0 | 0 | 0 | 0 | 0 | 0
BART SO2 Annual- Sherburne County 1- v5.16 | 148 | 7240 | Rate Constraint in lbs/MMBtu | FALSE | L | Annual | Rate | lb/MWh | 0 | 0 | 0 | 0 | 0 | 0 | 0
BART SO2 Annual- Sherburne County 1- v5.16 | 148 | 7240 | Rate Constraint in lbs/MMBtu | FALSE | L | Annual | Constraint Shadow Price | US2019$/Ton | 0 | 0 | 0 | 0 | 0 | 0 | 0
BART SO2 Annual- Sherburne County 3- v5.16 | 149 | 7246 | Rate Constraint in lbs/MMBtu | FALSE | L | Annual | Seasons Included | Seasons | Winter, WintShld, Summer | Winter, WintShld, Summer | Winter, WintShld, Summer | Winter, WintShld, Summer | Winter, WintShld, Summer | Winter, WintShld, Summer | Winter, WintShld, Summer
BART SO2 Annual- Sherburne County 3- v5.16 | 149 | 7246 | Rate Constraint in lbs/MMBtu | FALSE | L | Annual | Standard SO2 | lb/MMBtu | 0.29 | 0.29 | 0.29 | 0.29 | 0.29 | 0.29 | 0.29
BART SO2 Annual- Sherburne County 3- v5.16 | 149 | 7246 | Rate Constraint in lbs/MMBtu | FALSE | L | Annual | Emissions at Affected Plants SO2 | Thousand Tons | 4.7335 | 0 | 0 | 0 | 0 | 0 | 0
BART SO2 Annual- Sherburne County 3- v5.16 | 149 | 7246 | Rate Constraint in lbs/MMBtu | FALSE | L | Annual | Allowances Purchased SO2 | Thousand Tons | 0 | 0 | 0 | 0 | 0 | 0 | 0
BART SO2 Annual- Sherburne County 3- v5.16 | 149 | 7246 | Rate Constraint in lbs/MMBtu | FALSE | L | Annual | Allowances Sold SO2 | Thousand Tons | 0 | 0 | 0 | 0 | 0 | 0 | 0
BART SO2 Annual- Sherburne County 3- v5.16 | 149 | 7246 | Rate Constraint in lbs/MMBtu | FALSE | L | Annual | Allowances Banked | Thousand Tons | 0 | 0 | 0 | 0 | 0 | 0 | 0
BART SO2 Annual- Sherburne County 3- v5.16 | 149 | 7246 | Rate Constraint in lbs/MMBtu | FALSE | L | Annual | Allowances Withdrawn (1:1) | Thousand Tons | 0 | 0 | 0 | 0 | 0 | 0 | 0
BART SO2 Annual- Sherburne County 3- v5.16 | 149 | 7246 | Rate Constraint in lbs/MMBtu | FALSE | L | Annual | Allowances Withdrawn (n:1) | Thousand Tons | 0 | 0 | 0 | 0 | 0 | 0 | 0
BART SO2 Annual- Sherburne County 3- v5.16 | 149 | 7246 | Rate Constraint in lbs/MMBtu | FALSE | L | Annual | Net Emissions Allowance Position | Thousand Tons | 4.7335 | 0 | 0 | 0 | 0 | 0 | 0
BART SO2 Annual- Sherburne County 3- v5.16 | 149 | 7246 | Rate Constraint in lbs/MMBtu | FALSE | L | Annual | Fuel Consumed | TBtu | 57.1471 | 0 | 0 | 0 | 0 | 0 | 0
BART SO2 Annual- Sherburne County 3- v5.16 | 149 | 7246 | Rate Constraint in lbs/MMBtu | FALSE | L | Annual | Rate | lb/MMBtu | 0.16566 | 0 | 0 | 0 | 0 | 0 | 0
BART SO2 Annual- Sherburne County 3- v5.16 | 149 | 7246 | Rate Constraint in lbs/MMBtu | FALSE | L | Annual | Generation | TWh | 5.7044 | 0 | 0 | 0 | 0 | 0 | 0
BART SO2 Annual- Sherburne County 3- v5.16 | 149 | 7246 | Rate Constraint in lbs/MMBtu | FALSE | L | Annual | Qualifying Generation | TWh | 5.7044 | 0 | 0 | 0 | 0 | 0 | 0
BART SO2 Annual- Sherburne County 3- v5.16 | 149 | 7246 | Rate Constraint in lbs/MMBtu | FALSE | L | Annual | Rate | lb/MWh | 1.6596 | 0 | 0 | 0 | 0 | 0 | 0
BART SO2 Annual- Sherburne County 3- v5.16 | 149 | 7246 | Rate Constraint in lbs/MMBtu | FALSE | L | Annual | Constraint Shadow Price | US2019$/Ton | 0 | 0 | 0 | 0 | 0 | 0 | 0
BART SO2 Annual- Transalta Centralia 1,2- v5.16 | 150 | 7239 | Rate Constraint in MTons | FALSE | L | Annual | Seasons Included | Seasons | Winter, WintShld, Summer | Winter, WintShld, Summer | Winter, WintShld, Summer | Winter, WintShld, Summer | Winter, WintShld, Summer | Winter, WintShld, Summer | Winter, WintShld, Summer
BART SO2 Annual- Transalta Centralia 1,2- v5.16 | 150 | 7239 | Rate Constraint in MTons | FALSE | L | Annual | Standard SO2 | Thousand Tons | 10 | 10 | 10 | 10 | 10 | 10 | 10
BART SO2 Annual- Transalta Centralia 1,2- v5.16 | 150 | 7239 | Rate Constraint in MTons | FALSE | L | Annual | Emissions at Affected Plants SO2 | Thousand Tons | 0 | 0 | 0 | 0 | 0 | 0 | 0
BART SO2 Annual- Transalta Centralia 1,2- v5.16 | 150 | 7239 | Rate Constraint in MTons | FALSE | L | Annual | Allowances Purchased SO2 | Thousand Tons | 0 | 0 | 0 | 0 | 0 | 0 | 0
BART SO2 Annual- Transalta Centralia 1,2- v5.16 | 150 | 7239 | Rate Constraint in MTons | FALSE | L | Annual | Allowances Sold SO2 | Thousand Tons | 0 | 0 | 0 | 0 | 0 | 0 | 0
BART SO2 Annual- Transalta Centralia 1,2- v5.16 | 150 | 7239 | Rate Constraint in MTons | FALSE | L | Annual | Allowances Banked | Thousand Tons | 0 | 0 | 0 | 0 | 0 | 0 | 0
BART SO2 Annual- Transalta Centralia 1,2- v5.16 | 150 | 7239 | Rate Constraint in MTons | FALSE | L | Annual | Allowances Withdrawn (1:1) | Thousand Tons | 0 | 0 | 0 | 0 | 0 | 0 | 0
BART SO2 Annual- Transalta Centralia 1,2- v5.16 | 150 | 7239 | Rate Constraint in MTons | FALSE | L | Annual | Allowances Withdrawn (n:1) | Thousand Tons | 0 | 0 | 0 | 0 | 0 | 0 | 0
BART SO2 Annual- Transalta Centralia 1,2- v5.16 | 150 | 7239 | Rate Constraint in MTons | FALSE | L | Annual | Net Emissions Allowance Position | Thousand Tons | 0 | 0 | 0 | 0 | 0 | 0 | 0
BART SO2 Annual- Transalta Centralia 1,2- v5.16 | 150 | 7239 | Rate Constraint in MTons | FALSE | L | Annual | Fuel Consumed | TBtu | 0 | 0 | 0 | 0 | 0 | 0 | 0
BART SO2 Annual- Transalta Centralia 1,2- v5.16 | 150 | 7239 | Rate Constraint in MTons | FALSE | L | Annual | Rate | lb/MMBtu | 0 | 0 | 0 | 0 | 0 | 0 | 0
BART SO2 Annual- Transalta Centralia 1,2- v5.16 | 150 | 7239 | Rate Constraint in MTons | FALSE | L | Annual | Generation | TWh | 0 | 0 | 0 | 0 | 0 | 0 | 0
BART SO2 Annual- Transalta Centralia 1,2- v5.16 | 150 | 7239 | Rate Constraint in MTons | FALSE | L | Annual | Qualifying Generation | TWh | 0 | 0 | 0 | 0 | 0 | 0 | 0
BART SO2 Annual- Transalta Centralia 1,2- v5.16 | 150 | 7239 | Rate Constraint in MTons | FALSE | L | Annual | Rate | lb/MWh | 0 | 0 | 0 | 0 | 0 | 0 | 0
BART SO2 Annual- Transalta Centralia 1,2- v5.16 | 150 | 7239 | Rate Constraint in MTons | FALSE | L | Annual | Constraint Shadow Price | US2019$/Ton | 0 | 0 | 0 | 0 | 0 | 0 | 0
BART SO2 Annual- White Bluff 1- v6.20 | 151 | 7641 | Rate Constraint in lbs/MMBtu | FALSE | L | Annual | Seasons Included | Seasons | Winter, WintShld, Summer | Winter, WintShld, Summer | Winter, WintShld, Summer | Winter, WintShld, Summer | Winter, WintShld, Summer | Winter, WintShld, Summer | Winter, WintShld, Summer
BART SO2 Annual- White Bluff 1- v6.20 | 151 | 7641 | Rate Constraint in lbs/MMBtu | FALSE | L | Annual | Standard SO2 | lb/MMBtu | 0.6 | 0.6 | 0.6 | 0.6 | 0.6 | 0.6 | 0.6
BART SO2 Annual- White Bluff 1- v6.20 | 151 | 7641 | Rate Constraint in lbs/MMBtu | FALSE | L | Annual | Emissions at Affected Plants SO2 | Thousand Tons | 7.8866 | 0 | 0 | 0 | 0 | 0 | 0
BART SO2 Annual- White Bluff 1- v6.20 | 151 | 7641 | Rate Constraint in lbs/MMBtu | FALSE | L | Annual | Allowances Purchased SO2 | Thousand Tons | 0 | 0 | 0 | 0 | 0 | 0 | 0
BART SO2 Annual- White Bluff 1- v6.20 | 151 | 7641 | Rate Constraint in lbs/MMBtu | FALSE | L | Annual | Allowances Sold SO2 | Thousand Tons | 0 | 0 | 0 | 0 | 0 | 0 | 0
BART SO2 Annual- White Bluff 1- v6.20 | 151 | 7641 | Rate Constraint in lbs/MMBtu | FALSE | L | Annual | Allowances Banked | Thousand Tons | 0 | 0 | 0 | 0 | 0 | 0 | 0
BART SO2 Annual- White Bluff 1- v6.20 | 151 | 7641 | Rate Constraint in lbs/MMBtu | FALSE | L | Annual | Allowances Withdrawn (1:1) | Thousand Tons | 0 | 0 | 0 | 0 | 0 | 0 | 0
BART SO2 Annual- White Bluff 1- v6.20 | 151 | 7641 | Rate Constraint in lbs/MMBtu | FALSE | L | Annual | Allowances Withdrawn (n:1) | Thousand Tons | 0 | 0 | 0 | 0 | 0 | 0 | 0
BART SO2 Annual- White Bluff 1- v6.20 | 151 | 7641 | Rate Constraint in lbs/MMBtu | FALSE | L | Annual | Net Emissions Allowance Position | Thousand Tons | 7.8866 | 0 | 0 | 0 | 0 | 0 | 0
BART SO2 Annual- White Bluff 1- v6.20 | 151 | 7641 | Rate Constraint in lbs/MMBtu | FALSE | L | Annual | Fuel Consumed | TBtu | 30.1985 | 0 | 0 | 0 | 0 | 0 | 0
BART SO2 Annual- White Bluff 1- v6.20 | 151 | 7641 | Rate Constraint in lbs/MMBtu | FALSE | L | Annual | Rate | lb/MMBtu | 0.52232 | 0 | 0 | 0 | 0 | 0 | 0
BART SO2 Annual- White Bluff 1- v6.20 | 151 | 7641 | Rate Constraint in lbs/MMBtu | FALSE | L | Annual | Generation | TWh | 2.9211 | 0 | 0 | 0 | 0 | 0 | 0
BART SO2 Annual- White Bluff 1- v6.20 | 151 | 7641 | Rate Constraint in lbs/MMBtu | FALSE | L | Annual | Qualifying Generation | TWh | 2.9211 | 0 | 0 | 0 | 0 | 0 | 0
BART SO2 Annual- White Bluff 1- v6.20 | 151 | 7641 | Rate Constraint in lbs/MMBtu | FALSE | L | Annual | Rate | lb/MWh | 5.3997 | 0 | 0 | 0 | 0 | 0 | 0
BART SO2 Annual- White Bluff 1- v6.20 | 151 | 7641 | Rate Constraint in lbs/MMBtu | FALSE | L | Annual | Constraint Shadow Price | US2019$/Ton | 0 | 0 | 0 | 2.9865 | 0 | 0 | 0
BART SO2 Annual- White Bluff 2- v6.20 | 152 | 7642 | Rate Constraint in lbs/MMBtu | FALSE | L | Annual | Seasons Included | Seasons | Winter, WintShld, Summer | Winter, WintShld, Summer | Winter, WintShld, Summer | Winter, WintShld, Summer | Winter, WintShld, Summer | Winter, WintShld, Summer | Winter, WintShld, Summer
BART SO2 Annual- White Bluff 2- v6.20 | 152 | 7642 | Rate Constraint in lbs/MMBtu | FALSE | L | Annual | Standard SO2 | lb/MMBtu | 0.6 | 0.6 | 0.6 | 0.6 | 0.6 | 0.6 | 0.6
BART SO2 Annual- White Bluff 2- v6.20 | 152 | 7642 | Rate Constraint in lbs/MMBtu | FALSE | L | Annual | Emissions at Affected Plants SO2 | Thousand Tons | 8.8482 | 0 | 0 | 0 | 0 | 0 | 0
BART SO2 Annual- White Bluff 2- v6.20 | 152 | 7642 | Rate Constraint in lbs/MMBtu | FALSE | L | Annual | Allowances Purchased SO2 | Thousand Tons | 0 | 0 | 0 | 0 | 0 | 0 | 0
BART SO2 Annual- White Bluff 2- v6.20 | 152 | 7642 | Rate Constraint in lbs/MMBtu | FALSE | L | Annual | Allowances Sold SO2 | Thousand Tons | 0 | 0 | 0 | 0 | 0 | 0 | 0
BART SO2 Annual- White Bluff 2- v6.20 | 152 | 7642 | Rate Constraint in lbs/MMBtu | FALSE | L | Annual | Allowances Banked | Thousand Tons | 0 | 0 | 0 | 0 | 0 | 0 | 0
BART SO2 Annual- White Bluff 2- v6.20 | 152 | 7642 | Rate Constraint in lbs/MMBtu | FALSE | L | Annual | Allowances Withdrawn (1:1) | Thousand Tons | 0 | 0 | 0 | 0 | 0 | 0 | 0
BART SO2 Annual- White Bluff 2- v6.20 | 152 | 7642 | Rate Constraint in lbs/MMBtu | FALSE | L | Annual | Allowances Withdrawn (n:1) | Thousand Tons | 0 | 0 | 0 | 0 | 0 | 0 | 0
BART SO2 Annual- White Bluff 2- v6.20 | 152 | 7642 | Rate Constraint in lbs/MMBtu | FALSE | L | Annual | Net Emissions Allowance Position | Thousand Tons | 8.8482 | 0 | 0 | 0 | 0 | 0 | 0
BART SO2 Annual- White Bluff 2- v6.20 | 152 | 7642 | Rate Constraint in lbs/MMBtu | FALSE | L | Annual | Fuel Consumed | TBtu | 33.8803 | 0 | 0 | 0 | 0 | 0 | 0
BART SO2 Annual- White Bluff 2- v6.20 | 152 | 7642 | Rate Constraint in lbs/MMBtu | FALSE | L | Annual | Rate | lb/MMBtu | 0.52232 | 0 | 0 | 0 | 0 | 0 | 0
BART SO2 Annual- White Bluff 2- v6.20 | 152 | 7642 | Rate Constraint in lbs/MMBtu | FALSE | L | Annual | Generation | TWh | 3.3196 | 0 | 0 | 0 | 0 | 0 | 0
BART SO2 Annual- White Bluff 2- v6.20 | 152 | 7642 | Rate Constraint in lbs/MMBtu | FALSE | L | Annual | Qualifying Generation | TWh | 3.3196 | 0 | 0 | 0 | 0 | 0 | 0
BART SO2 Annual- White Bluff 2- v6.20 | 152 | 7642 | Rate Constraint in lbs/MMBtu | FALSE | L | Annual | Rate | lb/MWh | 5.3308 | 0 | 0 | 0 | 0 | 0 | 0
BART SO2 Annual- White Bluff 2- v6.20 | 152 | 7642 | Rate Constraint in lbs/MMBtu | FALSE | L | Annual | Constraint Shadow Price | US2019$/Ton | 0 | 0 | 0 | 0 | 0 | 0 | 0
BART SO2 Annual-Apache Station 2 -v5.13 | 153 | 7207 | Rate Constraint in lbs/MMBtu | FALSE | L | Annual | Seasons Included | Seasons | Winter, WintShld, Summer | Winter, WintShld, Summer | Winter, WintShld, Summer | Winter, WintShld, Summer | Winter, WintShld, Summer | Winter, WintShld, Summer | Winter, WintShld, Summer
BART SO2 Annual-Apache Station 2 -v5.13 | 153 | 7207 | Rate Constraint in lbs/MMBtu | FALSE | L | Annual | Standard SO2 | lb/MMBtu | 0.00064 | 0.00064 | 0.00064 | 0.00064 | 0.00064 | 0.00064 | 0.00064
BART SO2 Annual-Apache Station 2 -v5.13 | 153 | 7207 | Rate Constraint in lbs/MMBtu | FALSE | L | Annual | Emissions at Affected Plants SO2 | Thousand Tons | 0 | 0 | 0 | 0 | 0 | 0 | 0
BART SO2 Annual-Apache Station 2 -v5.13 | 153 | 7207 | Rate Constraint in lbs/MMBtu | FALSE | L | Annual | Allowances Purchased SO2 | Thousand Tons | 0 | 0 | 0 | 0 | 0 | 0 | 0
BART SO2 Annual-Apache Station 2 -v5.13 | 153 | 7207 | Rate Constraint in lbs/MMBtu | FALSE | L | Annual | Allowances Sold SO2 | Thousand Tons | 0 | 0 | 0 | 0 | 0 | 0 | 0
BART SO2 Annual-Apache Station 2 -v5.13 | 153 | 7207 | Rate Constraint in lbs/MMBtu | FALSE | L | Annual | Allowances Banked | Thousand Tons | 0 | 0 | 0 | 0 | 0 | 0 | 0
BART SO2 Annual-Apache Station 2 -v5.13 | 153 | 7207 | Rate Constraint in lbs/MMBtu | FALSE | L | Annual | Allowances Withdrawn (1:1) | Thousand Tons | 0 | 0 | 0 | 0 | 0 | 0 | 0
BART SO2 Annual-Apache Station 2 -v5.13 | 153 | 7207 | Rate Constraint in lbs/MMBtu | FALSE | L | Annual | Allowances Withdrawn (n:1) | Thousand Tons | 0 | 0 | 0 | 0 | 0 | 0 | 0
BART SO2 Annual-Apache Station 2 -v5.13 | 153 | 7207 | Rate Constraint in lbs/MMBtu | FALSE | L | Annual | Net Emissions Allowance Position | Thousand Tons | 0 | 0 | 0 | 0 | 0 | 0 | 0
BART SO2 Annual-Apache Station 2 -v5.13 | 153 | 7207 | Rate Constraint in lbs/MMBtu | FALSE | L | Annual | Fuel Consumed | TBtu | 0 | 0 | 0 | 0 | 0 | 0 | 0
BART SO2 Annual-Apache Station 2 -v5.13 | 153 | 7207 | Rate Constraint in lbs/MMBtu | FALSE | L | Annual | Rate | lb/MMBtu | 0 | 0 | 0 | 0 | 0 | 0 | 0
BART SO2 Annual-Apache Station 2 -v5.13 | 153 | 7207 | Rate Constraint in lbs/MMBtu | FALSE | L | Annual | Generation | TWh | 0 | 0 | 0 | 0 | 0 | 0 | 0
BART SO2 Annual-Apache Station 2 -v5.13 | 153 | 7207 | Rate Constraint in lbs/MMBtu | FALSE | L | Annual | Qualifying Generation | TWh | 0 | 0 | 0 | 0 | 0 | 0 | 0
BART SO2 Annual-Apache Station 2 -v5.13 | 153 | 7207 | Rate Constraint in lbs/MMBtu | FALSE | L | Annual | Rate | lb/MWh | 0 | 0 | 0 | 0 | 0 | 0 | 0
BART SO2 Annual-Apache Station 2 -v5.13 | 153 | 7207 | Rate Constraint in lbs/MMBtu | FALSE | L | Annual | Constraint Shadow Price | US2019$/Ton | 0 | 0 | 0 | 0 | 0 | 0 | 0
BART SO2 Annual-Apache Station 3 -v5.13 | 154 | 7208 | Rate Constraint in lbs/MMBtu | FALSE | L | Annual | Seasons Included | Seasons | Winter, WintShld, Summer | Winter, WintShld, Summer | Winter, WintShld, Summer | Winter, WintShld, Summer | Winter, WintShld, Summer | Winter, WintShld, Summer | Winter, WintShld, Summer
BART SO2 Annual-Apache Station 3 -v5.13 | 154 | 7208 | Rate Constraint in lbs/MMBtu | FALSE | L | Annual | Standard SO2 | lb/MMBtu | 0.15 | 0.15 | 0.15 | 0.15 | 0.15 | 0.15 | 0.15
BART SO2 Annual-Apache Station 3 -v5.13 | 154 | 7208 | Rate Constraint in lbs/MMBtu | FALSE | L | Annual | Emissions at Affected Plants SO2 | Thousand Tons | 0.13124 | 0 | 0 | 0 | 0 | 0 | 0
BART SO2 Annual-Apache Station 3 -v5.13 | 154 | 7208 | Rate Constraint in lbs/MMBtu | FALSE | L | Annual | Allowances Purchased SO2 | Thousand Tons | 0 | 0 | 0 | 0 | 0 | 0 | 0
BART SO2 Annual-Apache Station 3 -v5.13 | 154 | 7208 | Rate Constraint in lbs/MMBtu | FALSE | L | Annual | Allowances Sold SO2 | Thousand Tons | 0 | 0 | 0 | 0 | 0 | 0 | 0
BART SO2 Annual-Apache Station 3 -v5.13 | 154 | 7208 | Rate Constraint in lbs/MMBtu | FALSE | L | Annual | Allowances Banked | Thousand Tons | 0 | 0 | 0 | 0 | 0 | 0 | 0
BART SO2 Annual-Apache Station 3 -v5.13 | 154 | 7208 | Rate Constraint in lbs/MMBtu | FALSE | L | Annual | Allowances Withdrawn (1:1) | Thousand Tons | 0 | 0 | 0 | 0 | 0 | 0 | 0
BART SO2 Annual-Apache Station 3 -v5.13 | 154 | 7208 | Rate Constraint in lbs/MMBtu | FALSE | L | Annual | Allowances Withdrawn (n:1) | Thousand Tons | 0 | 0 | 0 | 0 | 0 | 0 | 0
BART SO2 Annual-Apache Station 3 -v5.13 | 154 | 7208 | Rate Constraint in lbs/MMBtu | FALSE | L | Annual | Net Emissions Allowance Position | Thousand Tons | 0.13124 | 0 | 0 | 0 | 0 | 0 | 0
BART SO2 Annual-Apache Station 3 -v5.13 | 154 | 7208 | Rate Constraint in lbs/MMBtu | FALSE | L | Annual | Fuel Consumed | TBtu | 3.3503 | 0 | 0 | 0 | 0 | 0 | 0
BART SO2 Annual-Apache Station 3 -v5.13 | 154 | 7208 | Rate Constraint in lbs/MMBtu | FALSE | L | Annual | Rate | lb/MMBtu | 0.078348 | 0 | 0 | 0 | 0 | 0 | 0
BART SO2 Annual-Apache Station 3 -v5.13 | 154 | 7208 | Rate Constraint in lbs/MMBtu | FALSE | L | Annual | Generation | TWh | 0.29815 | 0 | 0 | 0 | 0 | 0 | 0
BART SO2 Annual-Apache Station 3 -v5.13 | 154 | 7208 | Rate Constraint in lbs/MMBtu | FALSE | L | Annual | Qualifying Generation | TWh | 0.29815 | 0 | 0 | 0 | 0 | 0 | 0
BART SO2 Annual-Apache Station 3 -v5.13 | 154 | 7208 | Rate Constraint in lbs/MMBtu | FALSE | L | Annual | Rate | lb/MWh | 0.88039 | 0 | 0 | 0 | 0 | 0 | 0
BART SO2 Annual-Apache Station 3 -v5.13 | 154 | 7208 | Rate Constraint in lbs/MMBtu | FALSE | L | Annual | Constraint Shadow Price | US2019$/Ton | 0 | 0 | 0 | 0 | 0 | 0 | 0
BART SO2 Annual-Campbell 1 -v5.14 | 155 | 7235 | Rate Constraint in lbs/MMBtu | FALSE | L | Annual | Seasons Included | Seasons | Winter, WintShld, Summer | Winter, WintShld, Summer | Winter, WintShld, Summer | Winter, WintShld, Summer | Winter, WintShld, Summer | Winter, WintShld, Summer | Winter, WintShld, Summer
BART SO2 Annual-Campbell 1 -v5.14 | 155 | 7235 | Rate Constraint in lbs/MMBtu | FALSE | L | Annual | Standard SO2 | lb/MMBtu | 0.29 | 0.29 | 0.29 | 0.29 | 0.29 | 0.29 | 0.29
BART SO2 Annual-Campbell 1 -v5.14 | 155 | 7235 | Rate Constraint in lbs/MMBtu | FALSE | L | Annual | Emissions at Affected Plants SO2 | Thousand Tons | 0 | 0 | 0 | 0 | 0 | 0 | 0
BART SO2 Annual-Campbell 1 -v5.14 | 155 | 7235 | Rate Constraint in lbs/MMBtu | FALSE | L | Annual | Allowances Purchased SO2 | Thousand Tons | 0 | 0 | 0 | 0 | 0 | 0 | 0
BART SO2 Annual-Campbell 1 -v5.14 | 155 | 7235 | Rate Constraint in lbs/MMBtu | FALSE | L | Annual | Allowances Sold SO2 | Thousand Tons | 0 | 0 | 0 | 0 | 0 | 0 | 0
BART SO2 Annual-Campbell 1 -v5.14 | 155 | 7235 | Rate Constraint in lbs/MMBtu | FALSE | L | Annual | Allowances Banked | Thousand Tons | 0 | 0 | 0 | 0 | 0 | 0 | 0
BART SO2 Annual-Campbell 1 -v5.14 | 155 | 7235 | Rate Constraint in lbs/MMBtu | FALSE | L | Annual | Allowances Withdrawn (1:1) | Thousand Tons | 0 | 0 | 0 | 0 | 0 | 0 | 0
BART SO2 Annual-Campbell 1 -v5.14 | 155 | 7235 | Rate Constraint in lbs/MMBtu | FALSE | L | Annual | Allowances Withdrawn (n:1) | Thousand Tons | 0 | 0 | 0 | 0 | 0 | 0 | 0
BART SO2 Annual-Campbell 1 -v5.14 | 155 | 7235 | Rate Constraint in lbs/MMBtu | FALSE | L | Annual | Net Emissions Allowance Position | Thousand Tons | 0 | 0 | 0 | 0 | 0 | 0 | 0
BART SO2 Annual-Campbell 1 -v5.14 | 155 | 7235 | Rate Constraint in lbs/MMBtu | FALSE | L | Annual | Fuel Consumed | TBtu | 0 | 0 | 0 | 0 | 0 | 0 | 0
BART SO2 Annual-Campbell 1 -v5.14 | 155 | 7235 | Rate Constraint in lbs/MMBtu | FALSE | L | Annual | Rate | lb/MMBtu | 0 | 0 | 0 | 0 | 0 | 0 | 0
BART SO2 Annual-Campbell 1 -v5.14 | 155 | 7235 | Rate Constraint in lbs/MMBtu | FALSE | L | Annual | Generation | TWh | 0 | 0 | 0 | 0 | 0 | 0 | 0
BART SO2 Annual-Campbell 1 -v5.14 | 155 | 7235 | Rate Constraint in lbs/MMBtu | FALSE | L | Annual | Qualifying Generation | TWh | 0 | 0 | 0 | 0 | 0 | 0 | 0
BART SO2 Annual-Campbell 1 -v5.14 | 155 | 7235 | Rate Constraint in lbs/MMBtu | FALSE | L | Annual | Rate | lb/MWh | 0 | 0 | 0 | 0 | 0 | 0 | 0
BART SO2 Annual-Campbell 1 -v5.14 | 155 | 7235 | Rate Constraint in lbs/MMBtu | FALSE | L | Annual | Constraint Shadow Price | US2019$/Ton | 0 | 0 | 0 | 0 | 0 | 0 | 0
BART SO2 Annual-Campbell 2 -v5.14 | 156 | 7236 | Rate Constraint in lbs/MMBtu | FALSE | L | Annual | Seasons Included | Seasons | Winter, WintShld, Summer | Winter, WintShld, Summer | Winter, WintShld, Summer | Winter, WintShld, Summer | Winter, WintShld, Summer | Winter, WintShld, Summer | Winter, WintShld, Summer
BART SO2 Annual-Campbell 2 -v5.14 | 156 | 7236 | Rate Constraint in lbs/MMBtu | FALSE | L | Annual | Standard SO2 | lb/MMBtu | 0.32 | 0.32 | 0.32 | 0.32 | 0.32 | 0.32 | 0.32
BART SO2 Annual-Campbell 2 -v5.14 | 156 | 7236 | Rate Constraint in lbs/MMBtu | FALSE | L | Annual | Emissions at Affected Plants SO2 | Thousand Tons | 0 | 0 | 0 | 0 | 0 | 0 | 0
BART SO2 Annual-Campbell 2 -v5.14 | 156 | 7236 | Rate Constraint in lbs/MMBtu | FALSE | L | Annual | Allowances Purchased SO2 | Thousand Tons | 0 | 0 | 0 | 0 | 0 | 0 | 0
BART SO2 Annual-Campbell 2 -v5.14 | 156 | 7236 | Rate Constraint in lbs/MMBtu | FALSE | L | Annual | Allowances Sold SO2 | Thousand Tons | 0 | 0 | 0 | 0 | 0 | 0 | 0
BART SO2 Annual-Campbell 2 -v5.14 | 156 | 7236 | Rate Constraint in lbs/MMBtu | FALSE | L | Annual | Allowances Banked | Thousand Tons | 0 | 0 | 0 | 0 | 0 | 0 | 0
BART SO2 Annual-Campbell 2 -v5.14 | 156 | 7236 | Rate Constraint in lbs/MMBtu | FALSE | L | Annual | Allowances Withdrawn (1:1) | Thousand Tons | 0 | 0 | 0 | 0 | 0 | 0 | 0
BART SO2 Annual-Campbell 2 -v5.14 | 156 | 7236 | Rate Constraint in lbs/MMBtu | FALSE | L | Annual | Allowances Withdrawn (n:1) | Thousand Tons | 0 | 0 | 0 | 0 | 0 | 0 | 0
BART SO2 Annual-Campbell 2 -v5.14 | 156 | 7236 | Rate Constraint in lbs/MMBtu | FALSE | L | Annual | Net Emissions Allowance Position | Thousand Tons | 0 | 0 | 0 | 0 | 0 | 0 | 0
BART SO2 Annual-Campbell 2 -v5.14 | 156 | 7236 | Rate Constraint in lbs/MMBtu | FALSE | L | Annual | Fuel Consumed | TBtu | 0 | 0 | 0 | 0 | 0 | 0 | 0
BART SO2 Annual-Campbell 2 -v5.14 | 156 | 7236 | Rate Constraint in lbs/MMBtu | FALSE | L | Annual | Rate | lb/MMBtu | 0 | 0 | 0 | 0 | 0 | 0 | 0
BART SO2 Annual-Campbell 2 -v5.14 | 156 | 7236 | Rate Constraint in lbs/MMBtu | FALSE | L | Annual | Generation | TWh | 0 | 0 | 0 | 0 | 0 | 0 | 0
BART SO2 Annual-Campbell 2 -v5.14 | 156 | 7236 | Rate Constraint in lbs/MMBtu | FALSE | L | Annual | Qualifying Generation | TWh | 0 | 0 | 0 | 0 | 0 | 0 | 0
BART SO2 Annual-Campbell 2 -v5.14 | 156 | 7236 | Rate Constraint in lbs/MMBtu | FALSE | L | Annual | Rate | lb/MWh | 0 | 0 | 0 | 0 | 0 | 0 | 0
BART SO2 Annual-Campbell 2 -v5.14 | 156 | 7236 | Rate Constraint in lbs/MMBtu | FALSE | L | Annual | Constraint Shadow Price | US2019$/Ton | 0 | 0 | 0 | 0 | 0 | 0 | 0
BART SO2 Annual-Campbell 3 -v5.14 | 157 | 7237 | Rate Constraint in lbs/MMBtu | FALSE | L | Annual | Seasons Included | Seasons | Winter, WintShld, Summer | Winter, WintShld, Summer | Winter, WintShld, Summer | Winter, WintShld, Summer | Winter, WintShld, Summer | Winter, WintShld, Summer | Winter, WintShld, Summer
BART SO2 Annual-Campbell 3 -v5.14 | 157 | 7237 | Rate Constraint in lbs/MMBtu | FALSE | L | Annual | Standard SO2 | lb/MMBtu | 0.07 | 0.07 | 0.07 | 0.07 | 0.07 | 0.07 | 0.07
BART SO2 Annual-Campbell 3 -v5.14 | 157 | 7237 | Rate Constraint in lbs/MMBtu | FALSE | L | Annual | Emissions at Affected Plants SO2 | Thousand Tons | 0 | 0 | 0 | 0 | 0 | 0 | 0
BART SO2 Annual-Campbell 3 -v5.14 | 157 | 7237 | Rate Constraint in lbs/MMBtu | FALSE | L | Annual | Allowances Purchased SO2 | Thousand Tons | 0 | 0 | 0 | 0 | 0 | 0 | 0
BART SO2 Annual-Campbell 3 -v5.14 | 157 | 7237 | Rate Constraint in lbs/MMBtu | FALSE | L | Annual | Allowances Sold SO2 | Thousand Tons | 0 | 0 | 0 | 0 | 0 | 0 | 0
BART SO2 Annual-Campbell 3 -v5.14 | 157 | 7237 | Rate Constraint in lbs/MMBtu | FALSE | L | Annual | Allowances Banked | Thousand Tons | 0 | 0 | 0 | 0 | 0 | 0 | 0
BART SO2 Annual-Campbell 3 -v5.14 | 157 | 7237 | Rate Constraint in lbs/MMBtu | FALSE | L | Annual | Allowances Withdrawn (1:1) | Thousand Tons | 0 | 0 | 0 | 0 | 0 | 0 | 0
BART SO2 Annual-Campbell 3 -v5.14 | 157 | 7237 | Rate Constraint in lbs/MMBtu | FALSE | L | Annual | Allowances Withdrawn (n:1) | Thousand Tons | 0 | 0 | 0 | 0 | 0 | 0 | 0
BART SO2 Annual-Campbell 3 -v5.14 | 157 | 7237 | Rate Constraint in lbs/MMBtu | FALSE | L | Annual | Net Emissions Allowance Position | Thousand Tons | 0 | 0 | 0 | 0 | 0 | 0 | 0
BART SO2 Annual-Campbell 3 -v5.14 | 157 | 7237 | Rate Constraint in lbs/MMBtu | FALSE | L | Annual | Fuel Consumed | TBtu | 0 | 0 | 0 | 0 | 0 | 0 | 0
BART SO2 Annual-Campbell 3 -v5.14 | 157 | 7237 | Rate Constraint in lbs/MMBtu | FALSE | L | Annual | Rate | lb/MMBtu | 0 | 0 | 0 | 0 | 0 | 0 | 0
BART SO2 Annual-Campbell 3 -v5.14 | 157 | 7237 | Rate Constraint in lbs/MMBtu | FALSE | L | Annual | Generation | TWh | 0 | 0 | 0 | 0 | 0 | 0 | 0
BART SO2 Annual-Campbell 3 -v5.14 | 157 | 7237 | Rate Constraint in lbs/MMBtu | FALSE | L | Annual | Qualifying Generation | TWh | 0 | 0 | 0 | 0 | 0 | 0 | 0
BART SO2 Annual-Campbell 3 -v5.14 | 157 | 7237 | Rate Constraint in lbs/MMBtu | FALSE | L | Annual | Rate | lb/MWh | 0 | 0 | 0 | 0 | 0 | 0 | 0
BART SO2 Annual-Campbell 3 -v5.14 | 157 | 7237 | Rate Constraint in lbs/MMBtu | FALSE | L | Annual | Constraint Shadow Price | US2019$/Ton | 0 | 0 | 0 | 0 | 0 | 0 | 0
BART SO2 Annual-Cherokee 4 -v5.13 | 158 | 7209 | Rate Constraint in MTons | FALSE | L | Annual | Seasons Included | Seasons | Winter, WintShld, Summer | Winter, WintShld, Summer | Winter, WintShld, Summer | Winter, WintShld, Summer | Winter, WintShld, Summer | Winter, WintShld, Summer | Winter, WintShld, Summer
BART SO2 Annual-Cherokee 4 -v5.13 | 158 | 7209 | Rate Constraint in MTons | FALSE | L | Annual | Standard SO2 | Thousand Tons | 0.00781 | 0.00781 | 0.00781 | 0.00781 | 0.00781 | 0.00781 | 0.00781
BART SO2 Annual-Cherokee 4 -v5.13 | 158 | 7209 | Rate Constraint in MTons | FALSE | L | Annual | Emissions at Affected Plants SO2 | Thousand Tons | 0 | 0 | 0 | 0 | 0 | 0 | 0
BART SO2 Annual-Cherokee 4 -v5.13 | 158 | 7209 | Rate Constraint in MTons | FALSE | L | Annual | Allowances Purchased SO2 | Thousand Tons | 0 | 0 | 0 | 0 | 0 | 0 | 0
BART SO2 Annual-Cherokee 4 -v5.13 | 158 | 7209 | Rate Constraint in MTons | FALSE | L | Annual | Allowances Sold SO2 | Thousand Tons | 0 | 0 | 0 | 0 | 0 | 0 | 0
BART SO2 Annual-Cherokee 4 -v5.13 | 158 | 7209 | Rate Constraint in MTons | FALSE | L | Annual | Allowances Banked | Thousand Tons | 0 | 0 | 0 | 0 | 0 | 0 | 0
BART SO2 Annual-Cherokee 4 -v5.13 | 158 | 7209 | Rate Constraint in MTons | FALSE | L | Annual | Allowances Withdrawn (1:1) | Thousand Tons | 0 | 0 | 0 | 0 | 0 | 0 | 0
BART SO2 Annual-Cherokee 4 -v5.13 | 158 | 7209 | Rate Constraint in MTons | FALSE | L | Annual | Allowances Withdrawn (n:1) | Thousand Tons | 0 | 0 | 0 | 0 | 0 | 0 | 0
BART SO2 Annual-Cherokee 4 -v5.13 | 158 | 7209 | Rate Constraint in MTons | FALSE | L | Annual | Net Emissions Allowance Position | Thousand Tons | 0 | 0 | 0 | 0 | 0 | 0 | 0
BART SO2 Annual-Cherokee 4 -v5.13 | 158 | 7209 | Rate Constraint in MTons | FALSE | L | Annual | Fuel Consumed | TBtu | 0 | 0 | 0 | 0 | 0 | 0 | 0
BART SO2 Annual-Cherokee 4 -v5.13 | 158 | 7209 | Rate Constraint in MTons | FALSE | L | Annual | Rate | lb/MMBtu | 0 | 0 | 0 | 0 | 0 | 0 | 0
BART SO2 Annual-Cherokee 4 -v5.13 | 158 | 7209 | Rate Constraint in MTons | FALSE | L | Annual | Generation | TWh | 0 | 0 | 0 | 0 | 0 | 0 | 0
BART SO2 Annual-Cherokee 4 -v5.13 | 158 | 7209 | Rate Constraint in MTons | FALSE | L | Annual | Qualifying Generation | TWh | 0 | 0 | 0 | 0 | 0 | 0 | 0
BART SO2 Annual-Cherokee 4 -v5.13 | 158 | 7209 | Rate Constraint in MTons | FALSE | L | Annual | Rate | lb/MWh | 0 | 0 | 0 | 0 | 0 | 0 | 0
BART SO2 Annual-Cherokee 4 -v5.13 | 158 | 7209 | Rate Constraint in MTons | FALSE | L | Annual | Constraint Shadow Price | US2019$/Ton | 0 | 0 | 0 | 0 | 0 | 0 | 0
BART SO2 Annual-Cholla 3 -v5.13 | 159 | 7210 | Rate Constraint in lbs/MMBtu | FALSE | L | Annual | Seasons Included | Seasons | Winter, WintShld, Summer | Winter, WintShld, Summer | Winter, WintShld, Summer | Winter, WintShld, Summer | Winter, WintShld, Summer | Winter, WintShld, Summer | Winter, WintShld, Summer
BART SO2 Annual-Cholla 3 -v5.13 | 159 | 7210 | Rate Constraint in lbs/MMBtu | FALSE | L | Annual | Standard SO2 | lb/MMBtu | 0.0006 | 0.0006 | 0.0006 | 0.0006 | 0.0006 | 0.0006 | 0.0006
BART SO2 Annual-Cholla 3 -v5.13 | 159 | 7210 | Rate Constraint in lbs/MMBtu | FALSE | L | Annual | Emissions at Affected Plants SO2 | Thousand Tons | 0 | 0 | 0 | 0 | 0 | 0 | 0
BART SO2 Annual-Cholla 3 -v5.13 | 159 | 7210 | Rate Constraint in lbs/MMBtu | FALSE | L | Annual | Allowances Purchased SO2 | Thousand Tons | 0 | 0 | 0 | 0 | 0 | 0 | 0
BART SO2 Annual-Cholla 3 -v5.13 | 159 | 7210 | Rate Constraint in lbs/MMBtu | FALSE | L | Annual | Allowances Sold SO2 | Thousand Tons | 0 | 0 | 0 | 0 | 0 | 0 | 0
BART SO2 Annual-Cholla 3 -v5.13 | 159 | 7210 | Rate Constraint in lbs/MMBtu | FALSE | L | Annual | Allowances Banked | Thousand Tons | 0 | 0 | 0 | 0 | 0 | 0 | 0
BART SO2 Annual-Cholla 3 -v5.13 | 159 | 7210 | Rate Constraint in lbs/MMBtu | FALSE | L | Annual | Allowances Withdrawn (1:1) | Thousand Tons | 0 | 0 | 0 | 0 | 0 | 0 | 0
BART SO2 Annual-Cholla 3 -v5.13 | 159 | 7210 | Rate Constraint in lbs/MMBtu | FALSE | L | Annual | Allowances Withdrawn (n:1) | Thousand Tons | 0 | 0 | 0 | 0 | 0 | 0 | 0
BART SO2 Annual-Cholla 3 -v5.13 | 159 | 7210 | Rate Constraint in lbs/MMBtu | FALSE | L | Annual | Net Emissions Allowance Position | Thousand Tons | 0 | 0 | 0 | 0 | 0 | 0 | 0
BART SO2 Annual-Cholla 3 -v5.13 | 159 | 7210 | Rate Constraint in lbs/MMBtu | FALSE | L | Annual | Fuel Consumed | TBtu | 0 | 0 | 0 | 0 | 0 | 0 | 0
BART SO2 Annual-Cholla 3 -v5.13 | 159 | 7210 | Rate Constraint in lbs/MMBtu | FALSE | L | Annual | Rate | lb/MMBtu | 0 | 0 | 0 | 0 | 0 | 0 | 0
BART SO2 Annual-Cholla 3 -v5.13 | 159 | 7210 | Rate Constraint in lbs/MMBtu | FALSE | L | Annual | Generation | TWh | 0 | 0 | 0 | 0 | 0 | 0 | 0
BART SO2 Annual-Cholla 3 -v5.13 | 159 | 7210 | Rate Constraint in lbs/MMBtu | FALSE | L | Annual | Qualifying Generation | TWh | 0 | 0 | 0 | 0 | 0 | 0 | 0
BART SO2 Annual-Cholla 3 -v5.13 | 159 | 7210 | Rate Constraint in lbs/MMBtu | FALSE | L | Annual | Rate | lb/MWh | 0 | 0 | 0 | 0 | 0 | 0 | 0
BART SO2 Annual-Cholla 3 -v5.13 | 159 | 7210 | Rate Constraint in lbs/MMBtu | FALSE | L | Annual | Constraint Shadow Price | US2019$/Ton | 0 | 0 | 0 | 0 | 0 | 0 | 0
BART SO2 Annual-Cholla 4 -v5.13 | 160 | 7211 | Rate Constraint in lbs/MMBtu | FALSE | L | Annual | Seasons Included | Seasons | Winter, WintShld, Summer | Winter, WintShld, Summer | Winter, WintShld, Summer | Winter, WintShld, Summer | Winter, WintShld, Summer | Winter, WintShld, Summer | Winter, WintShld, Summer
BART SO2 Annual-Cholla 4 -v5.13 | 160 | 7211 | Rate Constraint in lbs/MMBtu | FALSE | L | Annual | Standard SO2 | lb/MMBtu | 0.0006 | 0.0006 | 0.0006 | 0.0006 | 0.0006 | 0.0006 | 0.0006
BART SO2 Annual-Cholla 4 -v5.13 | 160 | 7211 | Rate Constraint in lbs/MMBtu | FALSE | L | Annual | Emissions at Affected Plants SO2 | Thousand Tons | 0 | 0 | 0 | 0 | 0 | 0 | 0
BART SO2 Annual-Cholla 4 -v5.13 | 160 | 7211 | Rate Constraint in lbs/MMBtu | FALSE | L | Annual | Allowances Purchased SO2 | Thousand Tons | 0 | 0 | 0 | 0 | 0 | 0 | 0
BART SO2 Annual-Cholla 4 -v5.13 | 160 | 7211 | Rate Constraint in lbs/MMBtu | FALSE | L | Annual | Allowances Sold SO2 | Thousand Tons | 0 | 0 | 0 | 0 | 0 | 0 | 0
BART SO2 Annual-Cholla 4 -v5.13 | 160 | 7211 | Rate Constraint in lbs/MMBtu | FALSE | L | Annual | Allowances Banked | Thousand Tons | 0 | 0 | 0 | 0 | 0 | 0 | 0
BART SO2 Annual-Cholla 4 -v5.13 | 160 | 7211 | Rate Constraint in lbs/MMBtu | FALSE | L | Annual | Allowances Withdrawn (1:1) | Thousand Tons | 0 | 0 | 0 | 0 | 0 | 0 | 0
BART SO2 Annual-Cholla 4 -v5.13 | 160 | 7211 | Rate Constraint in lbs/MMBtu | FALSE | L | Annual | Allowances Withdrawn (n:1) | Thousand Tons | 0 | 0 | 0 | 0 | 0 | 0 | 0
BART SO2 Annual-Cholla 4 -v5.13 | 160 | 7211 | Rate Constraint in lbs/MMBtu | FALSE | L | Annual | Net Emissions Allowance Position | Thousand Tons | 0 | 0 | 0 | 0 | 0 | 0 | 0
BART SO2 Annual-Cholla 4 -v5.13 | 160 | 7211 | Rate Constraint in lbs/MMBtu | FALSE | L | Annual | Fuel Consumed | TBtu | 0 | 0 | 0 | 0 | 0 | 0 | 0
BART SO2 Annual-Cholla 4 -v5.13 | 160 | 7211 | Rate Constraint in lbs/MMBtu | FALSE | L | Annual | Rate | lb/MMBtu | 0 | 0 | 0 | 0 | 0 | 0 | 0
BART SO2 Annual-Cholla 4 -v5.13 | 160 | 7211 | Rate Constraint in lbs/MMBtu | FALSE | L | Annual | Generation | TWh | 0 | 0 | 0 | 0 | 0 | 0 | 0
BART SO2 Annual-Cholla 4 -v5.13 | 160 | 7211 | Rate Constraint in lbs/MMBtu | FALSE | L | Annual | Qualifying Generation | TWh | 0 | 0 | 0 | 0 | 0 | 0 | 0
BART SO2 Annual-Cholla 4 -v5.13 | 160 | 7211 | Rate Constraint in lbs/MMBtu | FALSE | L | Annual | Rate | lb/MWh | 0 | 0 | 0 | 0 | 0 | 0 | 0
BART SO2 Annual-Cholla 4 -v5.13 | 160 | 7211 | Rate Constraint in lbs/MMBtu | FALSE | L | Annual | Constraint Shadow Price | US2019$/Ton | 0 | 0 | 0 | 0 | 0 | 0 | 0
BART SO2 Annual-Coronado U1B -v5.13 | 161 | 7214 | Rate Constraint in lbs/MMBtu | FALSE | L | Annual | Seasons Included | Seasons | Winter, WintShld, Summer | Winter, WintShld, Summer | Winter, WintShld, Summer | Winter, WintShld, Summer | Winter, WintShld, Summer | Winter, WintShld, Summer | Winter, WintShld, Summer
BART SO2 Annual-Coronado U1B -v5.13 | 161 | 7214 | Rate Constraint in lbs/MMBtu | FALSE | L | Annual | Standard SO2 | lb/MMBtu | 0.06 | 0.06 | 0.06 | 0.06 | 0.06 | 0.06 | 0.06
BART SO2 Annual-Coronado U1B -v5.13 | 161 | 7214 | Rate Constraint in lbs/MMBtu | FALSE | L | Annual | Emissions at Affected Plants SO2 | Thousand Tons | 0.00049355 | 0 | 0 | 0 | 0 | 0 | 0
BART SO2 Annual-Coronado U1B -v5.13 | 161 | 7214 | Rate Constraint in lbs/MMBtu | FALSE | L | Annual | Allowances Purchased SO2 | Thousand Tons | 0 | 0 | 0 | 0 | 0 | 0 | 0
BART SO2 Annual-Coronado U1B -v5.13 | 161 | 7214 | Rate Constraint in lbs/MMBtu | FALSE | L | Annual | Allowances Sold SO2 | Thousand Tons | 0 | 0 | 0 | 0 | 0 | 0 | 0
BART SO2 Annual-Coronado U1B -v5.13 | 161 | 7214 | Rate Constraint in lbs/MMBtu | FALSE | L | Annual | Allowances Banked | Thousand Tons | 0 | 0 | 0 | 0 | 0 | 0 | 0
BART SO2 Annual-Coronado U1B -v5.13 | 161 | 7214 | Rate Constraint in lbs/MMBtu | FALSE | L | Annual | Allowances Withdrawn (1:1) | Thousand Tons | 0 | 0 | 0 | 0 | 0 | 0 | 0
BART SO2 Annual-Coronado U1B -v5.13 | 161 | 7214 | Rate Constraint in lbs/MMBtu | FALSE | L | Annual | Allowances Withdrawn (n:1) | Thousand Tons | 0 | 0 | 0 | 0 | 0 | 0 | 0
BART SO2 Annual-Coronado U1B -v5.13 | 161 | 7214 | Rate Constraint in lbs/MMBtu | FALSE | L | Annual | Net Emissions Allowance Position | Thousand Tons | 0.00049355 | 0 | 0 | 0 | 0 | 0 | 0
BART SO2 Annual-Coronado U1B -v5.13 | 161 | 7214 | Rate Constraint in lbs/MMBtu | FALSE | L | Annual | Fuel Consumed | TBtu | 0.051927 | 0 | 0 | 0 | 0 | 0 | 0
BART SO2 Annual-Coronado U1B -v5.13 | 161 | 7214 | Rate Constraint in lbs/MMBtu | FALSE | L | Annual | Rate | lb/MMBtu | 0.01901 | 0 | 0 | 0 | 0 | 0 | 0
BART SO2 Annual-Coronado U1B -v5.13 | 161 | 7214 | Rate Constraint in lbs/MMBtu | FALSE | L | Annual | Generation | TWh | 0.0048909 | 0 | 0 | 0 | 0 | 0 | 0
BART SO2 Annual-Coronado U1B -v5.13 | 161 | 7214 | Rate Constraint in lbs/MMBtu | FALSE | L | Annual | Qualifying Generation | TWh | 0.0048909 | 0 | 0 | 0 | 0 | 0 | 0
BART SO2 Annual-Coronado U1B -v5.13 | 161 | 7214 | Rate Constraint in lbs/MMBtu | FALSE | L | Annual | Rate | lb/MWh | 0.20182 | 0 | 0 | 0 | 0 | 0 | 0
BART SO2 Annual-Coronado U1B -v5.13 | 161 | 7214 | Rate Constraint in lbs/MMBtu | FALSE | L | Annual | Constraint Shadow Price | US2019$/Ton | 0 | 0 | 0 | 0 | 0 | 0 | 0
BART SO2 Annual-Coronado U2B -v5.13 | 162 | 7215 | Rate Constraint in lbs/MMBtu | FALSE | L | Annual | Seasons Included | Seasons | Winter, WintShld, Summer | Winter, WintShld, Summer | Winter, WintShld, Summer | Winter, WintShld, Summer | Winter, WintShld, Summer | Winter, WintShld, Summer | Winter, WintShld, Summer
BART SO2 Annual-Coronado U2B -v5.13 | 162 | 7215 | Rate Constraint in lbs/MMBtu | FALSE | L | Annual | Standard SO2 | lb/MMBtu | 0.06 | 0.06 | 0.06 | 0.06 | 0.06 | 0.06 | 0.06
BART SO2 Annual-Coronado U2B -v5.13 | 162 | 7215 | Rate Constraint in lbs/MMBtu | FALSE | L | Annual | Emissions at Affected Plants SO2 | Thousand Tons | 0.063284 | 0 | 0 | 0 | 0 | 0 | 0
BART SO2 Annual-Coronado U2B -v5.13 | 162 | 7215 | Rate Constraint in lbs/MMBtu | FALSE | L | Annual | Allowances Purchased SO2 | Thousand Tons | 0 | 0 | 0 | 0 | 0 | 0 | 0
BART SO2 Annual-Coronado U2B -v5.13 | 162 | 7215 | Rate Constraint in lbs/MMBtu | FALSE | L | Annual | Allowances Sold SO2 | Thousand Tons | 0 | 0 | 0 | 0 | 0 | 0 | 0
BART SO2 Annual-Coronado U2B -v5.13 | 162 | 7215 | Rate Constraint in lbs/MMBtu | FALSE | L | Annual | Allowances Banked | Thousand Tons | 0 | 0 | 0 | 0 | 0 | 0 | 0
BART SO2 Annual-Coronado U2B -v5.13 | 162 | 7215 | Rate Constraint in lbs/MMBtu | FALSE | L | Annual | Allowances Withdrawn (1:1) | Thousand Tons | 0 | 0 | 0 | 0 | 0 | 0 | 0
BART SO2 Annual-Coronado U2B -v5.13 | 162 | 7215 | Rate Constraint in lbs/MMBtu | FALSE | L | Annual | Allowances Withdrawn (n:1) | Thousand Tons | 0 | 0 | 0 | 0 | 0 | 0 | 0
BART SO2 Annual-Coronado U2B -v5.13 | 162 | 7215 | Rate Constraint in lbs/MMBtu | FALSE | L | Annual | Net Emissions Allowance Position | Thousand Tons | 0.063284 | 0 | 0 | 0 | 0 | 0 | 0
BART SO2 Annual-Coronado U2B -v5.13 | 162 | 7215 | Rate Constraint in lbs/MMBtu | FALSE | L | Annual | Fuel Consumed | TBtu | 6.6581 | 0 | 0 | 0 | 0 | 0 | 0
BART SO2 Annual-Coronado U2B -v5.13 | 162 | 7215 | Rate Constraint in lbs/MMBtu | FALSE | L | Annual | Rate | lb/MMBtu | 0.01901 | 0 | 0 | 0 | 0 | 0 | 0
BART SO2 Annual-Coronado U2B -v5.13 | 162 | 7215 | Rate Constraint in lbs/MMBtu | FALSE | L | Annual | Generation | TWh | 0.62278 | 0 | 0 | 0 | 0 | 0 | 0
BART SO2 Annual-Coronado U2B -v5.13 | 162 | 7215 | Rate Constraint in lbs/MMBtu | FALSE | L | Annual | Qualifying Generation | TWh | 0.62278 | 0 | 0 | 0 | 0 | 0 | 0
BART SO2 Annual-Coronado U2B -v5.13 | 162 | 7215 | Rate Constraint in lbs/MMBtu | FALSE | L | Annual | Rate | lb/MWh | 0.20323 | 0 | 0 | 0 | 0 | 0 | 0
BART SO2 Annual-Coronado U2B -v5.13 | 162 | 7215 | Rate Constraint in lbs/MMBtu | FALSE | L | Annual | Constraint Shadow Price | US2019$/Ton | 0 | 0 | 0 | 0 | 0 | 0 | 0
BART SO2 Annual-Craig C1 -v5.14 | 163 | 7200 | Rate Constraint in lbs/MMBtu | FALSE | L | Annual | Seasons Included | Seasons | Winter, WintShld, Summer | Winter, WintShld, Summer | Winter, WintShld, Summer | Winter, WintShld, Summer | Winter, WintShld, Summer | Winter, WintShld, Summer | Winter, WintShld, Summer
BART SO2 Annual-Craig C1 -v5.14 | 163 | 7200 | Rate Constraint in lbs/MMBtu | FALSE | L | Annual | Standard SO2 | lb/MMBtu | 0.11 | 0.11 | 0.11 | 0.11 | 0.11 | 0.11 | 0.11
BART SO2 Annual-Craig C1 -v5.14 | 163 | 7200 | Rate Constraint in lbs/MMBtu | FALSE | L | Annual | Emissions at Affected Plants SO2 | Thousand Tons | 0 | 0 | 0 | 0 | 0 | 0 | 0
BART SO2 Annual-Craig C1 -v5.14 | 163 | 7200 | Rate Constraint in lbs/MMBtu | FALSE | L | Annual | Allowances Purchased SO2 | Thousand Tons | 0 | 0 | 0 | 0 | 0 | 0 | 0
BART SO2 Annual-Craig C1 -v5.14 | 163 | 7200 | Rate Constraint in lbs/MMBtu | FALSE | L | Annual | Allowances Sold SO2 | Thousand Tons | 0 | 0 | 0 | 0 | 0 | 0 | 0
BART SO2 Annual-Craig C1 -v5.14 | 163 | 7200 | Rate Constraint in lbs/MMBtu | FALSE | L | Annual | Allowances Banked | Thousand Tons | 0 | 0 | 0 | 0 | 0 | 0 | 0
BART SO2 Annual-Craig C1 -v5.14 | 163 | 7200 | Rate Constraint in lbs/MMBtu | FALSE | L | Annual | Allowances Withdrawn (1:1) | Thousand Tons | 0 | 0 | 0 | 0 | 0 | 0 | 0
BART SO2 Annual-Craig C1 -v5.14 | 163 | 7200 | Rate Constraint in lbs/MMBtu | FALSE | L | Annual | Allowances Withdrawn (n:1) | Thousand Tons | 0 | 0 | 0 | 0 | 0 | 0 | 0
BART SO2 Annual-Craig C1 -v5.14 | 163 | 7200 | Rate Constraint in lbs/MMBtu | FALSE | L | Annual | Net Emissions Allowance Position | Thousand Tons | 0 | 0 | 0 | 0 | 0 | 0 | 0
BART SO2 Annual-Craig C1 -v5.14 | 163 | 7200 | Rate Constraint in lbs/MMBtu | FALSE | L | Annual | Fuel Consumed | TBtu | 0 | 0 | 0 | 0 | 0 | 0 | 0
BART SO2 Annual-Craig C1 -v5.14 | 163 | 7200 | Rate Constraint in lbs/MMBtu | FALSE | L | Annual | Rate | lb/MMBtu | 0 | 0 | 0 | 0 | 0 | 0 | 0
BART SO2 Annual-Craig C1 -v5.14 | 163 | 7200 | Rate Constraint in lbs/MMBtu | FALSE | L | Annual | Generation | TWh | 0 | 0 | 0 | 0 | 0 | 0 | 0
BART SO2 Annual-Craig C1 -v5.14 | 163 | 7200 | Rate Constraint in lbs/MMBtu | FALSE | L | Annual | Qualifying Generation | TWh | 0 | 0 | 0 | 0 | 0 | 0 | 0
BART SO2 Annual-Craig C1 -v5.14 | 163 | 7200 | Rate Constraint in lbs/MMBtu | FALSE | L | Annual | Rate | lb/MWh | 0 | 0 | 0 | 0 | 0 | 0 | 0
BART SO2 Annual-Craig C1 -v5.14 | 163 | 7200 | Rate Constraint in lbs/MMBtu | FALSE | L | Annual | Constraint Shadow Price | US2019$/Ton | 0 | 0 | 0 | 0 | 0 | 0 | 0
BART SO2 Annual-Craig C2 -v5.14 | 164 | 7201 | Rate Constraint in lbs/MMBtu | FALSE | L | Annual | Seasons Included | Seasons | Winter, WintShld, Summer | Winter, WintShld, Summer | Winter, WintShld, Summer | Winter, WintShld, Summer | Winter, WintShld, Summer | Winter, WintShld, Summer | Winter, WintShld, Summer
BART SO2 Annual-Craig C2 -v5.14 | 164 | 7201 | Rate Constraint in lbs/MMBtu | FALSE | L | Annual | Standard SO2 | lb/MMBtu | 0.11 | 0.11 | 0.11 | 0.11 | 0.11 | 0.11 | 0.11
BART SO2 Annual-Craig C2 -v5.14 | 164 | 7201 | Rate Constraint in lbs/MMBtu | FALSE | L | Annual | Emissions at Affected Plants SO2 | Thousand Tons | 0.1661 | 0 | 0 | 0 | 0 | 0 | 0
BART SO2 Annual-Craig C2 -v5.14 | 164 | 7201 | Rate Constraint in lbs/MMBtu | FALSE | L | Annual | Allowances Purchased SO2 | Thousand Tons | 0 | 0 | 0 | 0 | 0 | 0 | 0
BART SO2 Annual-Craig C2 -v5.14 | 164 | 7201 | Rate Constraint in lbs/MMBtu | FALSE | L | Annual | Allowances Sold SO2 | Thousand Tons | 0 | 0 | 0 | 0 | 0 | 0 | 0
BART SO2 Annual-Craig C2 -v5.14 | 164 | 7201 | Rate Constraint in lbs/MMBtu | FALSE | L | Annual | Allowances Banked | Thousand Tons | 0 | 0 | 0 | 0 | 0 | 0 | 0
BART SO2 Annual-Craig C2 -v5.14 | 164 | 7201 | Rate Constraint in lbs/MMBtu | FALSE | L | Annual | Allowances Withdrawn (1:1) | Thousand Tons | 0 | 0 | 0 | 0 | 0 | 0 | 0
BART SO2 Annual-Craig C2 -v5.14 | 164 | 7201 | Rate Constraint in lbs/MMBtu | FALSE | L | Annual | Allowances Withdrawn (n:1) | Thousand Tons | 0 | 0 | 0 | 0 | 0 | 0 | 0
BART SO2 Annual-Craig C2 -v5.14 | 164 | 7201 | Rate Constraint in lbs/MMBtu | FALSE | L | Annual | Net Emissions Allowance Position | Thousand Tons | 0.1661 | 0 | 0 | 0 | 0 | 0 | 0
BART SO2 Annual-Craig C2 -v5.14 | 164 | 7201 | Rate Constraint in lbs/MMBtu | FALSE | L | Annual | Fuel Consumed | TBtu | 10.7841 | 0 | 0 | 0 | 0 | 0 | 0
BART SO2 Annual-Craig C2 -v5.14 | 164 | 7201 | Rate Constraint in lbs/MMBtu | FALSE | L | Annual | Rate | lb/MMBtu | 0.030804 | 0 | 0 | 0 | 0 | 0 | 0
BART SO2 Annual-Craig C2 -v5.14 | 164 | 7201 | Rate Constraint in lbs/MMBtu | FALSE | L | Annual | Generation | TWh | 1.0531 | 0 | 0 | 0 | 0 | 0 | 0
BART SO2 Annual-Craig C2 -v5.14 | 164 | 7201 | Rate Constraint in lbs/MMBtu | FALSE | L | Annual | Qualifying Generation | TWh | 1.0531 | 0 | 0 | 0 | 0 | 0 | 0
BART SO2 Annual-Craig C2 -v5.14 | 164 | 7201 | Rate Constraint in lbs/MMBtu | FALSE | L | Annual | Rate | lb/MWh | 0.31544 | 0 | 0 | 0 | 0 | 0 | 0
BART SO2 Annual-Craig C2 -v5.14 | 164 | 7201 | Rate Constraint in lbs/MMBtu | FALSE | L | Annual | Constraint Shadow Price | US2019$/Ton | 0 | 0 | 0 | 0 | 0 | 0 | 0
BART SO2 Annual-Jeffrey Energy Center 1 -v5.13 | 165 | 7216 | Rate Constraint in lbs/MMBtu | FALSE | L | Annual | Seasons Included | Seasons | Winter, WintShld, Summer | Winter, WintShld, Summer | Winter, WintShld, Summer | Winter, WintShld, Summer | Winter, WintShld, Summer | Winter, WintShld, Summer | Winter, WintShld, Summer
BART SO2 Annual-Jeffrey Energy Center 1 -v5.13 | 165 | 7216 | Rate Constraint in lbs/MMBtu | FALSE | L | Annual | Standard SO2 | lb/MMBtu | 0.15 | 0.15 | 0.15 | 0.15 | 0.15 | 0.15 | 0.15
BART SO2 Annual-Jeffrey Energy Center 1 -v5.13 | 165 | 7216 | Rate Constraint in lbs/MMBtu | FALSE | L | Annual | Emissions at Affected Plants SO2 | Thousand Tons | 0.50109 | 0 | 0 | 0 | 0 | 0 | 0
BART SO2 Annual-Jeffrey Energy Center 1 -v5.13 | 165 | 7216 | Rate Constraint in lbs/MMBtu | FALSE | L | Annual | Allowances Purchased SO2 | Thousand Tons | 0 | 0 | 0 | 0 | 0 | 0 | 0
BART SO2 Annual-Jeffrey Energy Center 1 -v5.13 | 165 | 7216 | Rate Constraint in lbs/MMBtu | FALSE | L | Annual | Allowances Sold SO2 | Thousand Tons | 0 | 0 | 0 | 0 | 0 | 0 | 0
BART SO2 Annual-Jeffrey Energy Center 1 -v5.13 | 165 | 7216 | Rate Constraint in lbs/MMBtu | FALSE | L | Annual | Allowances Banked | Thousand Tons | 0 | 0 | 0 | 0 | 0 | 0 | 0
BART SO2 Annual-Jeffrey Energy Center 1 -v5.13 | 165 | 7216 | Rate Constraint in lbs/MMBtu | FALSE | L | Annual | Allowances Withdrawn (1:1) | Thousand Tons | 0 | 0 | 0 | 0 | 0 | 0 | 0
BART SO2 Annual-Jeffrey Energy Center 1 -v5.13 | 165 | 7216 | Rate Constraint in lbs/MMBtu | FALSE | L | Annual | Allowances Withdrawn (n:1) | Thousand Tons | 0 | 0 | 0 | 0 | 0 | 0 | 0
BART SO2 Annual-Jeffrey Energy Center 1 -v5.13 | 165 | 7216 | Rate Constraint in lbs/MMBtu | FALSE | L | Annual | Net Emissions Allowance Position | Thousand Tons | 0.50109 | 0 | 0 | 0 | 0 | 0 | 0
BART SO2 Annual-Jeffrey Energy Center 1 -v5.13 | 165 | 7216 | Rate Constraint in lbs/MMBtu | FALSE | L | Annual | Fuel Consumed | TBtu | 42.0997 | 0 | 0 | 0 | 0 | 0 | 0
BART SO2 Annual-Jeffrey Energy Center 1 -v5.13 | 165 | 7216 | Rate Constraint in lbs/MMBtu | FALSE | L | Annual | Rate | lb/MMBtu | 0.023805 | 0 | 0 | 0 | 0 | 0 | 0
BART SO2 Annual-Jeffrey Energy Center 1 -v5.13 | 165 | 7216 | Rate Constraint in lbs/MMBtu | FALSE | L | Annual | Generation | TWh | 3.8307 | 0 | 0 | 0 | 0 | 0 | 0
BART SO2 Annual-Jeffrey Energy Center 1 -v5.13 | 165 | 7216 | Rate Constraint in lbs/MMBtu | FALSE | L | Annual | Qualifying Generation | TWh | 3.8307 | 0 | 0 | 0 | 0 | 0 | 0
BART SO2 Annual-Jeffrey Energy Center 1 -v5.13 | 165 | 7216 | Rate Constraint in lbs/MMBtu | FALSE | L | Annual | Rate | lb/MWh | 0.26162 | 0 | 0 | 0 | 0 | 0 | 0
BART SO2 Annual-Jeffrey Energy Center 1 -v5.13 | 165 | 7216 | Rate Constraint in lbs/MMBtu | FALSE | L | Annual | Constraint Shadow Price | US2019$/Ton | 0 | 0 | 0 | 0 | 0 | 0 | 0
BART SO2 Annual-Jeffrey Energy Center 2 -v5.13 | 166 | 7217 | Rate Constraint in lbs/MMBtu | FALSE | L | Annual | Seasons Included | Seasons | Winter, WintShld, Summer | Winter, WintShld, Summer | Winter, WintShld, Summer | Winter, WintShld, Summer | Winter, WintShld, Summer | Winter, WintShld, Summer | Winter, WintShld, Summer
BART SO2 Annual-Jeffrey Energy Center 2 -v5.13 | 166 | 7217 | Rate Constraint in lbs/MMBtu | FALSE | L | Annual | Standard SO2 | lb/MMBtu | 0.15 | 0.15 | 0.15 | 0.15 | 0.15 | 0.15 | 0.15
BART SO2 Annual-Jeffrey Energy Center 2 -v5.13 | 166 | 7217 | Rate Constraint in lbs/MMBtu | FALSE | L | Annual | Emissions at Affected Plants SO2 | Thousand Tons | 0.069931 | 0 | 0 | 0 | 0 | 0 | 0
BART SO2 Annual-Jeffrey Energy Center 2 -v5.13 | 166 | 7217 | Rate Constraint in lbs/MMBtu | FALSE | L | Annual | Allowances Purchased SO2 | Thousand Tons | 0 | 0 | 0 | 0 | 0 | 0 | 0
BART SO2 Annual-Jeffrey Energy Center 2 -v5.13 | 166 | 7217 | Rate Constraint in lbs/MMBtu | FALSE | L | Annual | Allowances Sold SO2 | Thousand Tons | 0 | 0 | 0 | 0 | 0 | 0 | 0
BART SO2 Annual-Jeffrey Energy Center 2 -v5.13 | 166 | 7217 | Rate Constraint in lbs/MMBtu | FALSE | L | Annual | Allowances Banked | Thousand Tons | 0 | 0 | 0 | 0 | 0 | 0 | 0
BART SO2 Annual-Jeffrey Energy Center 2 -v5.13 | 166 | 7217 | Rate Constraint in lbs/MMBtu | FALSE | L | Annual | Allowances Withdrawn (1:1) | Thousand Tons | 0 | 0 | 0 | 0 | 0 | 0 | 0
BART SO2 Annual-Jeffrey Energy Center 2 -v5.13 | 166 | 7217 | Rate Constraint in lbs/MMBtu | FALSE | L | Annual | Allowances Withdrawn (n:1) | Thousand Tons | 0 | 0 | 0 | 0 | 0 | 0 | 0
BART SO2 Annual-Jeffrey Energy Center 2 -v5.13 | 166 | 7217 | Rate Constraint in lbs/MMBtu | FALSE | L | Annual | Net Emissions Allowance Position | Thousand Tons | 0.069931 | 0 | 0 | 0 | 0 | 0 | 0
BART SO2 Annual-Jeffrey Energy Center 2 -v5.13 | 166 | 7217 | Rate Constraint in lbs/MMBtu | FALSE | L | Annual | Fuel Consumed | TBtu | 8.8865 | 0 | 0 | 0 | 0 | 0 | 0
BART SO2 Annual-Jeffrey Energy Center 2 -v5.13 | 166 | 7217 | Rate Constraint in lbs/MMBtu | FALSE | L | Annual | Rate | lb/MMBtu | 0.015739 | 0 | 0 | 0 | 0 | 0 | 0
BART SO2 Annual-Jeffrey Energy Center 2 -v5.13 | 166 | 7217 | Rate Constraint in lbs/MMBtu | FALSE | L | Annual | Generation | TWh | 0.78935 | 0 | 0 | 0 | 0 | 0 | 0
BART SO2 Annual-Jeffrey Energy Center 2 -v5.13 | 166 | 7217 | Rate Constraint in lbs/MMBtu | FALSE | L | Annual | Qualifying Generation | TWh | 0.78935 | 0 | 0 | 0 | 0 | 0 | 0
BART SO2 Annual-Jeffrey Energy Center 2 -v5.13 | 166 | 7217 | Rate Constraint in lbs/MMBtu | FALSE | L | Annual | Rate | lb/MWh | 0.17719 | 0 | 0 | 0 | 0 | 0 | 0
BART SO2 Annual-Jeffrey Energy Center 2 -v5.13 | 166 | 7217 | Rate Constraint in lbs/MMBtu | FALSE | L | Annual | Constraint Shadow Price | US2019$/Ton | 0 | 0 | 0 | 0 | 0 | 0 | 0
BART SO2 Annual-La Cygne 1 -v5.13 | 167 | 7218 | Rate Constraint in lbs/MMBtu | FALSE | L | Annual | Seasons Included | Seasons | Winter, WintShld, Summer | Winter, WintShld, Summer | Winter, WintShld, Summer | Winter, WintShld, Summer | Winter, WintShld, Summer | Winter, WintShld, Summer | Winter, WintShld, Summer
BART SO2 Annual-La Cygne 1 -v5.13 | 167 | 7218 | Rate Constraint in lbs/MMBtu | FALSE | L | Annual | Standard SO2 | lb/MMBtu | 0.15 | 0.15 | 0.15 | 0.15 | 0.15 | 0.15 | 0.15
BART SO2 Annual-La Cygne 1 -v5.13 | 167 | 7218 | Rate Constraint in lbs/MMBtu | FALSE | L | Annual | Emissions at Affected Plants SO2 | Thousand Tons | 0 | 0 | 0 | 0 | 0 | 0 | 0
BART SO2 Annual-La Cygne 1 -v5.13 | 167 | 7218 | Rate Constraint in lbs/MMBtu | FALSE | L | Annual | Allowances Purchased SO2 | Thousand Tons | 0 | 0 | 0 | 0 | 0 | 0 | 0
BART SO2 Annual-La Cygne 1 -v5.13 | 167 | 7218 | Rate Constraint in lbs/MMBtu | FALSE | L | Annual | Allowances Sold SO2 | Thousand Tons | 0 | 0 | 0 | 0 | 0 | 0 | 0
BART SO2 Annual-La Cygne 1 -v5.13 | 167 | 7218 | Rate Constraint in lbs/MMBtu | FALSE | L | Annual | Allowances Banked | Thousand Tons | 0 | 0 | 0 | 0 | 0 | 0 | 0
BART SO2 Annual-La Cygne 1 -v5.13 | 167 | 7218 | Rate Constraint in lbs/MMBtu | FALSE | L | Annual | Allowances Withdrawn (1:1) | Thousand Tons | 0 | 0 | 0 | 0 | 0 | 0 | 0
BART SO2 Annual-La Cygne 1 -v5.13 | 167 | 7218 | Rate Constraint in lbs/MMBtu | FALSE | L | Annual | Allowances Withdrawn (n:1) | Thousand Tons | 0 | 0 | 0 | 0 | 0 | 0 | 0
BART SO2 Annual-La Cygne 1 -v5.13 | 167 | 7218 | Rate Constraint in lbs/MMBtu | FALSE | L | Annual | Net Emissions Allowance Position | Thousand Tons | 0 | 0 | 0 | 0 | 0 | 0 | 0
BART SO2 Annual-La Cygne 1 -v5.13 | 167 | 7218 | Rate Constraint in lbs/MMBtu | FALSE | L | Annual | Fuel Consumed | TBtu | 0 | 0 | 0 | 0 | 0 | 0 | 0
BART SO2 Annual-La Cygne 1 -v5.13 | 167 | 7218 | Rate Constraint in lbs/MMBtu | FALSE | L | Annual | Rate | lb/MMBtu | 0 | 0 | 0 | 0 | 0 | 0 | 0
BART SO2 Annual-La Cygne 1 -v5.13 | 167 | 7218 | Rate Constraint in lbs/MMBtu | FALSE | L | Annual | Generation | TWh | 0 | 0 | 0 | 0 | 0 | 0 | 0
BART SO2 Annual-La Cygne 1 -v5.13 | 167 | 7218 | Rate Constraint in lbs/MMBtu | FALSE | L | Annual | Qualifying Generation | TWh | 0 | 0 | 0 | 0 | 0 | 0 | 0
BART SO2 Annual-La Cygne 1 -v5.13 | 167 | 7218 | Rate Constraint in lbs/MMBtu | FALSE | L | Annual | Rate | lb/MWh | 0 | 0 | 0 | 0 | 0 | 0 | 0
BART SO2 Annual-La Cygne 1 -v5.13 | 167 | 7218 | Rate Constraint in lbs/MMBtu | FALSE | L | Annual | Constraint Shadow Price | US2019$/Ton | 0 | 0 | 0 | 0 | 0 | 0 | 0
BART SO2 Annual-La Cygne 2 -v5.13 | 168 | 7219 | Rate Constraint in lbs/MMBtu | FALSE | L | Annual | Seasons Included | Seasons | Winter, WintShld, Summer | Winter, WintShld, Summer | Winter, WintShld, Summer | Winter, WintShld, Summer | Winter, WintShld, Summer | Winter, WintShld, Summer | Winter, WintShld, Summer
BART SO2 Annual-La Cygne 2 -v5.13 | 168 | 7219 | Rate Constraint in lbs/MMBtu | FALSE | L | Annual | Standard SO2 | lb/MMBtu | 0.15 | 0.15 | 0.15 | 0.15 | 0.15 | 0.15 | 0.15
BART SO2 Annual-La Cygne 2 -v5.13 | 168 | 7219 | Rate Constraint in lbs/MMBtu | FALSE | L | Annual | Emissions at Affected Plants SO2 | Thousand Tons | 0.39368 | 0 | 0 | 0 | 0 | 0 | 0
BART SO2 Annual-La Cygne 2 -v5.13 | 168 | 7219 | Rate Constraint in lbs/MMBtu | FALSE | L | Annual | Allowances Purchased SO2 | Thousand Tons | 0 | 0 | 0 | 0 | 0 | 0 | 0
BART SO2 Annual-La Cygne 2 -v5.13 | 168 | 7219 | Rate Constraint in lbs/MMBtu | FALSE | L | Annual | Allowances Sold SO2 | Thousand Tons | 0 | 0 | 0 | 0 | 0 | 0 | 0
BART SO2 Annual-La Cygne 2 -v5.13 | 168 | 7219 | Rate Constraint in lbs/MMBtu | FALSE | L | Annual | Allowances Banked | Thousand Tons | 0 | 0 | 0 | 0 | 0 | 0 | 0
BART SO2 Annual-La Cygne 2 -v5.13 | 168 | 7219 | Rate Constraint in lbs/MMBtu | FALSE | L | Annual | Allowances Withdrawn (1:1) | Thousand Tons | 0 | 0 | 0 | 0 | 0 | 0 | 0
BART SO2 Annual-La Cygne 2 -v5.13 | 168 | 7219 | Rate Constraint in lbs/MMBtu | FALSE | L | Annual | Allowances Withdrawn (n:1) | Thousand Tons | 0 | 0 | 0 | 0 | 0 | 0 | 0
BART SO2 Annual-La Cygne 2 -v5.13 | 168 | 7219 | Rate Constraint in lbs/MMBtu | FALSE | L | Annual | Net Emissions Allowance Position | Thousand Tons | 0.39368 | 0 | 0 | 0 | 0 | 0 | 0
BART SO2 Annual-La Cygne 2 -v5.13 | 168 | 7219 | Rate Constraint in lbs/MMBtu | FALSE | L | Annual | Fuel Consumed | TBtu | 42.0388 | 0 | 0 | 0 | 0 | 0 | 0
BART SO2 Annual-La Cygne 2 -v5.13 | 168 | 7219 | Rate Constraint in lbs/MMBtu | FALSE | L | Annual | Rate | lb/MMBtu | 0.018729 | 0 | 0 | 0 | 0 | 0 | 0
BART SO2 Annual-La Cygne 2 -v5.13 | 168 | 7219 | Rate Constraint in lbs/MMBtu | FALSE | L | Annual | Generation | TWh | 4.0198 | 0 | 0 | 0 | 0 | 0 | 0
BART SO2 Annual-La Cygne 2 -v5.13 | 168 | 7219 | Rate Constraint in lbs/MMBtu | FALSE | L | Annual | Qualifying Generation | TWh | 4.0198 | 0 | 0 | 0 | 0 | 0 | 0
BART SO2 Annual-La Cygne 2 -v5.13 | 168 | 7219 | Rate Constraint in lbs/MMBtu | FALSE | L | Annual | Rate | lb/MWh | 0.19587 | 0 | 0 | 0 | 0 | 0 | 0
BART SO2 Annual-La Cygne 2 -v5.13 | 168 | 7219 | Rate Constraint in lbs/MMBtu | FALSE | L | Annual | Constraint Shadow Price | US2019$/Ton | 0 | 0 | 0 | 0 | 0 | 0 | 0
BART SO2 Annual-Lawrence 4 -v5.14 | 169 | 7241 | Rate Constraint in lbs/MMBtu | FALSE | L | Annual | Seasons Included | Seasons | Winter, WintShld, Summer | Winter, WintShld, Summer | Winter, WintShld, Summer | Winter, WintShld, Summer | Winter, WintShld, Summer | Winter, WintShld, Summer | Winter, WintShld, Summer
BART SO2 Annual-Lawrence 4 -v5.14 | 169 | 7241 | Rate Constraint in lbs/MMBtu | FALSE | L | Annual | Standard SO2 | lb/MMBtu | 0.15 | 0.15 | 0.15 | 0.15 | 0.15 | 0.15 | 0.15
BART SO2 Annual-Lawrence 4 -v5.14 | 169 | 7241 | Rate Constraint in lbs/MMBtu | FALSE | L | Annual | Emissions at Affected Plants SO2 | Thousand Tons | 0 | 0 | 0 | 0 | 0 | 0 | 0
BART SO2 Annual-Lawrence 4 -v5.14 | 169 | 7241 | Rate Constraint in lbs/MMBtu | FALSE | L | Annual | Allowances Purchased SO2 | Thousand Tons | 0 | 0 | 0 | 0 | 0 | 0 | 0
BART SO2 Annual-Lawrence 4 -v5.14 | 169 | 7241 | Rate Constraint in lbs/MMBtu | FALSE | L | Annual | Allowances Sold SO2 | Thousand Tons | 0 | 0 | 0 | 0 | 0 | 0 | 0
BART SO2 Annual-Lawrence 4 -v5.14 | 169 | 7241 | Rate Constraint in lbs/MMBtu | FALSE | L | Annual | Allowances Banked | Thousand Tons | 0 | 0 | 0 | 0 | 0 | 0 | 0
BART SO2 Annual-Lawrence 4 -v5.14 | 169 | 7241 | Rate Constraint in lbs/MMBtu | FALSE | L | Annual | Allowances Withdrawn (1:1) | Thousand Tons | 0 | 0 | 0 | 0 | 0 | 0 | 0
BART SO2 Annual-Lawrence 4 -v5.14 | 169 | 7241 | Rate Constraint in lbs/MMBtu | FALSE | L | Annual | Allowances Withdrawn (n:1) | Thousand Tons | 0 | 0 | 0 | 0 | 0 | 0 | 0
BART SO2 Annual-Lawrence 4 -v5.14 | 169 | 7241 | Rate Constraint in lbs/MMBtu | FALSE | L | Annual | Net Emissions Allowance Position | Thousand Tons | 0 | 0 | 0 | 0 | 0 | 0 | 0
BART SO2 Annual-Lawrence 4 -v5.14 | 169 | 7241 | Rate Constraint in lbs/MMBtu | FALSE | L | Annual | Fuel Consumed | TBtu | 0 | 0 | 0 | 0 | 0 | 0 | 0
BART SO2 Annual-Lawrence 4 -v5.14 | 169 | 7241 | Rate Constraint in lbs/MMBtu | FALSE | L | Annual | Rate | lb/MMBtu | 0 | 0 | 0 | 0 | 0 | 0 | 0
BART SO2 Annual-Lawrence 4 -v5.14 | 169 | 7241 | Rate Constraint in lbs/MMBtu | FALSE | L | Annual | Generation | TWh | 0 | 0 | 0 | 0 | 0 | 0 | 0
BART SO2 Annual-Lawrence 4 -v5.14 | 169 | 7241 | Rate Constraint in lbs/MMBtu | FALSE | L | Annual | Qualifying Generation | TWh | 0 | 0 | 0 | 0 | 0 | 0 | 0
BART SO2 Annual-Lawrence 4 -v5.14 | 169 | 7241 | Rate Constraint in lbs/MMBtu | FALSE | L | Annual | Rate | lb/MWh | 0 | 0 | 0 | 0 | 0 | 0 | 0
BART SO2 Annual-Lawrence 4 -v5.14 | 169 | 7241 | Rate Constraint in lbs/MMBtu | FALSE | L | Annual | Constraint Shadow Price | US2019$/Ton | 0 | 0 | 0 | 0 | 0 | 0 | 0
BART SO2 Annual-Lawrence 5 -v5.14 | 170 | 7242 | Rate Constraint in lbs/MMBtu | FALSE | L | Annual | Seasons Included | Seasons | Winter, WintShld, Summer | Winter, WintShld, Summer | Winter, WintShld, Summer | Winter, WintShld, Summer | Winter, WintShld, Summer | Winter, WintShld, Summer | Winter, WintShld, Summer
BART SO2 Annual-Lawrence 5 -v5.14 | 170 | 7242 | Rate Constraint in lbs/MMBtu | FALSE | L | Annual | Standard SO2 | lb/MMBtu | 0.15 | 0.15 | 0.15 | 0.15 | 0.15 | 0.15 | 0.15
BART SO2 Annual-Lawrence 5 -v5.14 | 170 | 7242 | Rate Constraint in lbs/MMBtu | FALSE | L | Annual | Emissions at Affected Plants SO2 | Thousand Tons | 0 | 0 | 0 | 0 | 0 | 0 | 0
BART SO2 Annual-Lawrence 5 -v5.14 | 170 | 7242 | Rate Constraint in lbs/MMBtu | FALSE | L | Annual | Allowances Purchased SO2 | Thousand Tons | 0 | 0 | 0 | 0 | 0 | 0 | 0
BART SO2 Annual-Lawrence 5 -v5.14 | 170 | 7242 | Rate Constraint in lbs/MMBtu | FALSE | L | Annual | Allowances Sold SO2 | Thousand Tons | 0 | 0 | 0 | 0 | 0 | 0 | 0
BART SO2 Annual-Lawrence 5 -v5.14 | 170 | 7242 | Rate Constraint in lbs/MMBtu | FALSE | L | Annual | Allowances Banked | Thousand Tons | 0 | 0 | 0 | 0 | 0 | 0 | 0
BART SO2 Annual-Lawrence 5 -v5.14 | 170 | 7242 | Rate Constraint in lbs/MMBtu | FALSE | L | Annual | Allowances Withdrawn (1:1) | Thousand Tons | 0 | 0 | 0 | 0 | 0 | 0 | 0
BART SO2 Annual-Lawrence 5 -v5.14 | 170 | 7242 | Rate Constraint in lbs/MMBtu | FALSE | L | Annual | Allowances Withdrawn (n:1) | Thousand Tons | 0 | 0 | 0 | 0 | 0 | 0 | 0
BART SO2 Annual-Lawrence 5 -v5.14 | 170 | 7242 | Rate Constraint in lbs/MMBtu | FALSE | L | Annual | Net Emissions Allowance Position | Thousand Tons | 0 | 0 | 0 | 0 | 0 | 0 | 0
BART SO2 Annual-Lawrence 5 -v5.14 | 170 | 7242 | Rate Constraint in lbs/MMBtu | FALSE | L | Annual | Fuel Consumed | TBtu | 0 | 0 | 0 | 0 | 0 | 0 | 0
BART SO2 Annual-Lawrence 5 -v5.14 | 170 | 7242 | Rate Constraint in lbs/MMBtu | FALSE | L | Annual | Rate | lb/MMBtu | 0 | 0 | 0 | 0 | 0 | 0 | 0
BART SO2 Annual-Lawrence 5 -v5.14 | 170 | 7242 | Rate Constraint in lbs/MMBtu | FALSE | L | Annual | Generation | TWh | 0 | 0 | 0 | 0 | 0 | 0 | 0
BART SO2 Annual-Lawrence 5 -v5.14 | 170 | 7242 | Rate Constraint in lbs/MMBtu | FALSE | L | Annual | Qualifying Generation | TWh | 0 | 0 | 0 | 0 | 0 | 0 | 0
BART SO2 Annual-Lawrence 5 -v5.14 | 170 | 7242 | Rate Constraint in lbs/MMBtu | FALSE | L | Annual | Rate | lb/MWh | 0 | 0 | 0 | 0 | 0 | 0 | 0
BART SO2 Annual-Lawrence 5 -v5.14 | 170 | 7242 | Rate Constraint in lbs/MMBtu | FALSE | L | Annual | Constraint Shadow Price | US2019$/Ton | 0 | 0 | 0 | 0 | 0 | 0 | 0
BART SO2 Annual-Leland Olds 1 -v5.13 | 171 | 7220 | Rate Constraint in lbs/MMBtu | FALSE | L | Annual | Seasons Included | Seasons | Winter, WintShld, Summer | Winter, WintShld, Summer | Winter, WintShld, Summer | Winter, WintShld, Summer | Winter, WintShld, Summer | Winter, WintShld, Summer | Winter, WintShld, Summer
BART SO2 Annual-Leland Olds 1 -v5.13 | 171 | 7220 | Rate Constraint in lbs/MMBtu | FALSE | L | Annual | Standard SO2 | lb/MMBtu | 0.15 | 0.15 | 0.15 | 0.15 | 0.15 | 0.15 | 0.15
BART SO2 Annual-Leland Olds 1 -v5.13 | 171 | 7220 | Rate Constraint in lbs/MMBtu | FALSE | L | Annual | Emissions at Affected Plants SO2 | Thousand Tons | 0.4569 | 0 | 0 | 0 | 0 | 0 | 0
BART SO2 Annual-Leland Olds 1 -v5.13 | 171 | 7220 | Rate Constraint in lbs/MMBtu | FALSE | L | Annual | Allowances Purchased SO2 | Thousand Tons | 0 | 0 | 0 | 0 | 0 | 0 | 0
BART SO2 Annual-Leland Olds 1 -v5.13 | 171 | 7220 | Rate Constraint in lbs/MMBtu | FALSE | L | Annual | Allowances Sold SO2 | Thousand Tons | 0 | 0 | 0 | 0 | 0 | 0 | 0
BART SO2 Annual-Leland Olds 1 -v5.13 | 171 | 7220 | Rate Constraint in lbs/MMBtu | FALSE | L | Annual | Allowances Banked | Thousand Tons | 0 | 0 | 0 | 0 | 0 | 0 | 0
BART SO2 Annual-Leland Olds 1 -v5.13 | 171 | 7220 | Rate Constraint in lbs/MMBtu | FALSE | L | Annual | Allowances Withdrawn (1:1) | Thousand Tons | 0 | 0 | 0 | 0 | 0 | 0 | 0
BART SO2 Annual-Leland Olds 1 -v5.13 | 171 | 7220 | Rate Constraint in lbs/MMBtu | FALSE | L | Annual | Allowances Withdrawn (n:1) | Thousand Tons | 0 | 0 | 0 | 0 | 0 | 0 | 0
BART SO2 Annual-Leland Olds 1 -v5.13 | 171 | 7220 | Rate Constraint in lbs/MMBtu | FALSE | L | Annual | Net Emissions Allowance Position | Thousand Tons | 0.4569 | 0 | 0 | 0 | 0 | 0 | 0
BART SO2 Annual-Leland Olds 1 -v5.13 | 171 | 7220 | Rate Constraint in lbs/MMBtu | FALSE | L | Annual | Fuel Consumed | TBtu | 15.23 | 0 | 0 | 0 | 0 | 0 | 0
BART SO2 Annual-Leland Olds 1 -v5.13 | 171 | 7220 | Rate Constraint in lbs/MMBtu | FALSE | L | Annual | Rate | lb/MMBtu | 0.06 | 0 | 0 | 0 | 0 | 0 | 0
BART SO2 Annual-Leland Olds 1 -v5.13 | 171 | 7220 | Rate Constraint in lbs/MMBtu | FALSE | L | Annual | Generation | TWh | 1.2851 | 0 | 0 | 0 | 0 | 0 | 0
BART SO2 Annual-Leland Olds 1 -v5.13 | 171 | 7220 | Rate Constraint in lbs/MMBtu | FALSE | L | Annual | Qualifying Generation | TWh | 1.2851 | 0 | 0 | 0 | 0 | 0 | 0
BART SO2 Annual-Leland Olds 1 -v5.13 | 171 | 7220 | Rate Constraint in lbs/MMBtu | FALSE | L | Annual | Rate | lb/MWh | 0.71106 | 0 | 0 | 0 | 0 | 0 | 0
BART SO2 Annual-Leland Olds 1 -v5.13 | 171 | 7220 | Rate Constraint in lbs/MMBtu | FALSE | L | Annual | Constraint Shadow Price | US2019$/Ton | 0 | 0 | 0 | 0 | 0 | 0 | 0
BART SO2 Annual-Leland Olds 2 -v5.13 | 172 | 7221 | Rate Constraint in lbs/MMBtu | FALSE | L | Annual | Seasons Included | Seasons | Winter, WintShld, Summer | Winter, WintShld, Summer | Winter, WintShld, Summer | Winter, WintShld, Summer | Winter, WintShld, Summer | Winter, WintShld, Summer | Winter, WintShld, Summer
BART SO2 Annual-Leland Olds 2 -v5.13 | 172 | 7221 | Rate Constraint in lbs/MMBtu | FALSE | L | Annual | Standard SO2 | lb/MMBtu | 0.15 | 0.15 | 0.15 | 0.15 | 0.15 | 0.15 | 0.15
BART SO2 Annual-Leland Olds 2 -v5.13 | 172 | 7221 | Rate Constraint in lbs/MMBtu | FALSE | L | Annual | Emissions at Affected Plants SO2 | Thousand Tons | 0.94653 | 1.0874 | 1.0874 | 1.0874 | 0 | 0 | 0
BART SO2 Annual-Leland Olds 2 -v5.13 | 172 | 7221 | Rate Constraint in lbs/MMBtu | FALSE | L | Annual | Allowances Purchased SO2 | Thousand Tons | 0 | 0 | 0 | 0 | 0 | 0 | 0
BART SO2 Annual-Leland Olds 2 -v5.13 | 172 | 7221 | Rate Constraint in lbs/MMBtu | FALSE | L | Annual | Allowances Sold SO2 | Thousand Tons | 0 | 0 | 0 | 0 | 0 | 0 | 0
BART SO2 Annual-Leland Olds 2 -v5.13 | 172 | 7221 | Rate Constraint in lbs/MMBtu | FALSE | L | Annual | Allowances Banked | Thousand Tons | 0 | 0 | 0 | 0 | 0 | 0 | 0
BART SO2 Annual-Leland Olds 2 -v5.13 | 172 | 7221 | Rate Constraint in lbs/MMBtu | FALSE | L | Annual | Allowances Withdrawn (1:1) | Thousand Tons | 0 | 0 | 0 | 0 | 0 | 0 | 0
BART SO2 Annual-Leland Olds 2 -v5.13 | 172 | 7221 | Rate Constraint in lbs/MMBtu | FALSE | L | Annual | Allowances Withdrawn (n:1) | Thousand Tons | 0 | 0 | 0 | 0 | 0 | 0 | 0
BART SO2 Annual-Leland Olds 2 -v5.13 | 172 | 7221 | Rate Constraint in lbs/MMBtu | FALSE | L | Annual | Net Emissions Allowance Position | Thousand Tons | 0.94653 | 1.0874 | 1.0874 | 1.0874 | 0 | 0 | 0
BART SO2 Annual-Leland Olds 2 -v5.13 | 172 | 7221 | Rate Constraint in lbs/MMBtu | FALSE | L | Annual | Fuel Consumed | TBtu | 31.551 | 36.2477 | 36.2477 | 36.2477 | 0 | 0 | 0
BART SO2 Annual-Leland Olds 2 -v5.13 | 172 | 7221 | Rate Constraint in lbs/MMBtu | FALSE | L | Annual | Rate | lb/MMBtu | 0.06 | 0.06 | 0.06 | 0.06 | 0 | 0 | 0
BART SO2 Annual-Leland Olds 2 -v5.13 | 172 | 7221 | Rate Constraint in lbs/MMBtu | FALSE | L | Annual | Generation | TWh | 2.685 | 1.9351 | 1.9351 | 1.9351 | 0 | 0 | 0
BART SO2 Annual-Leland Olds 2 -v5.13 | 172 | 7221 | Rate Constraint in lbs/MMBtu | FALSE | L | Annual | Qualifying Generation | TWh | 2.685 | 1.9351 | 1.9351 | 1.9351 | 0 | 0 | 0
BART SO2 Annual-Leland Olds 2 -v5.13 | 172 | 7221 | Rate Constraint in lbs/MMBtu | FALSE | L | Annual | Rate | lb/MWh | 0.70506 | 1.1239 | 1.1239 | 1.1239 | 0 | 0 | 0
BART SO2 Annual-Leland Olds 2 -v5.13 | 172 | 7221 | Rate Constraint in lbs/MMBtu | FALSE | L | Annual | Constraint Shadow Price | US2019$/Ton | 0 | 0 | 0 | 0 | 0 | 0 | 0
BART SO2 Annual-Milton R Young B1 -v5.13 | 173 | 7222 | Rate Constraint in lbs/MMBtu | FALSE | L | Annual | Seasons Included | Seasons | Winter, WintShld, Summer | Winter, WintShld, Summer | Winter, WintShld, Summer | Winter, WintShld, Summer | Winter, WintShld, Summer | Winter, WintShld, Summer | Winter, WintShld, Summer
BART SO2 Annual-Milton R Young B1 -v5.13 | 173 | 7222 | Rate Constraint in lbs/MMBtu | FALSE | L | Annual | Standard SO2 | lb/MMBtu | 0.15 | 0.15 | 0.15 | 0.15 | 0.15 | 0.15 | 0.15
BART SO2 Annual-Milton R Young B1 -v5.13 | 173 | 7222 | Rate Constraint in lbs/MMBtu | FALSE | L | Annual | Emissions at Affected Plants SO2 | Thousand Tons | 0.61814 | 0 | 0 | 0 | 0 | 0 | 0
BART SO2 Annual-Milton R Young B1 -v5.13 | 173 | 7222 | Rate Constraint in lbs/MMBtu | FALSE | L | Annual | Allowances Purchased SO2 | Thousand Tons | 0 | 0 | 0 | 0 | 0 | 0 | 0
BART SO2 Annual-Milton R Young B1 -v5.13 | 173 | 7222 | Rate Constraint in lbs/MMBtu | FALSE | L | Annual | Allowances Sold SO2 | Thousand Tons | 0 | 0 | 0 | 0 | 0 | 0 | 0
BART SO2 Annual-Milton R Young B1 -v5.13 | 173 | 7222 | Rate Constraint in lbs/MMBtu | FALSE | L | Annual | Allowances Banked | Thousand Tons | 0 | 0 | 0 | 0 | 0 | 0 | 0
BART SO2 Annual-Milton R Young B1 -v5.13 | 173 | 7222 | Rate Constraint in lbs/MMBtu | FALSE | L | Annual | Allowances Withdrawn (1:1) | Thousand Tons | 0 | 0 | 0 | 0 | 0 | 0 | 0
BART SO2 Annual-Milton R Young B1 -v5.13 | 173 | 7222 | Rate Constraint in lbs/MMBtu | FALSE | L | Annual | Allowances Withdrawn (n:1) | Thousand Tons | 0 | 0 | 0 | 0 | 0 | 0 | 0
BART SO2 Annual-Milton R Young B1 -v5.13 | 173 | 7222 | Rate Constraint in lbs/MMBtu | FALSE | L | Annual | Net Emissions Allowance Position | Thousand Tons | 0.61814 | 0 | 0 | 0 | 0 | 0 | 0
BART SO2 Annual-Milton R Young B1 -v5.13 | 173 | 7222 | Rate Constraint in lbs/MMBtu | FALSE | L | Annual | Fuel Consumed | TBtu | 17.9079 | 0 | 0 | 0 | 0 | 0 | 0
BART SO2 Annual-Milton R Young B1 -v5.13 | 173 | 7222 | Rate Constraint in lbs/MMBtu | FALSE | L | Annual | Rate | lb/MMBtu | 0.069036 | 0 | 0 | 0 | 0 | 0 | 0
BART SO2 Annual-Milton R Young B1 -v5.13 | 173 | 7222 | Rate Constraint in lbs/MMBtu | FALSE | L | Annual | Generation | TWh | 1.5397 | 0 | 0 | 0 | 0 | 0 | 0
BART SO2 Annual-Milton R Young B1 -v5.13 | 173 | 7222 | Rate Constraint in lbs/MMBtu | FALSE | L | Annual | Qualifying Generation | TWh | 1.5397 | 0 | 0 | 0 | 0 | 0 | 0
BART SO2 Annual-Milton R Young B1 -v5.13 | 173 | 7222 | Rate Constraint in lbs/MMBtu | FALSE | L | Annual | Rate | lb/MWh | 0.80296 | 0 | 0 | 0 | 0 | 0 | 0
BART SO2 Annual-Milton R Young B1 -v5.13 | 173 | 7222 | Rate Constraint in lbs/MMBtu | FALSE | L | Annual | Constraint Shadow Price | US2019$/Ton | 0 | 0 | 0 | 0 | 0 | 0 | 0
BART SO2 Annual-Milton R Young B2 -v5.13 | 174 | 7223 | Rate Constraint in lbs/MMBtu | FALSE | L | Annual | Seasons Included | Seasons | Winter, WintShld, Summer | Winter, WintShld, Summer | Winter, WintShld, Summer | Winter, WintShld, Summer | Winter, WintShld, Summer | Winter, WintShld, Summer | Winter, WintShld, Summer
BART SO2 Annual-Milton R Young B2 -v5.13 | 174 | 7223 | Rate Constraint in lbs/MMBtu | FALSE | L | Annual | Standard SO2 | lb/MMBtu | 0.15 | 0.15 | 0.15 | 0.15 | 0.15 | 0.15 | 0.15
BART SO2 Annual-Milton R Young B2 -v5.13 | 174 | 7223 | Rate Constraint in lbs/MMBtu | FALSE | L | Annual | Emissions at Affected Plants SO2 | Thousand Tons | 1.1184 | 0.92467 | 0 | 0 | 0 | 0 | 0
BART SO2 Annual-Milton R Young B2 -v5.13 | 174 | 7223 | Rate Constraint in lbs/MMBtu | FALSE | L | Annual | Allowances Purchased SO2 | Thousand Tons | 0 | 0 | 0 | 0 | 0 | 0 | 0
BART SO2 Annual-Milton R Young B2 -v5.13 | 174 | 7223 | Rate Constraint in lbs/MMBtu | FALSE | L | Annual | Allowances Sold SO2 | Thousand Tons | 0 | 0 | 0 | 0 | 0 | 0 | 0
BART SO2 Annual-Milton R Young B2 -v5.13 | 174 | 7223 | Rate Constraint in lbs/MMBtu | FALSE | L | Annual | Allowances Banked | Thousand Tons | 0 | 0 | 0 | 0 | 0 | 0 | 0
BART SO2 Annual-Milton R Young B2 -v5.13 | 174 | 7223 | Rate Constraint in lbs/MMBtu | FALSE | L | Annual | Allowances Withdrawn (1:1) | Thousand Tons | 0 | 0 | 0 | 0 | 0 | 0 | 0
BART SO2 Annual-Milton R Young B2 -v5.13 | 174 | 7223 | Rate Constraint in lbs/MMBtu | FALSE | L | Annual | Allowances Withdrawn (n:1) | Thousand Tons | 0 | 0 | 0 | 0 | 0 | 0 | 0
BART SO2 Annual-Milton R Young B2 -v5.13 | 174 | 7223 | Rate Constraint in lbs/MMBtu | FALSE | L | Annual | Net Emissions Allowance Position | Thousand Tons | 1.1184 | 0.92467 | 0 | 0 | 0 | 0 | 0
BART SO2 Annual-Milton R Young B2 -v5.13 | 174 | 7223 | Rate Constraint in lbs/MMBtu | FALSE | L | Annual | Fuel Consumed | TBtu | 30.3094 | 25.0597 | 0 | 0 | 0 | 0 | 0
BART SO2 Annual-Milton R Young B2 -v5.13 | 174 | 7223 | Rate Constraint in lbs/MMBtu | FALSE | L | Annual | Rate | lb/MMBtu | 0.073797 | 0.073797 | 0 | 0 | 0 | 0 | 0
BART SO2 Annual-Milton R Young B2 -v5.13 | 174 | 7223 | Rate Constraint in lbs/MMBtu | FALSE | L | Annual | Generation | TWh | 2.6608 | 2.2 | 0 | 0 | 0 | 0 | 0
BART SO2 Annual-Milton R Young B2 -v5.13 | 174 | 7223 | Rate Constraint in lbs/MMBtu | FALSE | L | Annual | Qualifying Generation | TWh | 2.6608 | 2.2 | 0 | 0 | 0 | 0 | 0
BART SO2 Annual-Milton R Young B2 -v5.13 | 174 | 7223 | Rate Constraint in lbs/MMBtu | FALSE | L | Annual | Rate | lb/MWh | 0.84062 | 0.84062 | 0 | 0 | 0 | 0 | 0
BART SO2 Annual-Milton R Young B2 -v5.13 | 174 | 7223 | Rate Constraint in lbs/MMBtu | FALSE | L | Annual | Constraint Shadow Price | US2019$/Ton | 0 | 0 | 0 | 0 | 0 | 0 | 0
BART SO2 Annual-Muskogee 4 -v5.13 | 175 | 7224 | Rate Constraint in lbs/MMBtu | FALSE | L | Annual | Seasons Included | Seasons | Winter, WintShld, Summer | Winter, WintShld, Summer | Winter, WintShld, Summer | Winter, WintShld, Summer | Winter, WintShld, Summer | Winter, WintShld, Summer | Winter, WintShld, Summer
BART SO2 Annual-Muskogee 4 -v5.13 | 175 | 7224 | Rate Constraint in lbs/MMBtu | FALSE | L | Annual | Standard SO2 | lb/MMBtu | 0.06 | 0.06 | 0.06 | 0.06 | 0.06 | 0.06 | 0.06
BART SO2 Annual-Muskogee 4 -v5.13 | 175 | 7224 | Rate Constraint in lbs/MMBtu | FALSE | L | Annual | Emissions at Affected Plants SO2 | Thousand Tons | 0 | 0 | 0 | 0 | 0 | 0 | 0
BART SO2 Annual-Muskogee 4 -v5.13 | 175 | 7224 | Rate Constraint in lbs/MMBtu | FALSE | L | Annual | Allowances Purchased SO2 | Thousand Tons | 0 | 0 | 0 | 0 | 0 | 0 | 0
BART SO2 Annual-Muskogee 4 -v5.13 | 175 | 7224 | Rate Constraint in lbs/MMBtu | FALSE | L | Annual | Allowances Sold SO2 | Thousand Tons | 0 | 0 | 0 | 0 | 0 | 0 | 0
BART SO2 Annual-Muskogee 4 -v5.13 | 175 | 7224 | Rate Constraint in lbs/MMBtu | FALSE | L | Annual | Allowances Banked | Thousand Tons | 0 | 0 | 0 | 0 | 0 | 0 | 0
BART SO2 Annual-Muskogee 4 -v5.13 | 175 | 7224 | Rate Constraint in lbs/MMBtu | FALSE | L | Annual | Allowances Withdrawn (1:1) | Thousand Tons | 0 | 0 | 0 | 0 | 0 | 0 | 0
BART SO2 Annual-Muskogee 4 -v5.13 | 175 | 7224 | Rate Constraint in lbs/MMBtu | FALSE | L | Annual | Allowances Withdrawn (n:1) | Thousand Tons | 0 | 0 | 0 | 0 | 0 | 0 | 0
BART SO2 Annual-Muskogee 4 -v5.13 | 175 | 7224 | Rate Constraint in lbs/MMBtu | FALSE | L | Annual | Net Emissions Allowance Position | Thousand Tons | 0 | 0 | 0 | 0 | 0 | 0 | 0
BART SO2 Annual-Muskogee 4 -v5.13 | 175 | 7224 | Rate Constraint in lbs/MMBtu | FALSE | L | Annual | Fuel Consumed | TBtu | 0 | 0 | 0 | 0 | 0 | 0 | 0
BART SO2 Annual-Muskogee 4 -v5.13 | 175 | 7224 | Rate Constraint in lbs/MMBtu | FALSE | L | Annual | Rate | lb/MMBtu | 0 | 0 | 0 | 0 | 0 | 0 | 0
BART SO2 Annual-Muskogee 4 -v5.13 | 175 | 7224 | Rate Constraint in lbs/MMBtu | FALSE | L | Annual | Generation | TWh | 0 | 0 | 0 | 0 | 0 | 0 | 0
BART SO2 Annual-Muskogee 4 -v5.13 | 175 | 7224 | Rate Constraint in lbs/MMBtu | FALSE | L | Annual | Qualifying Generation | TWh | 0 | 0 | 0 | 0 | 0 | 0 | 0
BART SO2 Annual-Muskogee 4 -v5.13 | 175 | 7224 | Rate Constraint in lbs/MMBtu | FALSE | L | Annual | Rate | lb/MWh | 0 | 0 | 0 | 0 | 0 | 0 | 0
BART SO2 Annual-Muskogee 4 -v5.13 | 175 | 7224 | Rate Constraint in lbs/MMBtu | FALSE | L | Annual | Constraint Shadow Price | US2019$/Ton | 7979.988 | 15781.8618 | 23504.147 | 31534.8539 | 32513.9506 | 30273.6056 | 31612.8896
BART SO2 Annual-Muskogee 5 -v5.13 | 176 | 7225 | Rate Constraint in lbs/MMBtu | FALSE | L | Annual | Seasons Included | Seasons | Winter, WintShld, Summer | Winter, WintShld, Summer | Winter, WintShld, Summer | Winter, WintShld, Summer | Winter, WintShld, Summer | Winter, WintShld, Summer | Winter, WintShld, Summer
BART SO2 Annual-Muskogee 5 -v5.13 | 176 | 7225 | Rate Constraint in lbs/MMBtu | FALSE | L | Annual | Standard SO2 | lb/MMBtu | 0.06 | 0.06 | 0.06 | 0.06 | 0.06 | 0.06 | 0.06
BART SO2 Annual-Muskogee 5 -v5.13 | 176 | 7225 | Rate Constraint in lbs/MMBtu | FALSE | L | Annual | Emissions at Affected Plants SO2 | Thousand Tons | 0 | 0 | 0 | 0 | 0 | 0 | 0
BART SO2 Annual-Muskogee 5 -v5.13 | 176 | 7225 | Rate Constraint in lbs/MMBtu | FALSE | L | Annual | Allowances Purchased SO2 | Thousand Tons | 0 | 0 | 0 | 0 | 0 | 0 | 0
BART SO2 Annual-Muskogee 5 -v5.13 | 176 | 7225 | Rate Constraint in lbs/MMBtu | FALSE | L | Annual | Allowances Sold SO2 | Thousand Tons | 0 | 0 | 0 | 0 | 0 | 0 | 0
BART SO2 Annual-Muskogee 5 -v5.13 | 176 | 7225 | Rate Constraint in lbs/MMBtu | FALSE | L | Annual | Allowances Banked | Thousand Tons | 0 | 0 | 0 | 0 | 0 | 0 | 0
BART SO2 Annual-Muskogee 5 -v5.13 | 176 | 7225 | Rate Constraint in lbs/MMBtu | FALSE | L | Annual | Allowances Withdrawn (1:1) | Thousand Tons | 0 | 0 | 0 | 0 | 0 | 0 | 0
BART SO2 Annual-Muskogee 5 -v5.13 | 176 | 7225 | Rate Constraint in lbs/MMBtu | FALSE | L | Annual | Allowances Withdrawn (n:1) | Thousand Tons | 0 | 0 | 0 | 0 | 0 | 0 | 0
BART SO2 Annual-Muskogee 5 -v5.13 | 176 | 7225 | Rate Constraint in lbs/MMBtu | FALSE | L | Annual | Net Emissions Allowance Position | Thousand Tons | 0 | 0 | 0 | 0 | 0 | 0 | 0
BART SO2 Annual-Muskogee 5 -v5.13 | 176 | 7225 | Rate Constraint in lbs/MMBtu | FALSE | L | Annual | Fuel Consumed | TBtu | 0 | 0 | 0 | 0 | 0 | 0 | 0
BART SO2 Annual-Muskogee 5 -v5.13 | 176 | 7225 | Rate Constraint in lbs/MMBtu | FALSE | L | Annual | Rate | lb/MMBtu | 0 | 0 | 0 | 0 | 0 | 0 | 0
BART SO2 Annual-Muskogee 5 -v5.13 | 176 | 7225 | Rate Constraint in lbs/MMBtu | FALSE | L | Annual | Generation | TWh | 0 | 0 | 0 | 0 | 0 | 0 | 0
BART SO2 Annual-Muskogee 5 -v5.13 | 176 | 7225 | Rate Constraint in lbs/MMBtu | FALSE | L | Annual | Qualifying Generation | TWh | 0 | 0 | 0 | 0 | 0 | 0 | 0
BART SO2 Annual-Muskogee 5 -v5.13 | 176 | 7225 | Rate Constraint in lbs/MMBtu | FALSE | L | Annual | Rate | lb/MWh | 0 | 0 | 0 | 0 | 0 | 0 | 0
BART SO2 Annual-Muskogee 5 -v5.13 | 176 | 7225 | Rate Constraint in lbs/MMBtu | FALSE | L | Annual | Constraint Shadow Price | US2019$/Ton | 8366.678 | 15683.4028 | 23479.6984 | 31463.5935 | 32716.6452 | 30253.5967 | 31589.695
BART SO2 Annual-Nelson -v6.20 | 177 | 7238 | Rate Constraint in lbs/MMBtu | FALSE | L | Annual | Seasons Included | Seasons | Winter, WintShld, Summer | Winter, WintShld, Summer | Winter, WintShld, Summer | Winter, WintShld, Summer | Winter, WintShld, Summer | Winter, WintShld, Summer | Winter, WintShld, Summer
BART SO2 Annual-Nelson -v6.20 | 177 | 7238 | Rate Constraint in lbs/MMBtu | FALSE | L | Annual | Standard SO2 | lb/MMBtu | 0.6 | 0.6 | 0.6 | 0.6 | 0.6 | 0.6 | 0.6
BART SO2 Annual-Nelson -v6.20 | 177 | 7238 | Rate Constraint in lbs/MMBtu | FALSE | L | Annual | Emissions at Affected Plants SO2 | Thousand Tons | 2.7894 | 0 | 0 | 0 | 0 | 0 | 0
BART SO2 Annual-Nelson -v6.20 | 177 | 7238 | Rate Constraint in lbs/MMBtu | FALSE | L | Annual | Allowances Purchased SO2 | Thousand Tons | 0 | 0 | 0 | 0 | 0 | 0 | 0
BART SO2 Annual-Nelson -v6.20 | 177 | 7238 | Rate Constraint in lbs/MMBtu | FALSE | L | Annual | Allowances Sold SO2 | Thousand Tons | 0 | 0 | 0 | 0 | 0 | 0 | 0
BART SO2 Annual-Nelson -v6.20 | 177 | 7238 | Rate Constraint in lbs/MMBtu | FALSE | L | Annual | Allowances Banked | Thousand Tons | 0 | 0 | 0 | 0 | 0 | 0 | 0
BART SO2 Annual-Nelson -v6.20 | 177 | 7238 | Rate Constraint in lbs/MMBtu | FALSE | L | Annual | Allowances Withdrawn (1:1) | Thousand Tons | 0 | 0 | 0 | 0 | 0 | 0 | 0
BART SO2 Annual-Nelson -v6.20 | 177 | 7238 | Rate Constraint in lbs/MMBtu | FALSE | L | Annual | Allowances Withdrawn (n:1) | Thousand Tons | 0 | 0 | 0 | 0 | 0 | 0 | 0
BART SO2 Annual-Nelson -v6.20 | 177 | 7238 | Rate Constraint in lbs/MMBtu | FALSE | L | Annual | Net Emissions Allowance Position | Thousand Tons | 2.7894 | 0 | 0 | 0 | 0 | 0 | 0
BART SO2 Annual-Nelson -v6.20 | 177 | 7238 | Rate Constraint in lbs/MMBtu | FALSE | L | Annual | Fuel Consumed | TBtu | 10.6808 | 0 | 0 | 0 | 0 | 0 | 0
BART SO2 Annual-Nelson -v6.20 | 177 | 7238 | Rate Constraint in lbs/MMBtu | FALSE | L | Annual | Rate | lb/MMBtu | 0.52232 | 0 | 0 | 0 | 0 | 0 | 0
BART SO2 Annual-Nelson -v6.20 | 177 | 7238 | Rate Constraint in lbs/MMBtu | FALSE | L | Annual | Generation | TWh | 0.90103 | 0 | 0 | 0 | 0 | 0 | 0
BART SO2 Annual-Nelson -v6.20 | 177 | 7238 | Rate Constraint in lbs/MMBtu | FALSE | L | Annual | Qualifying Generation | TWh | 0.90103 | 0 | 0 | 0 | 0 | 0 | 0
BART SO2 Annual-Nelson -v6.20 | 177 | 7238 | Rate Constraint in lbs/MMBtu | FALSE | L | Annual | Rate | lb/MWh | 6.1916 | 0 | 0 | 0 | 0 | 0 | 0
BART SO2 Annual-Nelson -v6.20 | 177 | 7238 | Rate Constraint in lbs/MMBtu | FALSE | L | Annual | Constraint Shadow Price | US2019$/Ton | 0 | 0 | 0 | 0 | 0 | 0 | 0
BART SO2 Annual-Northeastern 3313 -v5.13 | 178 | 7230 | Rate Constraint in lbs/MMBtu | FALSE | L | Annual | Seasons Included | Seasons | Winter, WintShld, Summer | Winter, WintShld, Summer | Winter, WintShld, Summer | Winter, WintShld, Summer | Winter, WintShld, Summer | Winter, WintShld, Summer | Winter, WintShld, Summer
BART SO2 Annual-Northeastern 3313 -v5.13 | 178 | 7230 | Rate Constraint in lbs/MMBtu | FALSE | L | Annual | Standard SO2 | lb/MMBtu | 0.13333 | 0 | 0 | 0 | 0 | 0 | 0
BART SO2 Annual-Northeastern 3313 -v5.13 | 178 | 7230 | Rate Constraint in lbs/MMBtu | FALSE | L | Annual | Emissions at Affected Plants SO2 | Thousand Tons | 0 | 0 | 0 | 0 | 0 | 0 | 0
BART SO2 Annual-Northeastern 3313 -v5.13 | 178 | 7230 | Rate Constraint in lbs/MMBtu | FALSE | L | Annual | Allowances Purchased SO2 | Thousand Tons | 0 | 0 | 0 | 0 | 0 | 0 | 0
BART SO2 Annual-Northeastern 3313 -v5.13 | 178 | 7230 | Rate Constraint in lbs/MMBtu | FALSE | L | Annual | Allowances Sold SO2 | Thousand Tons | 0 | 0 | 0 | 0 | 0 | 0 | 0
BART SO2 Annual-Northeastern 3313 -v5.13 | 178 | 7230 | Rate Constraint in lbs/MMBtu | FALSE | L | Annual | Allowances Banked | Thousand Tons | 0 | 0 | 0 | 0 | 0 | 0 | 0
BART SO2 Annual-Northeastern 3313 -v5.13 | 178 | 7230 | Rate Constraint in lbs/MMBtu | FALSE | L | Annual | Allowances Withdrawn (1:1) | Thousand Tons | 0 | 0 | 0 | 0 | 0 | 0 | 0
BART SO2 Annual-Northeastern 3313 -v5.13 | 178 | 7230 | Rate Constraint in lbs/MMBtu | FALSE | L | Annual | Allowances Withdrawn (n:1) | Thousand Tons | 0 | 0 | 0 | 0 | 0 | 0 | 0
BART SO2 Annual-Northeastern 3313 -v5.13 | 178 | 7230 | Rate Constraint in lbs/MMBtu | FALSE | L | Annual | Net Emissions Allowance Position | Thousand Tons | 0 | 0 | 0 | 0 | 0 | 0 | 0
BART SO2 Annual-Northeastern 3313 -v5.13 | 178 | 7230 | Rate Constraint in lbs/MMBtu | FALSE | L | Annual | Fuel Consumed | TBtu | 0 | 0 | 0 | 0 | 0 | 0 | 0
BART SO2 Annual-Northeastern 3313 -v5.13 | 178 | 7230 | Rate Constraint in lbs/MMBtu | FALSE | L | Annual | Rate | lb/MMBtu | 0 | 0 | 0 | 0 | 0 | 0 | 0
BART SO2 Annual-Northeastern 3313 -v5.13 | 178 | 7230 | Rate Constraint in lbs/MMBtu | FALSE | L | Annual | Generation | TWh | 0 | 0 | 0 | 0 | 0 | 0 | 0
BART SO2 Annual-Northeastern 3313 -v5.13 | 178 | 7230 | Rate Constraint in lbs/MMBtu | FALSE | L | Annual | Qualifying Generation | TWh | 0 | 0 | 0 | 0 | 0 | 0 | 0
BART SO2 Annual-Northeastern 3313 -v5.13 | 178 | 7230 | Rate Constraint in lbs/MMBtu | FALSE | L | Annual | Rate | lb/MWh | 0 | 0 | 0 | 0 | 0 | 0 | 0
BART SO2 Annual-Northeastern 3313 -v5.13 | 178 | 7230 | Rate Constraint in lbs/MMBtu | FALSE | L | Annual | Constraint Shadow Price | US2019$/Ton | 0 | 0 | 0 | 0 | 0 | 0 | 0
BART SO2 Annual-Pawnee 1 -v5.13 | 179 | 7226 | Rate Constraint in lbs/MMBtu | FALSE | L | Annual | Seasons Included | Seasons | Winter, WintShld, Summer | Winter, WintShld, Summer | Winter, WintShld, Summer | Winter, WintShld, Summer | Winter, WintShld, Summer | Winter, WintShld, Summer | Winter, WintShld, Summer
BART SO2 Annual-Pawnee 1 -v5.13 | 179 | 7226 | Rate Constraint in lbs/MMBtu | FALSE | L | Annual | Standard SO2 | lb/MMBtu | 0.12 | 0.12 | 0.12 | 0.12 | 0.12 | 0.12 | 0.12
BART SO2 Annual-Pawnee 1 -v5.13 | 179 | 7226 | Rate Constraint in lbs/MMBtu | FALSE | L | Annual | Emissions at Affected Plants SO2 | Thousand Tons | 0.0014114 | 0.0069906 | 0.0069906 | 0.0069906 | 0.0069906 | 0 | 0
BART SO2 Annual-Pawnee 1 -v5.13 | 179 | 7226 | Rate Constraint in lbs/MMBtu | FALSE | L | Annual | Allowances Purchased SO2 | Thousand Tons | 0 | 0 | 0 | 0 | 0 | 0 | 0
BART SO2 Annual-Pawnee 1 -v5.13 | 179 | 7226 | Rate Constraint in lbs/MMBtu | FALSE | L | Annual | Allowances Sold SO2 | Thousand Tons | 0 | 0 | 0 | 0 | 0 | 0 | 0
BART SO2 Annual-Pawnee 1 -v5.13 | 179 | 7226 | Rate Constraint in lbs/MMBtu | FALSE | L | Annual | Allowances Banked | Thousand Tons | 0 | 0 | 0 | 0 | 0 | 0 | 0
BART SO2 Annual-Pawnee 1 -v5.13 | 179 | 7226 | Rate Constraint in lbs/MMBtu | FALSE | L | Annual | Allowances Withdrawn (1:1) | Thousand Tons | 0 | 0 | 0 | 0 | 0 | 0 | 0
BART SO2 Annual-Pawnee 1 -v5.13 | 179 | 7226 | Rate Constraint in lbs/MMBtu | FALSE | L | Annual | Allowances Withdrawn (n:1) | Thousand Tons | 0 | 0 | 0 | 0 | 0 | 0 | 0
BART SO2 Annual-Pawnee 1 -v5.13 | 179 | 7226 | Rate Constraint in lbs/MMBtu | FALSE | L | Annual | Net Emissions Allowance Position | Thousand Tons | 0.0014114 | 0.0069906 | 0.0069906 | 0.0069906 | 0.0069906 | 0 | 0
BART SO2 Annual-Pawnee 1 -v5.13 | 179 | 7226 | Rate Constraint in lbs/MMBtu | FALSE | L | Annual | Fuel Consumed | TBtu | 0.035284 | 0.1493 | 0.1493 | 0.1493 | 0.1493 | 0 | 0
BART SO2 Annual-Pawnee 1 -v5.13 | 179 | 7226 | Rate Constraint in lbs/MMBtu | FALSE | L | Annual | Rate | lb/MMBtu | 0.08 | 0.093647 | 0.093647 | 0.093647 | 0.093647 | 0 | 0
BART SO2 Annual-Pawnee 1 -v5.13 | 179 | 7226 | Rate Constraint in lbs/MMBtu | FALSE | L | Annual | Generation | TWh | 0.0032765 | 0.0091276 | 0.0091276 | 0.0091276 | 0.0091276 | 0 | 0
BART SO2 Annual-Pawnee 1 -v5.13 | 179 | 7226 | Rate Constraint in lbs/MMBtu | FALSE | L | Annual | Qualifying Generation | TWh | 0.0032765 | 0.0091276 | 0.0091276 | 0.0091276 | 0.0091276 | 0 | 0
BART SO2 Annual-Pawnee 1 -v5.13 | 179 | 7226 | Rate Constraint in lbs/MMBtu | FALSE | L | Annual | Rate | lb/MWh | 0.86152 | 1.5317 | 1.5317 | 1.5317 | 1.5317 | 0 | 0
BART SO2 Annual-Pawnee 1 -v5.13 | 179 | 7226 | Rate Constraint in lbs/MMBtu | FALSE | L | Annual | Constraint Shadow Price | US2019$/Ton | 0 | 0 | 0 | 0 | 0 | 0 | 0
BART SO2 Annual-Ray D Nixon 1 -v5.13 | 180 | 7227 | Rate Constraint in lbs/MMBtu | FALSE | L | Annual | Seasons Included | Seasons | Winter, WintShld, Summer | Winter, WintShld, Summer | Winter, WintShld, Summer | Winter, WintShld, Summer | Winter, WintShld, Summer | Winter, WintShld, Summer | Winter, WintShld, Summer
BART SO2 Annual-Ray D Nixon 1 -v5.13 | 180 | 7227 | Rate Constraint in lbs/MMBtu | FALSE | L | Annual | Standard SO2 | lb/MMBtu | 0.11 | 0.11 | 0.11 | 0.11 | 0.11 | 0.11 | 0.11
BART SO2 Annual-Ray D Nixon 1 -v5.13 | 180 | 7227 | Rate Constraint in lbs/MMBtu | FALSE | L | Annual | Emissions at Affected Plants SO2 | Thousand Tons | 0.1243 | 0 | 0 | 0 | 0 | 0 | 0
BART SO2 Annual-Ray D Nixon 1 -v5.13 | 180 | 7227 | Rate Constraint in lbs/MMBtu | FALSE | L | Annual | Allowances Purchased SO2 | Thousand Tons | 0 | 0 | 0 | 0 | 0 | 0 | 0
BART SO2 Annual-Ray D Nixon 1 -v5.13 | 180 | 7227 | Rate Constraint in lbs/MMBtu | FALSE | L | Annual | Allowances Sold SO2 | Thousand Tons | 0 | 0 | 0 | 0 | 0 | 0 | 0
BART SO2 Annual-Ray D Nixon 1 -v5.13 | 180 | 7227 | Rate Constraint in lbs/MMBtu | FALSE | L | Annual | Allowances Banked | Thousand Tons | 0 | 0 | 0 | 0 | 0 | 0 | 0
BART SO2 Annual-Ray D Nixon 1 -v5.13 | 180 | 7227 | Rate Constraint in lbs/MMBtu | FALSE | L | Annual | Allowances Withdrawn (1:1) | Thousand Tons | 0 | 0 | 0 | 0 | 0 | 0 | 0
BART SO2 Annual-Ray D Nixon 1 -v5.13 | 180 | 7227 | Rate Constraint in lbs/MMBtu | FALSE | L | Annual | Allowances Withdrawn (n:1) | Thousand Tons | 0 | 0 | 0 | 0 | 0 | 0 | 0
BART SO2 Annual-Ray D Nixon 1 -v5.13 | 180 | 7227 | Rate Constraint in lbs/MMBtu | FALSE | L | Annual | Net Emissions Allowance Position | Thousand Tons | 0.1243 | 0 | 0 | 0 | 0 | 0 | 0
BART SO2 Annual-Ray D Nixon 1 -v5.13 | 180 | 7227 | Rate Constraint in lbs/MMBtu | FALSE | L | Annual | Fuel Consumed | TBtu | 3.4811 | 0 | 0 | 0 | 0 | 0 | 0
BART SO2 Annual-Ray D Nixon 1 -v5.13 | 180 | 7227 | Rate Constraint in lbs/MMBtu | FALSE | L | Annual | Rate | lb/MMBtu | 0.071415 | 0 | 0 | 0 | 0 | 0 | 0
BART SO2 Annual-Ray D Nixon 1 -v5.13 | 180 | 7227 | Rate Constraint in lbs/MMBtu | FALSE | L | Annual | Generation | TWh | 0.33289 | 0 | 0 | 0 | 0 | 0 | 0
BART SO2 Annual-Ray D Nixon 1 -v5.13 | 180 | 7227 | Rate Constraint in lbs/MMBtu | FALSE | L | Annual | Qualifying Generation | TWh | 0.33289 | 0 | 0 | 0 | 0 | 0 | 0
BART SO2 Annual-Ray D Nixon 1 -v5.13 | 180 | 7227 | Rate Constraint in lbs/MMBtu | FALSE | L | Annual | Rate | lb/MWh | 0.74678 | 0 | 0 | 0 | 0 | 0 | 0
BART SO2 Annual-Ray D Nixon 1 -v5.13 | 180 | 7227 | Rate Constraint in lbs/MMBtu | FALSE | L | Annual | Constraint Shadow Price | US2019$/Ton | 0 | 0 | 0 | 0 | 0 | 0 | 0
BART SO2 Annual-Sooner 1 -v5.13 | 181 | 7228 | Rate Constraint in lbs/MMBtu | FALSE | L | Annual | Seasons Included | Seasons | Winter, WintShld, Summer | Winter, WintShld, Summer | Winter, WintShld, Summer | Winter, WintShld, Summer | Winter, WintShld, Summer | Winter, WintShld, Summer | Winter, WintShld, Summer
BART SO2 Annual-Sooner 1 -v5.13 | 181 | 7228 | Rate Constraint in lbs/MMBtu | FALSE | L | Annual | Standard SO2 | lb/MMBtu | 0.06 | 0.06 | 0.06 | 0.06 | 0.06 | 0.06 | 0.06
BART SO2 Annual-Sooner 1 -v5.13 | 181 | 7228 | Rate Constraint in lbs/MMBtu | FALSE | L | Annual | Emissions at Affected Plants SO2 | Thousand Tons | 0.27924 | 0 | 0 | 0 | 0 | 0 | 0
BART SO2 Annual-Sooner 1 -v5.13 | 181 | 7228 | Rate Constraint in lbs/MMBtu | FALSE | L | Annual | Allowances Purchased SO2 | Thousand Tons | 0 | 0 | 0 | 0 | 0 | 0 | 0
BART SO2 Annual-Sooner 1 -v5.13 | 181 | 7228 | Rate Constraint in lbs/MMBtu | FALSE | L | Annual | Allowances Sold SO2 | Thousand Tons | 0 | 0 | 0 | 0 | 0 | 0 | 0
BART SO2 Annual-Sooner 1 -v5.13 | 181 | 7228 | Rate Constraint in lbs/MMBtu | FALSE | L | Annual | Allowances Banked | Thousand Tons | 0 | 0 | 0 | 0 | 0 | 0 | 0
BART SO2 Annual-Sooner 1 -v5.13 | 181 | 7228 | Rate Constraint in lbs/MMBtu | FALSE | L | Annual | Allowances Withdrawn (1:1) | Thousand Tons | 0 | 0 | 0 | 0 | 0 | 0 | 0
BART SO2 Annual-Sooner 1 -v5.13 | 181 | 7228 | Rate Constraint in lbs/MMBtu | FALSE | L | Annual | Allowances Withdrawn (n:1) | Thousand Tons | 0 | 0 | 0 | 0 | 0 | 0 | 0
BART SO2 Annual-Sooner 1 -v5.13 | 181 | 7228 | Rate Constraint in lbs/MMBtu | FALSE | L | Annual | Net Emissions Allowance Position | Thousand Tons | 0.27924 | 0 | 0 | 0 | 0 | 0 | 0
BART SO2 Annual-Sooner 1 -v5.13 | 181 | 7228 | Rate Constraint in lbs/MMBtu | FALSE | L | Annual | Fuel Consumed | TBtu | 18.7717 | 0 | 0 | 0 | 0 | 0 | 0
BART SO2 Annual-Sooner 1 -v5.13 | 181 | 7228 | Rate Constraint in lbs/MMBtu | FALSE | L | Annual | Rate | lb/MMBtu | 0.029751 | 0 | 0 | 0 | 0 | 0 | 0
BART SO2 Annual-Sooner 1 -v5.13 | 181 | 7228 | Rate Constraint in lbs/MMBtu | FALSE | L | Annual | Generation | TWh | 1.7674 | 0 | 0 | 0 | 0 | 0 | 0
BART SO2 Annual-Sooner 1 -v5.13 | 181 | 7228 | Rate Constraint in lbs/MMBtu | FALSE | L | Annual | Qualifying Generation | TWh | 1.7674 | 0 | 0 | 0 | 0 | 0 | 0
BART SO2 Annual-Sooner 1 -v5.13 | 181 | 7228 | Rate Constraint in lbs/MMBtu | FALSE | L | Annual | Rate | lb/MWh | 0.31599 | 0 | 0 | 0 | 0 | 0 | 0
BART SO2 Annual-Sooner 1 -v5.13 | 181 | 7228 | Rate Constraint in lbs/MMBtu | FALSE | L | Annual | Constraint Shadow Price | US2019$/Ton | 0 | 0 | 0 | 0 | 0 | 0 | 0
BART SO2 Annual-Sooner 2 -v5.13 | 182 | 7229 | Rate Constraint in lbs/MMBtu | FALSE | L | Annual | Seasons Included | Seasons | Winter, WintShld, Summer | Winter, WintShld, Summer | Winter, WintShld, Summer | Winter, WintShld, Summer | Winter, WintShld, Summer | Winter, WintShld, Summer | Winter, WintShld, Summer
BART SO2 Annual-Sooner 2 -v5.13 | 182 | 7229 | Rate Constraint in lbs/MMBtu | FALSE | L | Annual | Standard SO2 | lb/MMBtu | 0.06 | 0.06 | 0.06 | 0.06 | 0.06 | 0.06 | 0.06
BART SO2 Annual-Sooner 2 -v5.13 | 182 | 7229 | Rate Constraint in lbs/MMBtu | FALSE | L | Annual | Emissions at Affected Plants SO2 | Thousand Tons | 0.25276 | 0 | 0 | 0 | 0 | 0 | 0
BART SO2 Annual-Sooner 2 -v5.13 | 182 | 7229 | Rate Constraint in lbs/MMBtu | FALSE | L | Annual | Allowances Purchased SO2 | Thousand Tons | 0 | 0 | 0 | 0 | 0 | 0 | 0
BART SO2 Annual-Sooner 2 -v5.13 | 182 | 7229 | Rate Constraint in lbs/MMBtu | FALSE | L | Annual | Allowances Sold SO2 | Thousand Tons | 0 | 0 | 0 | 0 | 0 | 0 | 0
BART SO2 Annual-Sooner 2 -v5.13 | 182 | 7229 | Rate Constraint in lbs/MMBtu | FALSE | L | Annual | Allowances Banked | Thousand Tons | 0 | 0 | 0 | 0 | 0 | 0 | 0
BART SO2 Annual-Sooner 2 -v5.13 | 182 | 7229 | Rate Constraint in lbs/MMBtu | FALSE | L | Annual | Allowances Withdrawn (1:1) | Thousand Tons | 0 | 0 | 0 | 0 | 0 | 0 | 0
BART SO2 Annual-Sooner 2 -v5.13 | 182 | 7229 | Rate Constraint in lbs/MMBtu | FALSE | L | Annual | Allowances Withdrawn (n:1) | Thousand Tons | 0 | 0 | 0 | 0 | 0 | 0 | 0
BART SO2 Annual-Sooner 2 -v5.13 | 182 | 7229 | Rate Constraint in lbs/MMBtu | FALSE | L | Annual | Net Emissions Allowance Position | Thousand Tons | 0.25276 | 0 | 0 | 0 | 0 | 0 | 0
BART SO2 Annual-Sooner 2 -v5.13 | 182 | 7229 | Rate Constraint in lbs/MMBtu | FALSE | L | Annual | Fuel Consumed | TBtu | 18.2901 | 0 | 0 | 0 | 0 | 0 | 0
BART SO2 Annual-Sooner 2 -v5.13 | 182 | 7229 | Rate Constraint in lbs/MMBtu | FALSE | L | Annual | Rate | lb/MMBtu | 0.027639 | 0 | 0 | 0 | 0 | 0 | 0
BART SO2 Annual-Sooner 2 -v5.13 | 182 | 7229 | Rate Constraint in lbs/MMBtu | FALSE | L | Annual | Generation | TWh | 1.7454 | 0 | 0 | 0 | 0 | 0 | 0
BART SO2 Annual-Sooner 2 -v5.13 | 182 | 7229 | Rate Constraint in lbs/MMBtu | FALSE | L | Annual | Qualifying Generation | TWh | 1.7454 | 0 | 0 | 0 | 0 | 0 | 0
BART SO2 Annual-Sooner 2 -v5.13 | 182 | 7229 | Rate Constraint in lbs/MMBtu | FALSE | L | Annual | Rate | lb/MWh | 0.28963 | 0 | 0 | 0 | 0 | 0 | 0
BART SO2 Annual-Sooner 2 -v5.13 | 182 | 7229 | Rate Constraint in lbs/MMBtu | FALSE | L | Annual | Constraint Shadow Price | US2019$/Ton | 0 | 0 | 0 | 0 | 0 | 0 | 0
BART SO2 Cap-Coronado U1B&U2B -v6.20 | 183 | 7656 | Rate Constraint in MTons | FALSE | L | Annual | Seasons Included | Seasons | Winter, WintShld, Summer | Winter, WintShld, Summer | Winter, WintShld, Summer | Winter, WintShld, Summer | Winter, WintShld, Summer | Winter, WintShld, Summer | Winter, WintShld, Summer
BART SO2 Cap-Coronado U1B&U2B -v6.20 | 183 | 7656 | Rate Constraint in MTons | FALSE | L | Annual | Standard SO2 | Thousand Tons | 1.97 | 1.97 | 1.97 | 1.97 | 1.97 | 1.97 | 1.97
BART SO2 Cap-Coronado U1B&U2B -v6.20 | 183 | 7656 | Rate Constraint in MTons | FALSE | L | Annual | Emissions at Affected Plants SO2 | Thousand Tons | 0.063777 | 0 | 0 | 0 | 0 | 0 | 0
BART SO2 Cap-Coronado U1B&U2B -v6.20 | 183 | 7656 | Rate Constraint in MTons | FALSE | L | Annual | Allowances Purchased SO2 | Thousand Tons | 0 | 0 | 0 | 0 | 0 | 0 | 0
BART SO2 Cap-Coronado U1B&U2B -v6.20 | 183 | 7656 | Rate Constraint in MTons | FALSE | L | Annual | Allowances Sold SO2 | Thousand Tons | 0 | 0 | 0 | 0 | 0 | 0 | 0
BART SO2 Cap-Coronado U1B&U2B -v6.20 | 183 | 7656 | Rate Constraint in MTons | FALSE | L | Annual | Allowances Banked | Thousand Tons | 0 | 0 | 0 | 0 | 0 | 0 | 0
BART SO2 Cap-Coronado U1B&U2B -v6.20 | 183 | 7656 | Rate Constraint in MTons | FALSE | L | Annual | Allowances Withdrawn (1:1) | Thousand Tons | 0 | 0 | 0 | 0 | 0 | 0 | 0
BART SO2 Cap-Coronado U1B&U2B -v6.20 | 183 | 7656 | Rate Constraint in MTons | FALSE | L | Annual | Allowances Withdrawn (n:1) | Thousand Tons | 0 | 0 | 0 | 0 | 0 | 0 | 0
BART SO2 Cap-Coronado U1B&U2B -v6.20 | 183 | 7656 | Rate Constraint in MTons | FALSE | L | Annual | Net Emissions Allowance Position | Thousand Tons | 0.063777 | 0 | 0 | 0 | 0 | 0 | 0
BART SO2 Cap-Coronado U1B&U2B -v6.20 | 183 | 7656 | Rate Constraint in MTons | FALSE | L | Annual | Fuel Consumed | TBtu | 6.71 | 0 | 0 | 0 | 0 | 0 | 0
BART SO2 Cap-Coronado U1B&U2B -v6.20 | 183 | 7656 | Rate Constraint in MTons | FALSE | L | Annual | Rate | lb/MMBtu | 0.01901 | 0 | 0 | 0 | 0 | 0 | 0
BART SO2 Cap-Coronado U1B&U2B -v6.20 | 183 | 7656 | Rate Constraint in MTons | FALSE | L | Annual | Generation | TWh | 0.62767 | 0 | 0 | 0 | 0 | 0 | 0
BART SO2 Cap-Coronado U1B&U2B -v6.20 | 183 | 7656 | Rate Constraint in MTons | FALSE | L | Annual | Qualifying Generation | TWh | 0.62767 | 0 | 0 | 0 | 0 | 0 | 0
BART SO2 Cap-Coronado U1B&U2B -v6.20 | 183 | 7656 | Rate Constraint in MTons | FALSE | L | Annual | Rate | lb/MWh | 0.20322 | 0 | 0 | 0 | 0 | 0 | 0
BART SO2 Cap-Coronado U1B&U2B -v6.20 | 183 | 7656 | Rate Constraint in MTons | FALSE | L | Annual | Constraint Shadow Price | US2019$/Ton | 0 | 0 | 0 | 0 | 0 | 0 | 0
Black RiverGen MER Rate Limit v3.1 | 184 | 7517 | Rate Constraint in lbs/MMBtu | FALSE | L | Annual | Seasons Included | Seasons | Winter, WintShld, Summer | Winter, WintShld, Summer | Winter, WintShld, Summer | Winter, WintShld, Summer | Winter, WintShld, Summer | Winter, WintShld, Summer | Winter, WintShld, Summer
Black RiverGen MER Rate Limit v3.1 | 184 | 7517 | Rate Constraint in lbs/MMBtu | FALSE | L | Annual | Standard MER | lb/MMBtu | 6e-07 | 6e-07 | 6e-07 | 6e-07 | 6e-07 | 6e-07 | 6e-07
Black RiverGen MER Rate Limit v3.1 | 184 | 7517 | Rate Constraint in lbs/MMBtu | FALSE | L | Annual | Emissions at Affected Plants MER | lbs | 0 | 0 | 0 | 0 | 0 | 0 | 0
Black RiverGen MER Rate Limit v3.1 | 184 | 7517 | Rate Constraint in lbs/MMBtu | FALSE | L | Annual | Allowances Purchased MER | lbs | 0 | 0 | 0 | 0 | 0 | 0 | 0
Black RiverGen MER Rate Limit v3.1 | 184 | 7517 | Rate Constraint in lbs/MMBtu | FALSE | L | Annual | Allowances Sold MER | lbs | 0 | 0 | 0 | 0 | 0 | 0 | 0
Black RiverGen MER Rate Limit v3.1 | 184 | 7517 | Rate Constraint in lbs/MMBtu | FALSE | L | Annual | Allowances Banked | lbs | 0 | 0 | 0 | 0 | 0 | 0 | 0
Black RiverGen MER Rate Limit v3.1 | 184 | 7517 | Rate Constraint in lbs/MMBtu | FALSE | L | Annual | Allowances Withdrawn (1:1) | lbs | 0 | 0 | 0 | 0 | 0 | 0 | 0
Black RiverGen MER Rate Limit v3.1 | 184 | 7517 | Rate Constraint in lbs/MMBtu | FALSE | L | Annual | Allowances Withdrawn (n:1) | lbs | 0 | 0 | 0 | 0 | 0 | 0 | 0
Black RiverGen MER Rate Limit v3.1 | 184 | 7517 | Rate Constraint in lbs/MMBtu | FALSE | L | Annual | Net Emissions Allowance Position | lbs | 0 | 0 | 0 | 0 | 0 | 0 | 0
Black RiverGen MER Rate Limit v3.1 | 184 | 7517 | Rate Constraint in lbs/MMBtu | FALSE | L | Annual | Fuel Consumed | TBtu | 0 | 0 | 0 | 0 | 0 | 0 | 0
Black RiverGen MER Rate Limit v3.1 | 184 | 7517 | Rate Constraint in lbs/MMBtu | FALSE | L | Annual | Rate | lb/MMBtu | 0 | 0 | 0 | 0 | 0 | 0 | 0
Black RiverGen MER Rate Limit v3.1 | 184 | 7517 | Rate Constraint in lbs/MMBtu | FALSE | L | Annual | Generation | TWh | 0 | 0 | 0 | 0 | 0 | 0 | 0
Black RiverGen MER Rate Limit v3.1 | 184 | 7517 | Rate Constraint in lbs/MMBtu | FALSE | L | Annual | Qualifying Generation | TWh | 0 | 0 | 0 | 0 | 0 | 0 | 0
Black RiverGen MER Rate Limit v3.1 | 184 | 7517 | Rate Constraint in lbs/MMBtu | FALSE | L | Annual | Rate | lb/MWh | 0 | 0 | 0 | 0 | 0 | 0 | 0
Black RiverGen MER Rate Limit v3.1 | 184 | 7517 | Rate Constraint in lbs/MMBtu | FALSE | L | Annual | Constraint Shadow Price | US2019$/Lb | 0 | 0 | 0 | 0 | 0 | 0 | 0
CA AB 32- CO2 Constraint- v.5.13 | 185 | 7281 | Rate Constraint in MTons | FALSE | L | Annual | Seasons Included | Seasons | Winter, WintShld, Summer | Winter, WintShld, Summer | Winter, WintShld, Summer | Winter, WintShld, Summer | Winter, WintShld, Summer | Winter, WintShld, Summer | Winter, WintShld, Summer
CA AB 32- CO2 Constraint- v.5.13 | 185 | 7281 | Rate Constraint in MTons | FALSE | L | Annual | Standard CO2 | Thousand Tons | 0 | 0 | 0 | 0 | 0 | 0 | 0
CA AB 32- CO2 Constraint- v.5.13 | 185 | 7281 | Rate Constraint in MTons | FALSE | L | Annual | Emissions at Affected Plants CO2 | Thousand Tons | 48416.5047 | 17814.4969 | 7947.45 | 8386.8286 | 710.0814 | 1117.4307 | 1688.3426
CA AB 32- CO2 Constraint- v.5.13 | 185 | 7281 | Rate Constraint in MTons | FALSE | L | Annual | Allowances Purchased CO2 | Thousand Tons | -48416.5047 | -17814.4969 | -7947.45 | -8386.8286 | -710.0814 | -1117.4307 | -1688.3426
CA AB 32- CO2 Constraint- v.5.13 | 185 | 7281 | Rate Constraint in MTons | FALSE | L | Annual | Allowances Sold CO2 | Thousand Tons | 0 | 0 | 0 | 0 | 0 | 0 | 0
CA AB 32- CO2 Constraint- v.5.13 | 185 | 7281 | Rate Constraint in MTons | FALSE | L | Annual | Allowances Banked | Thousand Tons | 0 | 0 | 0 | 0 | 0 | 0 | 0
CA AB 32- CO2 Constraint- v.5.13 | 185 | 7281 | Rate Constraint in MTons | FALSE | L | Annual | Allowances Withdrawn (1:1) | Thousand Tons | 0 | 0 | 0 | 0 | 0 | 0 | 0
CA AB 32- CO2 Constraint- v.5.13 | 185 | 7281 | Rate Constraint in MTons | FALSE | L | Annual | Allowances Withdrawn (n:1) | Thousand Tons | 0 | 0 | 0 | 0 | 0 | 0 | 0
CA AB 32- CO2 Constraint- v.5.13 | 185 | 7281 | Rate Constraint in MTons | FALSE | L | Annual | Net Emissions Allowance Position | Thousand Tons | 7.5871e-06 | 3.3096e-06 | -1.9691e-06 | -1.1338e-06 | -2.6467e-07 | -1.2475e-06 | -8.1644e-07
CA AB 32- CO2 Constraint- v.5.13 | 185 | 7281 | Rate Constraint in MTons | FALSE | L | Annual | Fuel Consumed | TBtu | 791.778 | 677.0483 | 515.347 | 522.8242 | 121.6047 | 176.4461 | 190.4459
CA AB 32- CO2 Constraint- v.5.13 | 185 | 7281 | Rate Constraint in MTons | FALSE | L | Annual | Rate | lb/MMBtu | 122.2982 | 52.624 | 30.8431 | 32.0828 | 11.6785 | 12.666 | 17.7304
CA AB 32- CO2 Constraint- v.5.13 | 185 | 7281 | Rate Constraint in MTons | FALSE | L | Annual | Generation | TWh | 106.8431 | 82.8024 | 61.7917 | 62.8259 | 15.6382 | 28.0696 | 33.1435
CA AB 32- CO2 Constraint- v.5.13 | 185 | 7281 | Rate Constraint in MTons | FALSE | L | Annual | Qualifying Generation | TWh | 106.8431 | 82.8024 | 61.7917 | 62.8259 | 14.2828 | 20.6267 | 22.5309
CA AB 32- CO2 Constraint- v.5.13 | 185 | 7281 | Rate Constraint in MTons | FALSE | L | Annual | Rate | lb/MWh | 906.3107 | 430.2894 | 257.2337 | 266.9863 | 99.4317 | 108.348 | 149.869
CA AB 32- CO2 Constraint- v.5.13 | 185 | 7281 | Rate Constraint in MTons | FALSE | L | Annual | Constraint Shadow Price | US2019$/Ton | 14.086 | 64.5037 | 71.671 | 71.6712 | 71.6714 | 71.6714 | 71.6714
CA NOx Annual v5.14 | 186 | 7279 | Rate Constraint in MTons | FALSE | L | Annual | Seasons Included | Seasons | Winter, WintShld, Summer | Winter, WintShld, Summer | Winter, WintShld, Summer | Winter, WintShld, Summer | Winter, WintShld, Summer | Winter, WintShld, Summer | Winter, WintShld, Summer
CA NOx Annual v5.14 | 186 | 7279 | Rate Constraint in MTons | FALSE | L | Annual | Standard NOX | Thousand Tons | 9.676 | 9.676 | 9.676 | 9.676 | 9.676 | 9.676 | 9.676
CA NOx Annual v5.14 | 186 | 7279 | Rate Constraint in MTons | FALSE | L | Annual | Emissions at Affected Plants NOX | Thousand Tons | 0.33666 | 0.28154 | 0.24173 | 0.24486 | 0.075595 | 0.090788 | 0.0944
CA NOx Annual v5.14 | 186 | 7279 | Rate Constraint in MTons | FALSE | L | Annual | Allowances Purchased NOX | Thousand Tons | 0 | 0 | 0 | 0 | 0 | 0 | 0
CA NOx Annual v5.14 | 186 | 7279 | Rate Constraint in MTons | FALSE | L | Annual | Allowances Sold NOX | Thousand Tons | 0 | 0 | 0 | 0 | 0 | 0 | 0
CA NOx Annual v5.14 | 186 | 7279 | Rate Constraint in MTons | FALSE | L | Annual | Allowances Banked | Thousand Tons | 0 | 0 | 0 | 0 | 0 | 0 | 0
CA NOx Annual v5.14 | 186 | 7279 | Rate Constraint in MTons | FALSE | L | Annual | Allowances Withdrawn (1:1) | Thousand Tons | 0 | 0 | 0 | 0 | 0 | 0 | 0
CA NOx Annual v5.14 | 186 | 7279 | Rate Constraint in MTons | FALSE | L | Annual | Allowances Withdrawn (n:1) | Thousand Tons | 0 | 0 | 0 | 0 | 0 | 0 | 0
CA NOx Annual v5.14 | 186 | 7279 | Rate Constraint in MTons | FALSE | L | Annual | Net Emissions Allowance Position | Thousand Tons | 0.33666 | 0.28154 | 0.24173 | 0.24486 | 0.075595 | 0.090788 | 0.0944
CA NOx Annual v5.14 | 186 | 7279 | Rate Constraint in MTons | FALSE | L | Annual | Fuel Consumed | TBtu | 65.4717 | 71.2174 | 63.3343 | 64.2294 | 19.4106 | 23.4084 | 24.2429
CA NOx Annual v5.14 | 186 | 7279 | Rate Constraint in MTons | FALSE | L | Annual | Rate | lb/MMBtu | 0.010284 | 0.0079065 | 0.0076336 | 0.0076246 | 0.0077891 | 0.0077568 | 0.0077878
CA NOx Annual v5.14 | 186 | 7279 | Rate Constraint in MTons | FALSE | L | Annual | Generation | TWh | 9.0242 | 8.4995 | 7.4202 | 7.5452 | 2.2397 | 2.703 | 2.797
CA NOx Annual v5.14 | 186 | 7279 | Rate Constraint in MTons | FALSE | L | Annual | Qualifying Generation | TWh | 9.0242 | 8.4995 | 7.4202 | 7.5452 | 2.2397 | 2.703 | 2.797
CA NOx Annual v5.14 | 186 | 7279 | Rate Constraint in MTons | FALSE | L | Annual | Rate | lb/MWh | 0.074613 | 0.066249 | 0.065156 | 0.064905 | 0.067506 | 0.067175 | 0.0675
CA NOx Annual v5.14 | 186 | 7279 | Rate Constraint in MTons | FALSE | L | Annual | Constraint Shadow Price | US2019$/Ton | 0 | 0 | 0 | 0 | 0 | 0 | 0
CA SO2 Annual v5.14 | 187 | 7280 | Rate Constraint in MTons | FALSE | L | Annual | Seasons Included | Seasons | Winter, WintShld, Summer | Winter, WintShld, Summer | Winter, WintShld, Summer | Winter, WintShld, Summer | Winter, WintShld, Summer | Winter, WintShld, Summer | Winter, WintShld, Summer
CA SO2 Annual v5.14 | 187 | 7280 | Rate Constraint in MTons | FALSE | L | Annual | Standard SO2 | Thousand Tons | 2.219 | 2.219 | 2.219 | 2.219 | 2.219 | 2.219 | 2.219
CA SO2 Annual v5.14 | 187 | 7280 | Rate Constraint in MTons | FALSE | L | Annual | Emissions at Affected Plants SO2 | Thousand Tons | 0 | 0 | 0 | 0 | 0 | 0 | 0
CA SO2 Annual v5.14 | 187 | 7280 | Rate Constraint in MTons | FALSE | L | Annual | Allowances Purchased SO2 | Thousand Tons | 0 | 0 | 0 | 0 | 0 | 0 | 0
CA SO2 Annual v5.14 | 187 | 7280 | Rate Constraint in MTons | FALSE | L | Annual | Allowances Sold SO2 | Thousand Tons | 0 | 0 | 0 | 0 | 0 | 0 | 0
CA SO2 Annual v5.14 | 187 | 7280 | Rate Constraint in MTons | FALSE | L | Annual | Allowances Banked | Thousand Tons | 0 | 0 | 0 | 0 | 0 | 0 | 0
CA SO2 Annual v5.14 | 187 | 7280 | Rate Constraint in MTons | FALSE | L | Annual | Allowances Withdrawn (1:1) | Thousand Tons | 0 | 0 | 0 | 0 | 0 | 0 | 0
CA SO2 Annual v5.14 | 187 | 7280 | Rate Constraint in MTons | FALSE | L | Annual | Allowances Withdrawn (n:1) | Thousand Tons | 0 | 0 | 0 | 0 | 0 | 0 | 0
CA SO2 Annual v5.14 | 187 | 7280 | Rate Constraint in MTons | FALSE | L | Annual | Net Emissions Allowance Position | Thousand Tons | 0 | 0 | 0 | 0 | 0 | 0 | 0
CA SO2 Annual v5.14 | 187 | 7280 | Rate Constraint in MTons | FALSE | L | Annual | Fuel Consumed | TBtu | 0 | 0.036743 | 0 | 0 | 0.06135 | 0.06135 | 0.06135
CA SO2 Annual v5.14 | 187 | 7280 | Rate Constraint in MTons | FALSE | L | Annual | Rate | lb/MMBtu | 0 | 0 | 0 | 0 | 0 | 0 | 0
CA SO2 Annual v5.14 | 187 | 7280 | Rate Constraint in MTons | FALSE | L | Annual | Generation | TWh | 0 | 0.0034195 | 0 | 0 | 0.0057097 | 0.0057097 | 0.0057097
CA SO2 Annual v5.14 | 187 | 7280 | Rate Constraint in MTons | FALSE | L | Annual | Qualifying Generation | TWh | 0 | 0.0034195 | 0 | 0 | 0.0057097 | 0.0057097 | 0.0057097
CA SO2 Annual v5.14 | 187 | 7280 | Rate Constraint in MTons | FALSE | L | Annual | Rate | lb/MWh | 0 | 0 | 0 | 0 | 0 | 0 | 0
CA SO2 Annual v5.14 | 187 | 7280 | Rate Constraint in MTons | FALSE | L | Annual | Constraint Shadow Price | US2019$/Ton | 0 | 0 | 0 | 0 | 0 | 0 | 0
CO - CO2 Cap Annual v6.21 | 188 | 7778 | Rate Constraint in MTons | FALSE | L | Annual | Seasons Included | Seasons | Winter, WintShld, Summer | Winter, WintShld, Summer | Winter, WintShld, Summer | Winter, WintShld, Summer | Winter, WintShld, Summer | Winter, WintShld, Summer | Winter, WintShld, Summer
CO - CO2 Cap Annual v6.21 | 188 | 7778 | Rate Constraint in MTons | FALSE | L | Annual | Standard CO2 | Thousand Tons | 14869.4063 | 9066.7111 | 9066.7111 | 9066.7111 | 9066.7111 | 9066.7111 | 9066.7111
CO - CO2 Cap Annual v6.21 | 188 | 7778 | Rate Constraint in MTons | FALSE | L | Annual | Emissions at Affected Plants CO2 | Thousand Tons | 14869.4063 | 9066.7111 | 9066.7111 | 6283.5787 | 4273.6409 | 2113.7001 | 2663.567
CO - CO2 Cap Annual v6.21 | 188 | 7778 | Rate Constraint in MTons | FALSE | L | Annual | Allowances Purchased CO2 | Thousand Tons | 0 | 0 | 0 | 0 | 0 | 0 | 0
CO - CO2 Cap Annual v6.21 | 188 | 7778 | Rate Constraint in MTons | FALSE | L | Annual | Allowances Sold CO2 | Thousand Tons | 0 | 0 | 0 | 0 | 0 | 0 | 0
CO - CO2 Cap Annual v6.21 | 188 | 7778 | Rate Constraint in MTons | FALSE | L | Annual | Allowances Banked | Thousand Tons | 0 | 0 | 0 | 0 | 0 | 0 | 0
CO - CO2 Cap Annual v6.21 | 188 | 7778 | Rate Constraint in MTons | FALSE | L | Annual | Allowances Withdrawn (1:1) | Thousand Tons | 0 | 0 | 0 | 0 | 0 | 0 | 0
CO - CO2 Cap Annual v6.21 | 188 | 7778 | Rate Constraint in MTons | FALSE | L | Annual | Allowances Withdrawn (n:1) | Thousand Tons | 0 | 0 | 0 | 0 | 0 | 0 | 0
CO - CO2 Cap Annual v6.21 | 188 | 7778 | Rate Constraint in MTons | FALSE | L | Annual | Net Emissions Allowance Position | Thousand Tons | 14869.4063 | 9066.7111 | 9066.7111 | 6283.5787 | 4273.6409 | 2113.7001 | 2663.567
CO - CO2 Cap Annual v6.21 | 188 | 7778 | Rate Constraint in MTons | FALSE | L | Annual | Fuel Consumed | TBtu | 221.3821 | 160.0435 | 163.8426 | 116.0092 | 76.3154 | 40.3665 | 49.3305
CO - CO2 Cap Annual v6.21 | 188 | 7778 | Rate Constraint in MTons | FALSE | L | Annual | Rate | lb/MMBtu | 134.3325 | 113.3031 | 110.6759 | 108.329 | 111.9994 | 104.7255 | 107.9886
CO - CO2 Cap Annual v6.21 | 188 | 7778 | Rate Constraint in MTons | FALSE | L | Annual | Generation | TWh | 27.9909 | 21.3365 | 21.6519 | 15.4791 | 10.5189 | 5.4941 | 6.6923
CO - CO2 Cap Annual v6.21 | 188 | 7778 | Rate Constraint in MTons | FALSE | L | Annual | Qualifying Generation | TWh | 27.9909 | 21.3365 | 21.6519 | 15.4791 | 10.5189 | 5.4941 | 6.6923
CO - CO2 Cap Annual v6.21 | 188 | 7778 | Rate Constraint in MTons | FALSE | L | Annual | Rate | lb/MWh | 1062.4442 | 849.88 | 837.4979 | 811.8804 | 812.5627 | 769.4401 | 796.0053
CO - CO2 Cap Annual v6.21 | 188 | 7778 | Rate Constraint in MTons | FALSE | L | Annual | Constraint Shadow Price | US2019$/Ton | 17.182 | 33.6307 | 1.756 | 0 | 0 | 0 | 0
CO Hg Rate Annual - Comanche 1,2 & 3 v5.14 | 189 | 7283 | Rate Constraint in lbs/MWh | FALSE | L | Annual | Seasons Included | Seasons | Winter, WintShld, Summer | Winter, WintShld, Summer | Winter, WintShld, Summer | Winter, WintShld, Summer | Winter, WintShld, Summer | Winter, WintShld, Summer | Winter, WintShld, Summer
CO Hg Rate Annual - Comanche 1,2 & 3 v5.14 | 189 | 7283 | Rate Constraint in lbs/MWh | FALSE | L | Annual | Standard MER | lb/MWh | 1.3e-05 | 1.3e-05 | 1.3e-05 | 1.3e-05 | 1.3e-05 | 1.3e-05 | 1.3e-05
CO Hg Rate Annual - Comanche 1,2 & 3 v5.14 | 189 | 7283 | Rate Constraint in lbs/MWh | FALSE | L | Annual | Emissions at Affected Plants MER | lbs | 7.3847 | 3.965 | 0.13884 | 0.13884 | 0.13884 | 0.13884 | 0.13884
CO Hg Rate Annual - Comanche 1,2 & 3 v5.14 | 189 | 7283 | Rate Constraint in lbs/MWh | FALSE | L | Annual | Allowances Purchased MER | lbs | 0 | 0 | 0 | 0 | 0 | 0 | 0
CO Hg Rate Annual - Comanche 1,2 & 3 v5.14 | 189 | 7283 | Rate Constraint in lbs/MWh | FALSE | L | Annual | Allowances Sold MER | lbs | 0 | 0 | 0 | 0 | 0 | 0 | 0
CO Hg Rate Annual - Comanche 1,2 & 3 v5.14 | 189 | 7283 | Rate Constraint in lbs/MWh | FALSE | L | Annual | Allowances Banked | lbs | 0 | 0 | 0 | 0 | 0 | 0 | 0
CO Hg Rate Annual - Comanche 1,2 & 3 v5.14 | 189 | 7283 | Rate Constraint in lbs/MWh | FALSE | L | Annual | Allowances Withdrawn (1:1) | lbs | 0 | 0 | 0 | 0 | 0 | 0 | 0
CO Hg Rate Annual - Comanche 1,2 & 3 v5.14 | 189 | 7283 | Rate Constraint in lbs/MWh | FALSE | L | Annual | Allowances Withdrawn (n:1) | lbs | 0 | 0 | 0 | 0 | 0 | 0 | 0
CO Hg Rate Annual - Comanche 1,2 & 3 v5.14 | 189 | 7283 | Rate Constraint in lbs/MWh | FALSE | L | Annual | Net Emissions Allowance Position | lbs | 7.3847 | 3.965 | 0.13884 | 0.13884 | 0.13884 | 0.13884 | 0.13884
CO Hg Rate Annual - Comanche 1,2 & 3 v5.14 | 189 | 7283 | Rate Constraint in lbs/MWh | FALSE | L | Annual | Fuel Consumed | TBtu | 13.1606 | 7.0661 | 0.22201 | 0.22201 | 0.22201 | 0.22201 | 0.22201
CO Hg Rate Annual - Comanche 1,2 & 3 v5.14 | 189 | 7283 | Rate Constraint in lbs/MWh | FALSE | L | Annual | Rate | lb/MMBtu | 5.6112e-07 | 5.6112e-07 | 6.2537e-07 | 6.2537e-07 | 6.2537e-07 | 6.2537e-07 | 6.2537e-07
CO Hg Rate Annual - Comanche 1,2 & 3 v5.14 | 189 | 7283 | Rate Constraint in lbs/MWh | FALSE | L | Annual | Generation | TWh | 1.2583 | 0.66856 | 0.014183 | 0.014183 | 0.014183 | 0.014183 | 0.014183
CO Hg Rate Annual - Comanche 1,2 & 3 v5.14 | 189 | 7283 | Rate Constraint in lbs/MWh | FALSE | L | Annual | Qualifying Generation | TWh | 1.2583 | 0.66856 | 0.014183 | 0.014183 | 0.014183 | 0.014183 | 0.014183
CO Hg Rate Annual - Comanche 1,2 & 3 v5.14 | 189 | 7283 | Rate Constraint in lbs/MWh | FALSE | L | Annual | Constraint Shadow Price | US2019$/Lb | 0 | 0 | 0 | 0 | 0 | 0 | 0
CO Hg Rule - MER Removal Annual v3.1 | 190 | 7282 | MACT Fuel Choice Floor in lbs/MMBtu | FALSE | L | Annual | Seasons Included | Seasons | Winter, WintShld, Summer | Winter, WintShld, Summer | Winter, WintShld, Summer | Winter, WintShld, Summer | Winter, WintShld, Summer | Winter, WintShld, Summer | Winter, WintShld, Summer
CO Hg Rule - MER Removal Annual v3.1 | 190 | 7282 | MACT Fuel Choice Floor in lbs/MMBtu | FALSE | L | Annual | Emission Floor | lbs/MMBtu | 8.248e-07 | 8.248e-07 | 8.248e-07 | 8.248e-07 | 8.248e-07 | 8.248e-07 | 8.248e-07
CO Hg Rule - MER Removal Annual v3.1 | 190 | 7282 | MACT Fuel Choice Floor in lbs/MMBtu | FALSE | L | Annual | Emissions at Affected Plants MER | lbs | 21.7685 | 4.232 | 0.40585 | 0.40585 | 0.40585 | 0.31248 | 0.31248
CO Hg Rule - MER Removal Annual v3.1 | 190 | 7282 | MACT Fuel Choice Floor in lbs/MMBtu | FALSE | L | Annual | Allowances Purchased MER | lbs | 0 | 0 | 0 | 0 | 0 | 0 | 0
CO Hg Rule - MER Removal Annual v3.1 | 190 | 7282 | MACT Fuel Choice Floor in lbs/MMBtu | FALSE | L | Annual | Allowances Sold MER | lbs | 0 | 0 | 0 | 0 | 0 | 0 | 0
CO Hg Rule - MER Removal Annual v3.1 | 190 | 7282 | MACT Fuel Choice Floor in lbs/MMBtu | FALSE | L | Annual | Allowances Banked | lbs | 0 | 0 | 0 | 0 | 0 | 0 | 0
CO Hg Rule - MER Removal Annual v3.1 | 190 | 7282 | MACT Fuel Choice Floor in lbs/MMBtu | FALSE | L | Annual | Allowances Withdrawn (1:1) | lbs | 0 | 0 | 0 | 0 | 0 | 0 | 0
CO Hg Rule - MER Removal Annual v3.1 | 190 | 7282 | MACT Fuel Choice Floor in lbs/MMBtu | FALSE | L | Annual | Allowances Withdrawn (n:1) | lbs | 0 | 0 | 0 | 0 | 0 | 0 | 0
CO Hg Rule - MER Removal Annual v3.1 | 190 | 7282 | MACT Fuel Choice Floor in lbs/MMBtu | FALSE | L | Annual | Net Emissions Allowance Position | lbs | 21.7685 | 4.232 | 0.40585 | 0.40585 | 0.40585 | 0.31248 | 0.31248
CO Hg Rule - MER Removal Annual v3.1 | 190 | 7282 | MACT Fuel Choice Floor in lbs/MMBtu | FALSE | L | Annual | Fuel Consumed | TBtu | 39.3327 | 7.493 | 0.64896 | 0.64896 | 0.64896 | 0.49967 | 0.49967
CO Hg Rule - MER Removal Annual v3.1 | 190 | 7282 | MACT Fuel Choice Floor in lbs/MMBtu | FALSE | L | Annual | Rate | lb/MMBtu | 5.5345e-07 | 5.6479e-07 | 6.2537e-07 | 6.2537e-07 | 6.2537e-07 | 6.2537e-07 | 6.2537e-07
CO Hg Rule - MER Removal Annual v3.1 | 190 | 7282 | MACT Fuel Choice Floor in lbs/MMBtu | FALSE | L | Annual | Generation | TWh | 3.8297 | 0.6966 | 0.042229 | 0.042229 | 0.042229 | 0.033101 | 0.033101
CO Hg Rule - MER Removal Annual v3.1 | 190 | 7282 | MACT Fuel Choice Floor in lbs/MMBtu | FALSE | L | Annual | Qualifying Generation | TWh | 3.8297 | 0.6966 | 0.042229 | 0.042229 | 0.042229 | 0.033101 | 0.033101
CO Hg Rule - MER Removal Annual v3.1 | 190 | 7282 | MACT Fuel Choice Floor in lbs/MMBtu | FALSE | L | Annual | Constraint Shadow Price | US2019$/Lb | 0 | 0 | 0 | 0 | 0 | 0 | 0
CO NOX Rate Annual - Craig 1,3 v5.14 | 191 | 7284 | Rate Constraint in lbs/MMBtu | FALSE | L | Annual | Seasons Included | Seasons | Winter, WintShld, Summer | Winter, WintShld, Summer | Winter, WintShld, Summer | Winter, WintShld, Summer | Winter, WintShld, Summer | Winter, WintShld, Summer | Winter, WintShld, Summer
CO NOX Rate Annual - Craig 1,3 v5.14 | 191 | 7284 | Rate Constraint in lbs/MMBtu | FALSE | L | Annual | Standard NOX | lb/MMBtu | 0.28 | 0.28 | 0.28 | 0.28 | 0.28 | 0.28 | 0.28
CO NOX Rate Annual - Craig 1,3 v5.14 | 191 | 7284 | Rate Constraint in lbs/MMBtu | FALSE | L | Annual | Emissions at Affected Plants NOX | Thousand Tons | 0.85329 | 0.032236 | 0.032236 | 0.032236 | 0.032236 | 0.032236 | 0.032236
CO NOX Rate Annual - Craig 1,3 v5.14 | 191 | 7284 | Rate Constraint in lbs/MMBtu | FALSE | L | Annual | Allowances Purchased NOX | Thousand Tons | 0 | 0 | 0 | 0 | 0 | 0 | 0
CO NOX Rate Annual - Craig 1,3 v5.14 | 191 | 7284 | Rate Constraint in lbs/MMBtu | FALSE | L | Annual | Allowances Sold NOX | Thousand Tons | 0 | 0 | 0 | 0 | 0 | 0 | 0
CO NOX Rate Annual - Craig 1,3 v5.14 | 191 | 7284 | Rate Constraint in lbs/MMBtu | FALSE | L | Annual | Allowances Banked | Thousand Tons | 0 | 0 | 0 | 0 | 0 | 0 | 0
CO NOX Rate Annual - Craig 1,3 v5.14 | 191 | 7284 | Rate Constraint in lbs/MMBtu | FALSE | L | Annual | Allowances Withdrawn (1:1) | Thousand Tons | 0 | 0 | 0 | 0 | 0 | 0 | 0
CO NOX Rate Annual - Craig 1,3 v5.14 | 191 | 7284 | Rate Constraint in lbs/MMBtu | FALSE | L | Annual | Allowances Withdrawn (n:1) | Thousand Tons | 0 | 0 | 0 | 0 | 0 | 0 | 0
CO NOX Rate Annual - Craig 1,3 v5.14 | 191 | 7284 | Rate Constraint in lbs/MMBtu | FALSE | L | Annual | Net Emissions Allowance Position | Thousand Tons | 0.85329 | 0.032236 | 0.032236 | 0.032236 | 0.032236 | 0.032236 | 0.032236
CO NOX Rate Annual - Craig 1,3 v5.14 | 191 | 7284 | Rate Constraint in lbs/MMBtu | FALSE | L | Annual | Fuel Consumed | TBtu | 7.3496 | 0.27766 | 0.27766 | 0.27766 | 0.27766 | 0.27766 | 0.27766
CO NOX Rate Annual - Craig 1,3 v5.14 | 191 | 7284 | Rate Constraint in lbs/MMBtu | FALSE | L | Annual | Rate | lb/MMBtu | 0.2322 | 0.2322 | 0.2322 | 0.2322 | 0.2322 | 0.2322 | 0.2322
CO NOX Rate Annual - Craig 1,3 v5.14 | 191 | 7284 | Rate Constraint in lbs/MMBtu | FALSE | L | Annual | Generation | TWh | 0.73393 | 0.018917 | 0.018917 | 0.018917 | 0.018917 | 0.018917 | 0.018917
CO NOX Rate Annual - Craig 1,3 v5.14 | 191 | 7284 | Rate Constraint in lbs/MMBtu | FALSE | L | Annual | Qualifying Generation | TWh | 0.73393 | 0.018917 | 0.018917 | 0.018917 | 0.018917 | 0.018917 | 0.018917
CO NOX Rate Annual - Craig 1,3 v5.14 | 191 | 7284 | Rate Constraint in lbs/MMBtu | FALSE | L | Annual | Rate | lb/MWh | 2.3253 | 3.4081 | 3.4081 | 3.4081 | 3.4081 | 3.4081 | 3.4081
CO NOX Rate Annual - Craig 1,3 v5.14 | 191 | 7284 | Rate Constraint in lbs/MMBtu | FALSE | L | Annual | Constraint Shadow Price | US2019$/Ton | 0 | 0 | 0 | 0 | 0 | 0 | 0
CO NOX Rate Annual - Craig 2 v5.14 | 192 | 7285 | Rate Constraint in lbs/MMBtu | FALSE | L | Annual | Seasons Included | Seasons | Winter, WintShld, Summer | Winter, WintShld, Summer | Winter, WintShld, Summer | Winter, WintShld, Summer | Winter, WintShld, Summer | Winter, WintShld, Summer | Winter, WintShld, Summer
CO NOX Rate Annual - Craig 2 v5.14 | 192 | 7285 | Rate Constraint in lbs/MMBtu | FALSE | L | Annual | Standard NOX | lb/MMBtu | 0.08 | 0.08 | 0.08 | 0.08 | 0.08 | 0.08 | 0.08
CO NOX Rate Annual - Craig 2 v5.14 | 192 | 7285 | Rate Constraint in lbs/MMBtu | FALSE | L | Annual | Emissions at Affected Plants NOX | Thousand Tons | 0.33905 | 0 | 0 | 0 | 0 | 0 | 0
CO NOX Rate Annual - Craig 2 v5.14 | 192 | 7285 | Rate Constraint in lbs/MMBtu | FALSE | L | Annual | Allowances Purchased NOX | Thousand Tons | 0 | 0 | 0 | 0 | 0 | 0 | 0
CO NOX Rate Annual - Craig 2 v5.14 | 192 | 7285 | Rate Constraint in lbs/MMBtu | FALSE | L | Annual | Allowances Sold NOX | Thousand Tons | 0 | 0 | 0 | 0 | 0 | 0 | 0
CO NOX Rate Annual - Craig 2 v5.14 | 192 | 7285 | Rate Constraint in lbs/MMBtu | FALSE | L | Annual | Allowances Banked | Thousand Tons | 0 | 0 | 0 | 0 | 0 | 0 | 0
CO NOX Rate Annual - Craig 2 v5.14 | 192 | 7285 | Rate Constraint in lbs/MMBtu | FALSE | L | Annual | Allowances Withdrawn (1:1) | Thousand Tons | 0 | 0 | 0 | 0 | 0 | 0 | 0
CO NOX Rate Annual - Craig 2 v5.14 | 192 | 7285 | Rate Constraint in lbs/MMBtu | FALSE | L | Annual | Allowances Withdrawn (n:1) | Thousand Tons | 0 | 0 | 0 | 0 | 0 | 0 | 0
CO NOX Rate Annual - Craig 2 v5.14 | 192 | 7285 | Rate Constraint in lbs/MMBtu | FALSE | L | Annual | Net Emissions Allowance Position | Thousand Tons | 0.33905 | 0 | 0 | 0 | 0 | 0 | 0
CO NOX Rate Annual - Craig 2 v5.14 | 192 | 7285 | Rate Constraint in lbs/MMBtu | FALSE | L | Annual | Fuel Consumed | TBtu | 10.7841 | 0 | 0 | 0 | 0 | 0 | 0
CO NOX Rate Annual - Craig 2 v5.14 | 192 | 7285 | Rate Constraint in lbs/MMBtu | FALSE | L | Annual | Rate | lb/MMBtu | 0.06288 | 0 | 0 | 0 | 0 | 0 | 0
CO NOX Rate Annual - Craig 2 v5.14 | 192 | 7285 | Rate Constraint in lbs/MMBtu | FALSE | L | Annual | Generation | TWh | 1.0531 | 0 | 0 | 0 | 0 | 0 | 0
CO NOX Rate Annual - Craig 2 v5.14 | 192 | 7285 | Rate Constraint in lbs/MMBtu | FALSE | L | Annual | Qualifying Generation | TWh | 1.0531 | 0 | 0 | 0 | 0 | 0 | 0
CO NOX Rate Annual - Craig 2 v5.14 | 192 | 7285 | Rate Constraint in lbs/MMBtu | FALSE | L | Annual | Rate | lb/MWh | 0.64389 | 0 | 0 | 0 | 0 | 0 | 0
CO NOX Rate Annual - Craig 2 v5.14 | 192 | 7285 | Rate Constraint in lbs/MMBtu | FALSE | L | Annual | Constraint Shadow Price | US2019$/Ton | 0 | 0 | 0 | 0 | 0 | 0 | 0
CSAPR- NOX Annual- AL | 193 | 7069 | Rate Constraint in MTons | FALSE | L | Annual | Seasons Included | Seasons | Winter, WintShld, Summer | Winter, WintShld, Summer | Winter, WintShld, Summer | Winter, WintShld, Summer | Winter, WintShld, Summer | Winter, WintShld, Summer | Winter, WintShld, Summer
CSAPR- NOX Annual- AL | 193 | 7069 | Rate Constraint in MTons | FALSE | L | Annual | Standard NOX | Thousand Tons | 84.9152 | 84.9152 | 84.9152 | 84.9152 | 84.9152 | 84.9152 | 84.9152
CSAPR- NOX Annual- AL | 193 | 7069 | Rate Constraint in MTons | FALSE | L | Annual | Emissions at Affected Plants NOX | Thousand Tons | 9.4936 | 10.0416 | 5.2474 | 2.2944 | 1.6691 | 1.1493 | 1.163
CSAPR- NOX Annual- AL | 193 | 7069 | Rate Constraint in MTons | FALSE | L | Annual | Allowances Purchased NOX | Thousand Tons | 0 | 0 | 0 | 0 | 0 | 0 | 0
CSAPR- NOX Annual- AL | 193 | 7069 | Rate Constraint in MTons | FALSE | L | Annual | Allowances Sold NOX | Thousand Tons | 0 | 0 | 0 | 0 | 0 | 0 | 0
CSAPR- NOX Annual- AL | 193 | 7069 | Rate Constraint in MTons | FALSE | L | Annual | Allowances Banked | Thousand Tons | 0 | 0 | 0 | 0 | 0 | 0 | 0
CSAPR- NOX Annual- AL | 193 | 7069 | Rate Constraint in MTons | FALSE | L | Annual | Allowances Withdrawn (1:1) | Thousand Tons | 0 | 0 | 0 | 0 | 0 | 0 | 0
CSAPR- NOX Annual- AL | 193 | 7069 | Rate Constraint in MTons | FALSE | L | Annual | Allowances Withdrawn (n:1) | Thousand Tons | 0 | 0 | 0 | 0 | 0 | 0 | 0
CSAPR- NOX Annual- AL | 193 | 7069 | Rate Constraint in MTons | FALSE | L | Annual | Net Emissions Allowance Position | Thousand Tons | 9.4936 | 10.0416 | 5.2474 | 2.2944 | 1.6691 | 1.1493 | 1.163
CSAPR- NOX Annual- AL | 193 | 7069 | Rate Constraint in MTons | FALSE | L | Annual | Fuel Consumed | TBtu | 725.0703 | 757.0796 | 574.4651 | 382.0854 | 300.0914 | 229.8442 | 234.6231
CSAPR- NOX Annual- AL | 193 | 7069 | Rate Constraint in MTons | FALSE | L | Annual | Rate | lb/MMBtu | 0.026187 | 0.026527 | 0.018269 | 0.01201 | 0.011124 | 0.010001 | 0.0099135
CSAPR- NOX Annual- AL | 193 | 7069 | Rate Constraint in MTons | FALSE | L | Annual | Generation | TWh | 103.2723 | 107.3433 | 86.8378 | 61.3471 | 50.7731 | 39.3276 | 39.9896
CSAPR- NOX Annual- AL | 193 | 7069 | Rate Constraint in MTons | FALSE | L | Annual | Qualifying Generation | TWh | 95.306 | 99.1061 | 79.0948 | 54.3731 | 42.7212 | 33.0913 | 33.4965
CSAPR- NOX Annual- AL | 193 | 7069 | Rate Constraint in MTons | FALSE | L | Annual | Rate | lb/MWh | 0.19922 | 0.20264 | 0.13269 | 0.084396 | 0.078141 | 0.069464 | 0.069438
CSAPR- NOX Annual- AL | 193 | 7069 | Rate Constraint in MTons | FALSE | L | Annual | Constraint Shadow Price | US2019$/Ton | 0 | 0 | 0 | 0 | 0 | 0 | 0
CSAPR- NOX Annual- GA | 194 | 7070 | Rate Constraint in MTons | FALSE | L | Annual | Seasons Included | Seasons | Winter, WintShld, Summer | Winter, WintShld, Summer | Winter, WintShld, Summer | Winter, WintShld, Summer | Winter, WintShld, Summer | Winter, WintShld, Summer | Winter, WintShld, Summer
CSAPR- NOX Annual- GA | 194 | 7070 | Rate Constraint in MTons | FALSE | L | Annual | Standard NOX | Thousand Tons | 63.4108 | 63.4108 | 63.4108 | 63.4108 | 63.4108 | 63.4108 | 63.4108
CSAPR- NOX Annual- GA | 194 | 7070 | Rate Constraint in MTons | FALSE | L | Annual | Emissions at Affected Plants NOX | Thousand Tons | 6.7395 | 6.6288 | 3.234 | 2.3117 | 1.6574 | 1.2216 | 1.1474
CSAPR- NOX Annual- GA | 194 | 7070 | Rate Constraint in MTons | FALSE | L | Annual | Allowances Purchased NOX | Thousand Tons | 0 | 0 | 0 | 0 | 0 | 0 | 0
CSAPR- NOX Annual- GA | 194 | 7070 | Rate Constraint in MTons | FALSE | L | Annual | Allowances Sold NOX | Thousand Tons | 0 | 0 | 0 | 0 | 0 | 0 | 0
CSAPR- NOX Annual- GA | 194 | 7070 | Rate Constraint in MTons | FALSE | L | Annual | Allowances Banked | Thousand Tons | 0 | 0 | 0 | 0 | 0 | 0 | 0
CSAPR- NOX Annual- GA | 194 | 7070 | Rate Constraint in MTons | FALSE | L | Annual | Allowances Withdrawn (1:1) | Thousand Tons | 0 | 0 | 0 | 0 | 0 | 0 | 0
CSAPR- NOX Annual- GA | 194 | 7070 | Rate Constraint in MTons | FALSE | L | Annual | Allowances Withdrawn (n:1) | Thousand Tons | 0 | 0 | 0 | 0 | 0 | 0 | 0
CSAPR- NOX Annual- GA | 194 | 7070 | Rate Constraint in MTons | FALSE | L | Annual | Net Emissions Allowance Position | Thousand Tons | 6.7395 | 6.6288 | 3.234 | 2.3117 | 1.6574 | 1.2216 | 1.1474
CSAPR- NOX Annual- GA | 194 | 7070 | Rate Constraint in MTons | FALSE | L | Annual | Fuel Consumed | TBtu | 518.0577 | 534.1587 | 430.0089 | 343.5522 | 266.8942 | 192.7161 | 187.9343
CSAPR- NOX Annual- GA | 194 | 7070 | Rate Constraint in MTons | FALSE | L | Annual | Rate | lb/MMBtu | 0.026018 | 0.024819 | 0.015042 | 0.013457 | 0.01242 | 0.012678 | 0.012211
CSAPR- NOX Annual- GA | 194 | 7070 | Rate Constraint in MTons | FALSE | L | Annual | Generation | TWh | 114.7858 | 116.868 | 121.0622 | 108.73 | 94.0756 | 77.5686 | 94.4228
CSAPR- NOX Annual- GA | 194 | 7070 | Rate Constraint in MTons | FALSE | L | Annual | Qualifying Generation | TWh | 68.4648 | 70.2085 | 58.9325 | 47.7275 | 36.656 | 26.4991 | 25.7447
CSAPR- NOX Annual- GA | 194 | 7070 | Rate Constraint in MTons | FALSE | L | Annual | Rate | lb/MWh | 0.19688 | 0.18883 | 0.10975 | 0.09687 | 0.090429 | 0.092198 | 0.089139
CSAPR- NOX Annual- GA | 194 | 7070 | Rate Constraint in MTons | FALSE | L | Annual | Constraint Shadow Price | US2019$/Ton | 0 | 0 | 0 | 0 | 0 | 0 | 0
CSAPR- NOX Annual- IA | 195 | 7071 | Rate Constraint in MTons | FALSE | L | Annual | Seasons Included | Seasons | Winter, WintShld, Summer | Winter, WintShld, Summer | Winter, WintShld, Summer | Winter, WintShld, Summer | Winter, WintShld, Summer | Winter, WintShld, Summer | Winter, WintShld, Summer
CSAPR- NOX Annual- IA | 195 | 7071 | Rate Constraint in MTons | FALSE | L | Annual | Standard NOX | Thousand Tons | 44.2476 | 44.2476 | 44.2476 | 44.2476 | 44.2476 | 44.2476 | 44.2476
CSAPR- NOX Annual- IA | 195 | 7071 | Rate Constraint in MTons | FALSE | L | Annual | Emissions at Affected Plants NOX | Thousand Tons | 21.9373 | 19.4519 | 0.41492 | 0.064541 | 0.035399 | 0.034881 | 0.036238
CSAPR- NOX Annual- IA | 195 | 7071 | Rate Constraint in MTons | FALSE | L | Annual | Allowances Purchased NOX | Thousand Tons | 0 | 0 | 0 | 0 | 0 | 0 | 0
CSAPR- NOX Annual- IA | 195 | 7071 | Rate Constraint in MTons | FALSE | L | Annual | Allowances Sold NOX | Thousand Tons | 0 | 0 | 0 | 0 | 0 | 0 | 0
CSAPR- NOX Annual- IA | 195 | 7071 | Rate Constraint in MTons | FALSE | L | Annual | Allowances Banked | Thousand Tons | 0 | 0 | 0 | 0 | 0 | 0 | 0
CSAPR- NOX Annual- IA | 195 | 7071 | Rate Constraint in MTons | FALSE | L | Annual | Allowances Withdrawn (1:1) | Thousand Tons | 0 | 0 | 0 | 0 | 0 | 0 | 0
CSAPR- NOX Annual- IA | 195 | 7071 | Rate Constraint in MTons | FALSE | L | Annual | Allowances Withdrawn (n:1) | Thousand Tons | 0 | 0 | 0 | 0 | 0 | 0 | 0
CSAPR- NOX Annual- IA | 195 | 7071 | Rate Constraint in MTons | FALSE | L | Annual | Net Emissions Allowance Position | Thousand Tons | 21.9373 | 19.4519 | 0.41492 | 0.064541 | 0.035399 | 0.034881 | 0.036238
CSAPR- NOX Annual- IA | 195 | 7071 | Rate Constraint in MTons | FALSE | L | Annual | Fuel Consumed | TBtu | 370.5072 | 353.2526 | 50.8775 | 16.6241 | 8.8194 | 8.7247 | 8.9345
CSAPR- NOX Annual- IA | 195 | 7071 | Rate Constraint in MTons | FALSE | L | Annual | Rate | lb/MMBtu | 0.11842 | 0.11013 | 0.016311 | 0.0077648 | 0.0080277 | 0.0079961 | 0.0081119
CSAPR- NOX Annual- IA | 195 | 7071 | Rate Constraint in MTons | FALSE | L | Annual | Generation | TWh | 41.9568 | 42.9333 | 9.1868 | 2.8861 | 1.5383 | 1.4295 | 1.3662
CSAPR- NOX Annual- IA | 195 | 7071 | Rate Constraint in MTons | FALSE | L | Annual | Qualifying Generation | TWh | 39.5716 | 38.4347 | 6.662 | 2.3456 | 1.2296 | 1.2146 | 1.2554
CSAPR- NOX Annual- IA | 195 | 7071 | Rate Constraint in MTons | FALSE | L | Annual | Rate | lb/MWh | 1.1087 | 1.0122 | 0.12456 | 0.055032 | 0.057577 | 0.057438 | 0.05773
CSAPR- NOX Annual- IA | 195 | 7071 | Rate Constraint in MTons | FALSE | L | Annual | Constraint Shadow Price | US2019$/Ton | 0 | 0 | 0 | 0 | 0 | 0 | 0
CSAPR- NOX Annual- IL | 196 | 7072 | Rate Constraint in MTons | FALSE | L | Annual | Seasons Included | Seasons | Winter, WintShld, Summer | Winter, WintShld, Summer | Winter, WintShld, Summer | Winter, WintShld, Summer | Winter, WintShld, Summer | Winter, WintShld, Summer | Winter, WintShld, Summer
CSAPR- NOX Annual- IL | 196 | 7072 | Rate Constraint in MTons | FALSE | L | Annual | Standard NOX | Thousand Tons | 56.489 | 56.489 | 56.489 | 56.489 | 56.489 | 56.489 | 56.489
CSAPR- NOX Annual- IL | 196 | 7072 | Rate Constraint in MTons | FALSE | L | Annual | Emissions at Affected Plants NOX | Thousand Tons | 5.8052 | 6.0157 | 2.6134 | 0.39062 | 0.009054 | 0.0083936 | 0.0082246
CSAPR- NOX Annual- IL | 196 | 7072 | Rate Constraint in MTons | FALSE | L | Annual | Allowances Purchased NOX | Thousand Tons | 0 | 0 | 0 | 0 | 0 | 0 | 0
CSAPR- NOX Annual- IL | 196 | 7072 | Rate Constraint in MTons | FALSE | L | Annual | Allowances Sold NOX | Thousand Tons | 0 | 0 | 0 | 0 | 0 | 0 | 0
CSAPR- NOX Annual- IL | 196 | 7072 | Rate Constraint in MTons | FALSE | L | Annual | Allowances Banked | Thousand Tons | 0 | 0 | 0 | 0 | 0 | 0 | 0
CSAPR- NOX Annual- IL | 196 | 7072 | Rate Constraint in MTons | FALSE | L | Annual | Allowances Withdrawn (1:1) | Thousand Tons | 0 | 0 | 0 | 0 | 0 | 0 | 0
CSAPR- NOX Annual- IL | 196 | 7072 | Rate Constraint in MTons | FALSE | L | Annual | Allowances Withdrawn (n:1) | Thousand Tons | 0 | 0 | 0 | 0 | 0 | 0 | 0
CSAPR- NOX Annual- IL | 196 | 7072 | Rate Constraint in MTons | FALSE | L | Annual | Net Emissions Allowance Position | Thousand Tons | 5.8052 | 6.0157 | 2.6134 | 0.39062 | 0.009054 | 0.0083936 | 0.0082246
CSAPR- NOX Annual- IL | 196 | 7072 | Rate Constraint in MTons | FALSE | L | Annual | Fuel Consumed | TBtu | 326.4948 | 372.7026 | 180.2907 | 47.2026 | 0.38882 | 0.31016 | 0.23647
CSAPR- NOX Annual- IL | 196 | 7072 | Rate Constraint in MTons | FALSE | L | Annual | Rate | lb/MMBtu | 0.035561 | 0.032282 | 0.028991 | 0.016551 | 0.046572 | 0.054124 | 0.069561
CSAPR- NOX Annual- IL | 196 | 7072 | Rate Constraint in MTons | FALSE | L | Annual | Generation | TWh | 53.2597 | 62.6896 | 36.0887 | 16.1863 | 6.9483 | 5.0712 | 5.0588
CSAPR- NOX Annual- IL | 196 | 7072 | Rate Constraint in MTons | FALSE | L | Annual | Qualifying Generation | TWh | 41.0032 | 48.0595 | 23.9768 | 6.9525 | 0.046788 | 0.038598 | 0.031416
CSAPR- NOX Annual- IL | 196 | 7072 | Rate Constraint in MTons | FALSE | L | Annual | Rate | lb/MWh | 0.28316 | 0.25034 | 0.218 | 0.11237 | 0.38702 | 0.43492 | 0.52359
CSAPR- NOX Annual- IL | 196 | 7072 | Rate Constraint in MTons | FALSE | L | Annual | Constraint Shadow Price | US2019$/Ton | 0 | 0 | 0 | 0 | 0 | 0 | 0
CSAPR- NOX Annual- IN | 197 | 7073 | Rate Constraint in MTons | FALSE | L | Annual | Seasons Included | Seasons | Winter, WintShld, Summer | Winter, WintShld, Summer | Winter, WintShld, Summer | Winter, WintShld, Summer | Winter, WintShld, Summer | Winter, WintShld, Summer | Winter, WintShld, Summer
CSAPR- NOX Annual- IN | 197 | 7073 | Rate Constraint in MTons | FALSE | L | Annual | Standard NOX | Thousand Tons | 127.9403 | 127.9403 | 127.9403 | 127.9403 | 127.9403 | 127.9403 | 127.9403
CSAPR- NOX Annual- IN | 197 | 7073 | Rate Constraint in MTons | FALSE | L | Annual | Emissions at Affected Plants NOX | Thousand Tons | 33.7174 | 19.664 | 4.1484 | 3.5596 | 0.71647 | 0.31619 | 0.32469
CSAPR- NOX Annual- IN | 197 | 7073 | Rate Constraint in MTons | FALSE | L | Annual | Allowances Purchased NOX | Thousand Tons | 0 | 0 | 0 | 0 | 0 | 0 | 0
CSAPR- NOX Annual- IN | 197 | 7073 | Rate Constraint in MTons | FALSE | L | Annual | Allowances Sold NOX | Thousand Tons | 0 | 0 | 0 | 0 | 0 | 0 | 0
CSAPR- NOX Annual- IN | 197 | 7073 | Rate Constraint in MTons | FALSE | L | Annual | Allowances Banked | Thousand Tons | 0 | 0 | 0 | 0 | 0 | 0 | 0
CSAPR- NOX Annual- IN | 197 | 7073 | Rate Constraint in MTons | FALSE | L | Annual | Allowances Withdrawn (1:1) | Thousand Tons | 0 | 0 | 0 | 0 | 0 | 0 | 0
CSAPR- NOX Annual- IN | 197 | 7073 | Rate Constraint in MTons | FALSE | L | Annual | Allowances Withdrawn (n:1) | Thousand Tons | 0 | 0 | 0 | 0 | 0 | 0 | 0
CSAPR- NOX Annual- IN | 197 | 7073 | Rate Constraint in MTons | FALSE | L | Annual | Net Emissions Allowance Position | Thousand Tons | 33.7174 | 19.664 | 4.1484 | 3.5596 | 0.71647 | 0.31619 | 0.32469
CSAPR- NOX Annual- IN | 197 | 7073 | Rate Constraint in MTons | FALSE | L | Annual | Fuel Consumed | TBtu | 704.4208 | 589.2804 | 278.5106 | 189.4805 | 88.9276 | 71.832 | 74.31
CSAPR- NOX Annual- IN | 197 | 7073 | Rate Constraint in MTons | FALSE | L | Annual | Rate | lb/MMBtu | 0.095731 | 0.066739 | 0.02979 | 0.037572 | 0.016114 | 0.0088035 | 0.0087389
CSAPR- NOX Annual- IN | 197 | 7073 | Rate Constraint in MTons | FALSE | L | Annual | Generation | TWh | 74.7876 | 64.4428 | 32.1863 | 22.4576 | 14.8963 | 12.763 | 13.4722
CSAPR- NOX Annual- IN | 197 | 7073 | Rate Constraint in MTons | FALSE | L | Annual | Qualifying Generation | TWh | 74.5538 | 64.0948 | 32.015 | 20.2376 | 11.1753 | 9.7193 | 10.05
CSAPR- NOX Annual- IN | 197 | 7073 | Rate Constraint in MTons | FALSE | L | Annual | Rate | lb/MWh | 0.90451 | 0.61359 | 0.25915 | 0.35178 | 0.12822 | 0.065064 | 0.064616
CSAPR- NOX Annual- IN | 197 | 7073 | Rate Constraint in MTons | FALSE | L | Annual | Constraint Shadow Price | US2019$/Ton | 0 | 0 | 0 | 0 | 0 | 0 | 0
CSAPR- NOX Annual- KS | 198 | 7074 | Rate Constraint in MTons | FALSE | L | Annual | Seasons Included | Seasons | Winter, WintShld, Summer | Winter, WintShld, Summer | Winter, WintShld, Summer | Winter, WintShld, Summer | Winter, WintShld, Summer | Winter, WintShld, Summer | Winter, WintShld, Summer
CSAPR- NOX Annual- KS | 198 | 7074 | Rate Constraint in MTons | FALSE | L | Annual | Standard NOX | Thousand Tons | 36.9977 | 36.9977 | 36.9977 | 36.9977 | 36.9977 | 36.9977 | 36.9977
CSAPR- NOX Annual- KS | 198 | 7074 | Rate Constraint in MTons | FALSE | L | Annual | Emissions at Affected Plants NOX | Thousand Tons | 7.2294 | 0.34604 | 0.040147 | 0.010999 | 0.015131 | 0.027317 | 0.016448
CSAPR- NOX Annual- KS | 198 | 7074 | Rate Constraint in MTons | FALSE | L | Annual | Allowances Purchased NOX | Thousand Tons | 0 | 0 | 0 | 0 | 0 | 0 | 0
CSAPR- NOX Annual- KS | 198 | 7074 | Rate Constraint in MTons | FALSE | L | Annual | Allowances Sold NOX | Thousand Tons | 0 | 0 | 0 | 0 | 0 | 0 | 0
CSAPR- NOX Annual- KS | 198 | 7074 | Rate Constraint in MTons | FALSE | L | Annual | Allowances Banked | Thousand Tons | 0 | 0 | 0 | 0 | 0 | 0 | 0
CSAPR- NOX Annual- KS | 198 | 7074 | Rate Constraint in MTons | FALSE | L | Annual | Allowances Withdrawn (1:1) | Thousand Tons | 0 | 0 | 0 | 0 | 0 | 0 | 0
CSAPR- NOX Annual- KS | 198 | 7074 | Rate Constraint in MTons | FALSE | L | Annual | Allowances Withdrawn (n:1) | Thousand Tons | 0 | 0 | 0 | 0 | 0 | 0 | 0
CSAPR- NOX Annual- KS | 198 | 7074 | Rate Constraint in MTons | FALSE | L | Annual | Net Emissions Allowance Position | Thousand Tons | 7.2294 | 0.34604 | 0.040147 | 0.010999 | 0.015131 | 0.027317 | 0.016448
CSAPR- NOX Annual- KS | 198 | 7074 | Rate Constraint in MTons | FALSE | L | Annual | Fuel Consumed | TBtu | 144.4058 | 10.2326 | 1.3982 | 0.55226 | 0.49863 | 0.84694 | 1.1569
CSAPR- NOX Annual- KS | 198 | 7074 | Rate Constraint in MTons | FALSE | L | Annual | Rate | lb/MMBtu | 0.10013 | 0.067634 | 0.057426 | 0.039834 | 0.060692 | 0.064508 | 0.028434
CSAPR- NOX Annual- KS | 198 | 7074 | Rate Constraint in MTons | FALSE | L | Annual | Generation | TWh | 13.4845 | 1.1734 | 0.12871 | 0.052345 | 0.11169 | 0.1878 | 0.26808
CSAPR- NOX Annual- KS | 198 | 7074 | Rate Constraint in MTons | FALSE | L | Annual | Qualifying Generation | TWh | 13.4845 | 1.1734 | 0.12871 | 0.052345 | 0.047077 | 0.072808 | 0.10948
CSAPR- NOX Annual- KS | 198 | 7074 | Rate Constraint in MTons | FALSE | L | Annual | Rate | lb/MWh | 1.0723 | 0.5898 | 0.62382 | 0.42026 | 0.64283 | 0.7504 | 0.30046
CSAPR- NOX Annual- KS | 198 | 7074 | Rate Constraint in MTons | FALSE | L | Annual | Constraint Shadow Price | US2019$/Ton | 0 | 0 | 0 | 0 | 0 | 0 | 0
CSAPR- NOX Annual- KY | 199 | 7075 | Rate Constraint in MTons | FALSE | L | Annual | Seasons Included | Seasons | Winter, WintShld, Summer | Winter, WintShld, Summer | Winter, WintShld, Summer | Winter, WintShld, Summer | Winter, WintShld, Summer | Winter, WintShld, Summer | Winter, WintShld, Summer
CSAPR- NOX Annual- KY | 199 | 7075 | Rate Constraint in MTons | FALSE | L | Annual | Standard NOX | Thousand Tons | 91.1408 | 91.1408 | 91.1408 | 91.1408 | 91.1408 | 91.1408 | 91.1408
CSAPR- NOX Annual- KY | 199 | 7075 | Rate Constraint in MTons | FALSE | L | Annual | Emissions at Affected Plants NOX | Thousand Tons | 21.7092 | 10.0223 | 6.062 | 5.2317 | 1.0601 | 0.86939 | 0.85694
CSAPR- NOX Annual- KY | 199 | 7075 | Rate Constraint in MTons | FALSE | L | Annual | Allowances Purchased NOX | Thousand Tons | 0 | 0 | 0 | 0 | 0 | 0 | 0
CSAPR- NOX Annual- KY | 199 | 7075 | Rate Constraint in MTons | FALSE | L | Annual | Allowances Sold NOX | Thousand Tons | 0 | 0 | 0 | 0 | 0 | 0 | 0
CSAPR- NOX Annual- KY | 199 | 7075 | Rate Constraint in MTons | FALSE | L | Annual | Allowances Banked | Thousand Tons | 0 | 0 | 0 | 0 | 0 | 0 | 0
CSAPR- NOX Annual- KY | 199 | 7075 | Rate Constraint in MTons | FALSE | L | Annual | Allowances Withdrawn (1:1) | Thousand Tons | 0 | 0 | 0 | 0 | 0 | 0 | 0
CSAPR- NOX Annual- KY | 199 | 7075 | Rate Constraint in MTons | FALSE | L | Annual | Allowances Withdrawn (n:1) | Thousand Tons | 0 | 0 | 0 | 0 | 0 | 0 | 0
CSAPR- NOX Annual- KY | 199 | 7075 | Rate Constraint in MTons | FALSE | L | Annual | Net Emissions Allowance Position | Thousand Tons | 21.7092 | 10.0223 | 6.062 | 5.2317 | 1.0601 | 0.86939 | 0.85694
CSAPR- NOX Annual- KY | 199 | 7075 | Rate Constraint in MTons | FALSE | L | Annual | Fuel Consumed | TBtu | 524.3091 | 453.2563 | 342.7788 | 309.214 | 163.9751 | 134.7738 | 131.9639
CSAPR- NOX Annual- KY | 199 | 7075 | Rate Constraint in MTons | FALSE | L | Annual | Rate | lb/MMBtu | 0.082811 | 0.044223 | 0.03537 | 0.033838 | 0.01293 | 0.012901 | 0.012988
CSAPR- NOX Annual- KY | 199 | 7075 | Rate Constraint in MTons | FALSE | L | Annual | Generation | TWh | 71.1808 | 69.6432 | 54.5068 | 51.0814 | 35.2197 | 27.9476 | 27.8848
CSAPR- NOX Annual- KY | 199 | 7075 | Rate Constraint in MTons | FALSE | L | Annual | Qualifying Generation | TWh | 59.1813 | 55.8384 | 43.581 | 39.1777 | 24.5277 | 20.1697 | 19.6273
CSAPR- NOX Annual- KY | 199 | 7075 | Rate Constraint in MTons | FALSE | L | Annual | Rate | lb/MWh | 0.73365 | 0.35897 | 0.27819 | 0.26707 | 0.086439 | 0.086207 | 0.087322
CSAPR- NOX Annual- KY | 199 | 7075 | Rate Constraint in MTons | FALSE | L | Annual | Constraint Shadow Price | US2019$/Ton | 0 | 0 | 0 | 0 | 0 | 0 | 0
CSAPR- NOX Annual- MD | 200 | 7076 | Rate Constraint in MTons | FALSE | L | Annual | Seasons Included | Seasons | Winter, WintShld, Summer | Winter, WintShld, Summer | Winter, WintShld, Summer | Winter, WintShld, Summer | Winter, WintShld, Summer | Winter, WintShld, Summer | Winter, WintShld, Summer
CSAPR- NOX Annual- MD | 200 | 7076 | Rate Constraint in MTons | FALSE | L | Annual | Standard NOX | Thousand Tons | 19.5573 | 19.5573 | 19.5573 | 19.5573 | 19.5573 | 19.5573 | 19.5573
CSAPR- NOX Annual- MD | 200 | 7076 | Rate Constraint in MTons | FALSE | L | Annual | Emissions at Affected Plants NOX | Thousand Tons | 0.67163 | 0.68039 | 0.41333 | 0.25452 | 0.24488 | 0.34588 | 0.36122
CSAPR- NOX Annual- MD | 200 | 7076 | Rate Constraint in MTons | FALSE | L | Annual | Allowances Purchased NOX | Thousand Tons | 0 | 0 | 0 | 0 | 0 | 0 | 0
CSAPR- NOX Annual- MD | 200 | 7076 | Rate Constraint in MTons | FALSE | L | Annual | Allowances Sold NOX | Thousand Tons | 0 | 0 | 0 | 0 | 0 | 0 | 0
CSAPR- NOX Annual- MD | 200 | 7076 | Rate Constraint in MTons | FALSE | L | Annual | Allowances Banked | Thousand Tons | 0 | 0 | 0 | 0 | 0 | 0 | 0
CSAPR- NOX Annual- MD | 200 | 7076 | Rate Constraint in MTons | FALSE | L | Annual | Allowances Withdrawn (1:1) | Thousand Tons | 0 | 0 | 0 | 0 | 0 | 0 | 0
CSAPR- NOX Annual- MD | 200 | 7076 | Rate Constraint in MTons | FALSE | L | Annual | Allowances Withdrawn (n:1) | Thousand Tons | 0 | 0 | 0 | 0 | 0 | 0 | 0
CSAPR- NOX Annual- MD | 200 | 7076 | Rate Constraint in MTons | FALSE | L | Annual | Net Emissions Allowance Position | Thousand Tons | 0.67163 | 0.68039 | 0.41333 | 0.25452 | 0.24488 | 0.34588 | 0.36122
CSAPR- NOX Annual- MD | 200 | 7076 | Rate Constraint in MTons | FALSE | L | Annual | Fuel Consumed | TBtu | 140.5358 | 140.547 | 114.1197 | 80.0487 | 79.3299 | 92.3155 | 95.527
CSAPR- NOX Annual- MD | 200 | 7076 | Rate Constraint in MTons | FALSE | L | Annual | Rate | lb/MMBtu | 0.0095582 | 0.009682 | 0.0072438 | 0.0063591 | 0.0061736 | 0.0074934 | 0.0075627
CSAPR- NOX Annual- MD | 200 | 7076 | Rate Constraint in MTons | FALSE | L | Annual | Generation | TWh | 19.5606 | 19.5852 | 16.0146 | 11.3866 | 11.8681 | 20.0031 | 24.3289
CSAPR- NOX Annual- MD | 200 | 7076 | Rate Constraint in MTons | FALSE | L | Annual | Qualifying Generation | TWh | 19.5606 | 19.5852 | 16.0146 | 11.2816 | 11.1867 | 12.8407 | 13.2354
CSAPR- NOX Annual- MD | 200 | 7076 | Rate Constraint in MTons | FALSE | L | Annual | Rate | lb/MWh | 0.068672 | 0.06948 | 0.051619 | 0.045121 | 0.04378 | 0.053872 | 0.054584
CSAPR- NOX Annual- MD | 200 | 7076 | Rate Constraint in MTons | FALSE | L | Annual | Constraint Shadow Price | US2019$/Ton | 0 | 0 | 0 | 0 | 0 | 0 | 0
CSAPR- NOX Annual- MI | 201 | 7077 | Rate Constraint in MTons | FALSE | L | Annual | Seasons Included | Seasons | Winter, WintShld, Summer | Winter, WintShld, Summer | Winter, WintShld, Summer | Winter, WintShld, Summer | Winter, WintShld, Summer | Winter, WintShld, Summer | Winter, WintShld, Summer
CSAPR- NOX Annual- MI | 201 | 7077 | Rate Constraint in MTons | FALSE | L | Annual | Standard NOX | Thousand Tons | 74.3872 | 74.3872 | 74.3872 | 74.3872 | 74.3872 | 74.3872 | 74.3872
CSAPR- NOX Annual- MI | 201 | 7077 | Rate Constraint in MTons | FALSE | L | Annual | Emissions at Affected Plants NOX | Thousand Tons | 16.4319 | 13.7938 | 8.7509 | 4.616 | 3.8891 | 4.0764 | 3.778
CSAPR- NOX Annual- MI | 201 | 7077 | Rate Constraint in MTons | FALSE | L | Annual | Allowances Purchased NOX | Thousand Tons | 0 | 0 | 0 | 0 | 0 | 0 | 0
CSAPR- NOX Annual- MI | 201 | 7077 | Rate Constraint in MTons | FALSE | L | Annual | Allowances Sold NOX | Thousand Tons | 0 | 0 | 0 | 0 | 0 | 0 | 0
CSAPR- NOX Annual- MI | 201 | 7077 | Rate Constraint in MTons | FALSE | L | Annual | Allowances Banked | Thousand Tons | 0 | 0 | 0 | 0 | 0 | 0 | 0
CSAPR- NOX Annual- MI | 201 | 7077 | Rate Constraint in MTons | FALSE | L | Annual | Allowances Withdrawn (1:1) | Thousand Tons | 0 | 0 | 0 | 0 | 0 | 0 | 0
CSAPR- NOX Annual- MI | 201 | 7077 | Rate Constraint in MTons | FALSE | L | Annual | Allowances Withdrawn (n:1) | Thousand Tons | 0 | 0 | 0 | 0 | 0 | 0 | 0
CSAPR- NOX Annual- MI | 201 | 7077 | Rate Constraint in MTons | FALSE | L | Annual | Net Emissions Allowance Position | Thousand Tons | 16.4319 | 13.7938 | 8.7509 | 4.616 | 3.8891 | 4.0764 | 3.778
CSAPR- NOX Annual- MI | 201 | 7077 | Rate Constraint in MTons | FALSE | L | Annual | Fuel Consumed | TBtu | 596.9602 | 583.8664 | 430.6811 | 323.8403 | 277.9356 | 282.627 | 256.3768
CSAPR- NOX Annual- MI | 201 | 7077 | Rate Constraint in MTons | FALSE | L | Annual | Rate | lb/MMBtu | 0.055052 | 0.04725 | 0.040638 | 0.028508 | 0.027986 | 0.028847 | 0.029472
CSAPR- NOX Annual- MI | 201 | 7077 | Rate Constraint in MTons | FALSE | L | Annual | Generation | TWh | 76.6551 | 74.6342 | 55.2397 | 49.2519 | 44.5098 | 44.025 | 40.6334
CSAPR- NOX Annual- MI | 201 | 7077 | Rate Constraint in MTons | FALSE | L | Annual | Qualifying Generation | TWh | 76.1801 | 73.8037 | 54.1614 | 46.6843 | 40.0325 | 40.2531 | 36.2082
CSAPR- NOX Annual- MI | 201 | 7077 | Rate Constraint in MTons | FALSE | L | Annual | Rate | lb/MWh | 0.4314 | 0.3738 | 0.32314 | 0.19775 | 0.1943 | 0.20254 | 0.20868
CSAPR- NOX Annual- MI | 201 | 7077 | Rate Constraint in MTons | FALSE | L | Annual | Constraint Shadow Price | US2019$/Ton | 0 | 0 | 0 | 0 | 0 | 0 | 0
CSAPR- NOX Annual- MN | 202 | 7078 | Rate Constraint in MTons | FALSE | L | Annual | Seasons Included | Seasons | Winter, WintShld, Summer | Winter, WintShld, Summer | Winter, WintShld, Summer | Winter, WintShld, Summer | Winter, WintShld, Summer | Winter, WintShld, Summer | Winter, WintShld, Summer
CSAPR- NOX Annual- MN | 202 | 7078 | Rate Constraint in MTons | FALSE | L | Annual | Standard NOX | Thousand Tons | 34.895 | 34.895 | 34.895 | 34.895 | 34.895 | 34.895 | 34.895
CSAPR- NOX Annual- MN | 202 | 7078 | Rate Constraint in MTons | FALSE | L | Annual | Emissions at Affected Plants NOX | Thousand Tons | 7.1378 | 1.6623 | 0.23234 | 0.064253 | 0.049864 | 0.03083 | 0.053086
CSAPR- NOX Annual- MN | 202 | 7078 | Rate Constraint in MTons | FALSE | L | Annual | Allowances Purchased NOX | Thousand Tons | 0 | 0 | 0 | 0 | 0 | 0 | 0
CSAPR- NOX Annual- MN | 202 | 7078 | Rate Constraint in MTons | FALSE | L | Annual | Allowances Sold NOX | Thousand Tons | 0 | 0 | 0 | 0 | 0 | 0 | 0
CSAPR- NOX Annual- MN | 202 | 7078 | Rate Constraint in MTons | FALSE | L | Annual | Allowances Banked | Thousand Tons | 0 | 0 | 0 | 0 | 0 | 0 | 0
CSAPR- NOX Annual- MN | 202 | 7078 | Rate Constraint in MTons | FALSE | L | Annual | Allowances Withdrawn (1:1) | Thousand Tons | 0 | 0 | 0 | 0 | 0 | 0 | 0
CSAPR- NOX Annual- MN | 202 | 7078 | Rate Constraint in MTons | FALSE | L | Annual | Allowances Withdrawn (n:1) | Thousand Tons | 0 | 0 | 0 | 0 | 0 | 0 | 0
CSAPR- NOX Annual- MN | 202 | 7078 | Rate Constraint in MTons | FALSE | L | Annual | Net Emissions Allowance Position | Thousand Tons | 7.1378 | 1.6623 | 0.23234 | 0.064253 | 0.049864 | 0.03083 | 0.053086
CSAPR- NOX Annual- MN | 202 | 7078 | Rate Constraint in MTons | FALSE | L | Annual | Fuel Consumed | TBtu | 177.3146 | 90.1656 | 20.179 | 11.3215 | 8.3071 | 5.216 | 8.8337
CSAPR- NOX Annual- MN | 202 | 7078 | Rate Constraint in MTons | FALSE | L | Annual | Rate | lb/MMBtu | 0.08051 | 0.036871 | 0.023028 | 0.01135 | 0.012005 | 0.011821 | 0.012019
CSAPR- NOX Annual- MN | 202 | 7078 | Rate Constraint in MTons | FALSE | L | Annual | Generation | TWh | 30.2174 | 22.5442 | 13.5555 | 14.383 | 12.1646 | 12.2613 | 11.9898
CSAPR- NOX Annual- MN | 202 | 7078 | Rate Constraint in MTons | FALSE | L | Annual | Qualifying Generation | TWh | 19.4364 | 11.7632 | 2.7487 | 1.5533 | 1.1457 | 0.72563 | 1.2165
CSAPR- NOX Annual- MN | 202 | 7078 | Rate Constraint in MTons | FALSE | L | Annual | Rate | lb/MWh | 0.73448 | 0.28262 | 0.16906 | 0.082732 | 0.087042 | 0.084975 | 0.087277
CSAPR- NOX Annual- MN | 202 | 7078 | Rate Constraint in MTons | FALSE | L | Annual | Constraint Shadow Price | US2019$/Ton | 0 | 0 | 0 | 0 | 0 | 0 | 0
CSAPR- NOX Annual- MO | 203 | 7079 | Rate Constraint in MTons | FALSE | L | Annual | Seasons Included | Seasons | Winter, WintShld, Summer | Winter, WintShld, Summer | Winter, WintShld, Summer | Winter, WintShld, Summer | Winter, WintShld, Summer | Winter, WintShld, Summer | Winter, WintShld, Summer
CSAPR- NOX Annual- MO | 203 | 7079 | Rate Constraint in MTons | FALSE | L | Annual | Standard NOX | Thousand Tons | 57.5167 | 57.5167 | 57.5167 | 57.5167 | 57.5167 | 57.5167 | 57.5167
CSAPR- NOX Annual- MO | 203 | 7079 | Rate Constraint in MTons | FALSE | L | Annual | Emissions at Affected Plants NOX | Thousand Tons | 40.6741 | 24.0437 | 1.5649 | 0.41127 | 0.29471 | 0.046813 | 0.027322
CSAPR- NOX Annual- MO | 203 | 7079 | Rate Constraint in MTons | FALSE | L | Annual | Allowances Purchased NOX | Thousand Tons | 0 | 0 | 0 | 0 | 0 | 0 | 0
CSAPR- NOX Annual- MO | 203 | 7079 | Rate Constraint in MTons | FALSE | L | Annual | Allowances Sold NOX | Thousand Tons | 0 | 0 | 0 | 0 | 0 | 0 | 0
CSAPR- NOX Annual- MO | 203 | 7079 | Rate Constraint in MTons | FALSE | L | Annual | Allowances Banked | Thousand Tons | 0 | 0 | 0 | 0 | 0 | 0 | 0
CSAPR- NOX Annual- MO | 203 | 7079 | Rate Constraint in MTons | FALSE | L | Annual | Allowances Withdrawn (1:1) | Thousand Tons | 0 | 0 | 0 | 0 | 0 | 0 | 0
CSAPR- NOX Annual- MO | 203 | 7079 | Rate Constraint in MTons | FALSE | L | Annual | Allowances Withdrawn (n:1) | Thousand Tons | 0 | 0 | 0 | 0 | 0 | 0 | 0
CSAPR- NOX Annual- MO | 203 | 7079 | Rate Constraint in MTons | FALSE | L | Annual | Net Emissions Allowance Position | Thousand Tons | 40.6741 | 24.0437 | 1.5649 | 0.41127 | 0.29471 | 0.046813 | 0.027322
CSAPR- NOX Annual- MO | 203 | 7079 | Rate Constraint in MTons | FALSE | L | Annual | Fuel Consumed | TBtu | 567.2926 | 264.9181 | 42.6651 | 16.8837 | 11.7896 | 4.5184 | 3.4812
CSAPR- NOX Annual- MO | 203 | 7079 | Rate Constraint in MTons | FALSE | L | Annual | Rate | lb/MMBtu | 0.1434 | 0.18152 | 0.073356 | 0.048718 | 0.049995 | 0.020721 | 0.015697
CSAPR- NOX Annual- MO | 203 | 7079 | Rate Constraint in MTons | FALSE | L | Annual | Generation | TWh | 57.2627 | 28.4053 | 4.8368 | 1.8405 | 1.2941 | 0.54197 | 0.50669
CSAPR- NOX Annual- MO | 203 | 7079 | Rate Constraint in MTons | FALSE | L | Annual | Qualifying Generation | TWh | 57.0371 | 27.9797 | 4.5979 | 1.7894 | 1.2631 | 0.52327 | 0.42255
CSAPR- NOX Annual- MO | 203 | 7079 | Rate Constraint in MTons | FALSE | L | Annual | Rate | lb/MWh | 1.4262 | 1.7187 | 0.68068 | 0.45967 | 0.46666 | 0.17893 | 0.12932
CSAPR- NOX Annual- MO | 203 | 7079 | Rate Constraint in MTons | FALSE | L | Annual | Constraint Shadow Price | US2019$/Ton | 0 | 0 | 0 | 0 | 0 | 0 | 0
CSAPR- NOX Annual- NC | 204 | 7080 | Rate Constraint in MTons | FALSE | L | Annual | Seasons Included | Seasons | Winter, WintShld, Summer | Winter, WintShld, Summer | Winter, WintShld, Summer | Winter, WintShld, Summer | Winter, WintShld, Summer | Winter, WintShld, Summer | Winter, WintShld, Summer
CSAPR- NOX Annual- NC | 204 | 7080 | Rate Constraint in MTons | FALSE | L | Annual | Standard NOX | Thousand Tons | 49.0325 | 49.0325 | 49.0325 | 49.0325 | 49.0325 | 49.0325 | 49.0325
CSAPR- NOX Annual- NC | 204 | 7080 | Rate Constraint in MTons | FALSE | L | Annual | Emissions at Affected Plants NOX | Thousand Tons | 9.8168 | 3.6327 | 3.2759 | 3.1634 | 2.9256 | 2.5824 | 2.8451
CSAPR- NOX Annual- NC | 204 | 7080 | Rate Constraint in MTons | FALSE | L | Annual | Allowances Purchased NOX | Thousand Tons | 0 | 0 | 0 | 0 | 0 | 0 | 0
CSAPR- NOX Annual- NC | 204 | 7080 | Rate Constraint in MTons | FALSE | L | Annual | Allowances Sold NOX | Thousand Tons | 0 | 0 | 0 | 0 | 0 | 0 | 0
CSAPR- NOX Annual- NC | 204 | 7080 | Rate Constraint in MTons | FALSE | L | Annual | Allowances Banked | Thousand Tons | 0 | 0 | 0 | 0 | 0 | 0 | 0
CSAPR- NOX Annual- NC | 204 | 7080 | Rate Constraint in MTons | FALSE | L | Annual | Allowances Withdrawn (1:1) | Thousand Tons | 0 | 0 | 0 | 0 | 0 | 0 | 0
CSAPR- NOX Annual- NC | 204 | 7080 | Rate Constraint in MTons | FALSE | L | Annual | Allowances Withdrawn (n:1) | Thousand Tons | 0 | 0 | 0 | 0 | 0 | 0 | 0
CSAPR- NOX Annual- NC | 204 | 7080 | Rate Constraint in MTons | FALSE | L | Annual | Net Emissions Allowance Position | Thousand Tons | 9.8168 | 3.6327 | 3.2759 | 3.1634 | 2.9256 | 2.5824 | 2.8451
CSAPR- NOX Annual- NC | 204 | 7080 | Rate Constraint in MTons | FALSE | L | Annual | Fuel Consumed | TBtu | 527.6451 | 400.5464 | 408.1265 | 397.0417 | 380.0842 | 359.9947 | 414.2852
CSAPR- NOX Annual- NC | 204 | 7080 | Rate Constraint in MTons | FALSE | L | Annual | Rate | lb/MMBtu | 0.03721 | 0.018139 | 0.016053 | 0.015935 | 0.015394 | 0.014347 | 0.013735
CSAPR- NOX Annual- NC | 204 | 7080 | Rate Constraint in MTons | FALSE | L | Annual | Generation | TWh | 99.1042 | 84.6903 | 93.6466 | 90.7865 | 83.799 | 77.7447 | 92.9883
CSAPR- NOX Annual- NC | 204 | 7080 | Rate Constraint in MTons | FALSE | L | Annual | Qualifying Generation | TWh | 72.8406 | 58.0946 | 60.3587 | 58.5215 | 55.0913 | 52.726 | 59.9716
CSAPR- NOX Annual- NC | 204 | 7080 | Rate Constraint in MTons | FALSE | L | Annual | Rate | lb/MWh | 0.26954 | 0.12506 | 0.10855 | 0.10811 | 0.10621 | 0.097957 | 0.094881
CSAPR- NOX Annual- NC | 204 | 7080 | Rate Constraint in MTons | FALSE | L | Annual | Constraint Shadow Price | US2019$/Ton | 0 | 0 | 0 | 0 | 0 | 0 | 0
CSAPR- NOX Annual- NE | 205 | 7081 | Rate Constraint in MTons | FALSE | L | Annual | Seasons Included | Seasons | Winter, WintShld, Summer | Winter, WintShld, Summer | Winter, WintShld, Summer | Winter, WintShld, Summer | Winter, WintShld, Summer | Winter, WintShld, Summer | Winter, WintShld, Summer
CSAPR- NOX Annual- NE | 205 | 7081 | Rate Constraint in MTons | FALSE | L | Annual | Standard NOX | Thousand Tons | 35.446 | 35.446 | 35.446 | 35.446 | 35.446 | 35.446 | 35.446
CSAPR- NOX Annual- NE | 205 | 7081 | Rate Constraint in MTons | FALSE | L | Annual | Emissions at Affected Plants NOX | Thousand Tons | 21.2007 | 16.7123 | 3.0846 | 1.8595 | 1.8438 | 1.1081 | 1.1083
CSAPR- NOX Annual- NE | 205 | 7081 | Rate Constraint in MTons | FALSE | L | Annual | Allowances Purchased NOX | Thousand Tons | 0 | 0 | 0 | 0 | 0 | 0 | 0
CSAPR- NOX Annual- NE | 205 | 7081 | Rate Constraint in MTons | FALSE | L | Annual | Allowances Sold NOX | Thousand Tons | 0 | 0 | 0 | 0 | 0 | 0 | 0
CSAPR- NOX Annual- NE | 205 | 7081 | Rate Constraint in MTons | FALSE | L | Annual | Allowances Banked | Thousand Tons | 0 | 0 | 0 | 0 | 0 | 0 | 0
CSAPR- NOX Annual- NE | 205 | 7081 | Rate Constraint in MTons | FALSE | L | Annual | Allowances Withdrawn (1:1) | Thousand Tons | 0 | 0 | 0 | 0 | 0 | 0 | 0
CSAPR- NOX Annual- NE | 205 | 7081 | Rate Constraint in MTons | FALSE | L | Annual | Allowances Withdrawn (n:1) | Thousand Tons | 0 | 0 | 0 | 0 | 0 | 0 | 0
CSAPR- NOX Annual- NE | 205 | 7081 | Rate Constraint in MTons | FALSE | L | Annual | Net Emissions Allowance Position | Thousand Tons | 21.2007 | 16.7123 | 3.0846 | 1.8595 | 1.8438 | 1.1081 | 1.1083
CSAPR- NOX Annual- NE | 205 | 7081 | Rate Constraint in MTons | FALSE | L | Annual | Fuel Consumed | TBtu | 252.8323 | 207.6579 | 41.1144 | 26.4978 | 26.9062 | 13.8418 | 13.8823
CSAPR- NOX Annual- NE | 205 | 7081 | Rate Constraint in MTons | FALSE | L | Annual | Rate | lb/MMBtu | 0.16771 | 0.16096 | 0.15005 | 0.14035 | 0.13706 | 0.16011 | 0.15967
CSAPR- NOX Annual- NE | 205 | 7081 | Rate Constraint in MTons | FALSE | L | Annual | Generation | TWh | 24.3865 | 20.3295 | 4.7901 | 3.7735 | 3.9511 | 1.4866 | 2.6373
CSAPR- NOX Annual- NE | 205 | 7081 | Rate Constraint in MTons | FALSE | L | Annual | Qualifying Generation | TWh | 24.3865 | 20.3295 | 4.0661 | 2.5953 | 2.6433 | 1.375 | 1.3792
CSAPR- NOX Annual- NE | 205 | 7081 | Rate Constraint in MTons | FALSE | L | Annual | Rate | lb/MWh | 1.7387 | 1.6441 | 1.5172 | 1.433 | 1.3951 | 1.6118 | 1.6072
CSAPR- NOX Annual- NE | 205 | 7081 | Rate Constraint in MTons | FALSE | L | Annual | Constraint Shadow Price | US2019$/Ton | 0 | 0 | 0 | 0 | 0 | 0 | 0
CSAPR- NOX Annual- NJ | 206 | 7082 | Rate Constraint in MTons | FALSE | L | Annual | Seasons Included | Seasons | Winter, WintShld, Summer | Winter, WintShld, Summer | Winter, WintShld, Summer | Winter, WintShld, Summer | Winter, WintShld, Summer | Winter, WintShld, Summer | Winter, WintShld, Summer
CSAPR- NOX Annual- NJ | 206 | 7082 | Rate Constraint in MTons | FALSE | L | Annual | Standard NOX | Thousand Tons | 9.3751 | 9.3751 | 9.3751 | 9.3751 | 9.3751 | 9.3751 | 9.3751
CSAPR- NOX Annual- NJ | 206 | 7082 | Rate Constraint in MTons | FALSE | L | Annual | Emissions at Affected Plants NOX | Thousand Tons | 1.6563 | 1.7468 | 0.95866 | 0.71908 | 0.88873 | 1.1294 | 1.3255
CSAPR- NOX Annual- NJ | 206 | 7082 | Rate Constraint in MTons | FALSE | L | Annual | Allowances Purchased NOX | Thousand Tons | 0 | 0 | 0 | 0 | 0 | 0 | 0
CSAPR- NOX Annual- NJ | 206 | 7082 | Rate Constraint in MTons | FALSE | L | Annual | Allowances Sold NOX | Thousand Tons | 0 | 0 | 0 | 0 | 0 | 0 | 0
CSAPR- NOX Annual- NJ | 206 | 7082 | Rate Constraint in MTons | FALSE | L | Annual | Allowances Banked | Thousand Tons | 0 | 0 | 0 | 0 | 0 | 0 | 0
CSAPR- NOX Annual- NJ | 206 | 7082 | Rate Constraint in MTons | FALSE | L | Annual | Allowances Withdrawn (1:1) | Thousand Tons | 0 | 0 | 0 | 0 | 0 | 0 | 0
CSAPR- NOX Annual- NJ | 206 | 7082 | Rate Constraint in MTons | FALSE | L | Annual | Allowances Withdrawn (n:1) | Thousand Tons | 0 | 0 | 0 | 0 | 0 | 0 | 0
CSAPR- NOX Annual- NJ | 206 | 7082 | Rate Constraint in MTons | FALSE | L | Annual | Net Emissions Allowance Position | Thousand Tons | 1.6563 | 1.7468 | 0.95866 | 0.71908 | 0.88873 | 1.1294 | 1.3255
CSAPR- NOX Annual- NJ | 206 | 7082 | Rate Constraint in MTons | FALSE | L | Annual | Fuel Consumed | TBtu | 262.4095 | 275.777 | 171.7477 | 129.631 | 144.6687 | 176.601 | 227.3314
CSAPR- NOX Annual- NJ | 206 | 7082 | Rate Constraint in MTons | FALSE | L | Annual | Rate | lb/MMBtu | 0.012624 | 0.012668 | 0.011164 | 0.011094 | 0.012286 | 0.012791 | 0.011661
CSAPR- NOX Annual- NJ | 206 | 7082 | Rate Constraint in MTons | FALSE | L | Annual | Generation | TWh | 37.1848 | 39.0195 | 24.1889 | 18.6165 | 21.0915 | 28.0445 | 36.7051
CSAPR- NOX Annual- NJ | 206 | 7082 | Rate Constraint in MTons | FALSE | L | Annual | Qualifying Generation | TWh | 37.1848 | 39.0195 | 24.1889 | 18.5528 | 20.431 | 24.6692 | 31.8308
CSAPR- NOX Annual- NJ | 206 | 7082 | Rate Constraint in MTons | FALSE | L | Annual | Rate | lb/MWh | 0.089087 | 0.089532 | 0.079264 | 0.077517 | 0.086998 | 0.091565 | 0.083283
CSAPR- NOX Annual- NJ | 206 | 7082 | Rate Constraint in MTons | FALSE | L | Annual | Constraint Shadow Price | US2019$/Ton | 0 | 0 | 0 | 0 | 0 | 0 | 0
CSAPR- NOX Annual- NY | 207 | 7083 | Rate Constraint in MTons | FALSE | L | Annual | Seasons Included | Seasons | Winter, WintShld, Summer | Winter, WintShld, Summer | Winter, WintShld, Summer | Winter, WintShld, Summer | Winter, WintShld, Summer | Winter, WintShld, Summer | Winter, WintShld, Summer
CSAPR- NOX Annual- NY | 207 | 7083 | Rate Constraint in MTons | FALSE | L | Annual | Standard NOX | Thousand Tons | 25.632 | 25.632 | 25.632 | 25.632 | 25.632 | 25.632 | 25.632
CSAPR- NOX Annual- NY | 207 | 7083 | Rate Constraint in MTons | FALSE | L | Annual | Emissions at Affected Plants NOX | Thousand Tons | 4.1377 | 3.9541 | 1.8691 | 0.62905 | 0.72019 | 0.8261 | 0.90598
CSAPR- NOX Annual- NY | 207 | 7083 | Rate Constraint in MTons | FALSE | L | Annual | Allowances Purchased NOX | Thousand Tons | 0 | 0 | 0 | 0 | 0 | 0 | 0
CSAPR- NOX Annual- NY | 207 | 7083 | Rate Constraint in MTons | FALSE | L | Annual | Allowances Sold NOX | Thousand Tons | 0 | 0 | 0 | 0 | 0 | 0 | 0
CSAPR- NOX Annual- NY | 207 | 7083 | Rate Constraint in MTons | FALSE | L | Annual | Allowances Banked | Thousand Tons | 0 | 0 | 0 | 0 | 0 | 0 | 0
CSAPR- NOX Annual- NY | 207 | 7083 | Rate Constraint in MTons | FALSE | L | Annual | Allowances Withdrawn (1:1) | Thousand Tons | 0 | 0 | 0 | 0 | 0 | 0 | 0
CSAPR- NOX Annual- NY | 207 | 7083 | Rate Constraint in MTons | FALSE | L | Annual | Allowances Withdrawn (n:1) | Thousand Tons | 0 | 0 | 0 | 0 | 0 | 0 | 0
CSAPR- NOX Annual- NY | 207 | 7083 | Rate Constraint in MTons | FALSE | L | Annual | Net Emissions Allowance Position | Thousand Tons | 4.1377 | 3.9541 | 1.8691 | 0.62905 | 0.72019 | 0.8261 | 0.90598
CSAPR- NOX Annual- NY | 207 | 7083 | Rate Constraint in MTons | FALSE | L | Annual | Fuel Consumed | TBtu | 413.221 | 390.9124 | 202.7674 | 85.931 | 91.8867 | 98.2231 | 104.6419
CSAPR- NOX Annual- NY | 207 | 7083 | Rate Constraint in MTons | FALSE | L | Annual | Rate | lb/MMBtu | 0.020027 | 0.02023 | 0.018436 | 0.014641 | 0.015676 | 0.016821 | 0.017316
CSAPR- NOX Annual- NY | 207 | 7083 | Rate Constraint in MTons | FALSE | L | Annual | Generation | TWh | 56.0525 | 53.2179 | 28.1621 | 12.1068 | 13.0009 | 14.399 | 15.5769
CSAPR- NOX Annual- NY | 207 | 7083 | Rate Constraint in MTons | FALSE | L | Annual | Qualifying Generation | TWh | 56.0525 | 53.2179 | 28.1621 | 12.1068 | 12.9534 | 13.8597 | 14.7527
CSAPR- NOX Annual- NY | 207 | 7083 | Rate Constraint in MTons | FALSE | L | Annual | Rate | lb/MWh | 0.14764 | 0.1486 | 0.13274 | 0.10392 | 0.1112 | 0.11921 | 0.12282
CSAPR- NOX Annual- NY | 207 | 7083 | Rate Constraint in MTons | FALSE | L | Annual | Constraint Shadow Price | US2019$/Ton | 0 | 0 | 0 | 0 | 0 | 0 | 0
CSAPR- NOX Annual- OH | 208 | 7084 | Rate Constraint in MTons | FALSE | L | Annual | Seasons Included | Seasons | Winter, WintShld, Summer | Winter, WintShld, Summer | Winter, WintShld, Summer | Winter, WintShld, Summer | Winter, WintShld, Summer | Winter, WintShld, Summer | Winter, WintShld, Summer
CSAPR- NOX Annual- OH | 208 | 7084 | Rate Constraint in MTons | FALSE | L | Annual | Standard NOX | Thousand Tons | 106.5044 | 106.5044 | 106.5044 | 106.5044 | 106.5044 | 106.5044 | 106.5044
CSAPR- NOX Annual- OH | 208 | 7084 | Rate Constraint in MTons | FALSE | L | Annual | Emissions at Affected Plants NOX | Thousand Tons | 19.247 | 13.9895 | 7.2242 | 4.6831 | 2.491 | 2.2693 | 2.393
CSAPR- NOX Annual- OH | 208 | 7084 | Rate Constraint in MTons | FALSE | L | Annual | Allowances Purchased NOX | Thousand Tons | 0 | 0 | 0 | 0 | 0 | 0 | 0
CSAPR- NOX Annual- OH | 208 | 7084 | Rate Constraint in MTons | FALSE | L | Annual | Allowances Sold NOX | Thousand Tons | 0 | 0 | 0 | 0 | 0 | 0 | 0
CSAPR- NOX Annual- OH | 208 | 7084 | Rate Constraint in MTons | FALSE | L | Annual | Allowances Banked | Thousand Tons | 0 | 0 | 0 | 0 | 0 | 0 | 0
CSAPR- NOX Annual- OH | 208 | 7084 | Rate Constraint in MTons | FALSE | L | Annual | Allowances Withdrawn (1:1) | Thousand Tons | 0 | 0 | 0 | 0 | 0 | 0 | 0
CSAPR- NOX Annual- OH | 208 | 7084 | Rate Constraint in MTons | FALSE | L | Annual | Allowances Withdrawn (n:1) | Thousand Tons | 0 | 0 | 0 | 0 | 0 | 0 | 0
CSAPR- NOX Annual- OH | 208 | 7084 | Rate Constraint in MTons | FALSE | L | Annual | Net Emissions Allowance Position | Thousand Tons | 19.247 | 13.9895 | 7.2242 | 4.6831 | 2.491 | 2.2693 | 2.393
CSAPR- NOX Annual- OH | 208 | 7084 | Rate Constraint in MTons | FALSE | L | Annual | Fuel Consumed | TBtu | 938.3646 | 865.8899 | 790.3217 | 626.3371 | 505.051 | 472.3808 | 494.8862
CSAPR- NOX Annual- OH | 208 | 7084 | Rate Constraint in MTons | FALSE | L | Annual | Rate | lb/MMBtu | 0.041022 | 0.032312 | 0.018282 | 0.014954 | 0.0098644 | 0.0096078 | 0.009671
CSAPR- NOX Annual- OH | 208 | 7084 | Rate Constraint in MTons | FALSE | L | Annual | Generation | TWh | 127.1491 | 120.7242 | 116.9547 | 97.3664 | 84.048 | 76.5816 | 80.9403
CSAPR- NOX Annual- OH | 208 | 7084 | Rate Constraint in MTons | FALSE | L | Annual | Qualifying Generation | TWh | 122.4776 | 116.0527 | 110.4724 | 89.29 | 74.7528 | 69.0836 | 72.381
CSAPR- NOX Annual- OH | 208 | 7084 | Rate Constraint in MTons | FALSE | L | Annual | Rate | lb/MWh | 0.31429 | 0.24109 | 0.13079 | 0.1049 | 0.066647 | 0.065697 | 0.066123
CSAPR- NOX Annual- OH | 208 | 7084 | Rate Constraint in MTons | FALSE | L | Annual | Constraint Shadow Price | US2019$/Ton | 0 | 0 | 0 | 0 | 0 | 0 | 0
CSAPR- NOX Annual- PA | 209 | 7085 | Rate Constraint in MTons | FALSE | L | Annual | Seasons Included | Seasons | Winter, WintShld, Summer | Winter, WintShld, Summer | Winter, WintShld, Summer | Winter, WintShld, Summer | Winter, WintShld, Summer | Winter, WintShld, Summer | Winter, WintShld, Summer
CSAPR- NOX Annual- PA | 209 | 7085 | Rate Constraint in MTons | FALSE | L | Annual | Standard NOX | Thousand Tons | 140.6489 | 140.6489 | 140.6489 | 140.6489 | 140.6489 | 140.6489 | 140.6489
CSAPR- NOX Annual- PA | 209 | 7085 | Rate Constraint in MTons | FALSE | L | Annual | Emissions at Affected Plants NOX | Thousand Tons | 9.0021 | 10.9827 | 7.1226 | 4.0194 | 3.6522 | 3.9618 | 4.8952
CSAPR- NOX Annual- PA | 209 | 7085 | Rate Constraint in MTons | FALSE | L | Annual | Allowances Purchased NOX | Thousand Tons | 0 | 0 | 0 | 0 | 0 | 0 | 0
CSAPR- NOX Annual- PA | 209 | 7085 | Rate Constraint in MTons | FALSE | L | Annual | Allowances Sold NOX | Thousand Tons | 0 | 0 | 0 | 0 | 0 | 0 | 0
CSAPR- NOX Annual- PA | 209 | 7085 | Rate Constraint in MTons | FALSE | L | Annual | Allowances Banked | Thousand Tons | 0 | 0 | 0 | 0 | 0 | 0 | 0
CSAPR- NOX Annual- PA | 209 | 7085 | Rate Constraint in MTons | FALSE | L | Annual | Allowances Withdrawn (1:1) | Thousand Tons | 0 | 0 | 0 | 0 | 0 | 0 | 0
CSAPR- NOX Annual- PA | 209 | 7085 | Rate Constraint in MTons | FALSE | L | Annual | Allowances Withdrawn (n:1) | Thousand Tons | 0 | 0 | 0 | 0 | 0 | 0 | 0
CSAPR- NOX Annual- PA | 209 | 7085 | Rate Constraint in MTons | FALSE | L | Annual | Net Emissions Allowance Position | Thousand Tons | 9.0021 | 10.9827 | 7.1226 | 4.0194 | 3.6522 | 3.9618 | 4.8952
CSAPR- NOX Annual- PA | 209 | 7085 | Rate Constraint in MTons | FALSE | L | Annual | Fuel Consumed | TBtu | 1057.0746 | 1126.6219 | 986.2875 | 811.8216 | 743.996 | 804.4406 | 902.1976
CSAPR- NOX Annual- PA | 209 | 7085 | Rate Constraint in MTons | FALSE | L | Annual | Rate | lb/MMBtu | 0.017032 | 0.019497 | 0.014443 | 0.0099022 | 0.0098179 | 0.0098497 | 0.010852
CSAPR- NOX Annual- PA | 209 | 7085 | Rate Constraint in MTons | FALSE | L | Annual | Generation | TWh | 163.9637 | 171.742 | 165.0132 | 147.0504 | 139.6489 | 147.0671 | 168.8599
CSAPR- NOX Annual- PA | 209 | 7085 | Rate Constraint in MTons | FALSE | L | Annual | Qualifying Generation | TWh | 142.2657 | 150.044 | 134.9044 | 114.3187 | 104.5405 | 113.6051 | 128.1676
CSAPR- NOX Annual- PA | 209 | 7085 | Rate Constraint in MTons | FALSE | L | Annual | Rate | lb/MWh | 0.12655 | 0.14639 | 0.10559 | 0.070319 | 0.069872 | 0.069746 | 0.076387
CSAPR- NOX Annual- PA | 209 | 7085 | Rate Constraint in MTons | FALSE | L | Annual | Constraint Shadow Price | US2019$/Ton | 0 | 0 | 0 | 0 | 0 | 0 | 0
CSAPR- NOX Annual- SC | 210 | 7086 | Rate Constraint in MTons | FALSE | L | Annual | Seasons Included | Seasons | Winter, WintShld, Summer | Winter, WintShld, Summer | Winter, WintShld, Summer | Winter, WintShld, Summer | Winter, WintShld, Summer | Winter, WintShld, Summer | Winter, WintShld, Summer
CSAPR- NOX Annual- SC | 210 | 7086 | Rate Constraint in MTons | FALSE | L | Annual | Standard NOX | Thousand Tons | 38.3476 | 38.3476 | 38.3476 | 38.3476 | 38.3476 | 38.3476 | 38.3476
CSAPR- NOX Annual- SC | 210 | 7086 | Rate Constraint in MTons | FALSE | L | Annual | Emissions at Affected Plants NOX | Thousand Tons | 5.9995 | 3.8771 | 2.7869 | 2.3102 | 2.1776 | 1.3383 | 1.6941
CSAPR- NOX Annual- SC | 210 | 7086 | Rate Constraint in MTons | FALSE | L | Annual | Allowances Purchased NOX | Thousand Tons | 0 | 0 | 0 | 0 | 0 | 0 | 0
CSAPR- NOX Annual- SC | 210 | 7086 | Rate Constraint in MTons | FALSE | L | Annual | Allowances Sold NOX | Thousand Tons | 0 | 0 | 0 | 0 | 0 | 0 | 0
CSAPR- NOX Annual- SC | 210 | 7086 | Rate Constraint in MTons | FALSE | L | Annual | Allowances Banked | Thousand Tons | 0 | 0 | 0 | 0 | 0 | 0 | 0
CSAPR- NOX Annual- SC | 210 | 7086 | Rate Constraint in MTons | FALSE | L | Annual | Allowances Withdrawn (1:1) | Thousand Tons | 0 | 0 | 0 | 0 | 0 | 0 | 0
CSAPR- NOX Annual- SC | 210 | 7086 | Rate Constraint in MTons | FALSE | L | Annual | Allowances Withdrawn (n:1) | Thousand Tons | 0 | 0 | 0 | 0 | 0 | 0 | 0
CSAPR- NOX Annual- SC | 210 | 7086 | Rate Constraint in MTons | FALSE | L | Annual | Net Emissions Allowance Position | Thousand Tons | 5.9995 | 3.8771 | 2.7869 | 2.3102 | 2.1776 | 1.3383 | 1.6941
CSAPR- NOX Annual- SC | 210 | 7086 | Rate Constraint in MTons | FALSE | L | Annual | Fuel Consumed | TBtu | 358.4389 | 322.0099 | 314.7118 | 266.4776 | 249.4547 | 213.0137 | 277.8952
CSAPR- NOX Annual- SC | 210 | 7086 | Rate Constraint in MTons | FALSE | L | Annual | Rate | lb/MMBtu | 0.033476 | 0.024081 | 0.017711 | 0.017339 | 0.017458 | 0.012565 | 0.012193
CSAPR- NOX Annual- SC | 210 | 7086 | Rate Constraint in MTons | FALSE | L | Annual | Generation | TWh | 67.1189 | 64.4774 | 74.5813 | 67.8971 | 62.8661 | 56.4469 | 74.7515
CSAPR- NOX Annual- SC | 210 | 7086 | Rate Constraint in MTons | FALSE | L | Annual | Qualifying Generation | TWh | 47.227 | 44.5855 | 45.891 | 39.2965 | 36.0615 | 32.0072 | 40.8028
CSAPR- NOX Annual- SC | 210 | 7086 | Rate Constraint in MTons | FALSE | L | Annual | Rate | lb/MWh | 0.25407 | 0.17392 | 0.12146 | 0.11758 | 0.12077 | 0.083622 | 0.08304
CSAPR- NOX Annual- SC | 210 | 7086 | Rate Constraint in MTons | FALSE | L | Annual | Constraint Shadow Price | US2019$/Ton | 0 | 0 | 0 | 0 | 0 | 0 | 0
CSAPR- NOX Annual- TN | 211 | 7087 | Rate Constraint in MTons | FALSE | L | Annual | Seasons Included | Seasons | Winter, WintShld, Summer | Winter, WintShld, Summer | Winter, WintShld, Summer | Winter, WintShld, Summer | Winter, WintShld, Summer | Winter, WintShld, Summer | Winter, WintShld, Summer
CSAPR- NOX Annual- TN | 211 | 7087 | Rate Constraint in MTons | FALSE | L | Annual | Standard NOX | Thousand Tons | 22.8177 | 22.8177 | 22.8177 | 22.8177 | 22.8177 | 22.8177 | 22.8177
CSAPR- NOX Annual- TN | 211 | 7087 | Rate Constraint in MTons | FALSE | L | Annual | Emissions at Affected Plants NOX | Thousand Tons | 3.2835 | 1.2945 | 0.83682 | 0.5685 | 0.40968 | 0.31765 | 0.35049
CSAPR- NOX Annual- TN | 211 | 7087 | Rate Constraint in MTons | FALSE | L | Annual | Allowances Purchased NOX | Thousand Tons | 0 | 0 | 0 | 0 | 0 | 0 | 0
CSAPR- NOX Annual- TN | 211 | 7087 | Rate Constraint in MTons | FALSE | L | Annual | Allowances Sold NOX | Thousand Tons | 0 | 0 | 0 | 0 | 0 | 0 | 0
CSAPR- NOX Annual- TN | 211 | 7087 | Rate Constraint in MTons | FALSE | L | Annual | Allowances Banked | Thousand Tons | 0 | 0 | 0 | 0 | 0 | 0 | 0
CSAPR- NOX Annual- TN | 211 | 7087 | Rate Constraint in MTons | FALSE | L | Annual | Allowances Withdrawn (1:1) | Thousand Tons | 0 | 0 | 0 | 0 | 0 | 0 | 0
CSAPR- NOX Annual- TN | 211 | 7087 | Rate Constraint in MTons | FALSE | L | Annual | Allowances Withdrawn (n:1) | Thousand Tons | 0 | 0 | 0 | 0 | 0 | 0 | 0
CSAPR- NOX Annual- TN | 211 | 7087 | Rate Constraint in MTons | FALSE | L | Annual | Net Emissions Allowance Position | Thousand Tons | 3.2835 | 1.2945 | 0.83682 | 0.5685 | 0.40968 | 0.31765 | 0.35049
CSAPR- NOX Annual- TN | 211 | 7087 | Rate Constraint in MTons | FALSE | L | Annual | Fuel Consumed | TBtu | 221.1116 | 176.5269 | 141.9373 | 103.9527 | 75.2418 | 57.7137 | 64.5598
CSAPR- NOX Annual- TN | 211 | 7087 | Rate Constraint in MTons | FALSE | L | Annual | Rate | lb/MMBtu | 0.0297 | 0.014666 | 0.011791 | 0.010938 | 0.01089 | 0.011008 | 0.010858
CSAPR- NOX Annual- TN | 211 | 7087 | Rate Constraint in MTons | FALSE | L | Annual | Generation | TWh | 33.4351 | 29.4613 | 25.0972 | 19.2989 | 14.1448 | 10.7035 | 11.6831
CSAPR- NOX Annual- TN | 211 | 7087 | Rate Constraint in MTons | FALSE | L | Annual | Qualifying Generation | TWh | 28.5531 | 24.4134 | 20.3521 | 15.028 | 10.9078 | 8.3301 | 9.2544
CSAPR- NOX Annual- TN | 211 | 7087 | Rate Constraint in MTons | FALSE | L | Annual | Rate | lb/MWh | 0.23 | 0.10605 | 0.082234 | 0.075658 | 0.075118 | 0.076264 | 0.075746
CSAPR- NOX Annual- TN | 211 | 7087 | Rate Constraint in MTons | FALSE | L | Annual | Constraint Shadow Price | US2019$/Ton | 0 | 0 | 0 | 0 | 0 | 0 | 0
CSAPR- NOX Annual- VA | 212 | 7088 | Rate Constraint in MTons | FALSE | L | Annual | Seasons Included | Seasons | Winter, WintShld, Summer | Winter, WintShld, Summer | Winter, WintShld, Summer | Winter, WintShld, Summer | Winter, WintShld, Summer | Winter, WintShld, Summer | Winter, WintShld, Summer
CSAPR- NOX Annual- VA | 212 | 7088 | Rate Constraint in MTons | FALSE | L | Annual | Standard NOX | Thousand Tons | 39.2256 | 39.2256 | 39.2256 | 39.2256 | 39.2256 | 39.2256 | 39.2256
CSAPR- NOX Annual- VA | 212 | 7088 | Rate Constraint in MTons | FALSE | L | Annual | Emissions at Affected Plants NOX | Thousand Tons | 3.7501 | 4.2955 | 2.7343 | 1.5407 | 1.0616 | 0.059822 | 0.090703
CSAPR- NOX Annual- VA | 212 | 7088 | Rate Constraint in MTons | FALSE | L | Annual | Allowances Purchased NOX | Thousand Tons | 0 | 0 | 0 | 0 | 0 | 0 | 0
CSAPR- NOX Annual- VA | 212 | 7088 | Rate Constraint in MTons | FALSE | L | Annual | Allowances Sold NOX | Thousand Tons | 0 | 0 | 0 | 0 | 0 | 0 | 0
CSAPR- NOX Annual- VA | 212 | 7088 | Rate Constraint in MTons | FALSE | L | Annual | Allowances Banked | Thousand Tons | 0 | 0 | 0 | 0 | 0 | 0 | 0
CSAPR- NOX Annual- VA | 212 | 7088 | Rate Constraint in MTons | FALSE | L | Annual | Allowances Withdrawn (1:1) | Thousand Tons | 0 | 0 | 0 | 0 | 0 | 0 | 0
CSAPR- NOX Annual- VA | 212 | 7088 | Rate Constraint in MTons | FALSE | L | Annual | Allowances Withdrawn (n:1) | Thousand Tons | 0 | 0 | 0 | 0 | 0 | 0 | 0
CSAPR- NOX Annual- VA | 212 | 7088 | Rate Constraint in MTons | FALSE | L | Annual | Net Emissions Allowance Position | Thousand Tons | 3.7501 | 4.2955 | 2.7343 | 1.5407 | 1.0616 | 0.059822 | 0.090703
CSAPR- NOX Annual- VA | 212 | 7088 | Rate Constraint in MTons | FALSE | L | Annual | Fuel Consumed | TBtu | 443.3842 | 468.8258 | 391.4326 | 294.7836 | 245.599 | 10.8767 | 16.4915
CSAPR- NOX Annual- VA | 212 | 7088 | Rate Constraint in MTons | FALSE | L | Annual | Rate | lb/MMBtu | 0.016916 | 0.018325 | 0.013971 | 0.010453 | 0.0086447 | 0.011 | 0.011
CSAPR- NOX Annual- VA | 212 | 7088 | Rate Constraint in MTons | FALSE | L | Annual | Generation | TWh | 69.9406 | 73.7363 | 63.3738 | 51.9856 | 45.6539 | 15.9703 | 20.6326
CSAPR- NOX Annual- VA | 212 | 7088 | Rate Constraint in MTons | FALSE | L | Annual | Qualifying Generation | TWh | 59.9815 | 63.4385 | 53.6938 | 40.8129 | 34.1876 | 1.0983 | 1.676
CSAPR- NOX Annual- VA | 212 | 7088 | Rate Constraint in MTons | FALSE | L | Annual | Rate | lb/MWh | 0.12504 | 0.13542 | 0.10185 | 0.0755 | 0.062103 | 0.10894 | 0.10824
CSAPR- NOX Annual- VA | 212 | 7088 | Rate Constraint in MTons | FALSE | L | Annual | Constraint Shadow Price | US2019$/Ton | 0 | 0 | 0 | 0 | 0 | 0 | 0
CSAPR- NOX Annual- WI | 213 | 7089 | Rate Constraint in MTons | FALSE | L | Annual | Seasons Included | Seasons | Winter, WintShld, Summer | Winter, WintShld, Summer | Winter, WintShld, Summer | Winter, WintShld, Summer | Winter, WintShld, Summer | Winter, WintShld, Summer | Winter, WintShld, Summer
CSAPR- NOX Annual- WI | 213 | 7089 | Rate Constraint in MTons | FALSE | L | Annual | Standard NOX | Thousand Tons | 38.7878 | 38.7878 | 38.7878 | 38.7878 | 38.7878 | 38.7878 | 38.7878
CSAPR- NOX Annual- WI | 213 | 7089 | Rate Constraint in MTons | FALSE | L | Annual | Emissions at Affected Plants NOX | Thousand Tons | 4.9378 | 3.3313 | 0.79031 | 0.48556 | 0.25528 | 0.25869 | 0.27091
CSAPR- NOX Annual- WI | 213 | 7089 | Rate Constraint in MTons | FALSE | L | Annual | Allowances Purchased NOX | Thousand Tons | 0 | 0 | 0 | 0 | 0 | 0 | 0
CSAPR- NOX Annual- WI | 213 | 7089 | Rate Constraint in MTons | FALSE | L | Annual | Allowances Sold NOX | Thousand Tons | 0 | 0 | 0 | 0 | 0 | 0 | 0
CSAPR- NOX Annual- WI | 213 | 7089 | Rate Constraint in MTons | FALSE | L | Annual | Allowances Banked | Thousand Tons | 0 | 0 | 0 | 0 | 0 | 0 | 0
CSAPR- NOX Annual- WI | 213 | 7089 | Rate Constraint in MTons | FALSE | L | Annual | Allowances Withdrawn (1:1) | Thousand Tons | 0 | 0 | 0 | 0 | 0 | 0 | 0
CSAPR- NOX Annual- WI | 213 | 7089 | Rate Constraint in MTons | FALSE | L | Annual | Allowances Withdrawn (n:1) | Thousand Tons | 0 | 0 | 0 | 0 | 0 | 0 | 0
CSAPR- NOX Annual- WI | 213 | 7089 | Rate Constraint in MTons | FALSE | L | Annual | Net Emissions Allowance Position | Thousand Tons | 4.9378 | 3.3313 | 0.79031 | 0.48556 | 0.25528 | 0.25869 | 0.27091
CSAPR- NOX Annual- WI | 213 | 7089 | Rate Constraint in MTons | FALSE | L | Annual | Fuel Consumed | TBtu | 298.1402 | 263.6169 | 125.9785 | 69.8528 | 52.2898 | 53.1015 | 55.7723
CSAPR- NOX Annual- WI | 213 | 7089 | Rate Constraint in MTons | FALSE | L | Annual | Rate | lb/MMBtu | 0.033124 | 0.025274 | 0.012547 | 0.013902 | 0.0097642 | 0.0097434 | 0.0097149
CSAPR- NOX Annual- WI | 213 | 7089 | Rate Constraint in MTons | FALSE | L | Annual | Generation | TWh | 36.6421 | 33.8687 | 17.2555 | 9.6294 | 7.2645 | 7.3774 | 7.6732
CSAPR- NOX Annual- WI | 213 | 7089 | Rate Constraint in MTons | FALSE | L | Annual | Qualifying Generation | TWh | 36.6182 | 33.8268 | 17.2011 | 9.6183 | 7.2469 | 7.3596 | 7.6442
CSAPR- NOX Annual- WI | 213 | 7089 | Rate Constraint in MTons | FALSE | L | Annual | Rate | lb/MWh | 0.26969 | 0.19696 | 0.091891 | 0.10097 | 0.070453 | 0.070301 | 0.07088
CSAPR- NOX Annual- WI | 213 | 7089 | Rate Constraint in MTons | FALSE | L | Annual | Constraint Shadow Price | US2019$/Ton | 0 | 0 | 0 | 0 | 0 | 0 | 0
CSAPR- NOX Annual- WV | 214 | 7090 | Rate Constraint in MTons | FALSE | L | Annual | Seasons Included | Seasons | Winter, WintShld, Summer | Winter, WintShld, Summer | Winter, WintShld, Summer | Winter, WintShld, Summer | Winter, WintShld, Summer | Winter, WintShld, Summer | Winter, WintShld, Summer
CSAPR- NOX Annual- WV | 214 | 7090 | Rate Constraint in MTons | FALSE | L | Annual | Standard NOX | Thousand Tons | 64.4068 | 64.4068 | 64.4068 | 64.4068 | 64.4068 | 64.4068 | 64.4068
CSAPR- NOX Annual- WV | 214 | 7090 | Rate Constraint in MTons | FALSE | L | Annual | Emissions at Affected Plants NOX | Thousand Tons | 28.1809 | 16.5092 | 6.4539 | 0.34151 | 0.046377 | 0.25296 | 0.38387
CSAPR- NOX Annual- WV | 214 | 7090 | Rate Constraint in MTons | FALSE | L | Annual | Allowances Purchased NOX | Thousand Tons | 0 | 0 | 0 | 0 | 0 | 0 | 0
CSAPR- NOX Annual- WV | 214 | 7090 | Rate Constraint in MTons | FALSE | L | Annual | Allowances Sold NOX | Thousand Tons | 0 | 0 | 0 | 0 | 0 | 0 | 0
CSAPR- NOX Annual- WV | 214 | 7090 | Rate Constraint in MTons | FALSE | L | Annual | Allowances Banked | Thousand Tons | 0 | 0 | 0 | 0 | 0 | 0 | 0
CSAPR- NOX Annual- WV | 214 | 7090 | Rate Constraint in MTons | FALSE | L | Annual | Allowances Withdrawn (1:1) | Thousand Tons | 0 | 0 | 0 | 0 | 0 | 0 | 0
CSAPR- NOX Annual- WV | 214 | 7090 | Rate Constraint in MTons | FALSE | L | Annual | Allowances Withdrawn (n:1) | Thousand Tons | 0 | 0 | 0 | 0 | 0 | 0 | 0
CSAPR- NOX Annual- WV | 214 | 7090 | Rate Constraint in MTons | FALSE | L | Annual | Net Emissions Allowance Position | Thousand Tons | 28.1809 | 16.5092 | 6.4539 | 0.34151 | 0.046377 | 0.25296 | 0.38387
CSAPR- NOX Annual- WV | 214 | 7090 | Rate Constraint in MTons | FALSE | L | Annual | Fuel Consumed | TBtu | 581.1979 | 404.0856 | 154.3931 | 14.3484 | 7.8375 | 45.3976 | 69.7593
CSAPR- NOX Annual- WV | 214 | 7090 | Rate Constraint in MTons | FALSE | L | Annual | Rate | lb/MMBtu | 0.096975 | 0.081711 | 0.083604 | 0.047603 | 0.011835 | 0.011144 | 0.011006
CSAPR- NOX Annual- WV | 214 | 7090 | Rate Constraint in MTons | FALSE | L | Annual | Generation | TWh | 58.218 | 37.2028 | 12.01 | 3.6093 | 4.4041 | 10.1357 | 14.6274
CSAPR- NOX Annual- WV | 214 | 7090 | Rate Constraint in MTons | FALSE | L | Annual | Qualifying Generation | TWh | 58.218 | 37.2028 | 12.01 | 1.5545 | 0.78875 | 4.5808 | 7.0912
CSAPR- NOX Annual- WV | 214 | 7090 | Rate Constraint in MTons | FALSE | L | Annual | Rate | lb/MWh | 0.96812 | 0.88752 | 1.0748 | 0.43938 | 0.1176 | 0.11044 | 0.10827
CSAPR- NOX Annual- WV | 214 | 7090 | Rate Constraint in MTons | FALSE | L | Annual | Constraint Shadow Price | US2019$/Ton | 0 | 0 | 0 | 0 | 0 | 0 | 0
CSAPR Rule Constraint- NOX Annual | 215 | 7091 | Rate Constraint in MTons | FALSE | L | Annual | Seasons Included | Seasons | Winter, WintShld, Summer | Winter, WintShld, Summer | Winter, WintShld, Summer | Winter, WintShld, Summer | Winter, WintShld, Summer | Winter, WintShld, Summer | Winter, WintShld, Summer
CSAPR Rule Constraint- NOX Annual | 215 | 7091 | Rate Constraint in MTons | FALSE | L | Annual | Standard NOX | Thousand Tons | 1069.256 | 1069.256 | 1069.256 | 1069.256 | 1069.256 | 1069.256 | 1069.256
CSAPR Rule Constraint- NOX Annual | 215 | 7091 | Rate Constraint in MTons | FALSE | L | Annual | Emissions at Affected Plants NOX | Thousand Tons | 282.7596 | 192.6762 | 69.859 | 39.5297 | 26.1132 | 22.2315 | 24.0357
CSAPR Rule Constraint- NOX Annual | 215 | 7091 | Rate Constraint in MTons | FALSE | L | Annual | Allowances Purchased NOX | Thousand Tons | 0 | 0 | 0 | 0 | 0 | 0 | 0
CSAPR Rule Constraint- NOX Annual | 215 | 7091 | Rate Constraint in MTons | FALSE | L | Annual | Allowances Sold NOX | Thousand Tons | 0 | 0 | 0 | 0 | 0 | 0 | 0
CSAPR Rule Constraint- NOX Annual | 215 | 7091 | Rate Constraint in MTons | FALSE | L | Annual | Allowances Banked | Thousand Tons | 0 | 0 | 0 | 0 | 0 | 0 | 0
CSAPR Rule Constraint- NOX Annual | 215 | 7091 | Rate Constraint in MTons | FALSE | L | Annual | Allowances Withdrawn (1:1) | Thousand Tons | 0 | 0 | 0 | 0 | 0 | 0 | 0
CSAPR Rule Constraint- NOX Annual | 215 | 7091 | Rate Constraint in MTons | FALSE | L | Annual | Allowances Withdrawn (n:1) | Thousand Tons | 0 | 0 | 0 | 0 | 0 | 0 | 0
CSAPR Rule Constraint- NOX Annual | 215 | 7091 | Rate Constraint in MTons | FALSE | L | Annual | Net Emissions Allowance Position | Thousand Tons | 282.7596 | 192.6762 | 69.859 | 39.5297 | 26.1132 | 22.2315 | 24.0357
CSAPR Rule Constraint- NOX Annual | 215 | 7091 | Rate Constraint in MTons | FALSE | L | Annual | Fuel Consumed | TBtu | 10149.1889 | 9051.9305 | 6194.7931 | 4547.4807 | 3729.973 | 3329.3098 | 3645.0806
CSAPR Rule Constraint- NOX Annual | 215 | 7091 | Rate Constraint in MTons | FALSE | L | Annual | Rate | lb/MMBtu | 0.055721 | 0.042571 | 0.022554 | 0.017385 | 0.014002 | 0.013355 | 0.013188
CSAPR Rule Constraint- NOX Annual | 215 | 7091 | Rate Constraint in MTons | FALSE | L | Annual | Generation | TWh | 1251.2277 | 1151.9715 | 835.5351 | 636.4975 | 532.4426 | 475.1376 | 518.7755
CSAPR Rule Constraint- NOX Annual | 215 | 7091 | Rate Constraint in MTons | FALSE | L | Annual | Qualifying Generation | TWh | 1249.5847 | 1150.2726 | 833.2141 | 633.8701 | 529.6366 | 473.8426 | 516.349
CSAPR Rule Constraint- NOX Annual | 215 | 7091 | Rate Constraint in MTons | FALSE | L | Annual | Rate | lb/MWh | 0.45257 | 0.33501 | 0.16769 | 0.12472 | 0.098608 | 0.093835 | 0.093099
CSAPR Rule Constraint- NOX Annual | 215 | 7091 | Rate Constraint in MTons | FALSE | L | Annual | Constraint Shadow Price | US2019$/Ton | 0 | 0 | 0 | 0 | 0 | 0 | 0
CSAPR Rule Constraint- SO2 Annual- Region1 | 216 | 7092 | Rate Constraint in MTons | FALSE | L | Annual | Seasons Included | Seasons | Winter, WintShld, Summer | Winter, WintShld, Summer | Winter, WintShld, Summer | Winter, WintShld, Summer | Winter, WintShld, Summer | Winter, WintShld, Summer | Winter, WintShld, Summer
CSAPR Rule Constraint- SO2 Annual- Region1 | 216 | 7092 | Rate Constraint in MTons | FALSE | L | Annual | Standard SO2 | Thousand Tons | 1372.631 | 1372.631 | 1372.631 | 1372.631 | 1372.631 | 1372.631 | 1372.631
CSAPR Rule Constraint- SO2 Annual- Region1 | 216 | 7092 | Rate Constraint in MTons | FALSE | L | Annual | Emissions at Affected Plants SO2 | Thousand Tons | 270.0149 | 147.0629 | 38.8755 | 16.7364 | 5.026 | 0.25368 | 1.7845
CSAPR Rule Constraint- SO2 Annual- Region1 | 216 | 7092 | Rate Constraint in MTons | FALSE | L | Annual | Allowances Purchased SO2 | Thousand Tons | 0 | 0 | 0 | 0 | 0 | 0 | 0
CSAPR Rule Constraint- SO2 Annual- Region1 | 216 | 7092 | Rate Constraint in MTons | FALSE | L | Annual | Allowances Sold SO2 | Thousand Tons | 0 | 0 | 0 | 0 | 0 | 0 | 0
CSAPR Rule Constraint- SO2 Annual- Region1 | 216 | 7092 | Rate Constraint in MTons | FALSE | L | Annual | Allowances Banked | Thousand Tons | 0 | 0 | 0 | 0 | 0 | 0 | 0
CSAPR Rule Constraint- SO2 Annual- Region1 | 216 | 7092 | Rate Constraint in MTons | FALSE | L | Annual | Allowances Withdrawn (1:1) | Thousand Tons | 0 | 0 | 0 | 0 | 0 | 0 | 0
CSAPR Rule Constraint- SO2 Annual- Region1 | 216 | 7092 | Rate Constraint in MTons | FALSE | L | Annual | Allowances Withdrawn (n:1) | Thousand Tons | 0 | 0 | 0 | 0 | 0 | 0 | 0
CSAPR Rule Constraint- SO2 Annual- Region1 | 216 | 7092 | Rate Constraint in MTons | FALSE | L | Annual | Net Emissions Allowance Position | Thousand Tons | 270.0149 | 147.0629 | 38.8755 | 16.7364 | 5.026 | 0.25368 | 1.7845
CSAPR Rule Constraint- SO2 Annual- Region1 | 216 | 7092 | Rate Constraint in MTons | FALSE | L | Annual | Fuel Consumed | TBtu | 7973.0694 | 7130.6261 | 4812.9157 | 3516.9939 | 2877.8207 | 2673.8312 | 2920.7551
CSAPR Rule Constraint- SO2 Annual- Region1 | 216 | 7092 | Rate Constraint in MTons | FALSE | L | Annual | Rate | lb/MMBtu | 0.067732 | 0.041248 | 0.016155 | 0.0095174 | 0.0034929 | 0.00018975 | 0.001222
CSAPR Rule Constraint- SO2 Annual- Region1 | 216 | 7092 | Rate Constraint in MTons | FALSE | L | Annual | Generation | TWh | 1001.4278 | 923.3786 | 669.6962 | 515.1988 | 435.09 | 402.2355 | 443.791
CSAPR Rule Constraint- SO2 Annual- Region1 | 216 | 7092 | Rate Constraint in MTons | FALSE | L | Annual | Qualifying Generation | TWh | 981.2796 | 903.1064 | 642.3523 | 488.2722 | 410.3618 | 380.0715 | 413.5998
CSAPR Rule Constraint- SO2 Annual- Region1 | 216 | 7092 | Rate Constraint in MTons | FALSE | L | Annual | Rate | lb/MWh | 0.55033 | 0.32568 | 0.12104 | 0.068553 | 0.024495 | 0.0013349 | 0.0086293
CSAPR Rule Constraint- SO2 Annual- Region1 | 216 | 7092 | Rate Constraint in MTons | FALSE | L | Annual | Constraint Shadow Price | US2019$/Ton | 0 | 0 | 0 | 0 | 0 | 0 | 0
CSAPR Rule Constraint- SO2 Annual- Region2 | 217 | 7093 | Rate Constraint in MTons | FALSE | L | Annual | Seasons Included | Seasons | Winter, WintShld, Summer | Winter, WintShld, Summer | Winter, WintShld, Summer | Winter, WintShld, Summer | Winter, WintShld, Summer | Winter, WintShld, Summer | Winter, WintShld, Summer
CSAPR Rule Constraint- SO2 Annual- Region2 | 217 | 7093 | Rate Constraint in MTons | FALSE | L | Annual | Standard SO2 | Thousand Tons | 597.579 | 597.579 | 597.579 | 597.579 | 597.579 | 597.579 | 597.579
CSAPR Rule Constraint- SO2 Annual- Region2 | 217 | 7093 | Rate Constraint in MTons | FALSE | L | Annual | Emissions at Affected Plants SO2 | Thousand Tons | 72.556 | 54.5592 | 10.5924 | 6.2489 | 6.1125 | 4.2734 | 4.2734
CSAPR Rule Constraint- SO2 Annual- Region2 | 217 | 7093 | Rate Constraint in MTons | FALSE | L | Annual | Allowances Purchased SO2 | Thousand Tons | 0 | 0 | 0 | 0 | 0 | 0 | 0
CSAPR Rule Constraint- SO2 Annual- Region2 | 217 | 7093 | Rate Constraint in MTons | FALSE | L | Annual | Allowances Sold SO2 | Thousand Tons | 0 | 0 | 0 | 0 | 0 | 0 | 0
CSAPR Rule Constraint- SO2 Annual- Region2 | 217 | 7093 | Rate Constraint in MTons | FALSE | L | Annual | Allowances Banked | Thousand Tons | 0 | 0 | 0 | 0 | 0 | 0 | 0
CSAPR Rule Constraint- SO2 Annual- Region2 | 217 | 7093 | Rate Constraint in MTons | FALSE | L | Annual | Allowances Withdrawn (1:1) | Thousand Tons | 0 | 0 | 0 | 0 | 0 | 0 | 0
CSAPR Rule Constraint- SO2 Annual- Region2 | 217 | 7093 | Rate Constraint in MTons | FALSE | L | Annual | Allowances Withdrawn (n:1) | Thousand Tons | 0 | 0 | 0 | 0 | 0 | 0 | 0
CSAPR Rule Constraint- SO2 Annual- Region2 | 217 | 7093 | Rate Constraint in MTons | FALSE | L | Annual | Net Emissions Allowance Position | Thousand Tons | 72.556 | 54.5592 | 10.5924 | 6.2489 | 6.1125 | 4.2734 | 4.2734
CSAPR Rule Constraint- SO2 Annual- Region2 | 217 | 7093 | Rate Constraint in MTons | FALSE | L | Annual | Fuel Consumed | TBtu | 2176.1195 | 1921.3044 | 1381.8774 | 1030.4868 | 852.1524 | 655.4786 | 724.3256
CSAPR Rule Constraint- SO2 Annual- Region2 | 217 | 7093 | Rate Constraint in MTons | FALSE | L | Annual | Rate | lb/MMBtu | 0.066684 | 0.056794 | 0.01533 | 0.012128 | 0.014346 | 0.013039 | 0.0118
CSAPR Rule Constraint- SO2 Annual- Region2 | 217 | 7093 | Rate Constraint in MTons | FALSE | L | Annual | Generation | TWh | 306.9236 | 286.0553 | 238.8012 | 195.1525 | 164.0016 | 133.9806 | 152.9044
CSAPR Rule Constraint- SO2 Annual- Region2 | 217 | 7093 | Rate Constraint in MTons | FALSE | L | Annual | Qualifying Generation | TWh | 268.3051 | 247.1662 | 190.8618 | 145.5979 | 119.2748 | 93.7711 | 102.7492
CSAPR Rule Constraint- SO2 Annual- Region2 | 217 | 7093 | Rate Constraint in MTons | FALSE | L | Annual | Rate | lb/MWh | 0.54085 | 0.44148 | 0.111 | 0.085838 | 0.10249 | 0.091146 | 0.083182
CSAPR Rule Constraint- SO2 Annual- Region2 | 217 | 7093 | Rate Constraint in MTons | FALSE | L | Annual | Constraint Shadow Price | US2019$/Ton | 0 | 0 | 0 | 0 | 0 | 0 | 0
CSAPR- SO2 Annual- AL | 218 | 7094 | Rate Constraint in MTons | FALSE | L | Annual | Seasons Included | Seasons | Winter, WintShld, Summer | Winter, WintShld, Summer | Winter, WintShld, Summer | Winter, WintShld, Summer | Winter, WintShld, Summer | Winter, WintShld, Summer | Winter, WintShld, Summer
CSAPR- SO2 Annual- AL | 218 | 7094 | Rate Constraint in MTons | FALSE | L | Annual | Standard SO2 | Thousand Tons | 251.6444 | 251.6444 | 251.6444 | 251.6444 | 251.6444 | 251.6444 | 251.6444
CSAPR- SO2 Annual- AL | 218 | 7094 | Rate Constraint in MTons | FALSE | L | Annual | Emissions at Affected Plants SO2 | Thousand Tons | 2.021 | 1.9292 | 0.26246 | 0.26246 | 0.12607 | 0 | 0
CSAPR- SO2 Annual- AL | 218 | 7094 | Rate Constraint in MTons | FALSE | L | Annual | Allowances Purchased SO2 | Thousand Tons | 0 | 0 | 0 | 0 | 0 | 0 | 0
CSAPR- SO2 Annual- AL | 218 | 7094 | Rate Constraint in MTons | FALSE | L | Annual | Allowances Sold SO2 | Thousand Tons | 0 | 0 | 0 | 0 | 0 | 0 | 0
CSAPR- SO2 Annual- AL | 218 | 7094 | Rate Constraint in MTons | FALSE | L | Annual | Allowances Banked | Thousand Tons | 0 | 0 | 0 | 0 | 0 | 0 | 0
CSAPR- SO2 Annual- AL | 218 | 7094 | Rate Constraint in MTons | FALSE | L | Annual | Allowances Withdrawn (1:1) | Thousand Tons | 0 | 0 | 0 | 0 | 0 | 0 | 0
CSAPR- SO2 Annual- AL | 218 | 7094 | Rate Constraint in MTons | FALSE | L | Annual | Allowances Withdrawn (n:1) | Thousand Tons | 0 | 0 | 0 | 0 | 0 | 0 | 0
CSAPR- SO2 Annual- AL | 218 | 7094 | Rate Constraint in MTons | FALSE | L | Annual | Net Emissions Allowance Position | Thousand Tons | 2.021 | 1.9292 | 0.26246 | 0.26246 | 0.12607 | 0 | 0
CSAPR- SO2 Annual- AL | 218 | 7094 | Rate Constraint in MTons | FALSE | L | Annual | Fuel Consumed | TBtu | 725.0703 | 757.0796 | 574.4651 | 382.0854 | 300.0914 | 229.8442 | 234.6231
CSAPR- SO2 Annual- AL | 218 | 7094 | Rate Constraint in MTons | FALSE | L | Annual | Rate | lb/MMBtu | 0.0055746 | 0.0050964 | 0.00091374 | 0.0013738 | 0.0008402 | 0 | 0
CSAPR- SO2 Annual- AL | 218 | 7094 | Rate Constraint in MTons | FALSE | L | Annual | Generation | TWh | 103.2723 | 107.3433 | 86.8378 | 61.3471 | 50.7731 | 39.3276 | 39.9896
CSAPR- SO2 Annual- AL | 218 | 7094 | Rate Constraint in MTons | FALSE | L | Annual | Qualifying Generation | TWh | 95.306 | 99.1061 | 79.0948 | 54.3731 | 42.7212 | 33.0913 | 33.4965
CSAPR- SO2 Annual- AL | 218 | 7094 | Rate Constraint in MTons | FALSE | L | Annual | Rate | lb/MWh | 0.04241 | 0.038932 | 0.0066365 | 0.0096539 | 0.0059019 | 0 | 0
CSAPR- SO2 Annual- AL | 218 | 7094 | Rate Constraint in MTons | FALSE | L | Annual | Constraint Shadow Price | US2019$/Ton | 0 | 0 | 0 | 0 | 0 | 0 | 0
CSAPR- SO2 Annual- GA | 219 | 7095 | Rate Constraint in MTons | FALSE | L | Annual | Seasons Included | Seasons | Winter, WintShld, Summer | Winter, WintShld, Summer | Winter, WintShld, Summer | Winter, WintShld, Summer | Winter, WintShld, Summer | Winter, WintShld, Summer | Winter, WintShld, Summer
CSAPR- SO2 Annual- GA | 219 | 7095 | Rate Constraint in MTons | FALSE | L | Annual | Standard SO2 | Thousand Tons | 159.9667 | 159.9667 | 159.9667 | 159.9667 | 159.9667 | 159.9667 | 159.9667
CSAPR- SO2 Annual- GA | 219 | 7095 | Rate Constraint in MTons | FALSE | L | Annual | Emissions at Affected Plants SO2 | Thousand Tons | 4.2477 | 3.2467 | 0 | 0 | 0 | 0 | 0
CSAPR- SO2 Annual- GA | 219 | 7095 | Rate Constraint in MTons | FALSE | L | Annual | Allowances Purchased SO2 | Thousand Tons | 0 | 0 | 0 | 0 | 0 | 0 | 0
CSAPR- SO2 Annual- GA | 219 | 7095 | Rate Constraint in MTons | FALSE | L | Annual | Allowances Sold SO2 | Thousand Tons | 0 | 0 | 0 | 0 | 0 | 0 | 0
CSAPR- SO2 Annual- GA | 219 | 7095 | Rate Constraint in MTons | FALSE | L | Annual | Allowances Banked | Thousand Tons | 0 | 0 | 0 | 0 | 0 | 0 | 0
CSAPR- SO2 Annual- GA | 219 | 7095 | Rate Constraint in MTons | FALSE | L | Annual | Allowances Withdrawn (1:1) | Thousand Tons | 0 | 0 | 0 | 0 | 0 | 0 | 0
CSAPR- SO2 Annual- GA | 219 | 7095 | Rate Constraint in MTons | FALSE | L | Annual | Allowances Withdrawn (n:1) | Thousand Tons | 0 | 0 | 0 | 0 | 0 | 0 | 0
CSAPR- SO2 Annual- GA | 219 | 7095 | Rate Constraint in MTons | FALSE | L | Annual | Net Emissions Allowance Position | Thousand Tons | 4.2477 | 3.2467 | 0 | 0 | 0 | 0 | 0
CSAPR- SO2 Annual- GA | 219 | 7095 | Rate Constraint in MTons | FALSE | L | Annual | Fuel Consumed | TBtu | 518.0577 | 534.1587 | 430.0089 | 343.5522 | 266.8942 | 192.7161 | 187.9343
CSAPR- SO2 Annual- GA | 219 | 7095 | Rate Constraint in MTons | FALSE | L | Annual | Rate | lb/MMBtu | 0.016398 | 0.012156 | 0 | 0 | 0 | 0 | 0
CSAPR- SO2 Annual- GA | 219 | 7095 | Rate Constraint in MTons | FALSE | L | Annual | Generation | TWh | 114.7858 | 116.868 | 121.0622 | 108.73 | 94.0756 | 77.5686 | 94.4228
CSAPR- SO2 Annual- GA | 219 | 7095 | Rate Constraint in MTons | FALSE | L | Annual | Qualifying Generation | TWh | 68.4648 | 70.2085 | 58.9325 | 47.7275 | 36.656 | 26.4991 | 25.7447
CSAPR- SO2 Annual- GA | 219 | 7095 | Rate Constraint in MTons | FALSE | L | Annual | Rate | lb/MWh | 0.12408 | 0.092486 | 0 | 0 | 0 | 0 | 0
CSAPR- SO2 Annual- GA | 219 | 7095 | Rate Constraint in MTons | FALSE | L | Annual | Constraint Shadow Price | US2019$/Ton | 0 | 0 | 0 | 0 | 0 | 0 | 0
CSAPR- SO2 Annual- IA | 220 | 7096 | Rate Constraint in MTons | FALSE | L | Annual | Seasons Included | Seasons | Winter, WintShld, Summer | Winter, WintShld, Summer | Winter, WintShld, Summer | Winter, WintShld, Summer | Winter, WintShld, Summer | Winter, WintShld, Summer | Winter, WintShld, Summer
CSAPR- SO2 Annual- IA | 220 | 7096 | Rate Constraint in MTons | FALSE | L | Annual | Standard SO2 | Thousand Tons | 88.7171 | 88.7171 | 88.7171 | 88.7171 | 88.7171 | 88.7171 | 88.7171
CSAPR- SO2 Annual- IA | 220 | 7096 | Rate Constraint in MTons | FALSE | L | Annual | Emissions at Affected Plants SO2 | Thousand Tons | 10.8717 | 9.6557 | 0.36878 | 0 | 0 | 0 | 0
CSAPR- SO2 Annual- IA | 220 | 7096 | Rate Constraint in MTons | FALSE | L | Annual | Allowances Purchased SO2 | Thousand Tons | 0 | 0 | 0 | 0 | 0 | 0 | 0
CSAPR- SO2 Annual- IA | 220 | 7096 | Rate Constraint in MTons | FALSE | L | Annual | Allowances Sold SO2 | Thousand Tons | 0 | 0 | 0 | 0 | 0 | 0 | 0
CSAPR- SO2 Annual- IA | 220 | 7096 | Rate Constraint in MTons | FALSE | L | Annual | Allowances Banked | Thousand Tons | 0 | 0 | 0 | 0 | 0 | 0 | 0
CSAPR- SO2 Annual- IA | 220 | 7096 | Rate Constraint in MTons | FALSE | L | Annual | Allowances Withdrawn (1:1) | Thousand Tons | 0 | 0 | 0 | 0 | 0 | 0 | 0
CSAPR- SO2 Annual- IA | 220 | 7096 | Rate Constraint in MTons | FALSE | L | Annual | Allowances Withdrawn (n:1) | Thousand Tons | 0 | 0 | 0 | 0 | 0 | 0 | 0
CSAPR- SO2 Annual- IA | 220 | 7096 | Rate Constraint in MTons | FALSE | L | Annual | Net Emissions Allowance Position | Thousand Tons | 10.8717 | 9.6557 | 0.36878 | 0 | 0 | 0 | 0
CSAPR- SO2 Annual- IA | 220 | 7096 | Rate Constraint in MTons | FALSE | L | Annual | Fuel Consumed | TBtu | 370.5072 | 353.2526 | 50.8775 | 16.6241 | 8.8194 | 8.7247 | 8.9345
CSAPR- SO2 Annual- IA | 220 | 7096 | Rate Constraint in MTons | FALSE | L | Annual | Rate | lb/MMBtu | 0.058685 | 0.054668 | 0.014497 | 0 | 0 | 0 | 0
CSAPR- SO2 Annual- IA | 220 | 7096 | Rate Constraint in MTons | FALSE | L | Annual | Generation | TWh | 41.9568 | 42.9333 | 9.1868 | 2.8861 | 1.5383 | 1.4295 | 1.3662
CSAPR- SO2 Annual- IA | 220 | 7096 | Rate Constraint in MTons | FALSE | L | Annual | Qualifying Generation | TWh | 39.5716 | 38.4347 | 6.662 | 2.3456 | 1.2296 | 1.2146 | 1.2554
CSAPR- SO2 Annual- IA | 220 | 7096 | Rate Constraint in MTons | FALSE | L | Annual | Rate | lb/MWh | 0.54947 | 0.50245 | 0.11071 | 0 | 0 | 0 | 0
CSAPR- SO2 Annual- IA | 220 | 7096 | Rate Constraint in MTons | FALSE | L | Annual | Constraint Shadow Price | US2019$/Ton | 0 | 0 | 0 | 0 | 0 | 0 | 0
CSAPR- SO2 Annual- IL | 221 | 7097 | Rate Constraint in MTons | FALSE | L | Annual | Seasons Included | Seasons | Winter, WintShld, Summer | Winter, WintShld, Summer | Winter, WintShld, Summer | Winter, WintShld, Summer | Winter, WintShld, Summer | Winter, WintShld, Summer | Winter, WintShld, Summer
CSAPR- SO2 Annual- IL | 221 | 7097 | Rate Constraint in MTons | FALSE | L | Annual | Standard SO2 | Thousand Tons | 146.4651 | 146.4651 | 146.4651 | 146.4651 | 146.4651 | 146.4651 | 146.4651
CSAPR- SO2 Annual- IL | 221 | 7097 | Rate Constraint in MTons | FALSE | L | Annual | Emissions at Affected Plants SO2 | Thousand Tons | 8.7026 | 6.756 | 2.9153 | 0 | 0 | 0 | 0
CSAPR- SO2 Annual- IL | 221 | 7097 | Rate Constraint in MTons | FALSE | L | Annual | Allowances Purchased SO2 | Thousand Tons | 0 | 0 | 0 | 0 | 0 | 0 | 0
CSAPR- SO2 Annual- IL | 221 | 7097 | Rate Constraint in MTons | FALSE | L | Annual | Allowances Sold SO2 | Thousand Tons | 0 | 0 | 0 | 0 | 0 | 0 | 0
CSAPR- SO2 Annual- IL | 221 | 7097 | Rate Constraint in MTons | FALSE | L | Annual | Allowances Banked | Thousand Tons | 0 | 0 | 0 | 0 | 0 | 0 | 0
CSAPR- SO2 Annual- IL | 221 | 7097 | Rate Constraint in MTons | FALSE | L | Annual | Allowances Withdrawn (1:1) | Thousand Tons | 0 | 0 | 0 | 0 | 0 | 0 | 0
CSAPR- SO2 Annual- IL | 221 | 7097 | Rate Constraint in MTons | FALSE | L | Annual | Allowances Withdrawn (n:1) | Thousand Tons | 0 | 0 | 0 | 0 | 0 | 0 | 0
CSAPR- SO2 Annual- IL | 221 | 7097 | Rate Constraint in MTons | FALSE | L | Annual | Net Emissions Allowance Position | Thousand Tons | 8.7026 | 6.756 | 2.9153 | 0 | 0 | 0 | 0
CSAPR- SO2 Annual- IL | 221 | 7097 | Rate Constraint in MTons | FALSE | L | Annual | Fuel Consumed | TBtu | 326.4948 | 372.7026 | 180.2907 | 47.2026 | 0.38882 | 0.31016 | 0.23647
CSAPR- SO2 Annual- IL | 221 | 7097 | Rate Constraint in MTons | FALSE | L | Annual | Rate | lb/MMBtu | 0.053309 | 0.036254 | 0.032339 | 0 | 0 | 0 | 0
CSAPR- SO2 Annual- IL | 221 | 7097 | Rate Constraint in MTons | FALSE | L | Annual | Generation | TWh | 53.2597 | 62.6896 | 36.0887 | 16.1863 | 6.9483 | 5.0712 | 5.0588
CSAPR- SO2 Annual- IL | 221 | 7097 | Rate Constraint in MTons | FALSE | L | Annual | Qualifying Generation | TWh | 41.0032 | 48.0595 | 23.9768 | 6.9525 | 0.046788 | 0.038598 | 0.031416
CSAPR- SO2 Annual- IL | 221 | 7097 | Rate Constraint in MTons | FALSE | L | Annual | Rate | lb/MWh | 0.42449 | 0.28115 | 0.24317 | 0 | 0 | 0 | 0
CSAPR- SO2 Annual- IL | 221 | 7097 | Rate Constraint in MTons | FALSE | L | Annual | Constraint Shadow Price | US2019$/Ton | 0 | 0 | 0 | 0 | 0 | 0 | 0
CSAPR- SO2 Annual- IN | 222 | 7098 | Rate Constraint in MTons | FALSE | L | Annual | Seasons Included | Seasons | Winter, WintShld, Summer | Winter, WintShld, Summer | Winter, WintShld, Summer | Winter, WintShld, Summer | Winter, WintShld, Summer | Winter, WintShld, Summer | Winter, WintShld, Summer
CSAPR- SO2 Annual- IN | 222 | 7098 | Rate Constraint in MTons | FALSE | L | Annual | Standard SO2 | Thousand Tons | 196.4098 | 196.4098 | 196.4098 | 196.4098 | 196.4098 | 196.4098 | 196.4098
CSAPR- SO2 Annual- IN | 222 | 7098 | Rate Constraint in MTons | FALSE | L | Annual | Emissions at Affected Plants SO2 | Thousand Tons | 35.1692 | 25.2483 | 5.0941 | 5.0941 | 0.5917 | 0 | 0
CSAPR- SO2 Annual- IN | 222 | 7098 | Rate Constraint in MTons | FALSE | L | Annual | Allowances Purchased SO2 | Thousand Tons | 0 | 0 | 0 | 0 | 0 | 0 | 0
CSAPR- SO2 Annual- IN | 222 | 7098 | Rate Constraint in MTons | FALSE | L | Annual | Allowances Sold SO2 | Thousand Tons | 0 | 0 | 0 | 0 | 0 | 0 | 0
CSAPR- SO2 Annual- IN | 222 | 7098 | Rate Constraint in MTons | FALSE | L | Annual | Allowances Banked | Thousand Tons | 0 | 0 | 0 | 0 | 0 | 0 | 0
CSAPR- SO2 Annual- IN | 222 | 7098 | Rate Constraint in MTons | FALSE | L | Annual | Allowances Withdrawn (1:1) | Thousand Tons | 0 | 0 | 0 | 0 | 0 | 0 | 0
CSAPR- SO2 Annual- IN | 222 | 7098 | Rate Constraint in MTons | FALSE | L | Annual | Allowances Withdrawn (n:1) | Thousand Tons | 0 | 0 | 0 | 0 | 0 | 0 | 0
CSAPR- SO2 Annual- IN | 222 | 7098 | Rate Constraint in MTons | FALSE | L | Annual | Net Emissions Allowance Position | Thousand Tons | 35.1692 | 25.2483 | 5.0941 | 5.0941 | 0.5917 | 0 | 0
CSAPR- SO2 Annual- IN | 222 | 7098 | Rate Constraint in MTons | FALSE | L | Annual | Fuel Consumed | TBtu | 704.4208 | 589.2804 | 278.5106 | 189.4805 | 88.9276 | 71.832 | 74.31
CSAPR- SO2 Annual- IN | 222 | 7098 | Rate Constraint in MTons | FALSE | L | Annual | Rate | lb/MMBtu | 0.099853 | 0.085692 | 0.036581 | 0.053769 | 0.013307 | 0 | 0
CSAPR- SO2 Annual- IN | 222 | 7098 | Rate Constraint in MTons | FALSE | L | Annual | Generation | TWh | 74.7876 | 64.4428 | 32.1863 | 22.4576 | 14.8963 | 12.763 | 13.4722
CSAPR- SO2 Annual- IN | 222 | 7098 | Rate Constraint in MTons | FALSE | L | Annual | Qualifying Generation | TWh | 74.5538 | 64.0948 | 32.015 | 20.2376 | 11.1753 | 9.7193 | 10.05
CSAPR- SO2 Annual- IN | 222 | 7098 | Rate Constraint in MTons | FALSE | L | Annual | Rate | lb/MWh | 0.94346 | 0.78784 | 0.31823 | 0.50343 | 0.10589 | 0 | 0
CSAPR- SO2 Annual- IN | 222 | 7098 | Rate Constraint in MTons | FALSE | L | Annual | Constraint Shadow Price | US2019$/Ton | 0 | 0 | 0 | 0 | 0 | 0 | 0
CSAPR- SO2 Annual- KS | 223 | 7099 | Rate Constraint in MTons | FALSE | L | Annual | Seasons Included | Seasons | Winter, WintShld, Summer | Winter, WintShld, Summer | Winter, WintShld, Summer | Winter, WintShld, Summer | Winter, WintShld, Summer | Winter, WintShld, Summer | Winter, WintShld, Summer
CSAPR- SO2 Annual- KS | 223 | 7099 | Rate Constraint in MTons | FALSE | L | Annual | Standard SO2 | Thousand Tons | 49.5364 | 49.5364 | 49.5364 | 49.5364 | 49.5364 | 49.5364 | 49.5364
CSAPR- SO2 Annual- KS | 223 | 7099 | Rate Constraint in MTons | FALSE | L | Annual | Emissions at Affected Plants SO2 | Thousand Tons | 2.7199 | 0.12108 | 0 | 0 | 0 | 0 | 0
CSAPR- SO2 Annual- KS | 223 | 7099 | Rate Constraint in MTons | FALSE | L | Annual | Allowances Purchased SO2 | Thousand Tons | 0 | 0 | 0 | 0 | 0 | 0 | 0
CSAPR- SO2 Annual- KS | 223 | 7099 | Rate Constraint in MTons | FALSE | L | Annual | Allowances Sold SO2 | Thousand Tons | 0 | 0 | 0 | 0 | 0 | 0 | 0
CSAPR- SO2 Annual- KS | 223 | 7099 | Rate Constraint in MTons | FALSE | L | Annual | Allowances Banked | Thousand Tons | 0 | 0 | 0 | 0 | 0 | 0 | 0
CSAPR- SO2 Annual- KS | 223 | 7099 | Rate Constraint in MTons | FALSE | L | Annual | Allowances Withdrawn (1:1) | Thousand Tons | 0 | 0 | 0 | 0 | 0 | 0 | 0
CSAPR- SO2 Annual- KS | 223 | 7099 | Rate Constraint in MTons | FALSE | L | Annual | Allowances Withdrawn (n:1) | Thousand Tons | 0 | 0 | 0 | 0 | 0 | 0 | 0
CSAPR- SO2 Annual- KS | 223 | 7099 | Rate Constraint in MTons | FALSE | L | Annual | Net Emissions Allowance Position | Thousand Tons | 2.7199 | 0.12108 | 0 | 0 | 0 | 0 | 0
CSAPR- SO2 Annual- KS | 223 | 7099 | Rate Constraint in MTons | FALSE | L | Annual | Fuel Consumed | TBtu | 144.4058 | 10.2326 | 1.3982 | 0.55226 | 0.49863 | 0.84694 | 1.1569
CSAPR- SO2 Annual- KS | 223 | 7099 | Rate Constraint in MTons | FALSE | L | Annual | Rate | lb/MMBtu | 0.03767 | 0.023666 | 0 | 0 | 0 | 0 | 0
CSAPR- SO2 Annual- KS | 223 | 7099 | Rate Constraint in MTons | FALSE | L | Annual | Generation | TWh | 13.4845 | 1.1734 | 0.12871 | 0.052345 | 0.11169 | 0.1878 | 0.26808
CSAPR- SO2 Annual- KS | 223 | 7099 | Rate Constraint in MTons | FALSE | L | Annual | Qualifying Generation | TWh | 13.4845 | 1.1734 | 0.12871 | 0.052345 | 0.047077 | 0.072808 | 0.10948
CSAPR- SO2 Annual- KS | 223 | 7099 | Rate Constraint in MTons | FALSE | L | Annual | Rate | lb/MWh | 0.40341 | 0.20638 | 0 | 0 | 0 | 0 | 0
CSAPR- SO2 Annual- KS | 223 | 7099 | Rate Constraint in MTons | FALSE | L | Annual | Constraint Shadow Price | US2019$/Ton | 0 | 0 | 0 | 0 | 0 | 0 | 0
CSAPR- SO2 Annual- KY | 224 | 7100 | Rate Constraint in MTons | FALSE | L | Annual | Seasons Included | Seasons | Winter, WintShld, Summer | Winter, WintShld, Summer | Winter, WintShld, Summer | Winter, WintShld, Summer | Winter, WintShld, Summer | Winter, WintShld, Summer | Winter, WintShld, Summer
CSAPR- SO2 Annual- KY | 224 | 7100 | Rate Constraint in MTons | FALSE | L | Annual | Standard SO2 | Thousand Tons | 125.4151 | 125.4151 | 125.4151 | 125.4151 | 125.4151 | 125.4151 | 125.4151
CSAPR- SO2 Annual- KY | 224 | 7100 | Rate Constraint in MTons | FALSE | L | Annual | Emissions at Affected Plants SO2 | Thousand Tons | 23.0053 | 7.1274 | 4.0972 | 3.158 | 0 | 0 | 0
CSAPR- SO2 Annual- KY | 224 | 7100 | Rate Constraint in MTons | FALSE | L | Annual | Allowances Purchased SO2 | Thousand Tons | 0 | 0 | 0 | 0 | 0 | 0 | 0
CSAPR- SO2 Annual- KY | 224 | 7100 | Rate Constraint in MTons | FALSE | L | Annual | Allowances Sold SO2 | Thousand Tons | 0 | 0 | 0 | 0 | 0 | 0 | 0
CSAPR- SO2 Annual- KY | 224 | 7100 | Rate Constraint in MTons | FALSE | L | Annual | Allowances Banked | Thousand Tons | 0 | 0 | 0 | 0 | 0 | 0 | 0
CSAPR- SO2 Annual- KY | 224 | 7100 | Rate Constraint in MTons | FALSE | L | Annual | Allowances Withdrawn (1:1) | Thousand Tons | 0 | 0 | 0 | 0 | 0 | 0 | 0
CSAPR- SO2 Annual- KY | 224 | 7100 | Rate Constraint in MTons | FALSE | L | Annual | Allowances Withdrawn (n:1) | Thousand Tons | 0 | 0 | 0 | 0 | 0 | 0 | 0
CSAPR- SO2 Annual- KY | 224 | 7100 | Rate Constraint in MTons | FALSE | L | Annual | Net Emissions Allowance Position | Thousand Tons | 23.0053 | 7.1274 | 4.0972 | 3.158 | 0 | 0 | 0
CSAPR- SO2 Annual- KY | 224 | 7100 | Rate Constraint in MTons | FALSE | L | Annual | Fuel Consumed | TBtu | 524.3091 | 453.2563 | 342.7788 | 309.214 | 163.9751 | 134.7738 | 131.9639
CSAPR- SO2 Annual- KY | 224 | 7100 | Rate Constraint in MTons | FALSE | L | Annual | Rate | lb/MMBtu | 0.087755 | 0.03145 | 0.023906 | 0.020426 | 0 | 0 | 0
CSAPR- SO2 Annual- KY | 224 | 7100 | Rate Constraint in MTons | FALSE | L | Annual | Generation | TWh | 71.1808 | 69.6432 | 54.5068 | 51.0814 | 35.2197 | 27.9476 | 27.8848
CSAPR- SO2 Annual- KY | 224 | 7100 | Rate Constraint in MTons | FALSE | L | Annual | Qualifying Generation | TWh | 59.1813 | 55.8384 | 43.581 | 39.1777 | 24.5277 | 20.1697 | 19.6273
CSAPR- SO2 Annual- KY | 224 | 7100 | Rate Constraint in MTons | FALSE | L | Annual | Rate | lb/MWh | 0.77745 | 0.25529 | 0.18803 | 0.16121 | 0 | 0 | 0
CSAPR- SO2 Annual- KY | 224 | 7100 | Rate Constraint in MTons | FALSE | L | Annual | Constraint Shadow Price | US2019$/Ton | 0 | 0 | 0 | 0 | 0 | 0 | 0
CSAPR- SO2 Annual- MD | 225 | 7101 | Rate Constraint in MTons | FALSE | L | Annual | Seasons Included | Seasons | Winter, WintShld, Summer | Winter, WintShld, Summer | Winter, WintShld, Summer | Winter, WintShld, Summer | Winter, WintShld, Summer | Winter, WintShld, Summer | Winter, WintShld, Summer
CSAPR- SO2 Annual- MD | 225 | 7101 | Rate Constraint in MTons | FALSE | L | Annual | Standard SO2 | Thousand Tons | 33.2795 | 33.2795 | 33.2795 | 33.2795 | 33.2795 | 33.2795 | 33.2795
CSAPR- SO2 Annual- MD | 225 | 7101 | Rate Constraint in MTons | FALSE | L | Annual | Emissions at Affected Plants SO2 | Thousand Tons | 0.27156 | 0.27156 | 0 | 0 | 0 | 0 | 0
CSAPR- SO2 Annual- MD | 225 | 7101 | Rate Constraint in MTons | FALSE | L | Annual | Allowances Purchased SO2 | Thousand Tons | 0 | 0 | 0 | 0 | 0 | 0 | 0
CSAPR- SO2 Annual- MD | 225 | 7101 | Rate Constraint in MTons | FALSE | L | Annual | Allowances Sold SO2 | Thousand Tons | 0 | 0 | 0 | 0 | 0 | 0 | 0
CSAPR- SO2 Annual- MD | 225 | 7101 | Rate Constraint in MTons | FALSE | L | Annual | Allowances Banked | Thousand Tons | 0 | 0 | 0 | 0 | 0 | 0 | 0
CSAPR- SO2 Annual- MD | 225 | 7101 | Rate Constraint in MTons | FALSE | L | Annual | Allowances Withdrawn (1:1) | Thousand Tons | 0 | 0 | 0 | 0 | 0 | 0 | 0
CSAPR- SO2 Annual- MD | 225 | 7101 | Rate Constraint in MTons | FALSE | L | Annual | Allowances Withdrawn (n:1) | Thousand Tons | 0 | 0 | 0 | 0 | 0 | 0 | 0
CSAPR- SO2 Annual- MD | 225 | 7101 | Rate Constraint in MTons | FALSE | L | Annual | Net Emissions Allowance Position | Thousand Tons | 0.27156 | 0.27156 | 0 | 0 | 0 | 0 | 0
CSAPR- SO2 Annual- MD | 225 | 7101 | Rate Constraint in MTons | FALSE | L | Annual | Fuel Consumed | TBtu | 140.5358 | 140.547 | 114.1197 | 80.0487 | 79.3299 | 92.3155 | 95.527
CSAPR- SO2 Annual- MD | 225 | 7101 | Rate Constraint in MTons | FALSE | L | Annual | Rate | lb/MMBtu | 0.0038646 | 0.0038643 | 0 | 0 | 0 | 0 | 0
CSAPR- SO2 Annual- MD | 225 | 7101 | Rate Constraint in MTons | FALSE | L | Annual | Generation | TWh | 19.5606 | 19.5852 | 16.0146 | 11.3866 | 11.8681 | 20.0031 | 24.3289
CSAPR- SO2 Annual- MD | 225 | 7101 | Rate Constraint in MTons | FALSE | L | Annual | Qualifying Generation | TWh | 19.5606 | 19.5852 | 16.0146 | 11.2816 | 11.1867 | 12.8407 | 13.2354
CSAPR- SO2 Annual- MD | 225 | 7101 | Rate Constraint in MTons | FALSE | L | Annual | Rate | lb/MWh | 0.027766 | 0.027731 | 0 | 0 | 0 | 0 | 0
CSAPR- SO2 Annual- MD | 225 | 7101 | Rate Constraint in MTons | FALSE | L | Annual | Constraint Shadow Price | US2019$/Ton | 0 | 0 | 0 | 0 | 0 | 0 | 0
CSAPR- SO2 Annual- MI | 226 | 7102 | Rate Constraint in MTons | FALSE | L | Annual | Seasons Included | Seasons | Winter, WintShld, Summer | Winter, WintShld, Summer | Winter, WintShld, Summer | Winter, WintShld, Summer | Winter, WintShld, Summer | Winter, WintShld, Summer | Winter, WintShld, Summer
CSAPR- SO2 Annual- MI | 226 | 7102 | Rate Constraint in MTons | FALSE | L | Annual | Standard SO2 | Thousand Tons | 169.9141 | 169.9141 | 169.9141 | 169.9141 | 169.9141 | 169.9141 | 169.9141
CSAPR- SO2 Annual- MI | 226 | 7102 | Rate Constraint in MTons | FALSE | L | Annual | Emissions at Affected Plants SO2 | Thousand Tons | 19.9888 | 12.7316 | 12.5398 | 0.2777 | 0.2777 | 0.25368 | 0.25368
CSAPR- SO2 Annual- MI | 226 | 7102 | Rate Constraint in MTons | FALSE | L | Annual | Allowances Purchased SO2 | Thousand Tons | 0 | 0 | 0 | 0 | 0 | 0 | 0
CSAPR- SO2 Annual- MI | 226 | 7102 | Rate Constraint in MTons | FALSE | L | Annual | Allowances Sold SO2 | Thousand Tons | 0 | 0 | 0 | 0 | 0 | 0 | 0
CSAPR- SO2 Annual- MI | 226 | 7102 | Rate Constraint in MTons | FALSE | L | Annual | Allowances Banked | Thousand Tons | 0 | 0 | 0 | 0 | 0 | 0 | 0
CSAPR- SO2 Annual- MI | 226 | 7102 | Rate Constraint in MTons | FALSE | L | Annual | Allowances Withdrawn (1:1) | Thousand Tons | 0 | 0 | 0 | 0 | 0 | 0 | 0
CSAPR- SO2 Annual- MI | 226 | 7102 | Rate Constraint in MTons | FALSE | L | Annual | Allowances Withdrawn (n:1) | Thousand Tons | 0 | 0 | 0 | 0 | 0 | 0 | 0
CSAPR- SO2 Annual- MI | 226 | 7102 | Rate Constraint in MTons | FALSE | L | Annual | Net Emissions Allowance Position | Thousand Tons | 19.9888 | 12.7316 | 12.5398 | 0.2777 | 0.2777 | 0.25368 | 0.25368
CSAPR- SO2 Annual- MI | 226 | 7102 | Rate Constraint in MTons | FALSE | L | Annual | Fuel Consumed | TBtu | 596.9602 | 583.8664 | 430.6811 | 323.8403 | 277.9356 | 282.627 | 256.3768
CSAPR- SO2 Annual- MI | 226 | 7102 | Rate Constraint in MTons | FALSE | L | Annual | Rate | lb/MMBtu | 0.066969 | 0.043611 | 0.058232 | 0.001715 | 0.0019983 | 0.0017952 | 0.001979
CSAPR- SO2 Annual- MI | 226 | 7102 | Rate Constraint in MTons | FALSE | L | Annual | Generation | TWh | 76.6551 | 74.6342 | 55.2397 | 49.2519 | 44.5098 | 44.025 | 40.6334
CSAPR- SO2 Annual- MI | 226 | 7102 | Rate Constraint in MTons | FALSE | L | Annual | Qualifying Generation | TWh | 76.1801 | 73.8037 | 54.1614 | 46.6843 | 40.0325 | 40.2531 | 36.2082
CSAPR- SO2 Annual- MI | 226 | 7102 | Rate Constraint in MTons | FALSE | L | Annual | Rate | lb/MWh | 0.52478 | 0.34501 | 0.46305 | 0.011897 | 0.013874 | 0.012604 | 0.014013
CSAPR- SO2 Annual- MI | 226 | 7102 | Rate Constraint in MTons | FALSE | L | Annual | Constraint Shadow Price | US2019$/Ton | 0 | 0 | 0 | 0 | 0 | 0 | 0
CSAPR- SO2 Annual- MN | 227 | 7103 | Rate Constraint in MTons | FALSE | L | Annual | Seasons Included | Seasons | Winter, WintShld, Summer | Winter, WintShld, Summer | Winter, WintShld, Summer | Winter, WintShld, Summer | Winter, WintShld, Summer | Winter, WintShld, Summer | Winter, WintShld, Summer
CSAPR- SO2 Annual- MN | 227 | 7103 | Rate Constraint in MTons | FALSE | L | Annual | Standard SO2 | Thousand Tons | 49.5376 | 49.5376 | 49.5376 | 49.5376 | 49.5376 | 49.5376 | 49.5376
CSAPR- SO2 Annual- MN | 227 | 7103 | Rate Constraint in MTons | FALSE | L | Annual | Emissions at Affected Plants SO2 | Thousand Tons | 7.9692 | 2.6137 | 0.36255 | 0 | 0 | 0 | 0
CSAPR- SO2 Annual- MN | 227 | 7103 | Rate Constraint in MTons | FALSE | L | Annual | Allowances Purchased SO2 | Thousand Tons | 0 | 0 | 0 | 0 | 0 | 0 | 0
CSAPR- SO2 Annual- MN | 227 | 7103 | Rate Constraint in MTons | FALSE | L | Annual | Allowances Sold SO2 | Thousand Tons | 0 | 0 | 0 | 0 | 0 | 0 | 0
CSAPR- SO2 Annual- MN | 227 | 7103 | Rate Constraint in MTons | FALSE | L | Annual | Allowances Banked | Thousand Tons | 0 | 0 | 0 | 0 | 0 | 0 | 0
CSAPR- SO2 Annual- MN | 227 | 7103 | Rate Constraint in MTons | FALSE | L | Annual | Allowances Withdrawn (1:1) | Thousand Tons | 0 | 0 | 0 | 0 | 0 | 0 | 0
CSAPR- SO2 Annual- MN | 227 | 7103 | Rate Constraint in MTons | FALSE | L | Annual | Allowances Withdrawn (n:1) | Thousand Tons | 0 | 0 | 0 | 0 | 0 | 0 | 0
CSAPR- SO2 Annual- MN | 227 | 7103 | Rate Constraint in MTons | FALSE | L | Annual | Net Emissions Allowance Position | Thousand Tons | 7.9692 | 2.6137 | 0.36255 | 0 | 0 | 0 | 0
CSAPR- SO2 Annual- MN | 227 | 7103 | Rate Constraint in MTons | FALSE | L | Annual | Fuel Consumed | TBtu | 177.3146 | 90.1656 | 20.179 | 11.3215 | 8.3071 | 5.216 | 8.8337
CSAPR- SO2 Annual- MN | 227 | 7103 | Rate Constraint in MTons | FALSE | L | Annual | Rate | lb/MMBtu | 0.089888 | 0.057975 | 0.035934 | 0 | 0 | 0 | 0
CSAPR- SO2 Annual- MN | 227 | 7103 | Rate Constraint in MTons | FALSE | L | Annual | Generation | TWh | 30.2174 | 22.5442 | 13.5555 | 14.383 | 12.1646 | 12.2613 | 11.9898
CSAPR- SO2 Annual- MN | 227 | 7103 | Rate Constraint in MTons | FALSE | L | Annual | Qualifying Generation | TWh | 19.4364 | 11.7632 | 2.7487 | 1.5533 | 1.1457 | 0.72563 | 1.2165
CSAPR- SO2 Annual- MN | 227 | 7103 | Rate Constraint in MTons | FALSE | L | Annual | Rate | lb/MWh | 0.82003 | 0.44438 | 0.2638 | 0 | 0 | 0 | 0
CSAPR- SO2 Annual- MN | 227 | 7103 | Rate Constraint in MTons | FALSE | L | Annual | Constraint Shadow Price | US2019$/Ton | 0 | 0 | 0 | 0 | 0 | 0 | 0
CSAPR- SO2 Annual- MO | 228 | 7104 | Rate Constraint in MTons | FALSE | L | Annual | Seasons Included | Seasons | Winter, WintShld, Summer | Winter, WintShld, Summer | Winter, WintShld, Summer | Winter, WintShld, Summer | Winter, WintShld, Summer | Winter, WintShld, Summer | Winter, WintShld, Summer
CSAPR- SO2 Annual- MO | 228 | 7104 | Rate Constraint in MTons | FALSE | L | Annual | Standard SO2 | Thousand Tons | 195.8104 | 195.8104 | 195.8104 | 195.8104 | 195.8104 | 195.8104 | 195.8104
CSAPR- SO2 Annual- MO | 228 | 7104 | Rate Constraint in MTons | FALSE | L | Annual | Emissions at Affected Plants SO2 | Thousand Tons | 91.3799 | 38.9887 | 3.5824 | 4.1715 | 2.8393 | 0 | 0
CSAPR- SO2 Annual- MO | 228 | 7104 | Rate Constraint in MTons | FALSE | L | Annual | Allowances Purchased SO2 | Thousand Tons | 0 | 0 | 0 | 0 | 0 | 0 | 0
CSAPR- SO2 Annual- MO | 228 | 7104 | Rate Constraint in MTons | FALSE | L | Annual | Allowances Sold SO2 | Thousand Tons | 0 | 0 | 0 | 0 | 0 | 0 | 0
CSAPR- SO2 Annual- MO | 228 | 7104 | Rate Constraint in MTons | FALSE | L | Annual | Allowances Banked | Thousand Tons | 0 | 0 | 0 | 0 | 0 | 0 | 0
CSAPR- SO2 Annual- MO | 228 | 7104 | Rate Constraint in MTons | FALSE | L | Annual | Allowances Withdrawn (1:1) | Thousand Tons | 0 | 0 | 0 | 0 | 0 | 0 | 0
CSAPR- SO2 Annual- MO | 228 | 7104 | Rate Constraint in MTons | FALSE | L | Annual | Allowances Withdrawn (n:1) | Thousand Tons | 0 | 0 | 0 | 0 | 0 | 0 | 0
CSAPR- SO2 Annual- MO | 228 | 7104 | Rate Constraint in MTons | FALSE | L | Annual | Net Emissions Allowance Position | Thousand Tons | 91.3799 | 38.9887 | 3.5824 | 4.1715 | 2.8393 | 0 | 0
CSAPR- SO2 Annual- MO | 228 | 7104 | Rate Constraint in MTons | FALSE | L | Annual | Fuel Consumed | TBtu | 567.2926 | 264.9181 | 42.6651 | 16.8837 | 11.7896 | 4.5184 | 3.4812
CSAPR- SO2 Annual- MO | 228 | 7104 | Rate Constraint in MTons | FALSE | L | Annual | Rate | lb/MMBtu | 0.32216 | 0.29435 | 0.16793 | 0.49415 | 0.48166 | 0 | 0
CSAPR- SO2 Annual- MO | 228 | 7104 | Rate Constraint in MTons | FALSE | L | Annual | Generation | TWh | 57.2627 | 28.4053 | 4.8368 | 1.8405 | 1.2941 | 0.54197 | 0.50669
CSAPR- SO2 Annual- MO | 228 | 7104 | Rate Constraint in MTons | FALSE | L | Annual | Qualifying Generation | TWh | 57.0371 | 27.9797 | 4.5979 | 1.7894 | 1.2631 | 0.52327 | 0.42255
CSAPR- SO2 Annual- MO | 228 | 7104 | Rate Constraint in MTons | FALSE | L | Annual | Rate | lb/MWh | 3.2042 | 2.7869 | 1.5582 | 4.6625 | 4.4959 | 0 | 0
CSAPR- SO2 Annual- MO | 228 | 7104 | Rate Constraint in MTons | FALSE | L | Annual | Constraint Shadow Price | US2019$/Ton | 0 | 0 | 0 | 0 | 0 | 0 | 0
CSAPR- SO2 Annual- NC | 229 | 7105 | Rate Constraint in MTons | FALSE | L | Annual | Seasons Included | Seasons | Winter, WintShld, Summer | Winter, WintShld, Summer | Winter, WintShld, Summer | Winter, WintShld, Summer | Winter, WintShld, Summer | Winter, WintShld, Summer | Winter, WintShld, Summer
CSAPR- SO2 Annual- NC | 229 | 7105 | Rate Constraint in MTons | FALSE | L | Annual | Standard SO2 | Thousand Tons | 67.9916 | 67.9916 | 67.9916 | 67.9916 | 67.9916 | 67.9916 | 67.9916
CSAPR- SO2 Annual- NC | 229 | 7105 | Rate Constraint in MTons | FALSE | L | Annual | Emissions at Affected Plants SO2 | Thousand Tons | 3.7258 | 0.63367 | 0.31241 | 0.31891 | 0.25306 | 0 | 0
CSAPR- SO2 Annual- NC | 229 | 7105 | Rate Constraint in MTons | FALSE | L | Annual | Allowances Purchased SO2 | Thousand Tons | 0 | 0 | 0 | 0 | 0 | 0 | 0
CSAPR- SO2 Annual- NC | 229 | 7105 | Rate Constraint in MTons | FALSE | L | Annual | Allowances Sold SO2 | Thousand Tons | 0 | 0 | 0 | 0 | 0 | 0 | 0
CSAPR- SO2 Annual- NC | 229 | 7105 | Rate Constraint in MTons | FALSE | L | Annual | Allowances Banked | Thousand Tons | 0 | 0 | 0 | 0 | 0 | 0 | 0
CSAPR- SO2 Annual- NC | 229 | 7105 | Rate Constraint in MTons | FALSE | L | Annual | Allowances Withdrawn (1:1) | Thousand Tons | 0 | 0 | 0 | 0 | 0 | 0 | 0
CSAPR- SO2 Annual- NC | 229 | 7105 | Rate Constraint in MTons | FALSE | L | Annual | Allowances Withdrawn (n:1) | Thousand Tons | 0 | 0 | 0 | 0 | 0 | 0 | 0
CSAPR- SO2 Annual- NC | 229 | 7105 | Rate Constraint in MTons | FALSE | L | Annual | Net Emissions Allowance Position | Thousand Tons | 3.7258 | 0.63367 | 0.31241 | 0.31891 | 0.25306 | 0 | 0
CSAPR- SO2 Annual- NC | 229 | 7105 | Rate Constraint in MTons | FALSE | L | Annual | Fuel Consumed | TBtu | 527.6451 | 400.5464 | 408.1265 | 397.0417 | 380.0842 | 359.9947 | 414.2852
CSAPR- SO2 Annual- NC | 229 | 7105 | Rate Constraint in MTons | FALSE | L | Annual | Rate | lb/MMBtu | 0.014122 | 0.003164 | 0.001531 | 0.0016065 | 0.0013316 | 0 | 0
CSAPR- SO2 Annual- NC | 229 | 7105 | Rate Constraint in MTons | FALSE | L | Annual | Generation | TWh | 99.1042 | 84.6903 | 93.6466 | 90.7865 | 83.799 | 77.7447 | 92.9883
CSAPR- SO2 Annual- NC | 229 | 7105 | Rate Constraint in MTons | FALSE | L | Annual | Qualifying Generation | TWh | 72.8406 | 58.0946 | 60.3587 | 58.5215 | 55.0913 | 52.726 | 59.9716
CSAPR- SO2 Annual- NC | 229 | 7105 | Rate Constraint in MTons | FALSE | L | Annual | Rate | lb/MWh | 0.1023 | 0.021815 | 0.010352 | 0.010899 | 0.0091869 | 0 | 0
CSAPR- SO2 Annual- NC | 229 | 7105 | Rate Constraint in MTons | FALSE | L | Annual | Constraint Shadow Price | US2019$/Ton | 0 | 0 | 0 | 0 | 0 | 0 | 0
CSAPR- SO2 Annual- NE | 230 | 7106 | Rate Constraint in MTons | FALSE | L | Annual | Seasons Included | Seasons | Winter, WintShld, Summer | Winter, WintShld, Summer | Winter, WintShld, Summer | Winter, WintShld, Summer | Winter, WintShld, Summer | Winter, WintShld, Summer | Winter, WintShld, Summer
CSAPR- SO2 Annual- NE | 230 | 7106 | Rate Constraint in MTons | FALSE | L | Annual | Standard SO2 | Thousand Tons | 80.4312 | 80.4312 | 80.4312 | 80.4312 | 80.4312 | 80.4312 | 80.4312
CSAPR- SO2 Annual- NE | 230 | 7106 | Rate Constraint in MTons | FALSE | L | Annual | Emissions at Affected Plants SO2 | Thousand Tons | 47.2987 | 43.2191 | 8.4868 | 4.8107 | 4.8107 | 4.2734 | 4.2734
CSAPR- SO2 Annual- NE | 230 | 7106 | Rate Constraint in MTons | FALSE | L | Annual | Allowances Purchased SO2 | Thousand Tons | 0 | 0 | 0 | 0 | 0 | 0 | 0
CSAPR- SO2 Annual- NE | 230 | 7106 | Rate Constraint in MTons | FALSE | L | Annual | Allowances Sold SO2 | Thousand Tons | 0 | 0 | 0 | 0 | 0 | 0 | 0
CSAPR- SO2 Annual- NE | 230 | 7106 | Rate Constraint in MTons | FALSE | L | Annual | Allowances Banked | Thousand Tons | 0 | 0 | 0 | 0 | 0 | 0 | 0
CSAPR- SO2 Annual- NE | 230 | 7106 | Rate Constraint in MTons | FALSE | L | Annual | Allowances Withdrawn (1:1) | Thousand Tons | 0 | 0 | 0 | 0 | 0 | 0 | 0
CSAPR- SO2 Annual- NE | 230 | 7106 | Rate Constraint in MTons | FALSE | L | Annual | Allowances Withdrawn (n:1) | Thousand Tons | 0 | 0 | 0 | 0 | 0 | 0 | 0
CSAPR- SO2 Annual- NE | 230 | 7106 | Rate Constraint in MTons | FALSE | L | Annual | Net Emissions Allowance Position | Thousand Tons | 47.2987 | 43.2191 | 8.4868 | 4.8107 | 4.8107 | 4.2734 | 4.2734
CSAPR- SO2 Annual- NE | 230 | 7106 | Rate Constraint in MTons | FALSE | L | Annual | Fuel Consumed | TBtu | 252.8323 | 207.6579 | 41.1144 | 26.4978 | 26.9062 | 13.8418 | 13.8823
CSAPR- SO2 Annual- NE | 230 | 7106 | Rate Constraint in MTons | FALSE | L | Annual | Rate | lb/MMBtu | 0.37415 | 0.41625 | 0.41284 | 0.3631 | 0.35759 | 0.61747 | 0.61566
CSAPR- SO2 Annual- NE | 230 | 7106 | Rate Constraint in MTons | FALSE | L | Annual | Generation | TWh | 24.3865 | 20.3295 | 4.7901 | 3.7735 | 3.9511 | 1.4866 | 2.6373
CSAPR- SO2 Annual- NE | 230 | 7106 | Rate Constraint in MTons | FALSE | L | Annual | Qualifying Generation | TWh | 24.3865 | 20.3295 | 4.0661 | 2.5953 | 2.6433 | 1.375 | 1.3792
CSAPR- SO2 Annual- NE | 230 | 7106 | Rate Constraint in MTons | FALSE | L | Annual | Rate | lb/MWh | 3.8791 | 4.2519 | 4.1744 | 3.7073 | 3.64 | 6.2159 | 6.1969
CSAPR- SO2 Annual- NE | 230 | 7106 | Rate Constraint in MTons | FALSE | L | Annual | Constraint Shadow Price | US2019$/Ton | 0 | 0 | 0 | 0 | 0 | 0 | 0
CSAPR- SO2 Annual- NJ | 231 | 7107 | Rate Constraint in MTons | FALSE | L | Annual | Seasons Included | Seasons | Winter, WintShld, Summer | Winter, WintShld, Summer | Winter, WintShld, Summer | Winter, WintShld, Summer | Winter, WintShld, Summer | Winter, WintShld, Summer | Winter, WintShld, Summer
CSAPR- SO2 Annual- NJ | 231 | 7107 | Rate Constraint in MTons | FALSE | L | Annual | Standard SO2 | Thousand Tons | 6.5773 | 6.5773 | 6.5773 | 6.5773 | 6.5773 | 6.5773 | 6.5773
CSAPR- SO2 Annual- NJ | 231 | 7107 | Rate Constraint in MTons | FALSE | L | Annual | Emissions at Affected Plants SO2 | Thousand Tons | 0 | 0 | 0 | 0 | 0 | 0 | 0
CSAPR- SO2 Annual- NJ | 231 | 7107 | Rate Constraint in MTons | FALSE | L | Annual | Allowances Purchased SO2 | Thousand Tons | 0 | 0 | 0 | 0 | 0 | 0 | 0
CSAPR- SO2 Annual- NJ | 231 | 7107 | Rate Constraint in MTons | FALSE | L | Annual | Allowances Sold SO2 | Thousand Tons | 0 | 0 | 0 | 0 | 0 | 0 | 0
CSAPR- SO2 Annual- NJ | 231 | 7107 | Rate Constraint in MTons | FALSE | L | Annual | Allowances Banked | Thousand Tons | 0 | 0 | 0 | 0 | 0 | 0 | 0
CSAPR- SO2 Annual- NJ | 231 | 7107 | Rate Constraint in MTons | FALSE | L | Annual | Allowances Withdrawn (1:1) | Thousand Tons | 0 | 0 | 0 | 0 | 0 | 0 | 0
CSAPR- SO2 Annual- NJ | 231 | 7107 | Rate Constraint in MTons | FALSE | L | Annual | Allowances Withdrawn (n:1) | Thousand Tons | 0 | 0 | 0 | 0 | 0 | 0 | 0
CSAPR- SO2 Annual- NJ | 231 | 7107 | Rate Constraint in MTons | FALSE | L | Annual | Net Emissions Allowance Position | Thousand Tons | 0 | 0 | 0 | 0 | 0 | 0 | 0
CSAPR- SO2 Annual- NJ | 231 | 7107 | Rate Constraint in MTons | FALSE | L | Annual | Fuel Consumed | TBtu | 262.4095 | 275.777 | 171.7477 | 129.631 | 144.6687 | 176.601 | 227.3314
CSAPR- SO2 Annual- NJ | 231 | 7107 | Rate Constraint in MTons | FALSE | L | Annual | Rate | lb/MMBtu | 0 | 0 | 0 | 0 | 0 | 0 | 0
CSAPR- SO2 Annual- NJ | 231 | 7107 | Rate Constraint in MTons | FALSE | L | Annual | Generation | TWh | 37.1848 | 39.0195 | 24.1889 | 18.6165 | 21.0915 | 28.0445 | 36.7051
CSAPR- SO2 Annual- NJ | 231 | 7107 | Rate Constraint in MTons | FALSE | L | Annual | Qualifying Generation | TWh | 37.1848 | 39.0195 | 24.1889 | 18.5528 | 20.431 | 24.6692 | 31.8308
CSAPR- SO2 Annual- NJ | 231 | 7107 | Rate Constraint in MTons | FALSE | L | Annual | Rate | lb/MWh | 0 | 0 | 0 | 0 | 0 | 0 | 0
CSAPR- SO2 Annual- NJ | 231 | 7107 | Rate Constraint in MTons | FALSE | L | Annual | Constraint Shadow Price | US2019$/Ton | 0 | 0 | 0 | 0 | 0 | 0 | 0
CSAPR- SO2 Annual- NY | 232 | 7108 | Rate Constraint in MTons | FALSE | L | Annual | Seasons Included | Seasons | Winter, WintShld, Summer | Winter, WintShld, Summer | Winter, WintShld, Summer | Winter, WintShld, Summer | Winter, WintShld, Summer | Winter, WintShld, Summer | Winter, WintShld, Summer
CSAPR- SO2 Annual- NY | 232 | 7108 | Rate Constraint in MTons | FALSE | L | Annual | Standard SO2 | Thousand Tons | 32.5161 | 32.5161 | 32.5161 | 32.5161 | 32.5161 | 32.5161 | 32.5161
CSAPR- SO2 Annual- NY | 232 | 7108 | Rate Constraint in MTons | FALSE | L | Annual | Emissions at Affected Plants SO2 | Thousand Tons | 0 | 0 | 0 | 0 | 0 | 0 | 0
CSAPR- SO2 Annual- NY | 232 | 7108 | Rate Constraint in MTons | FALSE | L | Annual | Allowances Purchased SO2 | Thousand Tons | 0 | 0 | 0 | 0 | 0 | 0 | 0
CSAPR- SO2 Annual- NY | 232 | 7108 | Rate Constraint in MTons | FALSE | L | Annual | Allowances Sold SO2 | Thousand Tons | 0 | 0 | 0 | 0 | 0 | 0 | 0
CSAPR- SO2 Annual- NY | 232 | 7108 | Rate Constraint in MTons | FALSE | L | Annual | Allowances Banked | Thousand Tons | 0 | 0 | 0 | 0 | 0 | 0 | 0
CSAPR- SO2 Annual- NY | 232 | 7108 | Rate Constraint in MTons | FALSE | L | Annual | Allowances Withdrawn (1:1) | Thousand Tons | 0 | 0 | 0 | 0 | 0 | 0 | 0
CSAPR- SO2 Annual- NY | 232 | 7108 | Rate Constraint in MTons | FALSE | L | Annual | Allowances Withdrawn (n:1) | Thousand Tons | 0 | 0 | 0 | 0 | 0 | 0 | 0
CSAPR- SO2 Annual- NY | 232 | 7108 | Rate Constraint in MTons | FALSE | L | Annual | Net Emissions Allowance Position | Thousand Tons | 0 | 0 | 0 | 0 | 0 | 0 | 0
CSAPR- SO2 Annual- NY | 232 | 7108 | Rate Constraint in MTons | FALSE | L | Annual | Fuel Consumed | TBtu | 413.221 | 390.9124 | 202.7674 | 85.931 | 91.8867 | 98.2231 | 104.6419
CSAPR- SO2 Annual- NY | 232 | 7108 | Rate Constraint in MTons | FALSE | L | Annual | Rate | lb/MMBtu | 0 | 0 | 0 | 0 | 0 | 0 | 0
CSAPR- SO2 Annual- NY | 232 | 7108 | Rate Constraint in MTons | FALSE | L | Annual | Generation | TWh | 56.0525 | 53.2179 | 28.1621 | 12.1068 | 13.0009 | 14.399 | 15.5769
CSAPR- SO2 Annual- NY | 232 | 7108 | Rate Constraint in MTons | FALSE | L | Annual | Qualifying Generation | TWh | 56.0525 | 53.2179 | 28.1621 | 12.1068 | 12.9534 | 13.8597 | 14.7527
CSAPR- SO2 Annual- NY | 232 | 7108 | Rate Constraint in MTons | FALSE | L | Annual | Rate | lb/MWh | 0 | 0 | 0 | 0 | 0 | 0 | 0
CSAPR- SO2 Annual- NY | 232 | 7108 | Rate Constraint in MTons | FALSE | L | Annual | Constraint Shadow Price | US2019$/Ton | 0 | 0 | 0 | 0 | 0 | 0 | 0
CSAPR- SO2 Annual- OH | 233 | 7109 | Rate Constraint in MTons | FALSE | L | Annual | Seasons Included | Seasons | Winter, WintShld, Summer | Winter, WintShld, Summer | Winter, WintShld, Summer | Winter, WintShld, Summer | Winter, WintShld, Summer | Winter, WintShld, Summer | Winter, WintShld, Summer
CSAPR- SO2 Annual- OH | 233 | 7109 | Rate Constraint in MTons | FALSE | L | Annual | Standard SO2 | Thousand Tons | 167.8432 | 167.8432 | 167.8432 | 167.8432 | 167.8432 | 167.8432 | 167.8432
CSAPR- SO2 Annual- OH | 233 | 7109 | Rate Constraint in MTons | FALSE | L | Annual | Emissions at Affected Plants SO2 | Thousand Tons | 29.9994 | 21.7215 | 3.1285 | 1.5586 | 0 | 0 | 0
CSAPR- SO2 Annual- OH | 233 | 7109 | Rate Constraint in MTons | FALSE | L | Annual | Allowances Purchased SO2 | Thousand Tons | 0 | 0 | 0 | 0 | 0 | 0 | 0
CSAPR- SO2 Annual- OH | 233 | 7109 | Rate Constraint in MTons | FALSE | L | Annual | Allowances Sold SO2 | Thousand Tons | 0 | 0 | 0 | 0 | 0 | 0 | 0
CSAPR- SO2 Annual- OH | 233 | 7109 | Rate Constraint in MTons | FALSE | L | Annual | Allowances Banked | Thousand Tons | 0 | 0 | 0 | 0 | 0 | 0 | 0
CSAPR- SO2 Annual- OH | 233 | 7109 | Rate Constraint in MTons | FALSE | L | Annual | Allowances Withdrawn (1:1) | Thousand Tons | 0 | 0 | 0 | 0 | 0 | 0 | 0
CSAPR- SO2 Annual- OH | 233 | 7109 | Rate Constraint in MTons | FALSE | L | Annual | Allowances Withdrawn (n:1) | Thousand Tons | 0 | 0 | 0 | 0 | 0 | 0 | 0
CSAPR- SO2 Annual- OH | 233 | 7109 | Rate Constraint in MTons | FALSE | L | Annual | Net Emissions Allowance Position | Thousand Tons | 29.9994 | 21.7215 | 3.1285 | 1.5586 | 0 | 0 | 0
CSAPR- SO2 Annual- OH | 233 | 7109 | Rate Constraint in MTons | FALSE | L | Annual | Fuel Consumed | TBtu | 938.3646 | 865.8899 | 790.3217 | 626.3371 | 505.051 | 472.3808 | 494.8862
CSAPR- SO2 Annual- OH | 233 | 7109 | Rate Constraint in MTons | FALSE | L | Annual | Rate | lb/MMBtu | 0.06394 | 0.050171 | 0.0079171 | 0.004977 | 0 | 0 | 0
CSAPR- SO2 Annual- OH | 233 | 7109 | Rate Constraint in MTons | FALSE | L | Annual | Generation | TWh | 127.1491 | 120.7242 | 116.9547 | 97.3664 | 84.048 | 76.5816 | 80.9403
CSAPR- SO2 Annual- OH | 233 | 7109 | Rate Constraint in MTons | FALSE | L | Annual | Qualifying Generation | TWh | 122.4776 | 116.0527 | 110.4724 | 89.29 | 74.7528 | 69.0836 | 72.381
CSAPR- SO2 Annual- OH | 233 | 7109 | Rate Constraint in MTons | FALSE | L | Annual | Rate | lb/MWh | 0.48988 | 0.37434 | 0.056639 | 0.034912 | 0 | 0 | 0
CSAPR- SO2 Annual- OH | 233 | 7109 | Rate Constraint in MTons | FALSE | L | Annual | Constraint Shadow Price | US2019$/Ton | 0 | 0 | 0 | 0 | 0 | 0 | 0
CSAPR- SO2 Annual- PA | 234 | 7110 | Rate Constraint in MTons | FALSE | L | Annual | Seasons Included | Seasons | Winter, WintShld, Summer | Winter, WintShld, Summer | Winter, WintShld, Summer | Winter, WintShld, Summer | Winter, WintShld, Summer | Winter, WintShld, Summer | Winter, WintShld, Summer
CSAPR- SO2 Annual- PA | 234 | 7110 | Rate Constraint in MTons | FALSE | L | Annual | Standard SO2 | Thousand Tons | 132.1848 | 132.1848 | 132.1848 | 132.1848 | 132.1848 | 132.1848 | 132.1848
CSAPR- SO2 Annual- PA | 234 | 7110 | Rate Constraint in MTons | FALSE | L | Annual | Emissions at Affected Plants SO2 | Thousand Tons | 6.6293 | 4.932 | 2.0167 | 1.7756 | 1.0428 | 0 | 1.5309
CSAPR- SO2 Annual- PA | 234 | 7110 | Rate Constraint in MTons | FALSE | L | Annual | Allowances Purchased SO2 | Thousand Tons | 0 | 0 | 0 | 0 | 0 | 0 | 0
CSAPR- SO2 Annual- PA | 234 | 7110 | Rate Constraint in MTons | FALSE | L | Annual | Allowances Sold SO2 | Thousand Tons | 0 | 0 | 0 | 0 | 0 | 0 | 0
CSAPR- SO2 Annual- PA | 234 | 7110 | Rate Constraint in MTons | FALSE | L | Annual | Allowances Banked | Thousand Tons | 0 | 0 | 0 | 0 | 0 | 0 | 0
CSAPR- SO2 Annual- PA | 234 | 7110 | Rate Constraint in MTons | FALSE | L | Annual | Allowances Withdrawn (1:1) | Thousand Tons | 0 | 0 | 0 | 0 | 0 | 0 | 0
CSAPR- SO2 Annual- PA | 234 | 7110 | Rate Constraint in MTons | FALSE | L | Annual | Allowances Withdrawn (n:1) | Thousand Tons | 0 | 0 | 0 | 0 | 0 | 0 | 0
CSAPR- SO2 Annual- PA | 234 | 7110 | Rate Constraint in MTons | FALSE | L | Annual | Net Emissions Allowance Position | Thousand Tons | 6.6293 | 4.932 | 2.0167 | 1.7756 | 1.0428 | 0 | 1.5309
CSAPR- SO2 Annual- PA | 234 | 7110 | Rate Constraint in MTons | FALSE | L | Annual | Fuel Consumed | TBtu | 1057.0746 | 1126.6219 | 986.2875 | 811.8216 | 743.996 | 804.4406 | 902.1976
CSAPR- SO2 Annual- PA | 234 | 7110 | Rate Constraint in MTons | FALSE | L | Annual | Rate | lb/MMBtu | 0.012543 | 0.0087553 | 0.0040895 | 0.0043742 | 0.0028032 | 0 | 0.0033936
CSAPR- SO2 Annual- PA | 234 | 7110 | Rate Constraint in MTons | FALSE | L | Annual | Generation | TWh | 163.9637 | 171.742 | 165.0132 | 147.0504 | 139.6489 | 147.0671 | 168.8599
CSAPR- SO2 Annual- PA | 234 | 7110 | Rate Constraint in MTons | FALSE | L | Annual | Qualifying Generation | TWh | 142.2657 | 150.044 | 134.9044 | 114.3187 | 104.5405 | 113.6051 | 128.1676
CSAPR- SO2 Annual- PA | 234 | 7110 | Rate Constraint in MTons | FALSE | L | Annual | Rate | lb/MWh | 0.093197 | 0.06574 | 0.029898 | 0.031063 | 0.01995 | 0 | 0.023888
CSAPR- SO2 Annual- PA | 234 | 7110 | Rate Constraint in MTons | FALSE | L | Annual | Constraint Shadow Price | US2019$/Ton | 0 | 0 | 0 | 0 | 0 | 0 | 0
CSAPR- SO2 Annual- SC | 235 | 7111 | Rate Constraint in MTons | FALSE | L | Annual | Seasons Included | Seasons | Winter, WintShld, Summer | Winter, WintShld, Summer | Winter, WintShld, Summer | Winter, WintShld, Summer | Winter, WintShld, Summer | Winter, WintShld, Summer | Winter, WintShld, Summer
CSAPR- SO2 Annual- SC | 235 | 7111 | Rate Constraint in MTons | FALSE | L | Annual | Standard SO2 | Thousand Tons | 114.0269 | 114.0269 | 114.0269 | 114.0269 | 114.0269 | 114.0269 | 114.0269
CSAPR- SO2 Annual- SC | 235 | 7111 | Rate Constraint in MTons | FALSE | L | Annual | Emissions at Affected Plants SO2 | Thousand Tons | 8.2996 | 3.4295 | 1.4806 | 1.1757 | 1.1757 | 0 | 0
CSAPR- SO2 Annual- SC | 235 | 7111 | Rate Constraint in MTons | FALSE | L | Annual | Allowances Purchased SO2 | Thousand Tons | 0 | 0 | 0 | 0 | 0 | 0 | 0
CSAPR- SO2 Annual- SC | 235 | 7111 | Rate Constraint in MTons | FALSE | L | Annual | Allowances Sold SO2 | Thousand Tons | 0 | 0 | 0 | 0 | 0 | 0 | 0
CSAPR- SO2 Annual- SC | 235 | 7111 | Rate Constraint in MTons | FALSE | L | Annual | Allowances Banked | Thousand Tons | 0 | 0 | 0 | 0 | 0 | 0 | 0
CSAPR- SO2 Annual- SC | 235 | 7111 | Rate Constraint in MTons | FALSE | L | Annual | Allowances Withdrawn (1:1) | Thousand Tons | 0 | 0 | 0 | 0 | 0 | 0 | 0
CSAPR- SO2 Annual- SC | 235 | 7111 | Rate Constraint in MTons | FALSE | L | Annual | Allowances Withdrawn (n:1) | Thousand Tons | 0 | 0 | 0 | 0 | 0 | 0 | 0
CSAPR- SO2 Annual- SC | 235 | 7111 | Rate Constraint in MTons | FALSE | L | Annual | Net Emissions Allowance Position | Thousand Tons | 8.2996 | 3.4295 | 1.4806 | 1.1757 | 1.1757 | 0 | 0
CSAPR- SO2 Annual- SC | 235 | 7111 | Rate Constraint in MTons | FALSE | L | Annual | Fuel Consumed | TBtu | 358.4389 | 322.0099 | 314.7118 | 266.4776 | 249.4547 | 213.0137 | 277.8952
CSAPR- SO2 Annual- SC | 235 | 7111 | Rate Constraint in MTons | FALSE | L | Annual | Rate | lb/MMBtu | 0.04631 | 0.021301 | 0.0094091 | 0.008824 | 0.0094261 | 0 | 0
CSAPR- SO2 Annual- SC | 235 | 7111 | Rate Constraint in MTons | FALSE | L | Annual | Generation | TWh | 67.1189 | 64.4774 | 74.5813 | 67.8971 | 62.8661 | 56.4469 | 74.7515
CSAPR- SO2 Annual- SC | 235 | 7111 | Rate Constraint in MTons | FALSE | L | Annual | Qualifying Generation | TWh | 47.227 | 44.5855 | 45.891 | 39.2965 | 36.0615 | 32.0072 | 40.8028
CSAPR- SO2 Annual- SC | 235 | 7111 | Rate Constraint in MTons | FALSE | L | Annual | Rate | lb/MWh | 0.35148 | 0.15384 | 0.064526 | 0.059837 | 0.065205 | 0 | 0
CSAPR- SO2 Annual- SC | 235 | 7111 | Rate Constraint in MTons | FALSE | L | Annual | Constraint Shadow Price | US2019$/Ton | 0 | 0 | 0 | 0 | 0 | 0 | 0
CSAPR- SO2 Annual- TN | 236 | 7112 | Rate Constraint in MTons | FALSE | L | Annual | Seasons Included | Seasons | Winter, WintShld, Summer | Winter, WintShld, Summer | Winter, WintShld, Summer | Winter, WintShld, Summer | Winter, WintShld, Summer | Winter, WintShld, Summer | Winter, WintShld, Summer
CSAPR- SO2 Annual- TN | 236 | 7112 | Rate Constraint in MTons | FALSE | L | Annual | Standard SO2 | Thousand Tons | 69.4229 | 69.4229 | 69.4229 | 69.4229 | 69.4229 | 69.4229 | 69.4229
CSAPR- SO2 Annual- TN | 236 | 7112 | Rate Constraint in MTons | FALSE | L | Annual | Emissions at Affected Plants SO2 | Thousand Tons | 2.7612 | 0.26906 | 0 | 0 | 0 | 0 | 0
CSAPR- SO2 Annual- TN | 236 | 7112 | Rate Constraint in MTons | FALSE | L | Annual | Allowances Purchased SO2 | Thousand Tons | 0 | 0 | 0 | 0 | 0 | 0 | 0
CSAPR- SO2 Annual- TN | 236 | 7112 | Rate Constraint in MTons | FALSE | L | Annual | Allowances Sold SO2 | Thousand Tons | 0 | 0 | 0 | 0 | 0 | 0 | 0
CSAPR- SO2 Annual- TN | 236 | 7112 | Rate Constraint in MTons | FALSE | L | Annual | Allowances Banked | Thousand Tons | 0 | 0 | 0 | 0 | 0 | 0 | 0
CSAPR- SO2 Annual- TN | 236 | 7112 | Rate Constraint in MTons | FALSE | L | Annual | Allowances Withdrawn (1:1) | Thousand Tons | 0 | 0 | 0 | 0 | 0 | 0 | 0
CSAPR- SO2 Annual- TN | 236 | 7112 | Rate Constraint in MTons | FALSE | L | Annual | Allowances Withdrawn (n:1) | Thousand Tons | 0 | 0 | 0 | 0 | 0 | 0 | 0
CSAPR- SO2 Annual- TN | 236 | 7112 | Rate Constraint in MTons | FALSE | L | Annual | Net Emissions Allowance Position | Thousand Tons | 2.7612 | 0.26906 | 0 | 0 | 0 | 0 | 0
CSAPR- SO2 Annual- TN | 236 | 7112 | Rate Constraint in MTons | FALSE | L | Annual | Fuel Consumed | TBtu | 221.1116 | 176.5269 | 141.9373 | 103.9527 | 75.2418 | 57.7137 | 64.5598
CSAPR- SO2 Annual- TN | 236 | 7112 | Rate Constraint in MTons | FALSE | L | Annual | Rate | lb/MMBtu | 0.024976 | 0.0030484 | 0 | 0 | 0 | 0 | 0
CSAPR- SO2 Annual- TN | 236 | 7112 | Rate Constraint in MTons | FALSE | L | Annual | Generation | TWh | 33.4351 | 29.4613 | 25.0972 | 19.2989 | 14.1448 | 10.7035 | 11.6831
CSAPR- SO2 Annual- TN | 236 | 7112 | Rate Constraint in MTons | FALSE | L | Annual | Qualifying Generation | TWh | 28.5531 | 24.4134 | 20.3521 | 15.028 | 10.9078 | 8.3301 | 9.2544
CSAPR- SO2 Annual- TN | 236 | 7112 | Rate Constraint in MTons | FALSE | L | Annual | Rate | lb/MWh | 0.19341 | 0.022042 | 0 | 0 | 0 | 0 | 0
CSAPR- SO2 Annual- TN | 236 | 7112 | Rate Constraint in MTons | FALSE | L | Annual | Constraint Shadow Price | US2019$/Ton | 0 | 0 | 0 | 0 | 0 | 0 | 0
CSAPR- SO2 Annual- VA | 237 | 7113 | Rate Constraint in MTons | FALSE | L | Annual | Seasons Included | Seasons | Winter, WintShld, Summer | Winter, WintShld, Summer | Winter, WintShld, Summer | Winter, WintShld, Summer | Winter, WintShld, Summer | Winter, WintShld, Summer | Winter, WintShld, Summer
CSAPR- SO2 Annual- VA | 237 | 7113 | Rate Constraint in MTons | FALSE | L | Annual | Standard SO2 | Thousand Tons | 41.3673 | 41.3673 | 41.3673 | 41.3673 | 41.3673 | 41.3673 | 41.3673
CSAPR- SO2 Annual- VA | 237 | 7113 | Rate Constraint in MTons | FALSE | L | Annual | Emissions at Affected Plants SO2 | Thousand Tons | 0.26858 | 0.25866 | 0.10706 | 0.092053 | 0.021427 | 0 | 0
CSAPR- SO2 Annual- VA | 237 | 7113 | Rate Constraint in MTons | FALSE | L | Annual | Allowances Purchased SO2 | Thousand Tons | 0 | 0 | 0 | 0 | 0 | 0 | 0
CSAPR- SO2 Annual- VA | 237 | 7113 | Rate Constraint in MTons | FALSE | L | Annual | Allowances Sold SO2 | Thousand Tons | 0 | 0 | 0 | 0 | 0 | 0 | 0
CSAPR- SO2 Annual- VA | 237 | 7113 | Rate Constraint in MTons | FALSE | L | Annual | Allowances Banked | Thousand Tons | 0 | 0 | 0 | 0 | 0 | 0 | 0
CSAPR- SO2 Annual- VA | 237 | 7113 | Rate Constraint in MTons | FALSE | L | Annual | Allowances Withdrawn (1:1) | Thousand Tons | 0 | 0 | 0 | 0 | 0 | 0 | 0
CSAPR- SO2 Annual- VA | 237 | 7113 | Rate Constraint in MTons | FALSE | L | Annual | Allowances Withdrawn (n:1) | Thousand Tons | 0 | 0 | 0 | 0 | 0 | 0 | 0
CSAPR- SO2 Annual- VA | 237 | 7113 | Rate Constraint in MTons | FALSE | L | Annual | Net Emissions Allowance Position | Thousand Tons | 0.26858 | 0.25866 | 0.10706 | 0.092053 | 0.021427 | 0 | 0
CSAPR- SO2 Annual- VA | 237 | 7113 | Rate Constraint in MTons | FALSE | L | Annual | Fuel Consumed | TBtu | 443.3842 | 468.8258 | 391.4326 | 294.7836 | 245.599 | 10.8767 | 16.4915
CSAPR- SO2 Annual- VA | 237 | 7113 | Rate Constraint in MTons | FALSE | L | Annual | Rate | lb/MMBtu | 0.0012115 | 0.0011034 | 0.00054703 | 0.00062455 | 0.00017448 | 0 | 0
CSAPR- SO2 Annual- VA | 237 | 7113 | Rate Constraint in MTons | FALSE | L | Annual | Generation | TWh | 69.9406 | 73.7363 | 63.3738 | 51.9856 | 45.6539 | 15.9703 | 20.6326
CSAPR- SO2 Annual- VA | 237 | 7113 | Rate Constraint in MTons | FALSE | L | Annual | Qualifying Generation | TWh | 59.9815 | 63.4385 | 53.6938 | 40.8129 | 34.1876 | 1.0983 | 1.676
CSAPR- SO2 Annual- VA | 237 | 7113 | Rate Constraint in MTons | FALSE | L | Annual | Rate | lb/MWh | 0.0089554 | 0.0081546 | 0.0039879 | 0.004511 | 0.0012535 | 0 | 0
CSAPR- SO2 Annual- VA | 237 | 7113 | Rate Constraint in MTons | FALSE | L | Annual | Constraint Shadow Price | US2019$/Ton | 0 | 0 | 0 | 0 | 0 | 0 | 0
CSAPR- SO2 Annual- WI | 238 | 7114 | Rate Constraint in MTons | FALSE | L | Annual | Seasons Included | Seasons | Winter, WintShld, Summer | Winter, WintShld, Summer | Winter, WintShld, Summer | Winter, WintShld, Summer | Winter, WintShld, Summer | Winter, WintShld, Summer | Winter, WintShld, Summer
CSAPR- SO2 Annual- WI | 238 | 7114 | Rate Constraint in MTons | FALSE | L | Annual | Standard SO2 | Thousand Tons | 56.5019 | 56.5019 | 56.5019 | 56.5019 | 56.5019 | 56.5019 | 56.5019
CSAPR- SO2 Annual- WI | 238 | 7114 | Rate Constraint in MTons | FALSE | L | Annual | Emissions at Affected Plants SO2 | Thousand Tons | 2.0514 | 0.83809 | 0 | 0 | 0 | 0 | 0
CSAPR- SO2 Annual- WI | 238 | 7114 | Rate Constraint in MTons | FALSE | L | Annual | Allowances Purchased SO2 | Thousand Tons | 0 | 0 | 0 | 0 | 0 | 0 | 0
CSAPR- SO2 Annual- WI | 238 | 7114 | Rate Constraint in MTons | FALSE | L | Annual | Allowances Sold SO2 | Thousand Tons | 0 | 0 | 0 | 0 | 0 | 0 | 0
CSAPR- SO2 Annual- WI | 238 | 7114 | Rate Constraint in MTons | FALSE | L | Annual | Allowances Banked | Thousand Tons | 0 | 0 | 0 | 0 | 0 | 0 | 0
CSAPR- SO2 Annual- WI | 238 | 7114 | Rate Constraint in MTons | FALSE | L | Annual | Allowances Withdrawn (1:1) | Thousand Tons | 0 | 0 | 0 | 0 | 0 | 0 | 0
CSAPR- SO2 Annual- WI | 238 | 7114 | Rate Constraint in MTons | FALSE | L | Annual | Allowances Withdrawn (n:1) | Thousand Tons | 0 | 0 | 0 | 0 | 0 | 0 | 0
CSAPR- SO2 Annual- WI | 238 | 7114 | Rate Constraint in MTons | FALSE | L | Annual | Net Emissions Allowance Position | Thousand Tons | 2.0514 | 0.83809 | 0 | 0 | 0 | 0 | 0
CSAPR- SO2 Annual- WI | 238 | 7114 | Rate Constraint in MTons | FALSE | L | Annual | Fuel Consumed | TBtu | 298.1402 | 263.6169 | 125.9785 | 69.8528 | 52.2898 | 53.1015 | 55.7723
CSAPR- SO2 Annual- WI | 238 | 7114 | Rate Constraint in MTons | FALSE | L | Annual | Rate | lb/MMBtu | 0.013761 | 0.0063584 | 0 | 0 | 0 | 0 | 0
CSAPR- SO2 Annual- WI | 238 | 7114 | Rate Constraint in MTons | FALSE | L | Annual | Generation | TWh | 36.6421 | 33.8687 | 17.2555 | 9.6294 | 7.2645 | 7.3774 | 7.6732
CSAPR- SO2 Annual- WI | 238 | 7114 | Rate Constraint in MTons | FALSE | L | Annual | Qualifying Generation | TWh | 36.6182 | 33.8268 | 17.2011 | 9.6183 | 7.2469 | 7.3596 | 7.6442
CSAPR- SO2 Annual- WI | 238 | 7114 | Rate Constraint in MTons | FALSE | L | Annual | Rate | lb/MWh | 0.11204 | 0.049552 | 0 | 0 | 0 | 0 | 0
CSAPR- SO2 Annual- WI | 238 | 7114 | Rate Constraint in MTons | FALSE | L | Annual | Constraint Shadow Price | US2019$/Ton | 0 | 0 | 0 | 0 | 0 | 0 | 0
CSAPR- SO2 Annual- WV | 239 | 7115 | Rate Constraint in MTons | FALSE | L | Annual | Seasons Included | Seasons | Winter, WintShld, Summer | Winter, WintShld, Summer | Winter, WintShld, Summer | Winter, WintShld, Summer | Winter, WintShld, Summer | Winter, WintShld, Summer | Winter, WintShld, Summer
CSAPR- SO2 Annual- WV | 239 | 7115 | Rate Constraint in MTons | FALSE | L | Annual | Standard SO2 | Thousand Tons | 89.2882 | 89.2882 | 89.2882 | 89.2882 | 89.2882 | 89.2882 | 89.2882
CSAPR- SO2 Annual- WV | 239 | 7115 | Rate Constraint in MTons | FALSE | L | Annual | Emissions at Affected Plants SO2 | Thousand Tons | 35.19 | 17.6307 | 4.7133 | 0.28985 | 0 | 0 | 0
CSAPR- SO2 Annual- WV | 239 | 7115 | Rate Constraint in MTons | FALSE | L | Annual | Allowances Purchased SO2 | Thousand Tons | 0 | 0 | 0 | 0 | 0 | 0 | 0
CSAPR- SO2 Annual- WV | 239 | 7115 | Rate Constraint in MTons | FALSE | L | Annual | Allowances Sold SO2 | Thousand Tons | 0 | 0 | 0 | 0 | 0 | 0 | 0
CSAPR- SO2 Annual- WV | 239 | 7115 | Rate Constraint in MTons | FALSE | L | Annual | Allowances Banked | Thousand Tons | 0 | 0 | 0 | 0 | 0 | 0 | 0
CSAPR- SO2 Annual- WV | 239 | 7115 | Rate Constraint in MTons | FALSE | L | Annual | Allowances Withdrawn (1:1) | Thousand Tons | 0 | 0 | 0 | 0 | 0 | 0 | 0
CSAPR- SO2 Annual- WV | 239 | 7115 | Rate Constraint in MTons | FALSE | L | Annual | Allowances Withdrawn (n:1) | Thousand Tons | 0 | 0 | 0 | 0 | 0 | 0 | 0
CSAPR- SO2 Annual- WV | 239 | 7115 | Rate Constraint in MTons | FALSE | L | Annual | Net Emissions Allowance Position | Thousand Tons | 35.19 | 17.6307 | 4.7133 | 0.28985 | 0 | 0 | 0
CSAPR- SO2 Annual- WV | 239 | 7115 | Rate Constraint in MTons | FALSE | L | Annual | Fuel Consumed | TBtu | 581.1979 | 404.0856 | 154.3931 | 14.3484 | 7.8375 | 45.3976 | 69.7593
CSAPR- SO2 Annual- WV | 239 | 7115 | Rate Constraint in MTons | FALSE | L | Annual | Rate | lb/MMBtu | 0.12109 | 0.087262 | 0.061056 | 0.040402 | 0 | 0 | 0
CSAPR- SO2 Annual- WV | 239 | 7115 | Rate Constraint in MTons | FALSE | L | Annual | Generation | TWh | 58.218 | 37.2028 | 12.01 | 3.6093 | 4.4041 | 10.1357 | 14.6274
CSAPR- SO2 Annual- WV | 239 | 7115 | Rate Constraint in MTons | FALSE | L | Annual | Qualifying Generation | TWh | 58.218 | 37.2028 | 12.01 | 1.5545 | 0.78875 | 4.5808 | 7.0912
CSAPR- SO2 Annual- WV | 239 | 7115 | Rate Constraint in MTons | FALSE | L | Annual | Rate | lb/MWh | 1.2089 | 0.94782 | 0.78489 | 0.37291 | 0 | 0 | 0
CSAPR- SO2 Annual- WV | 239 | 7115 | Rate Constraint in MTons | FALSE | L | Annual | Constraint Shadow Price | US2019$/Ton | 0 | 0 | 0 | 0 | 0 | 0 | 0
CT - CO2 Cap Annual v6.21 | 240 | 7777 | Rate Constraint in MTons | FALSE | L | Annual | Seasons Included | Seasons |  |  |  | Winter, WintShld, Summer | Winter, WintShld, Summer | Winter, WintShld, Summer | Winter, WintShld, Summer
CT - CO2 Cap Annual v6.21 | 240 | 7777 | Rate Constraint in MTons | FALSE | L | Annual | Standard CO2 | Thousand Tons | 0 | 0 | 0 | 0 | 0 | 0 | 0
CT - CO2 Cap Annual v6.21 | 240 | 7777 | Rate Constraint in MTons | FALSE | L | Annual | Emissions at Affected Plants CO2 | Thousand Tons | 0 | 0 | 0 | 0 | 0 | 0 | 0
CT - CO2 Cap Annual v6.21 | 240 | 7777 | Rate Constraint in MTons | FALSE | L | Annual | Allowances Purchased CO2 | Thousand Tons | 0 | 0 | 0 | 0 | 0 | 0 | 0
CT - CO2 Cap Annual v6.21 | 240 | 7777 | Rate Constraint in MTons | FALSE | L | Annual | Allowances Sold CO2 | Thousand Tons | 0 | 0 | 0 | 0 | 0 | 0 | 0
CT - CO2 Cap Annual v6.21 | 240 | 7777 | Rate Constraint in MTons | FALSE | L | Annual | Allowances Banked | Thousand Tons | 0 | 0 | 0 | 0 | 0 | 0 | 0
CT - CO2 Cap Annual v6.21 | 240 | 7777 | Rate Constraint in MTons | FALSE | L | Annual | Allowances Withdrawn (1:1) | Thousand Tons | 0 | 0 | 0 | 0 | 0 | 0 | 0
CT - CO2 Cap Annual v6.21 | 240 | 7777 | Rate Constraint in MTons | FALSE | L | Annual | Allowances Withdrawn (n:1) | Thousand Tons | 0 | 0 | 0 | 0 | 0 | 0 | 0
CT - CO2 Cap Annual v6.21 | 240 | 7777 | Rate Constraint in MTons | FALSE | L | Annual | Net Emissions Allowance Position | Thousand Tons | 0 | 0 | 0 | 0 | 0 | 0 | 0
CT - CO2 Cap Annual v6.21 | 240 | 7777 | Rate Constraint in MTons | FALSE | L | Annual | Fuel Consumed | TBtu | 0 | 0 | 0 | 0 | 0 | 0 | 0
CT - CO2 Cap Annual v6.21 | 240 | 7777 | Rate Constraint in MTons | FALSE | L | Annual | Rate | lb/MMBtu | 0 | 0 | 0 | 0 | 0 | 0 | 0
CT - CO2 Cap Annual v6.21 | 240 | 7777 | Rate Constraint in MTons | FALSE | L | Annual | Generation | TWh | 0 | 0 | 0 | 0 | 0 | 0 | 0
CT - CO2 Cap Annual v6.21 | 240 | 7777 | Rate Constraint in MTons | FALSE | L | Annual | Qualifying Generation | TWh | 0 | 0 | 0 | 0 | 0 | 0 | 0
CT - CO2 Cap Annual v6.21 | 240 | 7777 | Rate Constraint in MTons | FALSE | L | Annual | Rate | lb/MWh | 0 | 0 | 0 | 0 | 0 | 0 | 0
CT - CO2 Cap Annual v6.21 | 240 | 7777 | Rate Constraint in MTons | FALSE | L | Annual | Constraint Shadow Price | US2019$/Ton | 0 | 0 | 0 | 1080.8713 | 823.9496 | 1669.3124 | 2630.9948
CT Fac. Spec. - MER Rate Annual v3.1 | 241 | 7562 | MACT Fuel Choice Floor in lbs/MMBtu | FALSE | L | Annual | Seasons Included | Seasons | Winter, WintShld, Summer | Winter, WintShld, Summer | Winter, WintShld, Summer | Winter, WintShld, Summer | Winter, WintShld, Summer | Winter, WintShld, Summer | Winter, WintShld, Summer
CT Fac. Spec. - MER Rate Annual v3.1 | 241 | 7562 | MACT Fuel Choice Floor in lbs/MMBtu | FALSE | L | Annual | Emission Floor | lbs/MMBtu | 6e-07 | 6e-07 | 6e-07 | 6e-07 | 6e-07 | 6e-07 | 6e-07
CT Fac. Spec. - MER Rate Annual v3.1 | 241 | 7562 | MACT Fuel Choice Floor in lbs/MMBtu | FALSE | L | Annual | Emissions at Affected Plants MER | lbs | 0 | 0 | 0 | 0 | 0 | 0 | 0
CT Fac. Spec. - MER Rate Annual v3.1 | 241 | 7562 | MACT Fuel Choice Floor in lbs/MMBtu | FALSE | L | Annual | Allowances Purchased MER | lbs | 0 | 0 | 0 | 0 | 0 | 0 | 0
CT Fac. Spec. - MER Rate Annual v3.1 | 241 | 7562 | MACT Fuel Choice Floor in lbs/MMBtu | FALSE | L | Annual | Allowances Sold MER | lbs | 0 | 0 | 0 | 0 | 0 | 0 | 0
CT Fac. Spec. - MER Rate Annual v3.1 | 241 | 7562 | MACT Fuel Choice Floor in lbs/MMBtu | FALSE | L | Annual | Allowances Banked | lbs | 0 | 0 | 0 | 0 | 0 | 0 | 0
CT Fac. Spec. - MER Rate Annual v3.1 | 241 | 7562 | MACT Fuel Choice Floor in lbs/MMBtu | FALSE | L | Annual | Allowances Withdrawn (1:1) | lbs | 0 | 0 | 0 | 0 | 0 | 0 | 0
CT Fac. Spec. - MER Rate Annual v3.1 | 241 | 7562 | MACT Fuel Choice Floor in lbs/MMBtu | FALSE | L | Annual | Allowances Withdrawn (n:1) | lbs | 0 | 0 | 0 | 0 | 0 | 0 | 0
CT Fac. Spec. - MER Rate Annual v3.1 | 241 | 7562 | MACT Fuel Choice Floor in lbs/MMBtu | FALSE | L | Annual | Net Emissions Allowance Position | lbs | 0 | 0 | 0 | 0 | 0 | 0 | 0
CT Fac. Spec. - MER Rate Annual v3.1 | 241 | 7562 | MACT Fuel Choice Floor in lbs/MMBtu | FALSE | L | Annual | Fuel Consumed | TBtu | 0 | 0 | 0 | 0 | 0 | 0 | 0
CT Fac. Spec. - MER Rate Annual v3.1 | 241 | 7562 | MACT Fuel Choice Floor in lbs/MMBtu | FALSE | L | Annual | Rate | lb/MMBtu | 0 | 0 | 0 | 0 | 0 | 0 | 0
CT Fac. Spec. - MER Rate Annual v3.1 | 241 | 7562 | MACT Fuel Choice Floor in lbs/MMBtu | FALSE | L | Annual | Generation | TWh | 0 | 0 | 0 | 0 | 0 | 0 | 0
CT Fac. Spec. - MER Rate Annual v3.1 | 241 | 7562 | MACT Fuel Choice Floor in lbs/MMBtu | FALSE | L | Annual | Qualifying Generation | TWh | 0 | 0 | 0 | 0 | 0 | 0 | 0
CT Fac. Spec. - MER Rate Annual v3.1 | 241 | 7562 | MACT Fuel Choice Floor in lbs/MMBtu | FALSE | L | Annual | Constraint Shadow Price | US2019$/Lb | 0 | 0 | 0 | 0 | 0 | 0 | 0
CT Fac. Spec. - NOX Rate Winter v.4.10 Final, Unit 2230 and retrofits | 242 | 7286 | Rate Constraint in lbs/MMBtu | FALSE | L | Annual | Seasons Included | Seasons | Winter, WintShld | Winter, WintShld | Winter, WintShld | Winter, WintShld | Winter, WintShld | Winter, WintShld | Winter, WintShld
CT Fac. Spec. - NOX Rate Winter v.4.10 Final, Unit 2230 and retrofits | 242 | 7286 | Rate Constraint in lbs/MMBtu | FALSE | L | Annual | Standard NOX | lb/MMBtu | 0.15 | 0.15 | 0.15 | 0.15 | 0.15 | 0.15 | 0.15
CT Fac. Spec. - NOX Rate Winter v.4.10 Final, Unit 2230 and retrofits | 242 | 7286 | Rate Constraint in lbs/MMBtu | FALSE | L | Annual | Emissions at Affected Plants NOX | Thousand Tons | 0 | 0 | 0 | 0 | 0 | 0 | 0
CT Fac. Spec. - NOX Rate Winter v.4.10 Final, Unit 2230 and retrofits | 242 | 7286 | Rate Constraint in lbs/MMBtu | FALSE | L | Annual | Allowances Purchased NOX | Thousand Tons | 0 | 0 | 0 | 0 | 0 | 0 | 0
CT Fac. Spec. - NOX Rate Winter v.4.10 Final, Unit 2230 and retrofits | 242 | 7286 | Rate Constraint in lbs/MMBtu | FALSE | L | Annual | Allowances Sold NOX | Thousand Tons | 0 | 0 | 0 | 0 | 0 | 0 | 0
CT Fac. Spec. - NOX Rate Winter v.4.10 Final, Unit 2230 and retrofits | 242 | 7286 | Rate Constraint in lbs/MMBtu | FALSE | L | Annual | Allowances Banked | Thousand Tons | 0 | 0 | 0 | 0 | 0 | 0 | 0
CT Fac. Spec. - NOX Rate Winter v.4.10 Final, Unit 2230 and retrofits | 242 | 7286 | Rate Constraint in lbs/MMBtu | FALSE | L | Annual | Allowances Withdrawn (1:1) | Thousand Tons | 0 | 0 | 0 | 0 | 0 | 0 | 0
CT Fac. Spec. - NOX Rate Winter v.4.10 Final, Unit 2230 and retrofits | 242 | 7286 | Rate Constraint in lbs/MMBtu | FALSE | L | Annual | Allowances Withdrawn (n:1) | Thousand Tons | 0 | 0 | 0 | 0 | 0 | 0 | 0
CT Fac. Spec. - NOX Rate Winter v.4.10 Final, Unit 2230 and retrofits | 242 | 7286 | Rate Constraint in lbs/MMBtu | FALSE | L | Annual | Net Emissions Allowance Position | Thousand Tons | 0 | 0 | 0 | 0 | 0 | 0 | 0
CT Fac. Spec. - NOX Rate Winter v.4.10 Final, Unit 2230 and retrofits | 242 | 7286 | Rate Constraint in lbs/MMBtu | FALSE | L | Annual | Fuel Consumed | TBtu | 0 | 0 | 0 | 0 | 0 | 0 | 0
CT Fac. Spec. - NOX Rate Winter v.4.10 Final, Unit 2230 and retrofits | 242 | 7286 | Rate Constraint in lbs/MMBtu | FALSE | L | Annual | Rate | lb/MMBtu | 0 | 0 | 0 | 0 | 0 | 0 | 0
CT Fac. Spec. - NOX Rate Winter v.4.10 Final, Unit 2230 and retrofits | 242 | 7286 | Rate Constraint in lbs/MMBtu | FALSE | L | Annual | Generation | TWh | 0 | 0 | 0 | 0 | 0 | 0 | 0
CT Fac. Spec. - NOX Rate Winter v.4.10 Final, Unit 2230 and retrofits | 242 | 7286 | Rate Constraint in lbs/MMBtu | FALSE | L | Annual | Qualifying Generation | TWh | 0 | 0 | 0 | 0 | 0 | 0 | 0
CT Fac. Spec. - NOX Rate Winter v.4.10 Final, Unit 2230 and retrofits | 242 | 7286 | Rate Constraint in lbs/MMBtu | FALSE | L | Annual | Rate | lb/MWh | 0 | 0 | 0 | 0 | 0 | 0 | 0
CT Fac. Spec. - NOX Rate Winter v.4.10 Final, Unit 2230 and retrofits | 242 | 7286 | Rate Constraint in lbs/MMBtu | FALSE | L | Annual | Constraint Shadow Price | US2019$/Ton | 0 | 0 | 0 | 0 | 0 | 0 | 0
CT Fac. Spec. - NOX Rate Winter v.4.10 Final, Unit 2231 and retrofits | 243 | 7286 | Rate Constraint in lbs/MMBtu | FALSE | L | Annual | Seasons Included | Seasons | Winter, WintShld | Winter, WintShld | Winter, WintShld | Winter, WintShld | Winter, WintShld | Winter, WintShld | Winter, WintShld
CT Fac. Spec. - NOX Rate Winter v.4.10 Final, Unit 2231 and retrofits | 243 | 7286 | Rate Constraint in lbs/MMBtu | FALSE | L | Annual | Standard NOX | lb/MMBtu | 0.15 | 0.15 | 0.15 | 0.15 | 0.15 | 0.15 | 0.15
CT Fac. Spec. - NOX Rate Winter v.4.10 Final, Unit 2231 and retrofits | 243 | 7286 | Rate Constraint in lbs/MMBtu | FALSE | L | Annual | Emissions at Affected Plants NOX | Thousand Tons | 0 | 0 | 0 | 0 | 0 | 0 | 0
CT Fac. Spec. - NOX Rate Winter v.4.10 Final, Unit 2231 and retrofits | 243 | 7286 | Rate Constraint in lbs/MMBtu | FALSE | L | Annual | Allowances Purchased NOX | Thousand Tons | 0 | 0 | 0 | 0 | 0 | 0 | 0
CT Fac. Spec. - NOX Rate Winter v.4.10 Final, Unit 2231 and retrofits | 243 | 7286 | Rate Constraint in lbs/MMBtu | FALSE | L | Annual | Allowances Sold NOX | Thousand Tons | 0 | 0 | 0 | 0 | 0 | 0 | 0
CT Fac. Spec. - NOX Rate Winter v.4.10 Final, Unit 2231 and retrofits | 243 | 7286 | Rate Constraint in lbs/MMBtu | FALSE | L | Annual | Allowances Banked | Thousand Tons | 0 | 0 | 0 | 0 | 0 | 0 | 0
CT Fac. Spec. - NOX Rate Winter v.4.10 Final, Unit 2231 and retrofits | 243 | 7286 | Rate Constraint in lbs/MMBtu | FALSE | L | Annual | Allowances Withdrawn (1:1) | Thousand Tons | 0 | 0 | 0 | 0 | 0 | 0 | 0
CT Fac. Spec. - NOX Rate Winter v.4.10 Final, Unit 2231 and retrofits | 243 | 7286 | Rate Constraint in lbs/MMBtu | FALSE | L | Annual | Allowances Withdrawn (n:1) | Thousand Tons | 0 | 0 | 0 | 0 | 0 | 0 | 0
CT Fac. Spec. - NOX Rate Winter v.4.10 Final, Unit 2231 and retrofits | 243 | 7286 | Rate Constraint in lbs/MMBtu | FALSE | L | Annual | Net Emissions Allowance Position | Thousand Tons | 0 | 0 | 0 | 0 | 0 | 0 | 0
CT Fac. Spec. - NOX Rate Winter v.4.10 Final, Unit 2231 and retrofits | 243 | 7286 | Rate Constraint in lbs/MMBtu | FALSE | L | Annual | Fuel Consumed | TBtu | 0 | 0 | 0 | 0 | 0 | 0 | 0
CT Fac. Spec. - NOX Rate Winter v.4.10 Final, Unit 2231 and retrofits | 243 | 7286 | Rate Constraint in lbs/MMBtu | FALSE | L | Annual | Rate | lb/MMBtu | 0 | 0 | 0 | 0 | 0 | 0 | 0
CT Fac. Spec. - NOX Rate Winter v.4.10 Final, Unit 2231 and retrofits | 243 | 7286 | Rate Constraint in lbs/MMBtu | FALSE | L | Annual | Generation | TWh | 0 | 0 | 0 | 0 | 0 | 0 | 0
CT Fac. Spec. - NOX Rate Winter v.4.10 Final, Unit 2231 and retrofits | 243 | 7286 | Rate Constraint in lbs/MMBtu | FALSE | L | Annual | Qualifying Generation | TWh | 0 | 0 | 0 | 0 | 0 | 0 | 0
CT Fac. Spec. - NOX Rate Winter v.4.10 Final, Unit 2231 and retrofits | 243 | 7286 | Rate Constraint in lbs/MMBtu | FALSE | L | Annual | Rate | lb/MWh | 0 | 0 | 0 | 0 | 0 | 0 | 0
CT Fac. Spec. - NOX Rate Winter v.4.10 Final, Unit 2231 and retrofits | 243 | 7286 | Rate Constraint in lbs/MMBtu | FALSE | L | Annual | Constraint Shadow Price | US2019$/Ton | 0 | 0 | 0 | 0 | 0 | 0 | 0
CT Fac. Spec. - NOX Rate Winter v.4.10 Final, Unit 2351 and retrofits | 244 | 7286 | Rate Constraint in lbs/MMBtu | FALSE | L | Annual | Seasons Included | Seasons | Winter, WintShld | Winter, WintShld | Winter, WintShld | Winter, WintShld | Winter, WintShld | Winter, WintShld | Winter, WintShld
CT Fac. Spec. - NOX Rate Winter v.4.10 Final, Unit 2351 and retrofits | 244 | 7286 | Rate Constraint in lbs/MMBtu | FALSE | L | Annual | Standard NOX | lb/MMBtu | 0.15 | 0.15 | 0.15 | 0.15 | 0.15 | 0.15 | 0.15
CT Fac. Spec. - NOX Rate Winter v.4.10 Final, Unit 2351 and retrofits | 244 | 7286 | Rate Constraint in lbs/MMBtu | FALSE | L | Annual | Emissions at Affected Plants NOX | Thousand Tons | 0 | 0 | 0 | 0 | 0 | 0 | 0
CT Fac. Spec. - NOX Rate Winter v.4.10 Final, Unit 2351 and retrofits | 244 | 7286 | Rate Constraint in lbs/MMBtu | FALSE | L | Annual | Allowances Purchased NOX | Thousand Tons | 0 | 0 | 0 | 0 | 0 | 0 | 0
CT Fac. Spec. - NOX Rate Winter v.4.10 Final, Unit 2351 and retrofits | 244 | 7286 | Rate Constraint in lbs/MMBtu | FALSE | L | Annual | Allowances Sold NOX | Thousand Tons | 0 | 0 | 0 | 0 | 0 | 0 | 0
CT Fac. Spec. - NOX Rate Winter v.4.10 Final, Unit 2351 and retrofits | 244 | 7286 | Rate Constraint in lbs/MMBtu | FALSE | L | Annual | Allowances Banked | Thousand Tons | 0 | 0 | 0 | 0 | 0 | 0 | 0
CT Fac. Spec. - NOX Rate Winter v.4.10 Final, Unit 2351 and retrofits | 244 | 7286 | Rate Constraint in lbs/MMBtu | FALSE | L | Annual | Allowances Withdrawn (1:1) | Thousand Tons | 0 | 0 | 0 | 0 | 0 | 0 | 0
CT Fac. Spec. - NOX Rate Winter v.4.10 Final, Unit 2351 and retrofits | 244 | 7286 | Rate Constraint in lbs/MMBtu | FALSE | L | Annual | Allowances Withdrawn (n:1) | Thousand Tons | 0 | 0 | 0 | 0 | 0 | 0 | 0
CT Fac. Spec. - NOX Rate Winter v.4.10 Final, Unit 2351 and retrofits | 244 | 7286 | Rate Constraint in lbs/MMBtu | FALSE | L | Annual | Net Emissions Allowance Position | Thousand Tons | 0 | 0 | 0 | 0 | 0 | 0 | 0
CT Fac. Spec. - NOX Rate Winter v.4.10 Final, Unit 2351 and retrofits | 244 | 7286 | Rate Constraint in lbs/MMBtu | FALSE | L | Annual | Fuel Consumed | TBtu | 0 | 0 | 0 | 0 | 0 | 0 | 0
CT Fac. Spec. - NOX Rate Winter v.4.10 Final, Unit 2351 and retrofits | 244 | 7286 | Rate Constraint in lbs/MMBtu | FALSE | L | Annual | Rate | lb/MMBtu | 0 | 0 | 0 | 0 | 0 | 0 | 0
CT Fac. Spec. - NOX Rate Winter v.4.10 Final, Unit 2351 and retrofits | 244 | 7286 | Rate Constraint in lbs/MMBtu | FALSE | L | Annual | Generation | TWh | 0 | 0 | 0 | 0 | 0 | 0 | 0
CT Fac. Spec. - NOX Rate Winter v.4.10 Final, Unit 2351 and retrofits | 244 | 7286 | Rate Constraint in lbs/MMBtu | FALSE | L | Annual | Qualifying Generation | TWh | 0 | 0 | 0 | 0 | 0 | 0 | 0
CT Fac. Spec. - NOX Rate Winter v.4.10 Final, Unit 2351 and retrofits | 244 | 7286 | Rate Constraint in lbs/MMBtu | FALSE | L | Annual | Rate | lb/MWh | 0 | 0 | 0 | 0 | 0 | 0 | 0
CT Fac. Spec. - NOX Rate Winter v.4.10 Final, Unit 2351 and retrofits | 244 | 7286 | Rate Constraint in lbs/MMBtu | FALSE | L | Annual | Constraint Shadow Price | US2019$/Ton | 0 | 0 | 0 | 0 | 0 | 0 | 0
CT Fac. Spec. - NOX Rate Winter v.4.10 Final, Unit 2352 and retrofits | 245 | 7286 | Rate Constraint in lbs/MMBtu | FALSE | L | Annual | Seasons Included | Seasons | Winter, WintShld | Winter, WintShld | Winter, WintShld | Winter, WintShld | Winter, WintShld | Winter, WintShld | Winter, WintShld
CT Fac. Spec. - NOX Rate Winter v.4.10 Final, Unit 2352 and retrofits | 245 | 7286 | Rate Constraint in lbs/MMBtu | FALSE | L | Annual | Standard NOX | lb/MMBtu | 0.15 | 0.15 | 0.15 | 0.15 | 0.15 | 0.15 | 0.15
CT Fac. Spec. - NOX Rate Winter v.4.10 Final, Unit 2352 and retrofits | 245 | 7286 | Rate Constraint in lbs/MMBtu | FALSE | L | Annual | Emissions at Affected Plants NOX | Thousand Tons | 0 | 0 | 0 | 0 | 0 | 0 | 0
CT Fac. Spec. - NOX Rate Winter v.4.10 Final, Unit 2352 and retrofits | 245 | 7286 | Rate Constraint in lbs/MMBtu | FALSE | L | Annual | Allowances Purchased NOX | Thousand Tons | 0 | 0 | 0 | 0 | 0 | 0 | 0
CT Fac. Spec. - NOX Rate Winter v.4.10 Final, Unit 2352 and retrofits | 245 | 7286 | Rate Constraint in lbs/MMBtu | FALSE | L | Annual | Allowances Sold NOX | Thousand Tons | 0 | 0 | 0 | 0 | 0 | 0 | 0
CT Fac. Spec. - NOX Rate Winter v.4.10 Final, Unit 2352 and retrofits | 245 | 7286 | Rate Constraint in lbs/MMBtu | FALSE | L | Annual | Allowances Banked | Thousand Tons | 0 | 0 | 0 | 0 | 0 | 0 | 0
CT Fac. Spec. - NOX Rate Winter v.4.10 Final, Unit 2352 and retrofits | 245 | 7286 | Rate Constraint in lbs/MMBtu | FALSE | L | Annual | Allowances Withdrawn (1:1) | Thousand Tons | 0 | 0 | 0 | 0 | 0 | 0 | 0
CT Fac. Spec. - NOX Rate Winter v.4.10 Final, Unit 2352 and retrofits | 245 | 7286 | Rate Constraint in lbs/MMBtu | FALSE | L | Annual | Allowances Withdrawn (n:1) | Thousand Tons | 0 | 0 | 0 | 0 | 0 | 0 | 0
CT Fac. Spec. - NOX Rate Winter v.4.10 Final, Unit 2352 and retrofits | 245 | 7286 | Rate Constraint in lbs/MMBtu | FALSE | L | Annual | Net Emissions Allowance Position | Thousand Tons | 0 | 0 | 0 | 0 | 0 | 0 | 0
CT Fac. Spec. - NOX Rate Winter v.4.10 Final, Unit 2352 and retrofits | 245 | 7286 | Rate Constraint in lbs/MMBtu | FALSE | L | Annual | Fuel Consumed | TBtu | 0 | 0 | 0 | 0 | 0 | 0 | 0
CT Fac. Spec. - NOX Rate Winter v.4.10 Final, Unit 2352 and retrofits | 245 | 7286 | Rate Constraint in lbs/MMBtu | FALSE | L | Annual | Rate | lb/MMBtu | 0 | 0 | 0 | 0 | 0 | 0 | 0
CT Fac. Spec. - NOX Rate Winter v.4.10 Final, Unit 2352 and retrofits | 245 | 7286 | Rate Constraint in lbs/MMBtu | FALSE | L | Annual | Generation | TWh | 0 | 0 | 0 | 0 | 0 | 0 | 0
CT Fac. Spec. - NOX Rate Winter v.4.10 Final, Unit 2352 and retrofits | 245 | 7286 | Rate Constraint in lbs/MMBtu | FALSE | L | Annual | Qualifying Generation | TWh | 0 | 0 | 0 | 0 | 0 | 0 | 0
CT Fac. Spec. - NOX Rate Winter v.4.10 Final, Unit 2352 and retrofits | 245 | 7286 | Rate Constraint in lbs/MMBtu | FALSE | L | Annual | Rate | lb/MWh | 0 | 0 | 0 | 0 | 0 | 0 | 0
CT Fac. Spec. - NOX Rate Winter v.4.10 Final, Unit 2352 and retrofits | 245 | 7286 | Rate Constraint in lbs/MMBtu | FALSE | L | Annual | Constraint Shadow Price | US2019$/Ton | 0 | 0 | 0 | 0 | 0 | 0 | 0
CT Fac. Spec. - NOX Rate Winter v.4.10 Final, Unit 2353 and retrofits | 246 | 7286 | Rate Constraint in lbs/MMBtu | FALSE | L | Annual | Seasons Included | Seasons | Winter, WintShld | Winter, WintShld | Winter, WintShld | Winter, WintShld | Winter, WintShld | Winter, WintShld | Winter, WintShld
CT Fac. Spec. - NOX Rate Winter v.4.10 Final, Unit 2353 and retrofits | 246 | 7286 | Rate Constraint in lbs/MMBtu | FALSE | L | Annual | Standard NOX | lb/MMBtu | 0.15 | 0.15 | 0.15 | 0.15 | 0.15 | 0.15 | 0.15
CT Fac. Spec. - NOX Rate Winter v.4.10 Final, Unit 2353 and retrofits | 246 | 7286 | Rate Constraint in lbs/MMBtu | FALSE | L | Annual | Emissions at Affected Plants NOX | Thousand Tons | 0 | 0 | 0 | 0 | 0 | 0 | 0
CT Fac. Spec. - NOX Rate Winter v.4.10 Final, Unit 2353 and retrofits | 246 | 7286 | Rate Constraint in lbs/MMBtu | FALSE | L | Annual | Allowances Purchased NOX | Thousand Tons | 0 | 0 | 0 | 0 | 0 | 0 | 0
CT Fac. Spec. - NOX Rate Winter v.4.10 Final, Unit 2353 and retrofits | 246 | 7286 | Rate Constraint in lbs/MMBtu | FALSE | L | Annual | Allowances Sold NOX | Thousand Tons | 0 | 0 | 0 | 0 | 0 | 0 | 0
CT Fac. Spec. - NOX Rate Winter v.4.10 Final, Unit 2353 and retrofits | 246 | 7286 | Rate Constraint in lbs/MMBtu | FALSE | L | Annual | Allowances Banked | Thousand Tons | 0 | 0 | 0 | 0 | 0 | 0 | 0
CT Fac. Spec. - NOX Rate Winter v.4.10 Final, Unit 2353 and retrofits | 246 | 7286 | Rate Constraint in lbs/MMBtu | FALSE | L | Annual | Allowances Withdrawn (1:1) | Thousand Tons | 0 | 0 | 0 | 0 | 0 | 0 | 0
CT Fac. Spec. - NOX Rate Winter v.4.10 Final, Unit 2353 and retrofits | 246 | 7286 | Rate Constraint in lbs/MMBtu | FALSE | L | Annual | Allowances Withdrawn (n:1) | Thousand Tons | 0 | 0 | 0 | 0 | 0 | 0 | 0
CT Fac. Spec. - NOX Rate Winter v.4.10 Final, Unit 2353 and retrofits | 246 | 7286 | Rate Constraint in lbs/MMBtu | FALSE | L | Annual | Net Emissions Allowance Position | Thousand Tons | 0 | 0 | 0 | 0 | 0 | 0 | 0
CT Fac. Spec. - NOX Rate Winter v.4.10 Final, Unit 2353 and retrofits | 246 | 7286 | Rate Constraint in lbs/MMBtu | FALSE | L | Annual | Fuel Consumed | TBtu | 0 | 0 | 0 | 0 | 0 | 0 | 0
CT Fac. Spec. - NOX Rate Winter v.4.10 Final, Unit 2353 and retrofits | 246 | 7286 | Rate Constraint in lbs/MMBtu | FALSE | L | Annual | Rate | lb/MMBtu | 0 | 0 | 0 | 0 | 0 | 0 | 0
CT Fac. Spec. - NOX Rate Winter v.4.10 Final, Unit 2353 and retrofits | 246 | 7286 | Rate Constraint in lbs/MMBtu | FALSE | L | Annual | Generation | TWh | 0 | 0 | 0 | 0 | 0 | 0 | 0
CT Fac. Spec. - NOX Rate Winter v.4.10 Final, Unit 2353 and retrofits | 246 | 7286 | Rate Constraint in lbs/MMBtu | FALSE | L | Annual | Qualifying Generation | TWh | 0 | 0 | 0 | 0 | 0 | 0 | 0
CT Fac. Spec. - NOX Rate Winter v.4.10 Final, Unit 2353 and retrofits | 246 | 7286 | Rate Constraint in lbs/MMBtu | FALSE | L | Annual | Rate | lb/MWh | 0 | 0 | 0 | 0 | 0 | 0 | 0
CT Fac. Spec. - NOX Rate Winter v.4.10 Final, Unit 2353 and retrofits | 246 | 7286 | Rate Constraint in lbs/MMBtu | FALSE | L | Annual | Constraint Shadow Price | US2019$/Ton | 0 | 0 | 0 | 0 | 0 | 0 | 0
CT Fac. Spec. - NOX Rate Winter v.4.10 Final, Unit 2354 and retrofits | 247 | 7286 | Rate Constraint in lbs/MMBtu | FALSE | L | Annual | Seasons Included | Seasons | Winter, WintShld | Winter, WintShld | Winter, WintShld | Winter, WintShld | Winter, WintShld | Winter, WintShld | Winter, WintShld
CT Fac. Spec. - NOX Rate Winter v.4.10 Final, Unit 2354 and retrofits | 247 | 7286 | Rate Constraint in lbs/MMBtu | FALSE | L | Annual | Standard NOX | lb/MMBtu | 0.15 | 0.15 | 0.15 | 0.15 | 0.15 | 0.15 | 0.15
CT Fac. Spec. - NOX Rate Winter v.4.10 Final, Unit 2354 and retrofits | 247 | 7286 | Rate Constraint in lbs/MMBtu | FALSE | L | Annual | Emissions at Affected Plants NOX | Thousand Tons | 0 | 0 | 0 | 0 | 0 | 0 | 0
CT Fac. Spec. - NOX Rate Winter v.4.10 Final, Unit 2354 and retrofits | 247 | 7286 | Rate Constraint in lbs/MMBtu | FALSE | L | Annual | Allowances Purchased NOX | Thousand Tons | 0 | 0 | 0 | 0 | 0 | 0 | 0
CT Fac. Spec. - NOX Rate Winter v.4.10 Final, Unit 2354 and retrofits | 247 | 7286 | Rate Constraint in lbs/MMBtu | FALSE | L | Annual | Allowances Sold NOX | Thousand Tons | 0 | 0 | 0 | 0 | 0 | 0 | 0
CT Fac. Spec. - NOX Rate Winter v.4.10 Final, Unit 2354 and retrofits | 247 | 7286 | Rate Constraint in lbs/MMBtu | FALSE | L | Annual | Allowances Banked | Thousand Tons | 0 | 0 | 0 | 0 | 0 | 0 | 0
CT Fac. Spec. - NOX Rate Winter v.4.10 Final, Unit 2354 and retrofits | 247 | 7286 | Rate Constraint in lbs/MMBtu | FALSE | L | Annual | Allowances Withdrawn (1:1) | Thousand Tons | 0 | 0 | 0 | 0 | 0 | 0 | 0
CT Fac. Spec. - NOX Rate Winter v.4.10 Final, Unit 2354 and retrofits | 247 | 7286 | Rate Constraint in lbs/MMBtu | FALSE | L | Annual | Allowances Withdrawn (n:1) | Thousand Tons | 0 | 0 | 0 | 0 | 0 | 0 | 0
CT Fac. Spec. - NOX Rate Winter v.4.10 Final, Unit 2354 and retrofits | 247 | 7286 | Rate Constraint in lbs/MMBtu | FALSE | L | Annual | Net Emissions Allowance Position | Thousand Tons | 0 | 0 | 0 | 0 | 0 | 0 | 0
CT Fac. Spec. - NOX Rate Winter v.4.10 Final, Unit 2354 and retrofits | 247 | 7286 | Rate Constraint in lbs/MMBtu | FALSE | L | Annual | Fuel Consumed | TBtu | 0 | 0 | 0 | 0 | 0 | 0 | 0
CT Fac. Spec. - NOX Rate Winter v.4.10 Final, Unit 2354 and retrofits | 247 | 7286 | Rate Constraint in lbs/MMBtu | FALSE | L | Annual | Rate | lb/MMBtu | 0 | 0 | 0 | 0 | 0 | 0 | 0
CT Fac. Spec. - NOX Rate Winter v.4.10 Final, Unit 2354 and retrofits | 247 | 7286 | Rate Constraint in lbs/MMBtu | FALSE | L | Annual | Generation | TWh | 0 | 0 | 0 | 0 | 0 | 0 | 0
CT Fac. Spec. - NOX Rate Winter v.4.10 Final, Unit 2354 and retrofits | 247 | 7286 | Rate Constraint in lbs/MMBtu | FALSE | L | Annual | Qualifying Generation | TWh | 0 | 0 | 0 | 0 | 0 | 0 | 0
CT Fac. Spec. - NOX Rate Winter v.4.10 Final, Unit 2354 and retrofits | 247 | 7286 | Rate Constraint in lbs/MMBtu | FALSE | L | Annual | Rate | lb/MWh | 0 | 0 | 0 | 0 | 0 | 0 | 0
CT Fac. Spec. - NOX Rate Winter v.4.10 Final, Unit 2354 and retrofits | 247 | 7286 | Rate Constraint in lbs/MMBtu | FALSE | L | Annual | Constraint Shadow Price | US2019$/Ton | 0 | 0 | 0 | 0 | 0 | 0 | 0
CT Fac. Spec. - SO2 Rate Annual Non-Title IV v3.1, Unit 48 and retrofits | 248 | 7288 | Rate Constraint in lbs/MMBtu | FALSE | L | Annual | Seasons Included | Seasons | Winter, WintShld, Summer | Winter, WintShld, Summer | Winter, WintShld, Summer | Winter, WintShld, Summer | Winter, WintShld, Summer | Winter, WintShld, Summer | Winter, WintShld, Summer
CT Fac. Spec. - SO2 Rate Annual Non-Title IV v3.1, Unit 48 and retrofits | 248 | 7288 | Rate Constraint in lbs/MMBtu | FALSE | L | Annual | Standard SO2 | lb/MMBtu | 0.55 | 0.55 | 0.55 | 0.55 | 0.55 | 0.55 | 0.55
CT Fac. Spec. - SO2 Rate Annual Non-Title IV v3.1, Unit 48 and retrofits | 248 | 7288 | Rate Constraint in lbs/MMBtu | FALSE | L | Annual | Emissions at Affected Plants SO2 | Thousand Tons | 0 | 0 | 0 | 0 | 0 | 0 | 0
CT Fac. Spec. - SO2 Rate Annual Non-Title IV v3.1, Unit 48 and retrofits | 248 | 7288 | Rate Constraint in lbs/MMBtu | FALSE | L | Annual | Allowances Purchased SO2 | Thousand Tons | 0 | 0 | 0 | 0 | 0 | 0 | 0
CT Fac. Spec. - SO2 Rate Annual Non-Title IV v3.1, Unit 48 and retrofits | 248 | 7288 | Rate Constraint in lbs/MMBtu | FALSE | L | Annual | Allowances Sold SO2 | Thousand Tons | 0 | 0 | 0 | 0 | 0 | 0 | 0
CT Fac. Spec. - SO2 Rate Annual Non-Title IV v3.1, Unit 48 and retrofits | 248 | 7288 | Rate Constraint in lbs/MMBtu | FALSE | L | Annual | Allowances Banked | Thousand Tons | 0 | 0 | 0 | 0 | 0 | 0 | 0
CT Fac. Spec. - SO2 Rate Annual Non-Title IV v3.1, Unit 48 and retrofits | 248 | 7288 | Rate Constraint in lbs/MMBtu | FALSE | L | Annual | Allowances Withdrawn (1:1) | Thousand Tons | 0 | 0 | 0 | 0 | 0 | 0 | 0
CT Fac. Spec. - SO2 Rate Annual Non-Title IV v3.1, Unit 48 and retrofits | 248 | 7288 | Rate Constraint in lbs/MMBtu | FALSE | L | Annual | Allowances Withdrawn (n:1) | Thousand Tons | 0 | 0 | 0 | 0 | 0 | 0 | 0
CT Fac. Spec. - SO2 Rate Annual Non-Title IV v3.1, Unit 48 and retrofits | 248 | 7288 | Rate Constraint in lbs/MMBtu | FALSE | L | Annual | Net Emissions Allowance Position | Thousand Tons | 0 | 0 | 0 | 0 | 0 | 0 | 0
CT Fac. Spec. - SO2 Rate Annual Non-Title IV v3.1, Unit 48 and retrofits | 248 | 7288 | Rate Constraint in lbs/MMBtu | FALSE | L | Annual | Fuel Consumed | TBtu | 0 | 0 | 0 | 0 | 0 | 0 | 0
CT Fac. Spec. - SO2 Rate Annual Non-Title IV v3.1, Unit 48 and retrofits | 248 | 7288 | Rate Constraint in lbs/MMBtu | FALSE | L | Annual | Rate | lb/MMBtu | 0 | 0 | 0 | 0 | 0 | 0 | 0
CT Fac. Spec. - SO2 Rate Annual Non-Title IV v3.1, Unit 48 and retrofits | 248 | 7288 | Rate Constraint in lbs/MMBtu | FALSE | L | Annual | Generation | TWh | 0 | 0 | 0 | 0 | 0 | 0 | 0
CT Fac. Spec. - SO2 Rate Annual Non-Title IV v3.1, Unit 48 and retrofits | 248 | 7288 | Rate Constraint in lbs/MMBtu | FALSE | L | Annual | Qualifying Generation | TWh | 0 | 0 | 0 | 0 | 0 | 0 | 0
CT Fac. Spec. - SO2 Rate Annual Non-Title IV v3.1, Unit 48 and retrofits | 248 | 7288 | Rate Constraint in lbs/MMBtu | FALSE | L | Annual | Rate | lb/MWh | 0 | 0 | 0 | 0 | 0 | 0 | 0
CT Fac. Spec. - SO2 Rate Annual Non-Title IV v3.1, Unit 48 and retrofits | 248 | 7288 | Rate Constraint in lbs/MMBtu | FALSE | L | Annual | Constraint Shadow Price | US2019$/Ton | 0 | 0 | 0 | 0 | 0 | 0 | 0
CT Fac. Spec. - SO2 Rate Annual v3.1, Unit 2230 and retrofits | 249 | 7287 | Rate Constraint in lbs/MMBtu | FALSE | L | Annual | Seasons Included | Seasons | Winter, WintShld, Summer | Winter, WintShld, Summer | Winter, WintShld, Summer | Winter, WintShld, Summer | Winter, WintShld, Summer | Winter, WintShld, Summer | Winter, WintShld, Summer
CT Fac. Spec. - SO2 Rate Annual v3.1, Unit 2230 and retrofits | 249 | 7287 | Rate Constraint in lbs/MMBtu | FALSE | L | Annual | Standard SO2 | lb/MMBtu | 0.33 | 0.33 | 0.33 | 0.33 | 0.33 | 0.33 | 0.33
CT Fac. Spec. - SO2 Rate Annual v3.1, Unit 2230 and retrofits | 249 | 7287 | Rate Constraint in lbs/MMBtu | FALSE | L | Annual | Emissions at Affected Plants SO2 | Thousand Tons | 0 | 0 | 0 | 0 | 0 | 0 | 0
CT Fac. Spec. - SO2 Rate Annual v3.1, Unit 2230 and retrofits | 249 | 7287 | Rate Constraint in lbs/MMBtu | FALSE | L | Annual | Allowances Purchased SO2 | Thousand Tons | 0 | 0 | 0 | 0 | 0 | 0 | 0
CT Fac. Spec. - SO2 Rate Annual v3.1, Unit 2230 and retrofits | 249 | 7287 | Rate Constraint in lbs/MMBtu | FALSE | L | Annual | Allowances Sold SO2 | Thousand Tons | 0 | 0 | 0 | 0 | 0 | 0 | 0
CT Fac. Spec. - SO2 Rate Annual v3.1, Unit 2230 and retrofits | 249 | 7287 | Rate Constraint in lbs/MMBtu | FALSE | L | Annual | Allowances Banked | Thousand Tons | 0 | 0 | 0 | 0 | 0 | 0 | 0
CT Fac. Spec. - SO2 Rate Annual v3.1, Unit 2230 and retrofits | 249 | 7287 | Rate Constraint in lbs/MMBtu | FALSE | L | Annual | Allowances Withdrawn (1:1) | Thousand Tons | 0 | 0 | 0 | 0 | 0 | 0 | 0
CT Fac. Spec. - SO2 Rate Annual v3.1, Unit 2230 and retrofits | 249 | 7287 | Rate Constraint in lbs/MMBtu | FALSE | L | Annual | Allowances Withdrawn (n:1) | Thousand Tons | 0 | 0 | 0 | 0 | 0 | 0 | 0
CT Fac. Spec. - SO2 Rate Annual v3.1, Unit 2230 and retrofits | 249 | 7287 | Rate Constraint in lbs/MMBtu | FALSE | L | Annual | Net Emissions Allowance Position | Thousand Tons | 0 | 0 | 0 | 0 | 0 | 0 | 0
CT Fac. Spec. - SO2 Rate Annual v3.1, Unit 2230 and retrofits | 249 | 7287 | Rate Constraint in lbs/MMBtu | FALSE | L | Annual | Fuel Consumed | TBtu | 0 | 0 | 0 | 0 | 0 | 0 | 0
CT Fac. Spec. - SO2 Rate Annual v3.1, Unit 2230 and retrofits | 249 | 7287 | Rate Constraint in lbs/MMBtu | FALSE | L | Annual | Rate | lb/MMBtu | 0 | 0 | 0 | 0 | 0 | 0 | 0
CT Fac. Spec. - SO2 Rate Annual v3.1, Unit 2230 and retrofits | 249 | 7287 | Rate Constraint in lbs/MMBtu | FALSE | L | Annual | Generation | TWh | 0 | 0 | 0 | 0 | 0 | 0 | 0
CT Fac. Spec. - SO2 Rate Annual v3.1, Unit 2230 and retrofits | 249 | 7287 | Rate Constraint in lbs/MMBtu | FALSE | L | Annual | Qualifying Generation | TWh | 0 | 0 | 0 | 0 | 0 | 0 | 0
CT Fac. Spec. - SO2 Rate Annual v3.1, Unit 2230 and retrofits | 249 | 7287 | Rate Constraint in lbs/MMBtu | FALSE | L | Annual | Rate | lb/MWh | 0 | 0 | 0 | 0 | 0 | 0 | 0
CT Fac. Spec. - SO2 Rate Annual v3.1, Unit 2230 and retrofits | 249 | 7287 | Rate Constraint in lbs/MMBtu | FALSE | L | Annual | Constraint Shadow Price | US2019$/Ton | 0 | 0 | 0 | 0 | 0 | 0 | 0
CT Fac. Spec. - SO2 Rate Annual v3.1, Unit 2231 and retrofits | 250 | 7287 | Rate Constraint in lbs/MMBtu | FALSE | L | Annual | Seasons Included | Seasons | Winter, WintShld, Summer | Winter, WintShld, Summer | Winter, WintShld, Summer | Winter, WintShld, Summer | Winter, WintShld, Summer | Winter, WintShld, Summer | Winter, WintShld, Summer
CT Fac. Spec. - SO2 Rate Annual v3.1, Unit 2231 and retrofits | 250 | 7287 | Rate Constraint in lbs/MMBtu | FALSE | L | Annual | Standard SO2 | lb/MMBtu | 0.33 | 0.33 | 0.33 | 0.33 | 0.33 | 0.33 | 0.33
CT Fac. Spec. - SO2 Rate Annual v3.1, Unit 2231 and retrofits | 250 | 7287 | Rate Constraint in lbs/MMBtu | FALSE | L | Annual | Emissions at Affected Plants SO2 | Thousand Tons | 0 | 0 | 0 | 0 | 0 | 0 | 0
CT Fac. Spec. - SO2 Rate Annual v3.1, Unit 2231 and retrofits | 250 | 7287 | Rate Constraint in lbs/MMBtu | FALSE | L | Annual | Allowances Purchased SO2 | Thousand Tons | 0 | 0 | 0 | 0 | 0 | 0 | 0
CT Fac. Spec. - SO2 Rate Annual v3.1, Unit 2231 and retrofits | 250 | 7287 | Rate Constraint in lbs/MMBtu | FALSE | L | Annual | Allowances Sold SO2 | Thousand Tons | 0 | 0 | 0 | 0 | 0 | 0 | 0
CT Fac. Spec. - SO2 Rate Annual v3.1, Unit 2231 and retrofits | 250 | 7287 | Rate Constraint in lbs/MMBtu | FALSE | L | Annual | Allowances Banked | Thousand Tons | 0 | 0 | 0 | 0 | 0 | 0 | 0
CT Fac. Spec. - SO2 Rate Annual v3.1, Unit 2231 and retrofits | 250 | 7287 | Rate Constraint in lbs/MMBtu | FALSE | L | Annual | Allowances Withdrawn (1:1) | Thousand Tons | 0 | 0 | 0 | 0 | 0 | 0 | 0
CT Fac. Spec. - SO2 Rate Annual v3.1, Unit 2231 and retrofits | 250 | 7287 | Rate Constraint in lbs/MMBtu | FALSE | L | Annual | Allowances Withdrawn (n:1) | Thousand Tons | 0 | 0 | 0 | 0 | 0 | 0 | 0
CT Fac. Spec. - SO2 Rate Annual v3.1, Unit 2231 and retrofits | 250 | 7287 | Rate Constraint in lbs/MMBtu | FALSE | L | Annual | Net Emissions Allowance Position | Thousand Tons | 0 | 0 | 0 | 0 | 0 | 0 | 0
CT Fac. Spec. - SO2 Rate Annual v3.1, Unit 2231 and retrofits | 250 | 7287 | Rate Constraint in lbs/MMBtu | FALSE | L | Annual | Fuel Consumed | TBtu | 0 | 0 | 0 | 0 | 0 | 0 | 0
CT Fac. Spec. - SO2 Rate Annual v3.1, Unit 2231 and retrofits | 250 | 7287 | Rate Constraint in lbs/MMBtu | FALSE | L | Annual | Rate | lb/MMBtu | 0 | 0 | 0 | 0 | 0 | 0 | 0
CT Fac. Spec. - SO2 Rate Annual v3.1, Unit 2231 and retrofits | 250 | 7287 | Rate Constraint in lbs/MMBtu | FALSE | L | Annual | Generation | TWh | 0 | 0 | 0 | 0 | 0 | 0 | 0
CT Fac. Spec. - SO2 Rate Annual v3.1, Unit 2231 and retrofits | 250 | 7287 | Rate Constraint in lbs/MMBtu | FALSE | L | Annual | Qualifying Generation | TWh | 0 | 0 | 0 | 0 | 0 | 0 | 0
CT Fac. Spec. - SO2 Rate Annual v3.1, Unit 2231 and retrofits | 250 | 7287 | Rate Constraint in lbs/MMBtu | FALSE | L | Annual | Rate | lb/MWh | 0 | 0 | 0 | 0 | 0 | 0 | 0
CT Fac. Spec. - SO2 Rate Annual v3.1, Unit 2231 and retrofits | 250 | 7287 | Rate Constraint in lbs/MMBtu | FALSE | L | Annual | Constraint Shadow Price | US2019$/Ton | 0 | 0 | 0 | 0 | 0 | 0 | 0
CT Fac. Spec. - SO2 Rate Annual v3.1, Unit 2351 and retrofits | 251 | 7287 | Rate Constraint in lbs/MMBtu | FALSE | L | Annual | Seasons Included | Seasons | Winter, WintShld, Summer | Winter, WintShld, Summer | Winter, WintShld, Summer | Winter, WintShld, Summer | Winter, WintShld, Summer | Winter, WintShld, Summer | Winter, WintShld, Summer
CT Fac. Spec. - SO2 Rate Annual v3.1, Unit 2351 and retrofits | 251 | 7287 | Rate Constraint in lbs/MMBtu | FALSE | L | Annual | Standard SO2 | lb/MMBtu | 0.33 | 0.33 | 0.33 | 0.33 | 0.33 | 0.33 | 0.33
CT Fac. Spec. - SO2 Rate Annual v3.1, Unit 2351 and retrofits | 251 | 7287 | Rate Constraint in lbs/MMBtu | FALSE | L | Annual | Emissions at Affected Plants SO2 | Thousand Tons | 0 | 0 | 0 | 0 | 0 | 0 | 0
CT Fac. Spec. - SO2 Rate Annual v3.1, Unit 2351 and retrofits | 251 | 7287 | Rate Constraint in lbs/MMBtu | FALSE | L | Annual | Allowances Purchased SO2 | Thousand Tons | 0 | 0 | 0 | 0 | 0 | 0 | 0
CT Fac. Spec. - SO2 Rate Annual v3.1, Unit 2351 and retrofits | 251 | 7287 | Rate Constraint in lbs/MMBtu | FALSE | L | Annual | Allowances Sold SO2 | Thousand Tons | 0 | 0 | 0 | 0 | 0 | 0 | 0
CT Fac. Spec. - SO2 Rate Annual v3.1, Unit 2351 and retrofits | 251 | 7287 | Rate Constraint in lbs/MMBtu | FALSE | L | Annual | Allowances Banked | Thousand Tons | 0 | 0 | 0 | 0 | 0 | 0 | 0
CT Fac. Spec. - SO2 Rate Annual v3.1, Unit 2351 and retrofits | 251 | 7287 | Rate Constraint in lbs/MMBtu | FALSE | L | Annual | Allowances Withdrawn (1:1) | Thousand Tons | 0 | 0 | 0 | 0 | 0 | 0 | 0
CT Fac. Spec. - SO2 Rate Annual v3.1, Unit 2351 and retrofits | 251 | 7287 | Rate Constraint in lbs/MMBtu | FALSE | L | Annual | Allowances Withdrawn (n:1) | Thousand Tons | 0 | 0 | 0 | 0 | 0 | 0 | 0
CT Fac. Spec. - SO2 Rate Annual v3.1, Unit 2351 and retrofits | 251 | 7287 | Rate Constraint in lbs/MMBtu | FALSE | L | Annual | Net Emissions Allowance Position | Thousand Tons | 0 | 0 | 0 | 0 | 0 | 0 | 0
CT Fac. Spec. - SO2 Rate Annual v3.1, Unit 2351 and retrofits | 251 | 7287 | Rate Constraint in lbs/MMBtu | FALSE | L | Annual | Fuel Consumed | TBtu | 0 | 0 | 0 | 0 | 0 | 0 | 0
CT Fac. Spec. - SO2 Rate Annual v3.1, Unit 2351 and retrofits | 251 | 7287 | Rate Constraint in lbs/MMBtu | FALSE | L | Annual | Rate | lb/MMBtu | 0 | 0 | 0 | 0 | 0 | 0 | 0
CT Fac. Spec. - SO2 Rate Annual v3.1, Unit 2351 and retrofits | 251 | 7287 | Rate Constraint in lbs/MMBtu | FALSE | L | Annual | Generation | TWh | 0 | 0 | 0 | 0 | 0 | 0 | 0
CT Fac. Spec. - SO2 Rate Annual v3.1, Unit 2351 and retrofits | 251 | 7287 | Rate Constraint in lbs/MMBtu | FALSE | L | Annual | Qualifying Generation | TWh | 0 | 0 | 0 | 0 | 0 | 0 | 0
CT Fac. Spec. - SO2 Rate Annual v3.1, Unit 2351 and retrofits | 251 | 7287 | Rate Constraint in lbs/MMBtu | FALSE | L | Annual | Rate | lb/MWh | 0 | 0 | 0 | 0 | 0 | 0 | 0
CT Fac. Spec. - SO2 Rate Annual v3.1, Unit 2351 and retrofits | 251 | 7287 | Rate Constraint in lbs/MMBtu | FALSE | L | Annual | Constraint Shadow Price | US2019$/Ton | 0 | 0 | 0 | 0 | 0 | 0 | 0
CT Fac. Spec. - SO2 Rate Annual v3.1, Unit 2352 and retrofits | 252 | 7287 | Rate Constraint in lbs/MMBtu | FALSE | L | Annual | Seasons Included | Seasons | Winter, WintShld, Summer | Winter, WintShld, Summer | Winter, WintShld, Summer | Winter, WintShld, Summer | Winter, WintShld, Summer | Winter, WintShld, Summer | Winter, WintShld, Summer
CT Fac. Spec. - SO2 Rate Annual v3.1, Unit 2352 and retrofits | 252 | 7287 | Rate Constraint in lbs/MMBtu | FALSE | L | Annual | Standard SO2 | lb/MMBtu | 0.33 | 0.33 | 0.33 | 0.33 | 0.33 | 0.33 | 0.33
CT Fac. Spec. - SO2 Rate Annual v3.1, Unit 2352 and retrofits | 252 | 7287 | Rate Constraint in lbs/MMBtu | FALSE | L | Annual | Emissions at Affected Plants SO2 | Thousand Tons | 0 | 0 | 0 | 0 | 0 | 0 | 0
CT Fac. Spec. - SO2 Rate Annual v3.1, Unit 2352 and retrofits | 252 | 7287 | Rate Constraint in lbs/MMBtu | FALSE | L | Annual | Allowances Purchased SO2 | Thousand Tons | 0 | 0 | 0 | 0 | 0 | 0 | 0
CT Fac. Spec. - SO2 Rate Annual v3.1, Unit 2352 and retrofits | 252 | 7287 | Rate Constraint in lbs/MMBtu | FALSE | L | Annual | Allowances Sold SO2 | Thousand Tons | 0 | 0 | 0 | 0 | 0 | 0 | 0
CT Fac. Spec. - SO2 Rate Annual v3.1, Unit 2352 and retrofits | 252 | 7287 | Rate Constraint in lbs/MMBtu | FALSE | L | Annual | Allowances Banked | Thousand Tons | 0 | 0 | 0 | 0 | 0 | 0 | 0
CT Fac. Spec. - SO2 Rate Annual v3.1, Unit 2352 and retrofits | 252 | 7287 | Rate Constraint in lbs/MMBtu | FALSE | L | Annual | Allowances Withdrawn (1:1) | Thousand Tons | 0 | 0 | 0 | 0 | 0 | 0 | 0
CT Fac. Spec. - SO2 Rate Annual v3.1, Unit 2352 and retrofits | 252 | 7287 | Rate Constraint in lbs/MMBtu | FALSE | L | Annual | Allowances Withdrawn (n:1) | Thousand Tons | 0 | 0 | 0 | 0 | 0 | 0 | 0
CT Fac. Spec. - SO2 Rate Annual v3.1, Unit 2352 and retrofits | 252 | 7287 | Rate Constraint in lbs/MMBtu | FALSE | L | Annual | Net Emissions Allowance Position | Thousand Tons | 0 | 0 | 0 | 0 | 0 | 0 | 0
CT Fac. Spec. - SO2 Rate Annual v3.1, Unit 2352 and retrofits | 252 | 7287 | Rate Constraint in lbs/MMBtu | FALSE | L | Annual | Fuel Consumed | TBtu | 0 | 0 | 0 | 0 | 0 | 0 | 0
CT Fac. Spec. - SO2 Rate Annual v3.1, Unit 2352 and retrofits | 252 | 7287 | Rate Constraint in lbs/MMBtu | FALSE | L | Annual | Rate | lb/MMBtu | 0 | 0 | 0 | 0 | 0 | 0 | 0
CT Fac. Spec. - SO2 Rate Annual v3.1, Unit 2352 and retrofits | 252 | 7287 | Rate Constraint in lbs/MMBtu | FALSE | L | Annual | Generation | TWh | 0 | 0 | 0 | 0 | 0 | 0 | 0
CT Fac. Spec. - SO2 Rate Annual v3.1, Unit 2352 and retrofits | 252 | 7287 | Rate Constraint in lbs/MMBtu | FALSE | L | Annual | Qualifying Generation | TWh | 0 | 0 | 0 | 0 | 0 | 0 | 0
CT Fac. Spec. - SO2 Rate Annual v3.1, Unit 2352 and retrofits | 252 | 7287 | Rate Constraint in lbs/MMBtu | FALSE | L | Annual | Rate | lb/MWh | 0 | 0 | 0 | 0 | 0 | 0 | 0
CT Fac. Spec. - SO2 Rate Annual v3.1, Unit 2352 and retrofits | 252 | 7287 | Rate Constraint in lbs/MMBtu | FALSE | L | Annual | Constraint Shadow Price | US2019$/Ton | 0 | 0 | 0 | 0 | 0 | 0 | 0
CT Fac. Spec. - SO2 Rate Annual v3.1, Unit 2353 and retrofits | 253 | 7287 | Rate Constraint in lbs/MMBtu | FALSE | L | Annual | Seasons Included | Seasons | Winter, WintShld, Summer | Winter, WintShld, Summer | Winter, WintShld, Summer | Winter, WintShld, Summer | Winter, WintShld, Summer | Winter, WintShld, Summer | Winter, WintShld, Summer
CT Fac. Spec. - SO2 Rate Annual v3.1, Unit 2353 and retrofits | 253 | 7287 | Rate Constraint in lbs/MMBtu | FALSE | L | Annual | Standard SO2 | lb/MMBtu | 0.33 | 0.33 | 0.33 | 0.33 | 0.33 | 0.33 | 0.33
CT Fac. Spec. - SO2 Rate Annual v3.1, Unit 2353 and retrofits | 253 | 7287 | Rate Constraint in lbs/MMBtu | FALSE | L | Annual | Emissions at Affected Plants SO2 | Thousand Tons | 0 | 0 | 0 | 0 | 0 | 0 | 0
CT Fac. Spec. - SO2 Rate Annual v3.1, Unit 2353 and retrofits | 253 | 7287 | Rate Constraint in lbs/MMBtu | FALSE | L | Annual | Allowances Purchased SO2 | Thousand Tons | 0 | 0 | 0 | 0 | 0 | 0 | 0
CT Fac. Spec. - SO2 Rate Annual v3.1, Unit 2353 and retrofits | 253 | 7287 | Rate Constraint in lbs/MMBtu | FALSE | L | Annual | Allowances Sold SO2 | Thousand Tons | 0 | 0 | 0 | 0 | 0 | 0 | 0
CT Fac. Spec. - SO2 Rate Annual v3.1, Unit 2353 and retrofits | 253 | 7287 | Rate Constraint in lbs/MMBtu | FALSE | L | Annual | Allowances Banked | Thousand Tons | 0 | 0 | 0 | 0 | 0 | 0 | 0
CT Fac. Spec. - SO2 Rate Annual v3.1, Unit 2353 and retrofits | 253 | 7287 | Rate Constraint in lbs/MMBtu | FALSE | L | Annual | Allowances Withdrawn (1:1) | Thousand Tons | 0 | 0 | 0 | 0 | 0 | 0 | 0
CT Fac. Spec. - SO2 Rate Annual v3.1, Unit 2353 and retrofits | 253 | 7287 | Rate Constraint in lbs/MMBtu | FALSE | L | Annual | Allowances Withdrawn (n:1) | Thousand Tons | 0 | 0 | 0 | 0 | 0 | 0 | 0
CT Fac. Spec. - SO2 Rate Annual v3.1, Unit 2353 and retrofits | 253 | 7287 | Rate Constraint in lbs/MMBtu | FALSE | L | Annual | Net Emissions Allowance Position | Thousand Tons | 0 | 0 | 0 | 0 | 0 | 0 | 0
CT Fac. Spec. - SO2 Rate Annual v3.1, Unit 2353 and retrofits | 253 | 7287 | Rate Constraint in lbs/MMBtu | FALSE | L | Annual | Fuel Consumed | TBtu | 0 | 0 | 0 | 0 | 0 | 0 | 0
CT Fac. Spec. - SO2 Rate Annual v3.1, Unit 2353 and retrofits | 253 | 7287 | Rate Constraint in lbs/MMBtu | FALSE | L | Annual | Rate | lb/MMBtu | 0 | 0 | 0 | 0 | 0 | 0 | 0
CT Fac. Spec. - SO2 Rate Annual v3.1, Unit 2353 and retrofits | 253 | 7287 | Rate Constraint in lbs/MMBtu | FALSE | L | Annual | Generation | TWh | 0 | 0 | 0 | 0 | 0 | 0 | 0
CT Fac. Spec. - SO2 Rate Annual v3.1, Unit 2353 and retrofits | 253 | 7287 | Rate Constraint in lbs/MMBtu | FALSE | L | Annual | Qualifying Generation | TWh | 0 | 0 | 0 | 0 | 0 | 0 | 0
CT Fac. Spec. - SO2 Rate Annual v3.1, Unit 2353 and retrofits | 253 | 7287 | Rate Constraint in lbs/MMBtu | FALSE | L | Annual | Rate | lb/MWh | 0 | 0 | 0 | 0 | 0 | 0 | 0
CT Fac. Spec. - SO2 Rate Annual v3.1, Unit 2353 and retrofits | 253 | 7287 | Rate Constraint in lbs/MMBtu | FALSE | L | Annual | Constraint Shadow Price | US2019$/Ton | 0 | 0 | 0 | 0 | 0 | 0 | 0
CT Fac. Spec. - SO2 Rate Annual v3.1, Unit 2354 and retrofits | 254 | 7287 | Rate Constraint in lbs/MMBtu | FALSE | L | Annual | Seasons Included | Seasons | Winter, WintShld, Summer | Winter, WintShld, Summer | Winter, WintShld, Summer | Winter, WintShld, Summer | Winter, WintShld, Summer | Winter, WintShld, Summer | Winter, WintShld, Summer
CT Fac. Spec. - SO2 Rate Annual v3.1, Unit 2354 and retrofits | 254 | 7287 | Rate Constraint in lbs/MMBtu | FALSE | L | Annual | Standard SO2 | lb/MMBtu | 0.33 | 0.33 | 0.33 | 0.33 | 0.33 | 0.33 | 0.33
CT Fac. Spec. - SO2 Rate Annual v3.1, Unit 2354 and retrofits | 254 | 7287 | Rate Constraint in lbs/MMBtu | FALSE | L | Annual | Emissions at Affected Plants SO2 | Thousand Tons | 0 | 0 | 0 | 0 | 0 | 0 | 0
CT Fac. Spec. - SO2 Rate Annual v3.1, Unit 2354 and retrofits | 254 | 7287 | Rate Constraint in lbs/MMBtu | FALSE | L | Annual | Allowances Purchased SO2 | Thousand Tons | 0 | 0 | 0 | 0 | 0 | 0 | 0
CT Fac. Spec. - SO2 Rate Annual v3.1, Unit 2354 and retrofits | 254 | 7287 | Rate Constraint in lbs/MMBtu | FALSE | L | Annual | Allowances Sold SO2 | Thousand Tons | 0 | 0 | 0 | 0 | 0 | 0 | 0
CT Fac. Spec. - SO2 Rate Annual v3.1, Unit 2354 and retrofits | 254 | 7287 | Rate Constraint in lbs/MMBtu | FALSE | L | Annual | Allowances Banked | Thousand Tons | 0 | 0 | 0 | 0 | 0 | 0 | 0
CT Fac. Spec. - SO2 Rate Annual v3.1, Unit 2354 and retrofits | 254 | 7287 | Rate Constraint in lbs/MMBtu | FALSE | L | Annual | Allowances Withdrawn (1:1) | Thousand Tons | 0 | 0 | 0 | 0 | 0 | 0 | 0
CT Fac. Spec. - SO2 Rate Annual v3.1, Unit 2354 and retrofits | 254 | 7287 | Rate Constraint in lbs/MMBtu | FALSE | L | Annual | Allowances Withdrawn (n:1) | Thousand Tons | 0 | 0 | 0 | 0 | 0 | 0 | 0
CT Fac. Spec. - SO2 Rate Annual v3.1, Unit 2354 and retrofits | 254 | 7287 | Rate Constraint in lbs/MMBtu | FALSE | L | Annual | Net Emissions Allowance Position | Thousand Tons | 0 | 0 | 0 | 0 | 0 | 0 | 0
CT Fac. Spec. - SO2 Rate Annual v3.1, Unit 2354 and retrofits | 254 | 7287 | Rate Constraint in lbs/MMBtu | FALSE | L | Annual | Fuel Consumed | TBtu | 0 | 0 | 0 | 0 | 0 | 0 | 0
CT Fac. Spec. - SO2 Rate Annual v3.1, Unit 2354 and retrofits | 254 | 7287 | Rate Constraint in lbs/MMBtu | FALSE | L | Annual | Rate | lb/MMBtu | 0 | 0 | 0 | 0 | 0 | 0 | 0
CT Fac. Spec. - SO2 Rate Annual v3.1, Unit 2354 and retrofits | 254 | 7287 | Rate Constraint in lbs/MMBtu | FALSE | L | Annual | Generation | TWh | 0 | 0 | 0 | 0 | 0 | 0 | 0
CT Fac. Spec. - SO2 Rate Annual v3.1, Unit 2354 and retrofits | 254 | 7287 | Rate Constraint in lbs/MMBtu | FALSE | L | Annual | Qualifying Generation | TWh | 0 | 0 | 0 | 0 | 0 | 0 | 0
CT Fac. Spec. - SO2 Rate Annual v3.1, Unit 2354 and retrofits | 254 | 7287 | Rate Constraint in lbs/MMBtu | FALSE | L | Annual | Rate | lb/MWh | 0 | 0 | 0 | 0 | 0 | 0 | 0
CT Fac. Spec. - SO2 Rate Annual v3.1, Unit 2354 and retrofits | 254 | 7287 | Rate Constraint in lbs/MMBtu | FALSE | L | Annual | Constraint Shadow Price | US2019$/Ton | 0 | 0 | 0 | 0 | 0 | 0 | 0
DE Facility Specific - Hg Annual Reduction v3.1 | 255 | 7301 | MACT Fuel Choice Floor in lbs/MMBtu | FALSE | L | Annual | Seasons Included | Seasons | Winter, WintShld, Summer | Winter, WintShld, Summer | Winter, WintShld, Summer | Winter, WintShld, Summer | Winter, WintShld, Summer | Winter, WintShld, Summer | Winter, WintShld, Summer
DE Facility Specific - Hg Annual Reduction v3.1 | 255 | 7301 | MACT Fuel Choice Floor in lbs/MMBtu | FALSE | L | Annual | Emission Floor | lbs/MMBtu | 6e-07 | 6e-07 | 6e-07 | 6e-07 | 6e-07 | 6e-07 | 6e-07
DE Facility Specific - Hg Annual Reduction v3.1 | 255 | 7301 | MACT Fuel Choice Floor in lbs/MMBtu | FALSE | L | Annual | Emissions at Affected Plants MER | lbs | 0 | 0 | 0 | 0 | 0 | 0 | 0
DE Facility Specific - Hg Annual Reduction v3.1 | 255 | 7301 | MACT Fuel Choice Floor in lbs/MMBtu | FALSE | L | Annual | Allowances Purchased MER | lbs | 0 | 0 | 0 | 0 | 0 | 0 | 0
DE Facility Specific - Hg Annual Reduction v3.1 | 255 | 7301 | MACT Fuel Choice Floor in lbs/MMBtu | FALSE | L | Annual | Allowances Sold MER | lbs | 0 | 0 | 0 | 0 | 0 | 0 | 0
DE Facility Specific - Hg Annual Reduction v3.1 | 255 | 7301 | MACT Fuel Choice Floor in lbs/MMBtu | FALSE | L | Annual | Allowances Banked | lbs | 0 | 0 | 0 | 0 | 0 | 0 | 0
DE Facility Specific - Hg Annual Reduction v3.1 | 255 | 7301 | MACT Fuel Choice Floor in lbs/MMBtu | FALSE | L | Annual | Allowances Withdrawn (1:1) | lbs | 0 | 0 | 0 | 0 | 0 | 0 | 0
DE Facility Specific - Hg Annual Reduction v3.1 | 255 | 7301 | MACT Fuel Choice Floor in lbs/MMBtu | FALSE | L | Annual | Allowances Withdrawn (n:1) | lbs | 0 | 0 | 0 | 0 | 0 | 0 | 0
DE Facility Specific - Hg Annual Reduction v3.1 | 255 | 7301 | MACT Fuel Choice Floor in lbs/MMBtu | FALSE | L | Annual | Net Emissions Allowance Position | lbs | 0 | 0 | 0 | 0 | 0 | 0 | 0
DE Facility Specific - Hg Annual Reduction v3.1 | 255 | 7301 | MACT Fuel Choice Floor in lbs/MMBtu | FALSE | L | Annual | Fuel Consumed | TBtu | 0 | 0 | 0 | 0 | 0 | 0 | 0
DE Facility Specific - Hg Annual Reduction v3.1 | 255 | 7301 | MACT Fuel Choice Floor in lbs/MMBtu | FALSE | L | Annual | Rate | lb/MMBtu | 0 | 0 | 0 | 0 | 0 | 0 | 0
DE Facility Specific - Hg Annual Reduction v3.1 | 255 | 7301 | MACT Fuel Choice Floor in lbs/MMBtu | FALSE | L | Annual | Generation | TWh | 0 | 0 | 0 | 0 | 0 | 0 | 0
DE Facility Specific - Hg Annual Reduction v3.1 | 255 | 7301 | MACT Fuel Choice Floor in lbs/MMBtu | FALSE | L | Annual | Qualifying Generation | TWh | 0 | 0 | 0 | 0 | 0 | 0 | 0
DE Facility Specific - Hg Annual Reduction v3.1 | 255 | 7301 | MACT Fuel Choice Floor in lbs/MMBtu | FALSE | L | Annual | Constraint Shadow Price | US2019$/Lb | 0 | 0 | 0 | 0 | 0 | 0 | 0
DE Facility Specific - NOx Annual Rate v3.1, Unit 2225 and retrofits | 256 | 7289 | Rate Constraint in lbs/MMBtu | FALSE | L | Annual | Seasons Included | Seasons | Winter, WintShld, Summer | Winter, WintShld, Summer | Winter, WintShld, Summer | Winter, WintShld, Summer | Winter, WintShld, Summer | Winter, WintShld, Summer | Winter, WintShld, Summer
DE Facility Specific - NOx Annual Rate v3.1, Unit 2225 and retrofits | 256 | 7289 | Rate Constraint in lbs/MMBtu | FALSE | L | Annual | Standard NOX | lb/MMBtu | 0.125 | 0.125 | 0.125 | 0.125 | 0.125 | 0.125 | 0.125
DE Facility Specific - NOx Annual Rate v3.1, Unit 2225 and retrofits | 256 | 7289 | Rate Constraint in lbs/MMBtu | FALSE | L | Annual | Emissions at Affected Plants NOX | Thousand Tons | 0 | 0 | 0 | 0 | 0 | 0 | 0
DE Facility Specific - NOx Annual Rate v3.1, Unit 2225 and retrofits | 256 | 7289 | Rate Constraint in lbs/MMBtu | FALSE | L | Annual | Allowances Purchased NOX | Thousand Tons | 0 | 0 | 0 | 0 | 0 | 0 | 0
DE Facility Specific - NOx Annual Rate v3.1, Unit 2225 and retrofits | 256 | 7289 | Rate Constraint in lbs/MMBtu | FALSE | L | Annual | Allowances Sold NOX | Thousand Tons | 0 | 0 | 0 | 0 | 0 | 0 | 0
DE Facility Specific - NOx Annual Rate v3.1, Unit 2225 and retrofits | 256 | 7289 | Rate Constraint in lbs/MMBtu | FALSE | L | Annual | Allowances Banked | Thousand Tons | 0 | 0 | 0 | 0 | 0 | 0 | 0
DE Facility Specific - NOx Annual Rate v3.1, Unit 2225 and retrofits | 256 | 7289 | Rate Constraint in lbs/MMBtu | FALSE | L | Annual | Allowances Withdrawn (1:1) | Thousand Tons | 0 | 0 | 0 | 0 | 0 | 0 | 0
DE Facility Specific - NOx Annual Rate v3.1, Unit 2225 and retrofits | 256 | 7289 | Rate Constraint in lbs/MMBtu | FALSE | L | Annual | Allowances Withdrawn (n:1) | Thousand Tons | 0 | 0 | 0 | 0 | 0 | 0 | 0
DE Facility Specific - NOx Annual Rate v3.1, Unit 2225 and retrofits | 256 | 7289 | Rate Constraint in lbs/MMBtu | FALSE | L | Annual | Net Emissions Allowance Position | Thousand Tons | 0 | 0 | 0 | 0 | 0 | 0 | 0
DE Facility Specific - NOx Annual Rate v3.1, Unit 2225 and retrofits | 256 | 7289 | Rate Constraint in lbs/MMBtu | FALSE | L | Annual | Fuel Consumed | TBtu | 0 | 0 | 0 | 0 | 0 | 0 | 0
DE Facility Specific - NOx Annual Rate v3.1, Unit 2225 and retrofits | 256 | 7289 | Rate Constraint in lbs/MMBtu | FALSE | L | Annual | Rate | lb/MMBtu | 0 | 0 | 0 | 0 | 0 | 0 | 0
DE Facility Specific - NOx Annual Rate v3.1, Unit 2225 and retrofits | 256 | 7289 | Rate Constraint in lbs/MMBtu | FALSE | L | Annual | Generation | TWh | 0 | 0 | 0 | 0 | 0 | 0 | 0
DE Facility Specific - NOx Annual Rate v3.1, Unit 2225 and retrofits | 256 | 7289 | Rate Constraint in lbs/MMBtu | FALSE | L | Annual | Qualifying Generation | TWh | 0 | 0 | 0 | 0 | 0 | 0 | 0
DE Facility Specific - NOx Annual Rate v3.1, Unit 2225 and retrofits | 256 | 7289 | Rate Constraint in lbs/MMBtu | FALSE | L | Annual | Rate | lb/MWh | 0 | 0 | 0 | 0 | 0 | 0 | 0
DE Facility Specific - NOx Annual Rate v3.1, Unit 2225 and retrofits | 256 | 7289 | Rate Constraint in lbs/MMBtu | FALSE | L | Annual | Constraint Shadow Price | US2019$/Ton | 0 | 0 | 0 | 0 | 0 | 0 | 0
DE Facility Specific - NOx Annual Rate v3.1, Unit 2648 and retrofits | 257 | 7289 | Rate Constraint in lbs/MMBtu | FALSE | L | Annual | Seasons Included | Seasons | Winter, WintShld, Summer | Winter, WintShld, Summer | Winter, WintShld, Summer | Winter, WintShld, Summer | Winter, WintShld, Summer | Winter, WintShld, Summer | Winter, WintShld, Summer
DE Facility Specific - NOx Annual Rate v3.1, Unit 2648 and retrofits | 257 | 7289 | Rate Constraint in lbs/MMBtu | FALSE | L | Annual | Standard NOX | lb/MMBtu | 0.125 | 0.125 | 0.125 | 0.125 | 0.125 | 0.125 | 0.125
DE Facility Specific - NOx Annual Rate v3.1, Unit 2648 and retrofits | 257 | 7289 | Rate Constraint in lbs/MMBtu | FALSE | L | Annual | Emissions at Affected Plants NOX | Thousand Tons | 0 | 0 | 0 | 0 | 0 | 0 | 0
DE Facility Specific - NOx Annual Rate v3.1, Unit 2648 and retrofits | 257 | 7289 | Rate Constraint in lbs/MMBtu | FALSE | L | Annual | Allowances Purchased NOX | Thousand Tons | 0 | 0 | 0 | 0 | 0 | 0 | 0
DE Facility Specific - NOx Annual Rate v3.1, Unit 2648 and retrofits | 257 | 7289 | Rate Constraint in lbs/MMBtu | FALSE | L | Annual | Allowances Sold NOX | Thousand Tons | 0 | 0 | 0 | 0 | 0 | 0 | 0
DE Facility Specific - NOx Annual Rate v3.1, Unit 2648 and retrofits | 257 | 7289 | Rate Constraint in lbs/MMBtu | FALSE | L | Annual | Allowances Banked | Thousand Tons | 0 | 0 | 0 | 0 | 0 | 0 | 0
DE Facility Specific - NOx Annual Rate v3.1, Unit 2648 and retrofits | 257 | 7289 | Rate Constraint in lbs/MMBtu | FALSE | L | Annual | Allowances Withdrawn (1:1) | Thousand Tons | 0 | 0 | 0 | 0 | 0 | 0 | 0
DE Facility Specific - NOx Annual Rate v3.1, Unit 2648 and retrofits | 257 | 7289 | Rate Constraint in lbs/MMBtu | FALSE | L | Annual | Allowances Withdrawn (n:1) | Thousand Tons | 0 | 0 | 0 | 0 | 0 | 0 | 0
DE Facility Specific - NOx Annual Rate v3.1, Unit 2648 and retrofits | 257 | 7289 | Rate Constraint in lbs/MMBtu | FALSE | L | Annual | Net Emissions Allowance Position | Thousand Tons | 0 | 0 | 0 | 0 | 0 | 0 | 0
DE Facility Specific - NOx Annual Rate v3.1, Unit 2648 and retrofits | 257 | 7289 | Rate Constraint in lbs/MMBtu | FALSE | L | Annual | Fuel Consumed | TBtu | 0 | 0 | 0 | 0 | 0 | 0 | 0
DE Facility Specific - NOx Annual Rate v3.1, Unit 2648 and retrofits | 257 | 7289 | Rate Constraint in lbs/MMBtu | FALSE | L | Annual | Rate | lb/MMBtu | 0 | 0 | 0 | 0 | 0 | 0 | 0
DE Facility Specific - NOx Annual Rate v3.1, Unit 2648 and retrofits | 257 | 7289 | Rate Constraint in lbs/MMBtu | FALSE | L | Annual | Generation | TWh | 0 | 0 | 0 | 0 | 0 | 0 | 0
DE Facility Specific - NOx Annual Rate v3.1, Unit 2648 and retrofits | 257 | 7289 | Rate Constraint in lbs/MMBtu | FALSE | L | Annual | Qualifying Generation | TWh | 0 | 0 | 0 | 0 | 0 | 0 | 0
DE Facility Specific - NOx Annual Rate v3.1, Unit 2648 and retrofits | 257 | 7289 | Rate Constraint in lbs/MMBtu | FALSE | L | Annual | Rate | lb/MWh | 0 | 0 | 0 | 0 | 0 | 0 | 0
DE Facility Specific - NOx Annual Rate v3.1, Unit 2648 and retrofits | 257 | 7289 | Rate Constraint in lbs/MMBtu | FALSE | L | Annual | Constraint Shadow Price | US2019$/Ton | 0 | 0 | 0 | 0 | 0 | 0 | 0
DE Facility Specific - SO2 Annual Rate v3.1, Unit 2225 and retrofits | 258 | 7295 | Rate Constraint in lbs/MMBtu | FALSE | L | Annual | Seasons Included | Seasons | Winter, WintShld, Summer | Winter, WintShld, Summer | Winter, WintShld, Summer | Winter, WintShld, Summer | Winter, WintShld, Summer | Winter, WintShld, Summer | Winter, WintShld, Summer
DE Facility Specific - SO2 Annual Rate v3.1, Unit 2225 and retrofits | 258 | 7295 | Rate Constraint in lbs/MMBtu | FALSE | L | Annual | Standard SO2 | lb/MMBtu | 0.26 | 0.26 | 0.26 | 0.26 | 0.26 | 0.26 | 0.26
DE Facility Specific - SO2 Annual Rate v3.1, Unit 2225 and retrofits | 258 | 7295 | Rate Constraint in lbs/MMBtu | FALSE | L | Annual | Emissions at Affected Plants SO2 | Thousand Tons | 0 | 0 | 0 | 0 | 0 | 0 | 0
DE Facility Specific - SO2 Annual Rate v3.1, Unit 2225 and retrofits | 258 | 7295 | Rate Constraint in lbs/MMBtu | FALSE | L | Annual | Allowances Purchased SO2 | Thousand Tons | 0 | 0 | 0 | 0 | 0 | 0 | 0
DE Facility Specific - SO2 Annual Rate v3.1, Unit 2225 and retrofits | 258 | 7295 | Rate Constraint in lbs/MMBtu | FALSE | L | Annual | Allowances Sold SO2 | Thousand Tons | 0 | 0 | 0 | 0 | 0 | 0 | 0
DE Facility Specific - SO2 Annual Rate v3.1, Unit 2225 and retrofits | 258 | 7295 | Rate Constraint in lbs/MMBtu | FALSE | L | Annual | Allowances Banked | Thousand Tons | 0 | 0 | 0 | 0 | 0 | 0 | 0
DE Facility Specific - SO2 Annual Rate v3.1, Unit 2225 and retrofits | 258 | 7295 | Rate Constraint in lbs/MMBtu | FALSE | L | Annual | Allowances Withdrawn (1:1) | Thousand Tons | 0 | 0 | 0 | 0 | 0 | 0 | 0
DE Facility Specific - SO2 Annual Rate v3.1, Unit 2225 and retrofits | 258 | 7295 | Rate Constraint in lbs/MMBtu | FALSE | L | Annual | Allowances Withdrawn (n:1) | Thousand Tons | 0 | 0 | 0 | 0 | 0 | 0 | 0
DE Facility Specific - SO2 Annual Rate v3.1, Unit 2225 and retrofits | 258 | 7295 | Rate Constraint in lbs/MMBtu | FALSE | L | Annual | Net Emissions Allowance Position | Thousand Tons | 0 | 0 | 0 | 0 | 0 | 0 | 0
DE Facility Specific - SO2 Annual Rate v3.1, Unit 2225 and retrofits | 258 | 7295 | Rate Constraint in lbs/MMBtu | FALSE | L | Annual | Fuel Consumed | TBtu | 0 | 0 | 0 | 0 | 0 | 0 | 0
DE Facility Specific - SO2 Annual Rate v3.1, Unit 2225 and retrofits | 258 | 7295 | Rate Constraint in lbs/MMBtu | FALSE | L | Annual | Rate | lb/MMBtu | 0 | 0 | 0 | 0 | 0 | 0 | 0
DE Facility Specific - SO2 Annual Rate v3.1, Unit 2225 and retrofits | 258 | 7295 | Rate Constraint in lbs/MMBtu | FALSE | L | Annual | Generation | TWh | 0 | 0 | 0 | 0 | 0 | 0 | 0
DE Facility Specific - SO2 Annual Rate v3.1, Unit 2225 and retrofits | 258 | 7295 | Rate Constraint in lbs/MMBtu | FALSE | L | Annual | Qualifying Generation | TWh | 0 | 0 | 0 | 0 | 0 | 0 | 0
DE Facility Specific - SO2 Annual Rate v3.1, Unit 2225 and retrofits | 258 | 7295 | Rate Constraint in lbs/MMBtu | FALSE | L | Annual | Rate | lb/MWh | 0 | 0 | 0 | 0 | 0 | 0 | 0
DE Facility Specific - SO2 Annual Rate v3.1, Unit 2225 and retrofits | 258 | 7295 | Rate Constraint in lbs/MMBtu | FALSE | L | Annual | Constraint Shadow Price | US2019$/Ton | 0 | 0 | 0 | 0 | 0 | 0 | 0
DE Facility Specific - SO2 Annual Rate v3.1, Unit 2648 and retrofits | 259 | 7295 | Rate Constraint in lbs/MMBtu | FALSE | L | Annual | Seasons Included | Seasons | Winter, WintShld, Summer | Winter, WintShld, Summer | Winter, WintShld, Summer | Winter, WintShld, Summer | Winter, WintShld, Summer | Winter, WintShld, Summer | Winter, WintShld, Summer
DE Facility Specific - SO2 Annual Rate v3.1, Unit 2648 and retrofits | 259 | 7295 | Rate Constraint in lbs/MMBtu | FALSE | L | Annual | Standard SO2 | lb/MMBtu | 0.26 | 0.26 | 0.26 | 0.26 | 0.26 | 0.26 | 0.26
DE Facility Specific - SO2 Annual Rate v3.1, Unit 2648 and retrofits | 259 | 7295 | Rate Constraint in lbs/MMBtu | FALSE | L | Annual | Emissions at Affected Plants SO2 | Thousand Tons | 0 | 0 | 0 | 0 | 0 | 0 | 0
DE Facility Specific - SO2 Annual Rate v3.1, Unit 2648 and retrofits | 259 | 7295 | Rate Constraint in lbs/MMBtu | FALSE | L | Annual | Allowances Purchased SO2 | Thousand Tons | 0 | 0 | 0 | 0 | 0 | 0 | 0
DE Facility Specific - SO2 Annual Rate v3.1, Unit 2648 and retrofits | 259 | 7295 | Rate Constraint in lbs/MMBtu | FALSE | L | Annual | Allowances Sold SO2 | Thousand Tons | 0 | 0 | 0 | 0 | 0 | 0 | 0
DE Facility Specific - SO2 Annual Rate v3.1, Unit 2648 and retrofits | 259 | 7295 | Rate Constraint in lbs/MMBtu | FALSE | L | Annual | Allowances Banked | Thousand Tons | 0 | 0 | 0 | 0 | 0 | 0 | 0
DE Facility Specific - SO2 Annual Rate v3.1, Unit 2648 and retrofits | 259 | 7295 | Rate Constraint in lbs/MMBtu | FALSE | L | Annual | Allowances Withdrawn (1:1) | Thousand Tons | 0 | 0 | 0 | 0 | 0 | 0 | 0
DE Facility Specific - SO2 Annual Rate v3.1, Unit 2648 and retrofits | 259 | 7295 | Rate Constraint in lbs/MMBtu | FALSE | L | Annual | Allowances Withdrawn (n:1) | Thousand Tons | 0 | 0 | 0 | 0 | 0 | 0 | 0
DE Facility Specific - SO2 Annual Rate v3.1, Unit 2648 and retrofits | 259 | 7295 | Rate Constraint in lbs/MMBtu | FALSE | L | Annual | Net Emissions Allowance Position | Thousand Tons | 0 | 0 | 0 | 0 | 0 | 0 | 0
DE Facility Specific - SO2 Annual Rate v3.1, Unit 2648 and retrofits | 259 | 7295 | Rate Constraint in lbs/MMBtu | FALSE | L | Annual | Fuel Consumed | TBtu | 0 | 0 | 0 | 0 | 0 | 0 | 0
DE Facility Specific - SO2 Annual Rate v3.1, Unit 2648 and retrofits | 259 | 7295 | Rate Constraint in lbs/MMBtu | FALSE | L | Annual | Rate | lb/MMBtu | 0 | 0 | 0 | 0 | 0 | 0 | 0
DE Facility Specific - SO2 Annual Rate v3.1, Unit 2648 and retrofits | 259 | 7295 | Rate Constraint in lbs/MMBtu | FALSE | L | Annual | Generation | TWh | 0 | 0 | 0 | 0 | 0 | 0 | 0
DE Facility Specific - SO2 Annual Rate v3.1, Unit 2648 and retrofits | 259 | 7295 | Rate Constraint in lbs/MMBtu | FALSE | L | Annual | Qualifying Generation | TWh | 0 | 0 | 0 | 0 | 0 | 0 | 0
DE Facility Specific - SO2 Annual Rate v3.1, Unit 2648 and retrofits | 259 | 7295 | Rate Constraint in lbs/MMBtu | FALSE | L | Annual | Rate | lb/MWh | 0 | 0 | 0 | 0 | 0 | 0 | 0
DE Facility Specific - SO2 Annual Rate v3.1, Unit 2648 and retrofits | 259 | 7295 | Rate Constraint in lbs/MMBtu | FALSE | L | Annual | Constraint Shadow Price | US2019$/Ton | 0 | 0 | 0 | 0 | 0 | 0 | 0
DE Unit Level EdMoore3 - MER Cap Annual v3.1 | 260 | 7302 | Rate Constraint in MTons | FALSE | L | Annual | Seasons Included | Seasons | Winter, WintShld, Summer | Winter, WintShld, Summer | Winter, WintShld, Summer | Winter, WintShld, Summer | Winter, WintShld, Summer | Winter, WintShld, Summer | Winter, WintShld, Summer
DE Unit Level EdMoore3 - MER Cap Annual v3.1 | 260 | 7302 | Rate Constraint in MTons | FALSE | L | Annual | Standard MER | lbs | 6.6 | 6.6 | 6.6 | 6.6 | 6.6 | 6.6 | 6.6
DE Unit Level EdMoore3 - MER Cap Annual v3.1 | 260 | 7302 | Rate Constraint in MTons | FALSE | L | Annual | Emissions at Affected Plants MER | lbs | 0 | 0 | 0 | 0 | 0 | 0 | 0
DE Unit Level EdMoore3 - MER Cap Annual v3.1 | 260 | 7302 | Rate Constraint in MTons | FALSE | L | Annual | Allowances Purchased MER | lbs | 0 | 0 | 0 | 0 | 0 | 0 | 0
DE Unit Level EdMoore3 - MER Cap Annual v3.1 | 260 | 7302 | Rate Constraint in MTons | FALSE | L | Annual | Allowances Sold MER | lbs | 0 | 0 | 0 | 0 | 0 | 0 | 0
DE Unit Level EdMoore3 - MER Cap Annual v3.1 | 260 | 7302 | Rate Constraint in MTons | FALSE | L | Annual | Allowances Banked | lbs | 0 | 0 | 0 | 0 | 0 | 0 | 0
DE Unit Level EdMoore3 - MER Cap Annual v3.1 | 260 | 7302 | Rate Constraint in MTons | FALSE | L | Annual | Allowances Withdrawn (1:1) | lbs | 0 | 0 | 0 | 0 | 0 | 0 | 0
DE Unit Level EdMoore3 - MER Cap Annual v3.1 | 260 | 7302 | Rate Constraint in MTons | FALSE | L | Annual | Allowances Withdrawn (n:1) | lbs | 0 | 0 | 0 | 0 | 0 | 0 | 0
DE Unit Level EdMoore3 - MER Cap Annual v3.1 | 260 | 7302 | Rate Constraint in MTons | FALSE | L | Annual | Net Emissions Allowance Position | lbs | 0 | 0 | 0 | 0 | 0 | 0 | 0
DE Unit Level EdMoore3 - MER Cap Annual v3.1 | 260 | 7302 | Rate Constraint in MTons | FALSE | L | Annual | Fuel Consumed | TBtu | 0 | 0 | 0 | 0 | 0 | 0 | 0
DE Unit Level EdMoore3 - MER Cap Annual v3.1 | 260 | 7302 | Rate Constraint in MTons | FALSE | L | Annual | Rate | lb/MMBtu | 0 | 0 | 0 | 0 | 0 | 0 | 0
DE Unit Level EdMoore3 - MER Cap Annual v3.1 | 260 | 7302 | Rate Constraint in MTons | FALSE | L | Annual | Generation | TWh | 0 | 0 | 0 | 0 | 0 | 0 | 0
DE Unit Level EdMoore3 - MER Cap Annual v3.1 | 260 | 7302 | Rate Constraint in MTons | FALSE | L | Annual | Qualifying Generation | TWh | 0 | 0 | 0 | 0 | 0 | 0 | 0
DE Unit Level EdMoore3 - MER Cap Annual v3.1 | 260 | 7302 | Rate Constraint in MTons | FALSE | L | Annual | Rate | lb/MWh | 0 | 0 | 0 | 0 | 0 | 0 | 0
DE Unit Level EdMoore3 - MER Cap Annual v3.1 | 260 | 7302 | Rate Constraint in MTons | FALSE | L | Annual | Constraint Shadow Price | US2019$/Lb | 0 | 0 | 0 | 0 | 0 | 0 | 0
DE Unit Level EdMoore3 - NOX Cap Annual v3.1 | 261 | 7290 | Rate Constraint in MTons | FALSE | L | Annual | Seasons Included | Seasons | Winter, WintShld, Summer | Winter, WintShld, Summer | Winter, WintShld, Summer | Winter, WintShld, Summer | Winter, WintShld, Summer | Winter, WintShld, Summer | Winter, WintShld, Summer
DE Unit Level EdMoore3 - NOX Cap Annual v3.1 | 261 | 7290 | Rate Constraint in MTons | FALSE | L | Annual | Standard NOX | Thousand Tons | 0.773 | 0.773 | 0.773 | 0.773 | 0.773 | 0.773 | 0.773
DE Unit Level EdMoore3 - NOX Cap Annual v3.1 | 261 | 7290 | Rate Constraint in MTons | FALSE | L | Annual | Emissions at Affected Plants NOX | Thousand Tons | 0 | 0 | 0 | 0 | 0 | 0 | 0
DE Unit Level EdMoore3 - NOX Cap Annual v3.1 | 261 | 7290 | Rate Constraint in MTons | FALSE | L | Annual | Allowances Purchased NOX | Thousand Tons | 0 | 0 | 0 | 0 | 0 | 0 | 0
DE Unit Level EdMoore3 - NOX Cap Annual v3.1 | 261 | 7290 | Rate Constraint in MTons | FALSE | L | Annual | Allowances Sold NOX | Thousand Tons | 0 | 0 | 0 | 0 | 0 | 0 | 0
DE Unit Level EdMoore3 - NOX Cap Annual v3.1 | 261 | 7290 | Rate Constraint in MTons | FALSE | L | Annual | Allowances Banked | Thousand Tons | 0 | 0 | 0 | 0 | 0 | 0 | 0
DE Unit Level EdMoore3 - NOX Cap Annual v3.1 | 261 | 7290 | Rate Constraint in MTons | FALSE | L | Annual | Allowances Withdrawn (1:1) | Thousand Tons | 0 | 0 | 0 | 0 | 0 | 0 | 0
DE Unit Level EdMoore3 - NOX Cap Annual v3.1 | 261 | 7290 | Rate Constraint in MTons | FALSE | L | Annual | Allowances Withdrawn (n:1) | Thousand Tons | 0 | 0 | 0 | 0 | 0 | 0 | 0
DE Unit Level EdMoore3 - NOX Cap Annual v3.1 | 261 | 7290 | Rate Constraint in MTons | FALSE | L | Annual | Net Emissions Allowance Position | Thousand Tons | 0 | 0 | 0 | 0 | 0 | 0 | 0
DE Unit Level EdMoore3 - NOX Cap Annual v3.1 | 261 | 7290 | Rate Constraint in MTons | FALSE | L | Annual | Fuel Consumed | TBtu | 0 | 0 | 0 | 0 | 0 | 0 | 0
DE Unit Level EdMoore3 - NOX Cap Annual v3.1 | 261 | 7290 | Rate Constraint in MTons | FALSE | L | Annual | Rate | lb/MMBtu | 0 | 0 | 0 | 0 | 0 | 0 | 0
DE Unit Level EdMoore3 - NOX Cap Annual v3.1 | 261 | 7290 | Rate Constraint in MTons | FALSE | L | Annual | Generation | TWh | 0 | 0 | 0 | 0 | 0 | 0 | 0
DE Unit Level EdMoore3 - NOX Cap Annual v3.1 | 261 | 7290 | Rate Constraint in MTons | FALSE | L | Annual | Qualifying Generation | TWh | 0 | 0 | 0 | 0 | 0 | 0 | 0
DE Unit Level EdMoore3 - NOX Cap Annual v3.1 | 261 | 7290 | Rate Constraint in MTons | FALSE | L | Annual | Rate | lb/MWh | 0 | 0 | 0 | 0 | 0 | 0 | 0
DE Unit Level EdMoore3 - NOX Cap Annual v3.1 | 261 | 7290 | Rate Constraint in MTons | FALSE | L | Annual | Constraint Shadow Price | US2019$/Ton | 0 | 0 | 0 | 0 | 0 | 0 | 0
DE Unit Level EdMoore3 - SO2 Cap Annual v3.1 | 262 | 7296 | Rate Constraint in MTons | FALSE | L | Annual | Seasons Included | Seasons | Winter, WintShld, Summer | Winter, WintShld, Summer | Winter, WintShld, Summer | Winter, WintShld, Summer | Winter, WintShld, Summer | Winter, WintShld, Summer | Winter, WintShld, Summer
DE Unit Level EdMoore3 - SO2 Cap Annual v3.1 | 262 | 7296 | Rate Constraint in MTons | FALSE | L | Annual | Standard SO2 | Thousand Tons | 1.391 | 1.391 | 1.391 | 1.391 | 1.391 | 1.391 | 1.391
DE Unit Level EdMoore3 - SO2 Cap Annual v3.1 | 262 | 7296 | Rate Constraint in MTons | FALSE | L | Annual | Emissions at Affected Plants SO2 | Thousand Tons | 0 | 0 | 0 | 0 | 0 | 0 | 0
DE Unit Level EdMoore3 - SO2 Cap Annual v3.1 | 262 | 7296 | Rate Constraint in MTons | FALSE | L | Annual | Allowances Purchased SO2 | Thousand Tons | 0 | 0 | 0 | 0 | 0 | 0 | 0
DE Unit Level EdMoore3 - SO2 Cap Annual v3.1 | 262 | 7296 | Rate Constraint in MTons | FALSE | L | Annual | Allowances Sold SO2 | Thousand Tons | 0 | 0 | 0 | 0 | 0 | 0 | 0
DE Unit Level EdMoore3 - SO2 Cap Annual v3.1 | 262 | 7296 | Rate Constraint in MTons | FALSE | L | Annual | Allowances Banked | Thousand Tons | 0 | 0 | 0 | 0 | 0 | 0 | 0
DE Unit Level EdMoore3 - SO2 Cap Annual v3.1 | 262 | 7296 | Rate Constraint in MTons | FALSE | L | Annual | Allowances Withdrawn (1:1) | Thousand Tons | 0 | 0 | 0 | 0 | 0 | 0 | 0
DE Unit Level EdMoore3 - SO2 Cap Annual v3.1 | 262 | 7296 | Rate Constraint in MTons | FALSE | L | Annual | Allowances Withdrawn (n:1) | Thousand Tons | 0 | 0 | 0 | 0 | 0 | 0 | 0
DE Unit Level EdMoore3 - SO2 Cap Annual v3.1 | 262 | 7296 | Rate Constraint in MTons | FALSE | L | Annual | Net Emissions Allowance Position | Thousand Tons | 0 | 0 | 0 | 0 | 0 | 0 | 0
DE Unit Level EdMoore3 - SO2 Cap Annual v3.1 | 262 | 7296 | Rate Constraint in MTons | FALSE | L | Annual | Fuel Consumed | TBtu | 0 | 0 | 0 | 0 | 0 | 0 | 0
DE Unit Level EdMoore3 - SO2 Cap Annual v3.1 | 262 | 7296 | Rate Constraint in MTons | FALSE | L | Annual | Rate | lb/MMBtu | 0 | 0 | 0 | 0 | 0 | 0 | 0
DE Unit Level EdMoore3 - SO2 Cap Annual v3.1 | 262 | 7296 | Rate Constraint in MTons | FALSE | L | Annual | Generation | TWh | 0 | 0 | 0 | 0 | 0 | 0 | 0
DE Unit Level EdMoore3 - SO2 Cap Annual v3.1 | 262 | 7296 | Rate Constraint in MTons | FALSE | L | Annual | Qualifying Generation | TWh | 0 | 0 | 0 | 0 | 0 | 0 | 0
DE Unit Level EdMoore3 - SO2 Cap Annual v3.1 | 262 | 7296 | Rate Constraint in MTons | FALSE | L | Annual | Rate | lb/MWh | 0 | 0 | 0 | 0 | 0 | 0 | 0
DE Unit Level EdMoore3 - SO2 Cap Annual v3.1 | 262 | 7296 | Rate Constraint in MTons | FALSE | L | Annual | Constraint Shadow Price | US2019$/Ton | 0 | 0 | 0 | 0 | 0 | 0 | 0
DE Unit Level EdMoore4 - MER Cap Annual v3.1 | 263 | 7303 | Rate Constraint in MTons | FALSE | L | Annual | Seasons Included | Seasons | Winter, WintShld, Summer | Winter, WintShld, Summer | Winter, WintShld, Summer | Winter, WintShld, Summer | Winter, WintShld, Summer | Winter, WintShld, Summer | Winter, WintShld, Summer
DE Unit Level EdMoore4 - MER Cap Annual v3.1 | 263 | 7303 | Rate Constraint in MTons | FALSE | L | Annual | Standard MER | lbs | 11.4 | 11.4 | 11.4 | 11.4 | 11.4 | 11.4 | 11.4
DE Unit Level EdMoore4 - MER Cap Annual v3.1 | 263 | 7303 | Rate Constraint in MTons | FALSE | L | Annual | Emissions at Affected Plants MER | lbs | 0 | 0 | 0 | 0 | 0 | 0 | 0
DE Unit Level EdMoore4 - MER Cap Annual v3.1 | 263 | 7303 | Rate Constraint in MTons | FALSE | L | Annual | Allowances Purchased MER | lbs | 0 | 0 | 0 | 0 | 0 | 0 | 0
DE Unit Level EdMoore4 - MER Cap Annual v3.1 | 263 | 7303 | Rate Constraint in MTons | FALSE | L | Annual | Allowances Sold MER | lbs | 0 | 0 | 0 | 0 | 0 | 0 | 0
DE Unit Level EdMoore4 - MER Cap Annual v3.1 | 263 | 7303 | Rate Constraint in MTons | FALSE | L | Annual | Allowances Banked | lbs | 0 | 0 | 0 | 0 | 0 | 0 | 0
DE Unit Level EdMoore4 - MER Cap Annual v3.1 | 263 | 7303 | Rate Constraint in MTons | FALSE | L | Annual | Allowances Withdrawn (1:1) | lbs | 0 | 0 | 0 | 0 | 0 | 0 | 0
DE Unit Level EdMoore4 - MER Cap Annual v3.1 | 263 | 7303 | Rate Constraint in MTons | FALSE | L | Annual | Allowances Withdrawn (n:1) | lbs | 0 | 0 | 0 | 0 | 0 | 0 | 0
DE Unit Level EdMoore4 - MER Cap Annual v3.1 | 263 | 7303 | Rate Constraint in MTons | FALSE | L | Annual | Net Emissions Allowance Position | lbs | 0 | 0 | 0 | 0 | 0 | 0 | 0
DE Unit Level EdMoore4 - MER Cap Annual v3.1 | 263 | 7303 | Rate Constraint in MTons | FALSE | L | Annual | Fuel Consumed | TBtu | 0 | 0 | 0 | 0 | 0 | 0 | 0
DE Unit Level EdMoore4 - MER Cap Annual v3.1 | 263 | 7303 | Rate Constraint in MTons | FALSE | L | Annual | Rate | lb/MMBtu | 0 | 0 | 0 | 0 | 0 | 0 | 0
DE Unit Level EdMoore4 - MER Cap Annual v3.1 | 263 | 7303 | Rate Constraint in MTons | FALSE | L | Annual | Generation | TWh | 0 | 0 | 0 | 0 | 0 | 0 | 0
DE Unit Level EdMoore4 - MER Cap Annual v3.1 | 263 | 7303 | Rate Constraint in MTons | FALSE | L | Annual | Qualifying Generation | TWh | 0 | 0 | 0 | 0 | 0 | 0 | 0
DE Unit Level EdMoore4 - MER Cap Annual v3.1 | 263 | 7303 | Rate Constraint in MTons | FALSE | L | Annual | Rate | lb/MWh | 0 | 0 | 0 | 0 | 0 | 0 | 0
DE Unit Level EdMoore4 - MER Cap Annual v3.1 | 263 | 7303 | Rate Constraint in MTons | FALSE | L | Annual | Constraint Shadow Price | US2019$/Lb | 0 | 0 | 0 | 0 | 0 | 0 | 0
DE Unit Level EdMoore4 - NOX Cap Annual v3.1 | 264 | 7291 | Rate Constraint in MTons | FALSE | L | Annual | Seasons Included | Seasons | Winter, WintShld, Summer | Winter, WintShld, Summer | Winter, WintShld, Summer | Winter, WintShld, Summer | Winter, WintShld, Summer | Winter, WintShld, Summer | Winter, WintShld, Summer
DE Unit Level EdMoore4 - NOX Cap Annual v3.1 | 264 | 7291 | Rate Constraint in MTons | FALSE | L | Annual | Standard NOX | Thousand Tons | 1.339 | 1.339 | 1.339 | 1.339 | 1.339 | 1.339 | 1.339
DE Unit Level EdMoore4 - NOX Cap Annual v3.1 | 264 | 7291 | Rate Constraint in MTons | FALSE | L | Annual | Emissions at Affected Plants NOX | Thousand Tons | 0 | 0 | 0 | 0 | 0 | 0 | 0
DE Unit Level EdMoore4 - NOX Cap Annual v3.1 | 264 | 7291 | Rate Constraint in MTons | FALSE | L | Annual | Allowances Purchased NOX | Thousand Tons | 0 | 0 | 0 | 0 | 0 | 0 | 0
DE Unit Level EdMoore4 - NOX Cap Annual v3.1 | 264 | 7291 | Rate Constraint in MTons | FALSE | L | Annual | Allowances Sold NOX | Thousand Tons | 0 | 0 | 0 | 0 | 0 | 0 | 0
DE Unit Level EdMoore4 - NOX Cap Annual v3.1 | 264 | 7291 | Rate Constraint in MTons | FALSE | L | Annual | Allowances Banked | Thousand Tons | 0 | 0 | 0 | 0 | 0 | 0 | 0
DE Unit Level EdMoore4 - NOX Cap Annual v3.1 | 264 | 7291 | Rate Constraint in MTons | FALSE | L | Annual | Allowances Withdrawn (1:1) | Thousand Tons | 0 | 0 | 0 | 0 | 0 | 0 | 0
DE Unit Level EdMoore4 - NOX Cap Annual v3.1 | 264 | 7291 | Rate Constraint in MTons | FALSE | L | Annual | Allowances Withdrawn (n:1) | Thousand Tons | 0 | 0 | 0 | 0 | 0 | 0 | 0
DE Unit Level EdMoore4 - NOX Cap Annual v3.1 | 264 | 7291 | Rate Constraint in MTons | FALSE | L | Annual | Net Emissions Allowance Position | Thousand Tons | 0 | 0 | 0 | 0 | 0 | 0 | 0
DE Unit Level EdMoore4 - NOX Cap Annual v3.1 | 264 | 7291 | Rate Constraint in MTons | FALSE | L | Annual | Fuel Consumed | TBtu | 0 | 0 | 0 | 0 | 0 | 0 | 0
DE Unit Level EdMoore4 - NOX Cap Annual v3.1 | 264 | 7291 | Rate Constraint in MTons | FALSE | L | Annual | Rate | lb/MMBtu | 0 | 0 | 0 | 0 | 0 | 0 | 0
DE Unit Level EdMoore4 - NOX Cap Annual v3.1 | 264 | 7291 | Rate Constraint in MTons | FALSE | L | Annual | Generation | TWh | 0 | 0 | 0 | 0 | 0 | 0 | 0
DE Unit Level EdMoore4 - NOX Cap Annual v3.1 | 264 | 7291 | Rate Constraint in MTons | FALSE | L | Annual | Qualifying Generation | TWh | 0 | 0 | 0 | 0 | 0 | 0 | 0
DE Unit Level EdMoore4 - NOX Cap Annual v3.1 | 264 | 7291 | Rate Constraint in MTons | FALSE | L | Annual | Rate | lb/MWh | 0 | 0 | 0 | 0 | 0 | 0 | 0
DE Unit Level EdMoore4 - NOX Cap Annual v3.1 | 264 | 7291 | Rate Constraint in MTons | FALSE | L | Annual | Constraint Shadow Price | US2019$/Ton | 0 | 0 | 0 | 0 | 0 | 0 | 0
DE Unit Level EdMoore4 - SO2 Cap Annual v3.1 | 265 | 7297 | Rate Constraint in MTons | FALSE | L | Annual | Seasons Included | Seasons | Winter, WintShld, Summer | Winter, WintShld, Summer | Winter, WintShld, Summer | Winter, WintShld, Summer | Winter, WintShld, Summer | Winter, WintShld, Summer | Winter, WintShld, Summer
DE Unit Level EdMoore4 - SO2 Cap Annual v3.1 | 265 | 7297 | Rate Constraint in MTons | FALSE | L | Annual | Standard SO2 | Thousand Tons | 2.41 | 2.41 | 2.41 | 2.41 | 2.41 | 2.41 | 2.41
DE Unit Level EdMoore4 - SO2 Cap Annual v3.1 | 265 | 7297 | Rate Constraint in MTons | FALSE | L | Annual | Emissions at Affected Plants SO2 | Thousand Tons | 0 | 0 | 0 | 0 | 0 | 0 | 0
DE Unit Level EdMoore4 - SO2 Cap Annual v3.1 | 265 | 7297 | Rate Constraint in MTons | FALSE | L | Annual | Allowances Purchased SO2 | Thousand Tons | 0 | 0 | 0 | 0 | 0 | 0 | 0
DE Unit Level EdMoore4 - SO2 Cap Annual v3.1 | 265 | 7297 | Rate Constraint in MTons | FALSE | L | Annual | Allowances Sold SO2 | Thousand Tons | 0 | 0 | 0 | 0 | 0 | 0 | 0
DE Unit Level EdMoore4 - SO2 Cap Annual v3.1 | 265 | 7297 | Rate Constraint in MTons | FALSE | L | Annual | Allowances Banked | Thousand Tons | 0 | 0 | 0 | 0 | 0 | 0 | 0
DE Unit Level EdMoore4 - SO2 Cap Annual v3.1 | 265 | 7297 | Rate Constraint in MTons | FALSE | L | Annual | Allowances Withdrawn (1:1) | Thousand Tons | 0 | 0 | 0 | 0 | 0 | 0 | 0
DE Unit Level EdMoore4 - SO2 Cap Annual v3.1 | 265 | 7297 | Rate Constraint in MTons | FALSE | L | Annual | Allowances Withdrawn (n:1) | Thousand Tons | 0 | 0 | 0 | 0 | 0 | 0 | 0
DE Unit Level EdMoore4 - SO2 Cap Annual v3.1 | 265 | 7297 | Rate Constraint in MTons | FALSE | L | Annual | Net Emissions Allowance Position | Thousand Tons | 0 | 0 | 0 | 0 | 0 | 0 | 0
DE Unit Level EdMoore4 - SO2 Cap Annual v3.1 | 265 | 7297 | Rate Constraint in MTons | FALSE | L | Annual | Fuel Consumed | TBtu | 0 | 0 | 0 | 0 | 0 | 0 | 0
DE Unit Level EdMoore4 - SO2 Cap Annual v3.1 | 265 | 7297 | Rate Constraint in MTons | FALSE | L | Annual | Rate | lb/MMBtu | 0 | 0 | 0 | 0 | 0 | 0 | 0
DE Unit Level EdMoore4 - SO2 Cap Annual v3.1 | 265 | 7297 | Rate Constraint in MTons | FALSE | L | Annual | Generation | TWh | 0 | 0 | 0 | 0 | 0 | 0 | 0
DE Unit Level EdMoore4 - SO2 Cap Annual v3.1 | 265 | 7297 | Rate Constraint in MTons | FALSE | L | Annual | Qualifying Generation | TWh | 0 | 0 | 0 | 0 | 0 | 0 | 0
DE Unit Level EdMoore4 - SO2 Cap Annual v3.1 | 265 | 7297 | Rate Constraint in MTons | FALSE | L | Annual | Rate | lb/MWh | 0 | 0 | 0 | 0 | 0 | 0 | 0
DE Unit Level EdMoore4 - SO2 Cap Annual v3.1 | 265 | 7297 | Rate Constraint in MTons | FALSE | L | Annual | Constraint Shadow Price | US2019$/Ton | 0 | 0 | 0 | 0 | 0 | 0 | 0
DE Unit Level EdMoore5 - NOX Cap Annual v3.1 | 266 | 7292 | Rate Constraint in MTons | FALSE | L | Annual | Seasons Included | Seasons | Winter, WintShld, Summer | Winter, WintShld, Summer | Winter, WintShld, Summer | Winter, WintShld, Summer | Winter, WintShld, Summer | Winter, WintShld, Summer | Winter, WintShld, Summer
DE Unit Level EdMoore5 - NOX Cap Annual v3.1 | 266 | 7292 | Rate Constraint in MTons | FALSE | L | Annual | Standard NOX | Thousand Tons | 1.348 | 1.348 | 1.348 | 1.348 | 1.348 | 1.348 | 1.348
DE Unit Level EdMoore5 - NOX Cap Annual v3.1 | 266 | 7292 | Rate Constraint in MTons | FALSE | L | Annual | Emissions at Affected Plants NOX | Thousand Tons | 0 | 0 | 0 | 0 | 0 | 0 | 0
DE Unit Level EdMoore5 - NOX Cap Annual v3.1 | 266 | 7292 | Rate Constraint in MTons | FALSE | L | Annual | Allowances Purchased NOX | Thousand Tons | 0 | 0 | 0 | 0 | 0 | 0 | 0
DE Unit Level EdMoore5 - NOX Cap Annual v3.1 | 266 | 7292 | Rate Constraint in MTons | FALSE | L | Annual | Allowances Sold NOX | Thousand Tons | 0 | 0 | 0 | 0 | 0 | 0 | 0
DE Unit Level EdMoore5 - NOX Cap Annual v3.1 | 266 | 7292 | Rate Constraint in MTons | FALSE | L | Annual | Allowances Banked | Thousand Tons | 0 | 0 | 0 | 0 | 0 | 0 | 0
DE Unit Level EdMoore5 - NOX Cap Annual v3.1 | 266 | 7292 | Rate Constraint in MTons | FALSE | L | Annual | Allowances Withdrawn (1:1) | Thousand Tons | 0 | 0 | 0 | 0 | 0 | 0 | 0
DE Unit Level EdMoore5 - NOX Cap Annual v3.1 | 266 | 7292 | Rate Constraint in MTons | FALSE | L | Annual | Allowances Withdrawn (n:1) | Thousand Tons | 0 | 0 | 0 | 0 | 0 | 0 | 0
DE Unit Level EdMoore5 - NOX Cap Annual v3.1 | 266 | 7292 | Rate Constraint in MTons | FALSE | L | Annual | Net Emissions Allowance Position | Thousand Tons | 0 | 0 | 0 | 0 | 0 | 0 | 0
DE Unit Level EdMoore5 - NOX Cap Annual v3.1 | 266 | 7292 | Rate Constraint in MTons | FALSE | L | Annual | Fuel Consumed | TBtu | 0 | 0 | 0 | 0 | 0 | 0 | 0
DE Unit Level EdMoore5 - NOX Cap Annual v3.1 | 266 | 7292 | Rate Constraint in MTons | FALSE | L | Annual | Rate | lb/MMBtu | 0 | 0 | 0 | 0 | 0 | 0 | 0
DE Unit Level EdMoore5 - NOX Cap Annual v3.1 | 266 | 7292 | Rate Constraint in MTons | FALSE | L | Annual | Generation | TWh | 0 | 0 | 0 | 0 | 0 | 0 | 0
DE Unit Level EdMoore5 - NOX Cap Annual v3.1 | 266 | 7292 | Rate Constraint in MTons | FALSE | L | Annual | Qualifying Generation | TWh | 0 | 0 | 0 | 0 | 0 | 0 | 0
DE Unit Level EdMoore5 - NOX Cap Annual v3.1 | 266 | 7292 | Rate Constraint in MTons | FALSE | L | Annual | Rate | lb/MWh | 0 | 0 | 0 | 0 | 0 | 0 | 0
DE Unit Level EdMoore5 - NOX Cap Annual v3.1 | 266 | 7292 | Rate Constraint in MTons | FALSE | L | Annual | Constraint Shadow Price | US2019$/Ton | 0 | 0 | 0 | 0 | 0 | 0 | 0
DE Unit Level EdMoore5 - SO2 Cap Annual v3.1 | 267 | 7298 | Rate Constraint in MTons | FALSE | L | Annual | Seasons Included | Seasons | Winter, WintShld, Summer | Winter, WintShld, Summer | Winter, WintShld, Summer | Winter, WintShld, Summer | Winter, WintShld, Summer | Winter, WintShld, Summer | Winter, WintShld, Summer
DE Unit Level EdMoore5 - SO2 Cap Annual v3.1 | 267 | 7298 | Rate Constraint in MTons | FALSE | L | Annual | Standard SO2 | Thousand Tons | 2.427 | 2.427 | 2.427 | 2.427 | 2.427 | 2.427 | 2.427
DE Unit Level EdMoore5 - SO2 Cap Annual v3.1 | 267 | 7298 | Rate Constraint in MTons | FALSE | L | Annual | Emissions at Affected Plants SO2 | Thousand Tons | 0 | 0 | 0 | 0 | 0 | 0 | 0
DE Unit Level EdMoore5 - SO2 Cap Annual v3.1 | 267 | 7298 | Rate Constraint in MTons | FALSE | L | Annual | Allowances Purchased SO2 | Thousand Tons | 0 | 0 | 0 | 0 | 0 | 0 | 0
DE Unit Level EdMoore5 - SO2 Cap Annual v3.1 | 267 | 7298 | Rate Constraint in MTons | FALSE | L | Annual | Allowances Sold SO2 | Thousand Tons | 0 | 0 | 0 | 0 | 0 | 0 | 0
DE Unit Level EdMoore5 - SO2 Cap Annual v3.1 | 267 | 7298 | Rate Constraint in MTons | FALSE | L | Annual | Allowances Banked | Thousand Tons | 0 | 0 | 0 | 0 | 0 | 0 | 0
DE Unit Level EdMoore5 - SO2 Cap Annual v3.1 | 267 | 7298 | Rate Constraint in MTons | FALSE | L | Annual | Allowances Withdrawn (1:1) | Thousand Tons | 0 | 0 | 0 | 0 | 0 | 0 | 0
DE Unit Level EdMoore5 - SO2 Cap Annual v3.1 | 267 | 7298 | Rate Constraint in MTons | FALSE | L | Annual | Allowances Withdrawn (n:1) | Thousand Tons | 0 | 0 | 0 | 0 | 0 | 0 | 0
DE Unit Level EdMoore5 - SO2 Cap Annual v3.1 | 267 | 7298 | Rate Constraint in MTons | FALSE | L | Annual | Net Emissions Allowance Position | Thousand Tons | 0 | 0 | 0 | 0 | 0 | 0 | 0
DE Unit Level EdMoore5 - SO2 Cap Annual v3.1 | 267 | 7298 | Rate Constraint in MTons | FALSE | L | Annual | Fuel Consumed | TBtu | 0 | 0 | 0 | 0 | 0 | 0 | 0
DE Unit Level EdMoore5 - SO2 Cap Annual v3.1 | 267 | 7298 | Rate Constraint in MTons | FALSE | L | Annual | Rate | lb/MMBtu | 0 | 0 | 0 | 0 | 0 | 0 | 0
DE Unit Level EdMoore5 - SO2 Cap Annual v3.1 | 267 | 7298 | Rate Constraint in MTons | FALSE | L | Annual | Generation | TWh | 0 | 0 | 0 | 0 | 0 | 0 | 0
DE Unit Level EdMoore5 - SO2 Cap Annual v3.1 | 267 | 7298 | Rate Constraint in MTons | FALSE | L | Annual | Qualifying Generation | TWh | 0 | 0 | 0 | 0 | 0 | 0 | 0
DE Unit Level EdMoore5 - SO2 Cap Annual v3.1 | 267 | 7298 | Rate Constraint in MTons | FALSE | L | Annual | Rate | lb/MWh | 0 | 0 | 0 | 0 | 0 | 0 | 0
DE Unit Level EdMoore5 - SO2 Cap Annual v3.1 | 267 | 7298 | Rate Constraint in MTons | FALSE | L | Annual | Constraint Shadow Price | US2019$/Ton | 0 | 0 | 0 | 0 | 0 | 0 | 0
DE Unit Level IndRiver4 - MER Cap Annual v3.1 | 268 | 7304 | Rate Constraint in MTons | FALSE | L | Annual | Seasons Included | Seasons | Winter, WintShld, Summer | Winter, WintShld, Summer | Winter, WintShld, Summer | Winter, WintShld, Summer | Winter, WintShld, Summer | Winter, WintShld, Summer | Winter, WintShld, Summer
DE Unit Level IndRiver4 - MER Cap Annual v3.1 | 268 | 7304 | Rate Constraint in MTons | FALSE | L | Annual | Standard MER | lbs | 17.4 | 17.4 | 17.4 | 17.4 | 17.4 | 17.4 | 17.4
DE Unit Level IndRiver4 - MER Cap Annual v3.1 | 268 | 7304 | Rate Constraint in MTons | FALSE | L | Annual | Emissions at Affected Plants MER | lbs | 0 | 0 | 0 | 0 | 0 | 0 | 0
DE Unit Level IndRiver4 - MER Cap Annual v3.1 | 268 | 7304 | Rate Constraint in MTons | FALSE | L | Annual | Allowances Purchased MER | lbs | 0 | 0 | 0 | 0 | 0 | 0 | 0
DE Unit Level IndRiver4 - MER Cap Annual v3.1 | 268 | 7304 | Rate Constraint in MTons | FALSE | L | Annual | Allowances Sold MER | lbs | 0 | 0 | 0 | 0 | 0 | 0 | 0
DE Unit Level IndRiver4 - MER Cap Annual v3.1 | 268 | 7304 | Rate Constraint in MTons | FALSE | L | Annual | Allowances Banked | lbs | 0 | 0 | 0 | 0 | 0 | 0 | 0
DE Unit Level IndRiver4 - MER Cap Annual v3.1 | 268 | 7304 | Rate Constraint in MTons | FALSE | L | Annual | Allowances Withdrawn (1:1) | lbs | 0 | 0 | 0 | 0 | 0 | 0 | 0
DE Unit Level IndRiver4 - MER Cap Annual v3.1 | 268 | 7304 | Rate Constraint in MTons | FALSE | L | Annual | Allowances Withdrawn (n:1) | lbs | 0 | 0 | 0 | 0 | 0 | 0 | 0
DE Unit Level IndRiver4 - MER Cap Annual v3.1 | 268 | 7304 | Rate Constraint in MTons | FALSE | L | Annual | Net Emissions Allowance Position | lbs | 0 | 0 | 0 | 0 | 0 | 0 | 0
DE Unit Level IndRiver4 - MER Cap Annual v3.1 | 268 | 7304 | Rate Constraint in MTons | FALSE | L | Annual | Fuel Consumed | TBtu | 0 | 0 | 0 | 0 | 0 | 0 | 0
DE Unit Level IndRiver4 - MER Cap Annual v3.1 | 268 | 7304 | Rate Constraint in MTons | FALSE | L | Annual | Rate | lb/MMBtu | 0 | 0 | 0 | 0 | 0 | 0 | 0
DE Unit Level IndRiver4 - MER Cap Annual v3.1 | 268 | 7304 | Rate Constraint in MTons | FALSE | L | Annual | Generation | TWh | 0 | 0 | 0 | 0 | 0 | 0 | 0
DE Unit Level IndRiver4 - MER Cap Annual v3.1 | 268 | 7304 | Rate Constraint in MTons | FALSE | L | Annual | Qualifying Generation | TWh | 0 | 0 | 0 | 0 | 0 | 0 | 0
DE Unit Level IndRiver4 - MER Cap Annual v3.1 | 268 | 7304 | Rate Constraint in MTons | FALSE | L | Annual | Rate | lb/MWh | 0 | 0 | 0 | 0 | 0 | 0 | 0
DE Unit Level IndRiver4 - MER Cap Annual v3.1 | 268 | 7304 | Rate Constraint in MTons | FALSE | L | Annual | Constraint Shadow Price | US2019$/Lb | 0 | 0 | 0 | 0 | 0 | 0 | 0
DE Unit Level IndRiver4 - NOX Cap Annual v3.1 | 269 | 7293 | Rate Constraint in MTons | FALSE | L | Annual | Seasons Included | Seasons | Winter, WintShld, Summer | Winter, WintShld, Summer | Winter, WintShld, Summer | Winter, WintShld, Summer | Winter, WintShld, Summer | Winter, WintShld, Summer | Winter, WintShld, Summer
DE Unit Level IndRiver4 - NOX Cap Annual v3.1 | 269 | 7293 | Rate Constraint in MTons | FALSE | L | Annual | Standard NOX | Thousand Tons | 2.032 | 2.032 | 2.032 | 2.032 | 2.032 | 2.032 | 2.032
DE Unit Level IndRiver4 - NOX Cap Annual v3.1 | 269 | 7293 | Rate Constraint in MTons | FALSE | L | Annual | Emissions at Affected Plants NOX | Thousand Tons | 0 | 0 | 0 | 0 | 0 | 0 | 0
DE Unit Level IndRiver4 - NOX Cap Annual v3.1 | 269 | 7293 | Rate Constraint in MTons | FALSE | L | Annual | Allowances Purchased NOX | Thousand Tons | 0 | 0 | 0 | 0 | 0 | 0 | 0
DE Unit Level IndRiver4 - NOX Cap Annual v3.1 | 269 | 7293 | Rate Constraint in MTons | FALSE | L | Annual | Allowances Sold NOX | Thousand Tons | 0 | 0 | 0 | 0 | 0 | 0 | 0
DE Unit Level IndRiver4 - NOX Cap Annual v3.1 | 269 | 7293 | Rate Constraint in MTons | FALSE | L | Annual | Allowances Banked | Thousand Tons | 0 | 0 | 0 | 0 | 0 | 0 | 0
DE Unit Level IndRiver4 - NOX Cap Annual v3.1 | 269 | 7293 | Rate Constraint in MTons | FALSE | L | Annual | Allowances Withdrawn (1:1) | Thousand Tons | 0 | 0 | 0 | 0 | 0 | 0 | 0
DE Unit Level IndRiver4 - NOX Cap Annual v3.1 | 269 | 7293 | Rate Constraint in MTons | FALSE | L | Annual | Allowances Withdrawn (n:1) | Thousand Tons | 0 | 0 | 0 | 0 | 0 | 0 | 0
DE Unit Level IndRiver4 - NOX Cap Annual v3.1 | 269 | 7293 | Rate Constraint in MTons | FALSE | L | Annual | Net Emissions Allowance Position | Thousand Tons | 0 | 0 | 0 | 0 | 0 | 0 | 0
DE Unit Level IndRiver4 - NOX Cap Annual v3.1 | 269 | 7293 | Rate Constraint in MTons | FALSE | L | Annual | Fuel Consumed | TBtu | 0 | 0 | 0 | 0 | 0 | 0 | 0
DE Unit Level IndRiver4 - NOX Cap Annual v3.1 | 269 | 7293 | Rate Constraint in MTons | FALSE | L | Annual | Rate | lb/MMBtu | 0 | 0 | 0 | 0 | 0 | 0 | 0
DE Unit Level IndRiver4 - NOX Cap Annual v3.1 | 269 | 7293 | Rate Constraint in MTons | FALSE | L | Annual | Generation | TWh | 0 | 0 | 0 | 0 | 0 | 0 | 0
DE Unit Level IndRiver4 - NOX Cap Annual v3.1 | 269 | 7293 | Rate Constraint in MTons | FALSE | L | Annual | Qualifying Generation | TWh | 0 | 0 | 0 | 0 | 0 | 0 | 0
DE Unit Level IndRiver4 - NOX Cap Annual v3.1 | 269 | 7293 | Rate Constraint in MTons | FALSE | L | Annual | Rate | lb/MWh | 0 | 0 | 0 | 0 | 0 | 0 | 0
DE Unit Level IndRiver4 - NOX Cap Annual v3.1 | 269 | 7293 | Rate Constraint in MTons | FALSE | L | Annual | Constraint Shadow Price | US2019$/Ton | 0 | 0 | 0 | 0 | 0 | 0 | 0
DE Unit Level IndRiver4 - SO2 Cap Annual v3.1 | 270 | 7299 | Rate Constraint in MTons | FALSE | L | Annual | Seasons Included | Seasons | Winter, WintShld, Summer | Winter, WintShld, Summer | Winter, WintShld, Summer | Winter, WintShld, Summer | Winter, WintShld, Summer | Winter, WintShld, Summer | Winter, WintShld, Summer
DE Unit Level IndRiver4 - SO2 Cap Annual v3.1 | 270 | 7299 | Rate Constraint in MTons | FALSE | L | Annual | Standard SO2 | Thousand Tons | 3.657 | 3.657 | 3.657 | 3.657 | 3.657 | 3.657 | 3.657
DE Unit Level IndRiver4 - SO2 Cap Annual v3.1 | 270 | 7299 | Rate Constraint in MTons | FALSE | L | Annual | Emissions at Affected Plants SO2 | Thousand Tons | 0 | 0 | 0 | 0 | 0 | 0 | 0
DE Unit Level IndRiver4 - SO2 Cap Annual v3.1 | 270 | 7299 | Rate Constraint in MTons | FALSE | L | Annual | Allowances Purchased SO2 | Thousand Tons | 0 | 0 | 0 | 0 | 0 | 0 | 0
DE Unit Level IndRiver4 - SO2 Cap Annual v3.1 | 270 | 7299 | Rate Constraint in MTons | FALSE | L | Annual | Allowances Sold SO2 | Thousand Tons | 0 | 0 | 0 | 0 | 0 | 0 | 0
DE Unit Level IndRiver4 - SO2 Cap Annual v3.1 | 270 | 7299 | Rate Constraint in MTons | FALSE | L | Annual | Allowances Banked | Thousand Tons | 0 | 0 | 0 | 0 | 0 | 0 | 0
DE Unit Level IndRiver4 - SO2 Cap Annual v3.1 | 270 | 7299 | Rate Constraint in MTons | FALSE | L | Annual | Allowances Withdrawn (1:1) | Thousand Tons | 0 | 0 | 0 | 0 | 0 | 0 | 0
DE Unit Level IndRiver4 - SO2 Cap Annual v3.1 | 270 | 7299 | Rate Constraint in MTons | FALSE | L | Annual | Allowances Withdrawn (n:1) | Thousand Tons | 0 | 0 | 0 | 0 | 0 | 0 | 0
DE Unit Level IndRiver4 - SO2 Cap Annual v3.1 | 270 | 7299 | Rate Constraint in MTons | FALSE | L | Annual | Net Emissions Allowance Position | Thousand Tons | 0 | 0 | 0 | 0 | 0 | 0 | 0
DE Unit Level IndRiver4 - SO2 Cap Annual v3.1 | 270 | 7299 | Rate Constraint in MTons | FALSE | L | Annual | Fuel Consumed | TBtu | 0 | 0 | 0 | 0 | 0 | 0 | 0
DE Unit Level IndRiver4 - SO2 Cap Annual v3.1 | 270 | 7299 | Rate Constraint in MTons | FALSE | L | Annual | Rate | lb/MMBtu | 0 | 0 | 0 | 0 | 0 | 0 | 0
DE Unit Level IndRiver4 - SO2 Cap Annual v3.1 | 270 | 7299 | Rate Constraint in MTons | FALSE | L | Annual | Generation | TWh | 0 | 0 | 0 | 0 | 0 | 0 | 0
DE Unit Level IndRiver4 - SO2 Cap Annual v3.1 | 270 | 7299 | Rate Constraint in MTons | FALSE | L | Annual | Qualifying Generation | TWh | 0 | 0 | 0 | 0 | 0 | 0 | 0
DE Unit Level IndRiver4 - SO2 Cap Annual v3.1 | 270 | 7299 | Rate Constraint in MTons | FALSE | L | Annual | Rate | lb/MWh | 0 | 0 | 0 | 0 | 0 | 0 | 0
DE Unit Level IndRiver4 - SO2 Cap Annual v3.1 | 270 | 7299 | Rate Constraint in MTons | FALSE | L | Annual | Constraint Shadow Price | US2019$/Ton | 0 | 0 | 0 | 0 | 0 | 0 | 0
DE Unit Level McKee3 - NOX Cap Annual v3.1 | 271 | 7294 | Rate Constraint in MTons | FALSE | L | Annual | Seasons Included | Seasons | Winter, WintShld, Summer | Winter, WintShld, Summer | Winter, WintShld, Summer | Winter, WintShld, Summer | Winter, WintShld, Summer | Winter, WintShld, Summer | Winter, WintShld, Summer
DE Unit Level McKee3 - NOX Cap Annual v3.1 | 271 | 7294 | Rate Constraint in MTons | FALSE | L | Annual | Standard NOX | Thousand Tons | 0.244 | 0.244 | 0.244 | 0.244 | 0.244 | 0.244 | 0.244
DE Unit Level McKee3 - NOX Cap Annual v3.1 | 271 | 7294 | Rate Constraint in MTons | FALSE | L | Annual | Emissions at Affected Plants NOX | Thousand Tons | 0 | 0 | 0 | 0 | 0 | 0 | 0
DE Unit Level McKee3 - NOX Cap Annual v3.1 | 271 | 7294 | Rate Constraint in MTons | FALSE | L | Annual | Allowances Purchased NOX | Thousand Tons | 0 | 0 | 0 | 0 | 0 | 0 | 0
DE Unit Level McKee3 - NOX Cap Annual v3.1 | 271 | 7294 | Rate Constraint in MTons | FALSE | L | Annual | Allowances Sold NOX | Thousand Tons | 0 | 0 | 0 | 0 | 0 | 0 | 0
DE Unit Level McKee3 - NOX Cap Annual v3.1 | 271 | 7294 | Rate Constraint in MTons | FALSE | L | Annual | Allowances Banked | Thousand Tons | 0 | 0 | 0 | 0 | 0 | 0 | 0
DE Unit Level McKee3 - NOX Cap Annual v3.1 | 271 | 7294 | Rate Constraint in MTons | FALSE | L | Annual | Allowances Withdrawn (1:1) | Thousand Tons | 0 | 0 | 0 | 0 | 0 | 0 | 0
DE Unit Level McKee3 - NOX Cap Annual v3.1 | 271 | 7294 | Rate Constraint in MTons | FALSE | L | Annual | Allowances Withdrawn (n:1) | Thousand Tons | 0 | 0 | 0 | 0 | 0 | 0 | 0
DE Unit Level McKee3 - NOX Cap Annual v3.1 | 271 | 7294 | Rate Constraint in MTons | FALSE | L | Annual | Net Emissions Allowance Position | Thousand Tons | 0 | 0 | 0 | 0 | 0 | 0 | 0
DE Unit Level McKee3 - NOX Cap Annual v3.1 | 271 | 7294 | Rate Constraint in MTons | FALSE | L | Annual | Fuel Consumed | TBtu | 0 | 0 | 0 | 0 | 0 | 0 | 0
DE Unit Level McKee3 - NOX Cap Annual v3.1 | 271 | 7294 | Rate Constraint in MTons | FALSE | L | Annual | Rate | lb/MMBtu | 0 | 0 | 0 | 0 | 0 | 0 | 0
DE Unit Level McKee3 - NOX Cap Annual v3.1 | 271 | 7294 | Rate Constraint in MTons | FALSE | L | Annual | Generation | TWh | 0 | 0 | 0 | 0 | 0 | 0 | 0
DE Unit Level McKee3 - NOX Cap Annual v3.1 | 271 | 7294 | Rate Constraint in MTons | FALSE | L | Annual | Qualifying Generation | TWh | 0 | 0 | 0 | 0 | 0 | 0 | 0
DE Unit Level McKee3 - NOX Cap Annual v3.1 | 271 | 7294 | Rate Constraint in MTons | FALSE | L | Annual | Rate | lb/MWh | 0 | 0 | 0 | 0 | 0 | 0 | 0
DE Unit Level McKee3 - NOX Cap Annual v3.1 | 271 | 7294 | Rate Constraint in MTons | FALSE | L | Annual | Constraint Shadow Price | US2019$/Ton | 0 | 0 | 0 | 0 | 0 | 0 | 0
DE Unit Level McKee3 - SO2 Cap Annual v3.1 | 272 | 7300 | Rate Constraint in MTons | FALSE | L | Annual | Seasons Included | Seasons | Winter, WintShld, Summer | Winter, WintShld, Summer | Winter, WintShld, Summer | Winter, WintShld, Summer | Winter, WintShld, Summer | Winter, WintShld, Summer | Winter, WintShld, Summer
DE Unit Level McKee3 - SO2 Cap Annual v3.1 | 272 | 7300 | Rate Constraint in MTons | FALSE | L | Annual | Standard SO2 | Thousand Tons | 0.439 | 0.439 | 0.439 | 0.439 | 0.439 | 0.439 | 0.439
DE Unit Level McKee3 - SO2 Cap Annual v3.1 | 272 | 7300 | Rate Constraint in MTons | FALSE | L | Annual | Emissions at Affected Plants SO2 | Thousand Tons | 0 | 0 | 0 | 0 | 0 | 0 | 0
DE Unit Level McKee3 - SO2 Cap Annual v3.1 | 272 | 7300 | Rate Constraint in MTons | FALSE | L | Annual | Allowances Purchased SO2 | Thousand Tons | 0 | 0 | 0 | 0 | 0 | 0 | 0
DE Unit Level McKee3 - SO2 Cap Annual v3.1 | 272 | 7300 | Rate Constraint in MTons | FALSE | L | Annual | Allowances Sold SO2 | Thousand Tons | 0 | 0 | 0 | 0 | 0 | 0 | 0
DE Unit Level McKee3 - SO2 Cap Annual v3.1 | 272 | 7300 | Rate Constraint in MTons | FALSE | L | Annual | Allowances Banked | Thousand Tons | 0 | 0 | 0 | 0 | 0 | 0 | 0
DE Unit Level McKee3 - SO2 Cap Annual v3.1 | 272 | 7300 | Rate Constraint in MTons | FALSE | L | Annual | Allowances Withdrawn (1:1) | Thousand Tons | 0 | 0 | 0 | 0 | 0 | 0 | 0
DE Unit Level McKee3 - SO2 Cap Annual v3.1 | 272 | 7300 | Rate Constraint in MTons | FALSE | L | Annual | Allowances Withdrawn (n:1) | Thousand Tons | 0 | 0 | 0 | 0 | 0 | 0 | 0
DE Unit Level McKee3 - SO2 Cap Annual v3.1 | 272 | 7300 | Rate Constraint in MTons | FALSE | L | Annual | Net Emissions Allowance Position | Thousand Tons | 0 | 0 | 0 | 0 | 0 | 0 | 0
DE Unit Level McKee3 - SO2 Cap Annual v3.1 | 272 | 7300 | Rate Constraint in MTons | FALSE | L | Annual | Fuel Consumed | TBtu | 0 | 0 | 0 | 0 | 0 | 0 | 0
DE Unit Level McKee3 - SO2 Cap Annual v3.1 | 272 | 7300 | Rate Constraint in MTons | FALSE | L | Annual | Rate | lb/MMBtu | 0 | 0 | 0 | 0 | 0 | 0 | 0
DE Unit Level McKee3 - SO2 Cap Annual v3.1 | 272 | 7300 | Rate Constraint in MTons | FALSE | L | Annual | Generation | TWh | 0 | 0 | 0 | 0 | 0 | 0 | 0
DE Unit Level McKee3 - SO2 Cap Annual v3.1 | 272 | 7300 | Rate Constraint in MTons | FALSE | L | Annual | Qualifying Generation | TWh | 0 | 0 | 0 | 0 | 0 | 0 | 0
DE Unit Level McKee3 - SO2 Cap Annual v3.1 | 272 | 7300 | Rate Constraint in MTons | FALSE | L | Annual | Rate | lb/MWh | 0 | 0 | 0 | 0 | 0 | 0 | 0
DE Unit Level McKee3 - SO2 Cap Annual v3.1 | 272 | 7300 | Rate Constraint in MTons | FALSE | L | Annual | Constraint Shadow Price | US2019$/Ton | 0 | 0 | 0 | 0 | 0 | 0 | 0
Dummy Delaware NOx Constraint v4.0 | 273 | 7644 | Rate Constraint in MTons | FALSE | L | Annual | Seasons Included | Seasons | Winter, WintShld, Summer | Winter, WintShld, Summer | Winter, WintShld, Summer | Winter, WintShld, Summer | Winter, WintShld, Summer | Winter, WintShld, Summer | Winter, WintShld, Summer
Dummy Delaware NOx Constraint v4.0 | 273 | 7644 | Rate Constraint in MTons | FALSE | L | Annual | Standard NOX | Thousand Tons | 99999 | 99999 | 99999 | 99999 | 99999 | 99999 | 99999
Dummy Delaware NOx Constraint v4.0 | 273 | 7644 | Rate Constraint in MTons | FALSE | L | Annual | Emissions at Affected Plants NOX | Thousand Tons | 0.010694 | 0.010274 | 0.0058162 | 0.0033303 | 0.0042662 | 0.0087037 | 0.012591
Dummy Delaware NOx Constraint v4.0 | 273 | 7644 | Rate Constraint in MTons | FALSE | L | Annual | Allowances Purchased NOX | Thousand Tons | 0 | 0 | 0 | 0 | 0 | 0 | 0
Dummy Delaware NOx Constraint v4.0 | 273 | 7644 | Rate Constraint in MTons | FALSE | L | Annual | Allowances Sold NOX | Thousand Tons | 0 | 0 | 0 | 0 | 0 | 0 | 0
Dummy Delaware NOx Constraint v4.0 | 273 | 7644 | Rate Constraint in MTons | FALSE | L | Annual | Allowances Banked | Thousand Tons | 0 | 0 | 0 | 0 | 0 | 0 | 0
Dummy Delaware NOx Constraint v4.0 | 273 | 7644 | Rate Constraint in MTons | FALSE | L | Annual | Allowances Withdrawn (1:1) | Thousand Tons | 0 | 0 | 0 | 0 | 0 | 0 | 0
Dummy Delaware NOx Constraint v4.0 | 273 | 7644 | Rate Constraint in MTons | FALSE | L | Annual | Allowances Withdrawn (n:1) | Thousand Tons | 0 | 0 | 0 | 0 | 0 | 0 | 0
Dummy Delaware NOx Constraint v4.0 | 273 | 7644 | Rate Constraint in MTons | FALSE | L | Annual | Net Emissions Allowance Position | Thousand Tons | 0.010694 | 0.010274 | 0.0058162 | 0.0033303 | 0.0042662 | 0.0087037 | 0.012591
Dummy Delaware NOx Constraint v4.0 | 273 | 7644 | Rate Constraint in MTons | FALSE | L | Annual | Fuel Consumed | TBtu | 1.8274 | 1.7554 | 0.96227 | 0.71238 | 0.93804 | 2.0014 | 2.9525
Dummy Delaware NOx Constraint v4.0 | 273 | 7644 | Rate Constraint in MTons | FALSE | L | Annual | Rate | lb/MMBtu | 0.011704 | 0.011706 | 0.012088 | 0.0093499 | 0.009096 | 0.0086977 | 0.008529
Dummy Delaware NOx Constraint v4.0 | 273 | 7644 | Rate Constraint in MTons | FALSE | L | Annual | Generation | TWh | 0.22505 | 0.21932 | 0.12086 | 0.091113 | 0.11752 | 0.24515 | 0.35802
Dummy Delaware NOx Constraint v4.0 | 273 | 7644 | Rate Constraint in MTons | FALSE | L | Annual | Qualifying Generation | TWh | 0.22505 | 0.21932 | 0.12086 | 0.091113 | 0.11752 | 0.24515 | 0.35802
Dummy Delaware NOx Constraint v4.0 | 273 | 7644 | Rate Constraint in MTons | FALSE | L | Annual | Rate | lb/MWh | 0.095036 | 0.093689 | 0.096246 | 0.073103 | 0.072605 | 0.071006 | 0.070335
Dummy Delaware NOx Constraint v4.0 | 273 | 7644 | Rate Constraint in MTons | FALSE | L | Annual | Constraint Shadow Price | US2019$/Ton | 0 | 0 | 0 | 0 | 0 | 0 | 0
Dummy Hg Summer for Mode v5.20 | 274 | 7645 | Rate Constraint in MTons | FALSE | L | Annual | Seasons Included | Seasons | Summer | Summer | Summer | Summer | Summer | Summer | Summer
Dummy Hg Summer for Mode v5.20 | 274 | 7645 | Rate Constraint in MTons | FALSE | L | Annual | Standard MER | lbs | 199998000000 | 199998000000 | 199998000000 | 199998000000 | 199998000000 | 199998000000 | 199998000000
Dummy Hg Summer for Mode v5.20 | 274 | 7645 | Rate Constraint in MTons | FALSE | L | Annual | Emissions at Affected Plants MER | lbs | 1392.4998 | 1201.6872 | 785.8555 | 709.0784 | 530.4795 | 491.8883 | 498.6128
Dummy Hg Summer for Mode v5.20 | 274 | 7645 | Rate Constraint in MTons | FALSE | L | Annual | Allowances Purchased MER | lbs | 0 | 0 | 0 | 0 | 0 | 0 | 0
Dummy Hg Summer for Mode v5.20 | 274 | 7645 | Rate Constraint in MTons | FALSE | L | Annual | Allowances Sold MER | lbs | 0 | 0 | 0 | 0 | 0 | 0 | 0
Dummy Hg Summer for Mode v5.20 | 274 | 7645 | Rate Constraint in MTons | FALSE | L | Annual | Allowances Banked | lbs | 0 | 0 | 0 | 0 | 0 | 0 | 0
Dummy Hg Summer for Mode v5.20 | 274 | 7645 | Rate Constraint in MTons | FALSE | L | Annual | Allowances Withdrawn (1:1) | lbs | 0 | 0 | 0 | 0 | 0 | 0 | 0
Dummy Hg Summer for Mode v5.20 | 274 | 7645 | Rate Constraint in MTons | FALSE | L | Annual | Allowances Withdrawn (n:1) | lbs | 0 | 0 | 0 | 0 | 0 | 0 | 0
Dummy Hg Summer for Mode v5.20 | 274 | 7645 | Rate Constraint in MTons | FALSE | L | Annual | Net Emissions Allowance Position | lbs | 1392.4998 | 1201.6872 | 785.8555 | 709.0784 | 530.4795 | 491.8883 | 498.6128
Dummy Hg Summer for Mode v5.20 | 274 | 7645 | Rate Constraint in MTons | FALSE | L | Annual | Fuel Consumed | TBtu | 6134.6117 | 5805.0338 | 4284.2268 | 3677.6242 | 2976.4053 | 2604.8739 | 2686.552
Dummy Hg Summer for Mode v5.20 | 274 | 7645 | Rate Constraint in MTons | FALSE | L | Annual | Rate | lb/MMBtu | 2.2699e-07 | 2.0701e-07 | 1.8343e-07 | 1.9281e-07 | 1.7823e-07 | 1.8883e-07 | 1.856e-07
Dummy Hg Summer for Mode v5.20 | 274 | 7645 | Rate Constraint in MTons | FALSE | L | Annual | Generation | TWh | 776.6861 | 730.1307 | 549.0781 | 477.9883 | 404.224 | 355.1251 | 366.01
Dummy Hg Summer for Mode v5.20 | 274 | 7645 | Rate Constraint in MTons | FALSE | L | Annual | Qualifying Generation | TWh | 776.6861 | 730.1307 | 549.0781 | 477.9883 | 404.224 | 355.1251 | 366.01
Dummy Hg Summer for Mode v5.20 | 274 | 7645 | Rate Constraint in MTons | FALSE | L | Annual | Rate | lb/MWh | 1.7929e-06 | 1.6459e-06 | 1.4312e-06 | 1.4835e-06 | 1.3123e-06 | 1.3851e-06 | 1.3623e-06
Dummy Hg Summer for Mode v5.20 | 274 | 7645 | Rate Constraint in MTons | FALSE | L | Annual | Constraint Shadow Price | US2019$/Lb | 0 | 0 | 0 | 0 | 0 | 0 | 0
Dummy Hg Winter for Mode v5.20 | 275 | 7646 | Rate Constraint in MTons | FALSE | L | Annual | Seasons Included | Seasons | Winter, WintShld | Winter, WintShld | Winter, WintShld | Winter, WintShld | Winter, WintShld | Winter, WintShld | Winter, WintShld
Dummy Hg Winter for Mode v5.20 | 275 | 7646 | Rate Constraint in MTons | FALSE | L | Annual | Standard MER | lbs | 199998000000 | 199998000000 | 199998000000 | 199998000000 | 199998000000 | 199998000000 | 199998000000
Dummy Hg Winter for Mode v5.20 | 275 | 7646 | Rate Constraint in MTons | FALSE | L | Annual | Emissions at Affected Plants MER | lbs | 2018.8912 | 1505.6369 | 1112.0289 | 918.2358 | 630.3928 | 535.8352 | 536.0178
Dummy Hg Winter for Mode v5.20 | 275 | 7646 | Rate Constraint in MTons | FALSE | L | Annual | Allowances Purchased MER | lbs | 0 | 0 | 0 | 0 | 0 | 0 | 0
Dummy Hg Winter for Mode v5.20 | 275 | 7646 | Rate Constraint in MTons | FALSE | L | Annual | Allowances Sold MER | lbs | 0 | 0 | 0 | 0 | 0 | 0 | 0
Dummy Hg Winter for Mode v5.20 | 275 | 7646 | Rate Constraint in MTons | FALSE | L | Annual | Allowances Banked | lbs | 0 | 0 | 0 | 0 | 0 | 0 | 0
Dummy Hg Winter for Mode v5.20 | 275 | 7646 | Rate Constraint in MTons | FALSE | L | Annual | Allowances Withdrawn (1:1) | lbs | 0 | 0 | 0 | 0 | 0 | 0 | 0
Dummy Hg Winter for Mode v5.20 | 275 | 7646 | Rate Constraint in MTons | FALSE | L | Annual | Allowances Withdrawn (n:1) | lbs | 0 | 0 | 0 | 0 | 0 | 0 | 0
Dummy Hg Winter for Mode v5.20 | 275 | 7646 | Rate Constraint in MTons | FALSE | L | Annual | Net Emissions Allowance Position | lbs | 2018.8912 | 1505.6369 | 1112.0289 | 918.2358 | 630.3928 | 535.8352 | 536.0178
Dummy Hg Winter for Mode v5.20 | 275 | 7646 | Rate Constraint in MTons | FALSE | L | Annual | Fuel Consumed | TBtu | 6989.6338 | 6483.445 | 4177.8747 | 2949.6543 | 1874.7014 | 1423.0276 | 1412.6592
Dummy Hg Winter for Mode v5.20 | 275 | 7646 | Rate Constraint in MTons | FALSE | L | Annual | Rate | lb/MMBtu | 2.8884e-07 | 2.3223e-07 | 2.6617e-07 | 3.113e-07 | 3.3626e-07 | 3.7655e-07 | 3.7944e-07
Dummy Hg Winter for Mode v5.20 | 275 | 7646 | Rate Constraint in MTons | FALSE | L | Annual | Generation | TWh | 870.2818 | 815.9214 | 519.4552 | 366.7605 | 246.0759 | 187.0378 | 185.3132
Dummy Hg Winter for Mode v5.20 | 275 | 7646 | Rate Constraint in MTons | FALSE | L | Annual | Qualifying Generation | TWh | 870.2818 | 815.9214 | 519.4552 | 366.7605 | 246.0759 | 187.0378 | 185.3132
Dummy Hg Winter for Mode v5.20 | 275 | 7646 | Rate Constraint in MTons | FALSE | L | Annual | Rate | lb/MWh | 2.3198e-06 | 1.8453e-06 | 2.1408e-06 | 2.5036e-06 | 2.5618e-06 | 2.8648e-06 | 2.8925e-06
Dummy Hg Winter for Mode v5.20 | 275 | 7646 | Rate Constraint in MTons | FALSE | L | Annual | Constraint Shadow Price | US2019$/Lb | 0 | 0 | 0 | 0 | 0 | 0 | 0
Dummy OS Hg Constraint--EPA621_111_5(C2) | 276 | 7720 | Rate Constraint in MTons | FALSE | L | Annual | Seasons Included | Seasons | Summer | Summer | Summer | Summer | Summer | Summer | Summer
Dummy OS Hg Constraint--EPA621_111_5(C2) | 276 | 7720 | Rate Constraint in MTons | FALSE | L | Annual | Standard MER | lbs | 199998000000 | 199998000000 | 199998000000 | 199998000000 | 199998000000 | 199998000000 | 199998000000
Dummy OS Hg Constraint--EPA621_111_5(C2) | 276 | 7720 | Rate Constraint in MTons | FALSE | L | Annual | Emissions at Affected Plants MER | lbs | 88.1069 | 15.3064 | 1.1858 | 5.689 | 5.1424 | 0 | 4.2384
Dummy OS Hg Constraint--EPA621_111_5(C2) | 276 | 7720 | Rate Constraint in MTons | FALSE | L | Annual | Allowances Purchased MER | lbs | 0 | 0 | 0 | 0 | 0 | 0 | 0
Dummy OS Hg Constraint--EPA621_111_5(C2) | 276 | 7720 | Rate Constraint in MTons | FALSE | L | Annual | Allowances Sold MER | lbs | 0 | 0 | 0 | 0 | 0 | 0 | 0
Dummy OS Hg Constraint--EPA621_111_5(C2) | 276 | 7720 | Rate Constraint in MTons | FALSE | L | Annual | Allowances Banked | lbs | 0 | 0 | 0 | 0 | 0 | 0 | 0
Dummy OS Hg Constraint--EPA621_111_5(C2) | 276 | 7720 | Rate Constraint in MTons | FALSE | L | Annual | Allowances Withdrawn (1:1) | lbs | 0 | 0 | 0 | 0 | 0 | 0 | 0
Dummy OS Hg Constraint--EPA621_111_5(C2) | 276 | 7720 | Rate Constraint in MTons | FALSE | L | Annual | Allowances Withdrawn (n:1) | lbs | 0 | 0 | 0 | 0 | 0 | 0 | 0
Dummy OS Hg Constraint--EPA621_111_5(C2) | 276 | 7720 | Rate Constraint in MTons | FALSE | L | Annual | Net Emissions Allowance Position | lbs | 88.1069 | 15.3064 | 1.1858 | 5.689 | 5.1424 | 0 | 4.2384
Dummy OS Hg Constraint--EPA621_111_5(C2) | 276 | 7720 | Rate Constraint in MTons | FALSE | L | Annual | Fuel Consumed | TBtu | 124.7191 | 48.2439 | 14.0804 | 4.8666 | 4.1311 | 0 | 7.8707
Dummy OS Hg Constraint--EPA621_111_5(C2) | 276 | 7720 | Rate Constraint in MTons | FALSE | L | Annual | Rate | lb/MMBtu | 7.0644e-07 | 3.1727e-07 | 8.4213e-08 | 1.169e-06 | 1.2448e-06 | 0 | 5.385e-07
Dummy OS Hg Constraint--EPA621_111_5(C2) | 276 | 7720 | Rate Constraint in MTons | FALSE | L | Annual | Generation | TWh | 11.732 | 4.4444 | 1.2134 | 0.38753 | 0.34102 | 0 | 0.71754
Dummy OS Hg Constraint--EPA621_111_5(C2) | 276 | 7720 | Rate Constraint in MTons | FALSE | L | Annual | Qualifying Generation | TWh | 11.732 | 4.4444 | 1.2134 | 0.38753 | 0.34102 | 0 | 0.71754
Dummy OS Hg Constraint--EPA621_111_5(C2) | 276 | 7720 | Rate Constraint in MTons | FALSE | L | Annual | Rate | lb/MWh | 7.51e-06 | 3.444e-06 | 9.7721e-07 | 1.468e-05 | 1.508e-05 | 0 | 5.9068e-06
Dummy OS Hg Constraint--EPA621_111_5(C2) | 276 | 7720 | Rate Constraint in MTons | FALSE | L | Annual | Constraint Shadow Price | US2019$/Lb | 0 | 0 | 0 | 0 | 0 | 0 | 0
Dummy OS NOx Constraint-EPA621_111_5(C1&C3) | 277 | 7719 | Rate Constraint in MTons | FALSE | L | Annual | Seasons Included | Seasons | Summer | Summer | Summer | Summer | Summer | Summer | Summer
Dummy OS NOx Constraint-EPA621_111_5(C1&C3) | 277 | 7719 | Rate Constraint in MTons | FALSE | L | Annual | Standard NOX | Thousand Tons | 99999 | 99999 | 99999 | 99999 | 99999 | 99999 | 99999
Dummy OS NOx Constraint-EPA621_111_5(C1&C3) | 277 | 7719 | Rate Constraint in MTons | FALSE | L | Annual | Emissions at Affected Plants NOX | Thousand Tons | 71.4807 | 50.2577 | 28.6413 | 16.7942 | 11.3466 | 10.4383 | 10.2582
Dummy OS NOx Constraint-EPA621_111_5(C1&C3) | 277 | 7719 | Rate Constraint in MTons | FALSE | L | Annual | Allowances Purchased NOX | Thousand Tons | 0 | 0 | 0 | 0 | 0 | 0 | 0
Dummy OS NOx Constraint-EPA621_111_5(C1&C3) | 277 | 7719 | Rate Constraint in MTons | FALSE | L | Annual | Allowances Sold NOX | Thousand Tons | 0 | 0 | 0 | 0 | 0 | 0 | 0
Dummy OS NOx Constraint-EPA621_111_5(C1&C3) | 277 | 7719 | Rate Constraint in MTons | FALSE | L | Annual | Allowances Banked | Thousand Tons | 0 | 0 | 0 | 0 | 0 | 0 | 0
Dummy OS NOx Constraint-EPA621_111_5(C1&C3) | 277 | 7719 | Rate Constraint in MTons | FALSE | L | Annual | Allowances Withdrawn (1:1) | Thousand Tons | 0 | 0 | 0 | 0 | 0 | 0 | 0
Dummy OS NOx Constraint-EPA621_111_5(C1&C3) | 277 | 7719 | Rate Constraint in MTons | FALSE | L | Annual | Allowances Withdrawn (n:1) | Thousand Tons | 0 | 0 | 0 | 0 | 0 | 0 | 0
Dummy OS NOx Constraint-EPA621_111_5(C1&C3) | 277 | 7719 | Rate Constraint in MTons | FALSE | L | Annual | Net Emissions Allowance Position | Thousand Tons | 71.4807 | 50.2577 | 28.6413 | 16.7942 | 11.3466 | 10.4383 | 10.2582
Dummy OS NOx Constraint-EPA621_111_5(C1&C3) | 277 | 7719 | Rate Constraint in MTons | FALSE | L | Annual | Fuel Consumed | TBtu | 2318.6733 | 2033.6047 | 1229.4042 | 851.2296 | 671.3337 | 632.005 | 639.9838
Dummy OS NOx Constraint-EPA621_111_5(C1&C3) | 277 | 7719 | Rate Constraint in MTons | FALSE | L | Annual | Rate | lb/MMBtu | 0.061657 | 0.049427 | 0.046594 | 0.039459 | 0.033803 | 0.033032 | 0.032058
Dummy OS NOx Constraint-EPA621_111_5(C1&C3) | 277 | 7719 | Rate Constraint in MTons | FALSE | L | Annual | Generation | TWh | 279.264 | 248.0647 | 152.2468 | 110.804 | 93.3896 | 89.2223 | 90.4078
Dummy OS NOx Constraint-EPA621_111_5(C1&C3) | 277 | 7719 | Rate Constraint in MTons | FALSE | L | Annual | Qualifying Generation | TWh | 279.264 | 248.0647 | 152.2468 | 110.804 | 93.3896 | 89.2223 | 90.4078
Dummy OS NOx Constraint-EPA621_111_5(C1&C3) | 277 | 7719 | Rate Constraint in MTons | FALSE | L | Annual | Rate | lb/MWh | 0.51192 | 0.4052 | 0.37625 | 0.30313 | 0.243 | 0.23398 | 0.22693
Dummy OS NOx Constraint-EPA621_111_5(C1&C3) | 277 | 7719 | Rate Constraint in MTons | FALSE | L | Annual | Constraint Shadow Price | US2019$/Ton | 0 | 0 | 0 | 0 | 0 | 0 | 0
Dummy OS NOx Constraint-EPA621_111_5(C4) | 278 | 7721 | Rate Constraint in MTons | FALSE | L | Annual | Seasons Included | Seasons | Summer | Summer | Summer | Summer | Summer | Summer | Summer
Dummy OS NOx Constraint-EPA621_111_5(C4) | 278 | 7721 | Rate Constraint in MTons | FALSE | L | Annual | Standard NOX | Thousand Tons | 99999 | 99999 | 99999 | 99999 | 99999 | 99999 | 99999
Dummy OS NOx Constraint-EPA621_111_5(C4) | 278 | 7721 | Rate Constraint in MTons | FALSE | L | Annual | Emissions at Affected Plants NOX | Thousand Tons | 0 | 0.11681 | 0 | 0 | 0 | 0 | 0
Dummy OS NOx Constraint-EPA621_111_5(C4) | 278 | 7721 | Rate Constraint in MTons | FALSE | L | Annual | Allowances Purchased NOX | Thousand Tons | 0 | 0 | 0 | 0 | 0 | 0 | 0
Dummy OS NOx Constraint-EPA621_111_5(C4) | 278 | 7721 | Rate Constraint in MTons | FALSE | L | Annual | Allowances Sold NOX | Thousand Tons | 0 | 0 | 0 | 0 | 0 | 0 | 0
Dummy OS NOx Constraint-EPA621_111_5(C4) | 278 | 7721 | Rate Constraint in MTons | FALSE | L | Annual | Allowances Banked | Thousand Tons | 0 | 0 | 0 | 0 | 0 | 0 | 0
Dummy OS NOx Constraint-EPA621_111_5(C4) | 278 | 7721 | Rate Constraint in MTons | FALSE | L | Annual | Allowances Withdrawn (1:1) | Thousand Tons | 0 | 0 | 0 | 0 | 0 | 0 | 0
Dummy OS NOx Constraint-EPA621_111_5(C4) | 278 | 7721 | Rate Constraint in MTons | FALSE | L | Annual | Allowances Withdrawn (n:1) | Thousand Tons | 0 | 0 | 0 | 0 | 0 | 0 | 0
Dummy OS NOx Constraint-EPA621_111_5(C4) | 278 | 7721 | Rate Constraint in MTons | FALSE | L | Annual | Net Emissions Allowance Position | Thousand Tons | 0 | 0.11681 | 0 | 0 | 0 | 0 | 0
Dummy OS NOx Constraint-EPA621_111_5(C4) | 278 | 7721 | Rate Constraint in MTons | FALSE | L | Annual | Fuel Consumed | TBtu | 0 | 4.2295 | 0 | 0 | 0 | 0 | 0
Dummy OS NOx Constraint-EPA621_111_5(C4) | 278 | 7721 | Rate Constraint in MTons | FALSE | L | Annual | Rate | lb/MMBtu | 0 | 0.055234 | 0 | 0 | 0 | 0 | 0
Dummy OS NOx Constraint-EPA621_111_5(C4) | 278 | 7721 | Rate Constraint in MTons | FALSE | L | Annual | Generation | TWh | 0 | 0.39397 | 0 | 0 | 0 | 0 | 0
Dummy OS NOx Constraint-EPA621_111_5(C4) | 278 | 7721 | Rate Constraint in MTons | FALSE | L | Annual | Qualifying Generation | TWh | 0 | 0.39397 | 0 | 0 | 0 | 0 | 0
Dummy OS NOx Constraint-EPA621_111_5(C4) | 278 | 7721 | Rate Constraint in MTons | FALSE | L | Annual | Rate | lb/MWh | 0 | 0.59297 | 0 | 0 | 0 | 0 | 0
Dummy OS NOx Constraint-EPA621_111_5(C4) | 278 | 7721 | Rate Constraint in MTons | FALSE | L | Annual | Constraint Shadow Price | US2019$/Ton | 0 | 0 | 0 | 0 | 0 | 0 | 0
IA Riverside NOX Rate Annual v5.14 | 279 | 7272 | Rate Constraint in lbs/MMBtu | FALSE | L | Annual | Seasons Included | Seasons | Winter, WintShld, Summer | Winter, WintShld, Summer | Winter, WintShld, Summer | Winter, WintShld, Summer | Winter, WintShld, Summer | Winter, WintShld, Summer | Winter, WintShld, Summer
IA Riverside NOX Rate Annual v5.14 | 279 | 7272 | Rate Constraint in lbs/MMBtu | FALSE | L | Annual | Standard NOX | lb/MMBtu | 0.16 | 0.16 | 0.16 | 0.16 | 0.16 | 0.16 | 0.16
IA Riverside NOX Rate Annual v5.14 | 279 | 7272 | Rate Constraint in lbs/MMBtu | FALSE | L | Annual | Emissions at Affected Plants NOX | Thousand Tons | 0 | 0 | 0 | 0 | 0 | 0 | 0
IA Riverside NOX Rate Annual v5.14 | 279 | 7272 | Rate Constraint in lbs/MMBtu | FALSE | L | Annual | Allowances Purchased NOX | Thousand Tons | 0 | 0 | 0 | 0 | 0 | 0 | 0
IA Riverside NOX Rate Annual v5.14 | 279 | 7272 | Rate Constraint in lbs/MMBtu | FALSE | L | Annual | Allowances Sold NOX | Thousand Tons | 0 | 0 | 0 | 0 | 0 | 0 | 0
IA Riverside NOX Rate Annual v5.14 | 279 | 7272 | Rate Constraint in lbs/MMBtu | FALSE | L | Annual | Allowances Banked | Thousand Tons | 0 | 0 | 0 | 0 | 0 | 0 | 0
IA Riverside NOX Rate Annual v5.14 | 279 | 7272 | Rate Constraint in lbs/MMBtu | FALSE | L | Annual | Allowances Withdrawn (1:1) | Thousand Tons | 0 | 0 | 0 | 0 | 0 | 0 | 0
IA Riverside NOX Rate Annual v5.14 | 279 | 7272 | Rate Constraint in lbs/MMBtu | FALSE | L | Annual | Allowances Withdrawn (n:1) | Thousand Tons | 0 | 0 | 0 | 0 | 0 | 0 | 0
IA Riverside NOX Rate Annual v5.14 | 279 | 7272 | Rate Constraint in lbs/MMBtu | FALSE | L | Annual | Net Emissions Allowance Position | Thousand Tons | 0 | 0 | 0 | 0 | 0 | 0 | 0
IA Riverside NOX Rate Annual v5.14 | 279 | 7272 | Rate Constraint in lbs/MMBtu | FALSE | L | Annual | Fuel Consumed | TBtu | 0 | 0 | 0 | 0 | 0 | 0 | 0
IA Riverside NOX Rate Annual v5.14 | 279 | 7272 | Rate Constraint in lbs/MMBtu | FALSE | L | Annual | Rate | lb/MMBtu | 0 | 0 | 0 | 0 | 0 | 0 | 0
IA Riverside NOX Rate Annual v5.14 | 279 | 7272 | Rate Constraint in lbs/MMBtu | FALSE | L | Annual | Generation | TWh | 0 | 0 | 0 | 0 | 0 | 0 | 0
IA Riverside NOX Rate Annual v5.14 | 279 | 7272 | Rate Constraint in lbs/MMBtu | FALSE | L | Annual | Qualifying Generation | TWh | 0 | 0 | 0 | 0 | 0 | 0 | 0
IA Riverside NOX Rate Annual v5.14 | 279 | 7272 | Rate Constraint in lbs/MMBtu | FALSE | L | Annual | Rate | lb/MWh | 0 | 0 | 0 | 0 | 0 | 0 | 0
IA Riverside NOX Rate Annual v5.14 | 279 | 7272 | Rate Constraint in lbs/MMBtu | FALSE | L | Annual | Constraint Shadow Price | US2019$/Ton | 0 | 0 | 0 | 0 | 0 | 0 | 0
IA Riverside SO2 Rate Annual v5.14 | 280 | 7273 | Rate Constraint in lbs/MMBtu | FALSE | L | Annual | Seasons Included | Seasons | Winter, WintShld, Summer | Winter, WintShld, Summer | Winter, WintShld, Summer | Winter, WintShld, Summer | Winter, WintShld, Summer | Winter, WintShld, Summer | Winter, WintShld, Summer
IA Riverside SO2 Rate Annual v5.14 | 280 | 7273 | Rate Constraint in lbs/MMBtu | FALSE | L | Annual | Standard SO2 | lb/MMBtu | 0.006 | 0.006 | 0.006 | 0.006 | 0.006 | 0.006 | 0.006
IA Riverside SO2 Rate Annual v5.14 | 280 | 7273 | Rate Constraint in lbs/MMBtu | FALSE | L | Annual | Emissions at Affected Plants SO2 | Thousand Tons | 0 | 0 | 0 | 0 | 0 | 0 | 0
IA Riverside SO2 Rate Annual v5.14 | 280 | 7273 | Rate Constraint in lbs/MMBtu | FALSE | L | Annual | Allowances Purchased SO2 | Thousand Tons | 0 | 0 | 0 | 0 | 0 | 0 | 0
IA Riverside SO2 Rate Annual v5.14 | 280 | 7273 | Rate Constraint in lbs/MMBtu | FALSE | L | Annual | Allowances Sold SO2 | Thousand Tons | 0 | 0 | 0 | 0 | 0 | 0 | 0
IA Riverside SO2 Rate Annual v5.14 | 280 | 7273 | Rate Constraint in lbs/MMBtu | FALSE | L | Annual | Allowances Banked | Thousand Tons | 0 | 0 | 0 | 0 | 0 | 0 | 0
IA Riverside SO2 Rate Annual v5.14 | 280 | 7273 | Rate Constraint in lbs/MMBtu | FALSE | L | Annual | Allowances Withdrawn (1:1) | Thousand Tons | 0 | 0 | 0 | 0 | 0 | 0 | 0
IA Riverside SO2 Rate Annual v5.14 | 280 | 7273 | Rate Constraint in lbs/MMBtu | FALSE | L | Annual | Allowances Withdrawn (n:1) | Thousand Tons | 0 | 0 | 0 | 0 | 0 | 0 | 0
IA Riverside SO2 Rate Annual v5.14 | 280 | 7273 | Rate Constraint in lbs/MMBtu | FALSE | L | Annual | Net Emissions Allowance Position | Thousand Tons | 0 | 0 | 0 | 0 | 0 | 0 | 0
IA Riverside SO2 Rate Annual v5.14 | 280 | 7273 | Rate Constraint in lbs/MMBtu | FALSE | L | Annual | Fuel Consumed | TBtu | 0 | 0 | 0 | 0 | 0 | 0 | 0
IA Riverside SO2 Rate Annual v5.14 | 280 | 7273 | Rate Constraint in lbs/MMBtu | FALSE | L | Annual | Rate | lb/MMBtu | 0 | 0 | 0 | 0 | 0 | 0 | 0
IA Riverside SO2 Rate Annual v5.14 | 280 | 7273 | Rate Constraint in lbs/MMBtu | FALSE | L | Annual | Generation | TWh | 0 | 0 | 0 | 0 | 0 | 0 | 0
IA Riverside SO2 Rate Annual v5.14 | 280 | 7273 | Rate Constraint in lbs/MMBtu | FALSE | L | Annual | Qualifying Generation | TWh | 0 | 0 | 0 | 0 | 0 | 0 | 0
IA Riverside SO2 Rate Annual v5.14 | 280 | 7273 | Rate Constraint in lbs/MMBtu | FALSE | L | Annual | Rate | lb/MWh | 0 | 0 | 0 | 0 | 0 | 0 | 0
IA Riverside SO2 Rate Annual v5.14 | 280 | 7273 | Rate Constraint in lbs/MMBtu | FALSE | L | Annual | Constraint Shadow Price | US2019$/Ton | 0 | 0 | 0 | 0 | 0 | 0 | 0
IL Climate ParentID 1082- CO2 Cap Annual v6.20 | 281 | 7757 | Rate Constraint in MTons | FALSE | L | Annual | Seasons Included | Seasons | Winter, WintShld, Summer | Winter, WintShld, Summer | Winter, WintShld, Summer | Winter, WintShld, Summer | Winter, WintShld, Summer | Winter, WintShld, Summer | Winter, WintShld, Summer
IL Climate ParentID 1082- CO2 Cap Annual v6.20 | 281 | 7757 | Rate Constraint in MTons | FALSE | L | Annual | Standard CO2 | Thousand Tons | 0 | 0 | 16.0643 | 16.0643 | 16.0643 | 16.0643 | 16.0643
IL Climate ParentID 1082- CO2 Cap Annual v6.20 | 281 | 7757 | Rate Constraint in MTons | FALSE | L | Annual | Emissions at Affected Plants CO2 | Thousand Tons | 0 | 0 | 16.0643 | 0 | 0 | 0 | 0
IL Climate ParentID 1082- CO2 Cap Annual v6.20 | 281 | 7757 | Rate Constraint in MTons | FALSE | L | Annual | Allowances Purchased CO2 | Thousand Tons | 0 | 0 | 0 | 0 | 0 | 0 | 0
IL Climate ParentID 1082- CO2 Cap Annual v6.20 | 281 | 7757 | Rate Constraint in MTons | FALSE | L | Annual | Allowances Sold CO2 | Thousand Tons | 0 | 0 | 0 | 0 | 0 | 0 | 0
IL Climate ParentID 1082- CO2 Cap Annual v6.20 | 281 | 7757 | Rate Constraint in MTons | FALSE | L | Annual | Allowances Banked | Thousand Tons | 0 | 0 | 0 | 0 | 0 | 0 | 0
IL Climate ParentID 1082- CO2 Cap Annual v6.20 | 281 | 7757 | Rate Constraint in MTons | FALSE | L | Annual | Allowances Withdrawn (1:1) | Thousand Tons | 0 | 0 | 0 | 0 | 0 | 0 | 0
IL Climate ParentID 1082- CO2 Cap Annual v6.20 | 281 | 7757 | Rate Constraint in MTons | FALSE | L | Annual | Allowances Withdrawn (n:1) | Thousand Tons | 0 | 0 | 0 | 0 | 0 | 0 | 0
IL Climate ParentID 1082- CO2 Cap Annual v6.20 | 281 | 7757 | Rate Constraint in MTons | FALSE | L | Annual | Net Emissions Allowance Position | Thousand Tons | 0 | 0 | 16.0643 | 0 | 0 | 0 | 0
IL Climate ParentID 1082- CO2 Cap Annual v6.20 | 281 | 7757 | Rate Constraint in MTons | FALSE | L | Annual | Fuel Consumed | TBtu | 0 | 0 | 0.27442 | 0 | 0 | 0 | 0
IL Climate ParentID 1082- CO2 Cap Annual v6.20 | 281 | 7757 | Rate Constraint in MTons | FALSE | L | Annual | Rate | lb/MMBtu | 0 | 0 | 117.08 | 0 | 0 | 0 | 0
IL Climate ParentID 1082- CO2 Cap Annual v6.20 | 281 | 7757 | Rate Constraint in MTons | FALSE | L | Annual | Generation | TWh | 0 | 0 | 0.024048 | 0 | 0 | 0 | 0
IL Climate ParentID 1082- CO2 Cap Annual v6.20 | 281 | 7757 | Rate Constraint in MTons | FALSE | L | Annual | Qualifying Generation | TWh | 0 | 0 | 0.024048 | 0 | 0 | 0 | 0
IL Climate ParentID 1082- CO2 Cap Annual v6.20 | 281 | 7757 | Rate Constraint in MTons | FALSE | L | Annual | Rate | lb/MWh | 0 | 0 | 1335.9999 | 0 | 0 | 0 | 0
IL Climate ParentID 1082- CO2 Cap Annual v6.20 | 281 | 7757 | Rate Constraint in MTons | FALSE | L | Annual | Constraint Shadow Price | US2019$/Ton | 0 | 0 | 0.4104 | 0 | 0 | 0 | 0
IL Climate ParentID 1087- CO2 Cap Annual v6.20 | 282 | 7758 | Rate Constraint in MTons | FALSE | L | Annual | Seasons Included | Seasons | Winter, WintShld, Summer | Winter, WintShld, Summer | Winter, WintShld, Summer | Winter, WintShld, Summer | Winter, WintShld, Summer | Winter, WintShld, Summer | Winter, WintShld, Summer
IL Climate ParentID 1087- CO2 Cap Annual v6.20 | 282 | 7758 | Rate Constraint in MTons | FALSE | L | Annual | Standard CO2 | Thousand Tons | 0 | 0 | 0.84671 | 0.84671 | 0.84671 | 0.84671 | 0.84671
IL Climate ParentID 1087- CO2 Cap Annual v6.20 | 282 | 7758 | Rate Constraint in MTons | FALSE | L | Annual | Emissions at Affected Plants CO2 | Thousand Tons | 0 | 0 | 0.84671 | 0 | 0 | 0 | 0
IL Climate ParentID 1087- CO2 Cap Annual v6.20 | 282 | 7758 | Rate Constraint in MTons | FALSE | L | Annual | Allowances Purchased CO2 | Thousand Tons | 0 | 0 | 0 | 0 | 0 | 0 | 0
IL Climate ParentID 1087- CO2 Cap Annual v6.20 | 282 | 7758 | Rate Constraint in MTons | FALSE | L | Annual | Allowances Sold CO2 | Thousand Tons | 0 | 0 | 0 | 0 | 0 | 0 | 0
IL Climate ParentID 1087- CO2 Cap Annual v6.20 | 282 | 7758 | Rate Constraint in MTons | FALSE | L | Annual | Allowances Banked | Thousand Tons | 0 | 0 | 0 | 0 | 0 | 0 | 0
IL Climate ParentID 1087- CO2 Cap Annual v6.20 | 282 | 7758 | Rate Constraint in MTons | FALSE | L | Annual | Allowances Withdrawn (1:1) | Thousand Tons | 0 | 0 | 0 | 0 | 0 | 0 | 0
IL Climate ParentID 1087- CO2 Cap Annual v6.20 | 282 | 7758 | Rate Constraint in MTons | FALSE | L | Annual | Allowances Withdrawn (n:1) | Thousand Tons | 0 | 0 | 0 | 0 | 0 | 0 | 0
IL Climate ParentID 1087- CO2 Cap Annual v6.20 | 282 | 7758 | Rate Constraint in MTons | FALSE | L | Annual | Net Emissions Allowance Position | Thousand Tons | 0 | 0 | 0.84671 | 0 | 0 | 0 | 0
IL Climate ParentID 1087- CO2 Cap Annual v6.20 | 282 | 7758 | Rate Constraint in MTons | FALSE | L | Annual | Fuel Consumed | TBtu | 0 | 0 | 0.014464 | 0 | 0 | 0 | 0
IL Climate ParentID 1087- CO2 Cap Annual v6.20 | 282 | 7758 | Rate Constraint in MTons | FALSE | L | Annual | Rate | lb/MMBtu | 0 | 0 | 117.08 | 0 | 0 | 0 | 0
IL Climate ParentID 1087- CO2 Cap Annual v6.20 | 282 | 7758 | Rate Constraint in MTons | FALSE | L | Annual | Generation | TWh | 0 | 0 | 0.0012675 | 0 | 0 | 0 | 0
IL Climate ParentID 1087- CO2 Cap Annual v6.20 | 282 | 7758 | Rate Constraint in MTons | FALSE | L | Annual | Qualifying Generation | TWh | 0 | 0 | 0.0012675 | 0 | 0 | 0 | 0
IL Climate ParentID 1087- CO2 Cap Annual v6.20 | 282 | 7758 | Rate Constraint in MTons | FALSE | L | Annual | Rate | lb/MWh | 0 | 0 | 1335.9999 | 0 | 0 | 0 | 0
IL Climate ParentID 1087- CO2 Cap Annual v6.20 | 282 | 7758 | Rate Constraint in MTons | FALSE | L | Annual | Constraint Shadow Price | US2019$/Ton | 0 | 0 | 0.4104 | 0 | 0 | 0 | 0
IL Climate ParentID 1583- CO2 Cap Annual v6.20 | 283 | 7759 | Rate Constraint in MTons | FALSE | L | Annual | Seasons Included | Seasons | Winter, WintShld, Summer | Winter, WintShld, Summer | Winter, WintShld, Summer | Winter, WintShld, Summer | Winter, WintShld, Summer | Winter, WintShld, Summer | Winter, WintShld, Summer
IL Climate ParentID 1583- CO2 Cap Annual v6.20 | 283 | 7759 | Rate Constraint in MTons | FALSE | L | Annual | Standard CO2 | Thousand Tons | 0 | 0 | 129.2208 | 129.2208 | 129.2208 | 129.2208 | 129.2208
IL Climate ParentID 1583- CO2 Cap Annual v6.20 | 283 | 7759 | Rate Constraint in MTons | FALSE | L | Annual | Emissions at Affected Plants CO2 | Thousand Tons | 0 | 0 | 129.2208 | 46.8012 | 0 | 0 | 0
IL Climate ParentID 1583- CO2 Cap Annual v6.20 | 283 | 7759 | Rate Constraint in MTons | FALSE | L | Annual | Allowances Purchased CO2 | Thousand Tons | 0 | 0 | 0 | 0 | 0 | 0 | 0
IL Climate ParentID 1583- CO2 Cap Annual v6.20 | 283 | 7759 | Rate Constraint in MTons | FALSE | L | Annual | Allowances Sold CO2 | Thousand Tons | 0 | 0 | 0 | 0 | 0 | 0 | 0
IL Climate ParentID 1583- CO2 Cap Annual v6.20 | 283 | 7759 | Rate Constraint in MTons | FALSE | L | Annual | Allowances Banked | Thousand Tons | 0 | 0 | 0 | 0 | 0 | 0 | 0
IL Climate ParentID 1583- CO2 Cap Annual v6.20 | 283 | 7759 | Rate Constraint in MTons | FALSE | L | Annual | Allowances Withdrawn (1:1) | Thousand Tons | 0 | 0 | 0 | 0 | 0 | 0 | 0
IL Climate ParentID 1583- CO2 Cap Annual v6.20 | 283 | 7759 | Rate Constraint in MTons | FALSE | L | Annual | Allowances Withdrawn (n:1) | Thousand Tons | 0 | 0 | 0 | 0 | 0 | 0 | 0
IL Climate ParentID 1583- CO2 Cap Annual v6.20 | 283 | 7759 | Rate Constraint in MTons | FALSE | L | Annual | Net Emissions Allowance Position | Thousand Tons | 0 | 0 | 129.2208 | 46.8012 | 0 | 0 | 0
IL Climate ParentID 1583- CO2 Cap Annual v6.20 | 283 | 7759 | Rate Constraint in MTons | FALSE | L | Annual | Fuel Consumed | TBtu | 0 | 0 | 2.2074 | 0.79947 | 0 | 0 | 0
IL Climate ParentID 1583- CO2 Cap Annual v6.20 | 283 | 7759 | Rate Constraint in MTons | FALSE | L | Annual | Rate | lb/MMBtu | 0 | 0 | 117.08 | 117.08 | 0 | 0 | 0
IL Climate ParentID 1583- CO2 Cap Annual v6.20 | 283 | 7759 | Rate Constraint in MTons | FALSE | L | Annual | Generation | TWh | 0 | 0 | 0.30094 | 0.10899 | 0 | 0 | 0
IL Climate ParentID 1583- CO2 Cap Annual v6.20 | 283 | 7759 | Rate Constraint in MTons | FALSE | L | Annual | Qualifying Generation | TWh | 0 | 0 | 0.30094 | 0.10899 | 0 | 0 | 0
IL Climate ParentID 1583- CO2 Cap Annual v6.20 | 283 | 7759 | Rate Constraint in MTons | FALSE | L | Annual | Rate | lb/MWh | 0 | 0 | 858.7818 | 858.7818 | 0 | 0 | 0
IL Climate ParentID 1583- CO2 Cap Annual v6.20 | 283 | 7759 | Rate Constraint in MTons | FALSE | L | Annual | Constraint Shadow Price | US2019$/Ton | 0 | 0 | 3.8718 | 0 | 0 | 0 | 0
IL Climate ParentID 1584- CO2 Cap Annual v6.20 | 284 | 7760 | Rate Constraint in MTons | FALSE | L | Annual | Seasons Included | Seasons | Winter, WintShld, Summer | Winter, WintShld, Summer | Winter, WintShld, Summer | Winter, WintShld, Summer | Winter, WintShld, Summer | Winter, WintShld, Summer | Winter, WintShld, Summer
IL Climate ParentID 1584- CO2 Cap Annual v6.20 | 284 | 7760 | Rate Constraint in MTons | FALSE | L | Annual | Standard CO2 | Thousand Tons | 0 | 0 | 789.6032 | 789.6032 | 789.6032 | 789.6032 | 789.6032
IL Climate ParentID 1584- CO2 Cap Annual v6.20 | 284 | 7760 | Rate Constraint in MTons | FALSE | L | Annual | Emissions at Affected Plants CO2 | Thousand Tons | 0 | 0 | 665.3542 | 166.1471 | 0 | 0 | 0
IL Climate ParentID 1584- CO2 Cap Annual v6.20 | 284 | 7760 | Rate Constraint in MTons | FALSE | L | Annual | Allowances Purchased CO2 | Thousand Tons | 0 | 0 | 0 | 0 | 0 | 0 | 0
IL Climate ParentID 1584- CO2 Cap Annual v6.20 | 284 | 7760 | Rate Constraint in MTons | FALSE | L | Annual | Allowances Sold CO2 | Thousand Tons | 0 | 0 | 0 | 0 | 0 | 0 | 0
IL Climate ParentID 1584- CO2 Cap Annual v6.20 | 284 | 7760 | Rate Constraint in MTons | FALSE | L | Annual | Allowances Banked | Thousand Tons | 0 | 0 | 0 | 0 | 0 | 0 | 0
IL Climate ParentID 1584- CO2 Cap Annual v6.20 | 284 | 7760 | Rate Constraint in MTons | FALSE | L | Annual | Allowances Withdrawn (1:1) | Thousand Tons | 0 | 0 | 0 | 0 | 0 | 0 | 0
IL Climate ParentID 1584- CO2 Cap Annual v6.20 | 284 | 7760 | Rate Constraint in MTons | FALSE | L | Annual | Allowances Withdrawn (n:1) | Thousand Tons | 0 | 0 | 0 | 0 | 0 | 0 | 0
IL Climate ParentID 1584- CO2 Cap Annual v6.20 | 284 | 7760 | Rate Constraint in MTons | FALSE | L | Annual | Net Emissions Allowance Position | Thousand Tons | 0 | 0 | 665.3542 | 166.1471 | 0 | 0 | 0
IL Climate ParentID 1584- CO2 Cap Annual v6.20 | 284 | 7760 | Rate Constraint in MTons | FALSE | L | Annual | Fuel Consumed | TBtu | 0 | 0 | 11.3658 | 2.8382 | 0 | 0 | 0
IL Climate ParentID 1584- CO2 Cap Annual v6.20 | 284 | 7760 | Rate Constraint in MTons | FALSE | L | Annual | Rate | lb/MMBtu | 0 | 0 | 117.08 | 117.08 | 0 | 0 | 0
IL Climate ParentID 1584- CO2 Cap Annual v6.20 | 284 | 7760 | Rate Constraint in MTons | FALSE | L | Annual | Generation | TWh | 0 | 0 | 1.5502 | 0.3871 | 0 | 0 | 0
IL Climate ParentID 1584- CO2 Cap Annual v6.20 | 284 | 7760 | Rate Constraint in MTons | FALSE | L | Annual | Qualifying Generation | TWh | 0 | 0 | 1.5502 | 0.3871 | 0 | 0 | 0
IL Climate ParentID 1584- CO2 Cap Annual v6.20 | 284 | 7760 | Rate Constraint in MTons | FALSE | L | Annual | Rate | lb/MWh | 0 | 0 | 858.4306 | 858.4306 | 0 | 0 | 0
IL Climate ParentID 1584- CO2 Cap Annual v6.20 | 284 | 7760 | Rate Constraint in MTons | FALSE | L | Annual | Constraint Shadow Price | US2019$/Ton | 0 | 0 | 0 | 0 | 0 | 0 | 0
IL Climate ParentID 1585- CO2 Cap Annual v6.20 | 285 | 7761 | Rate Constraint in MTons | FALSE | L | Annual | Seasons Included | Seasons | Winter, WintShld, Summer | Winter, WintShld, Summer | Winter, WintShld, Summer | Winter, WintShld, Summer | Winter, WintShld, Summer | Winter, WintShld, Summer | Winter, WintShld, Summer
IL Climate ParentID 1585- CO2 Cap Annual v6.20 | 285 | 7761 | Rate Constraint in MTons | FALSE | L | Annual | Standard CO2 | Thousand Tons | 0 | 0 | 122.4545 | 122.4545 | 122.4545 | 122.4545 | 122.4545
IL Climate ParentID 1585- CO2 Cap Annual v6.20 | 285 | 7761 | Rate Constraint in MTons | FALSE | L | Annual | Emissions at Affected Plants CO2 | Thousand Tons | 0 | 0 | 122.4545 | 101.0338 | 0 | 0 | 0
IL Climate ParentID 1585- CO2 Cap Annual v6.20 | 285 | 7761 | Rate Constraint in MTons | FALSE | L | Annual | Allowances Purchased CO2 | Thousand Tons | 0 | 0 | 0 | 0 | 0 | 0 | 0
IL Climate ParentID 1585- CO2 Cap Annual v6.20 | 285 | 7761 | Rate Constraint in MTons | FALSE | L | Annual | Allowances Sold CO2 | Thousand Tons | 0 | 0 | 0 | 0 | 0 | 0 | 0
IL Climate ParentID 1585- CO2 Cap Annual v6.20 | 285 | 7761 | Rate Constraint in MTons | FALSE | L | Annual | Allowances Banked | Thousand Tons | 0 | 0 | 0 | 0 | 0 | 0 | 0
IL Climate ParentID 1585- CO2 Cap Annual v6.20 | 285 | 7761 | Rate Constraint in MTons | FALSE | L | Annual | Allowances Withdrawn (1:1) | Thousand Tons | 0 | 0 | 0 | 0 | 0 | 0 | 0
IL Climate ParentID 1585- CO2 Cap Annual v6.20 | 285 | 7761 | Rate Constraint in MTons | FALSE | L | Annual | Allowances Withdrawn (n:1) | Thousand Tons | 0 | 0 | 0 | 0 | 0 | 0 | 0
IL Climate ParentID 1585- CO2 Cap Annual v6.20 | 285 | 7761 | Rate Constraint in MTons | FALSE | L | Annual | Net Emissions Allowance Position | Thousand Tons | 0 | 0 | 122.4545 | 101.0338 | 0 | 0 | 0
IL Climate ParentID 1585- CO2 Cap Annual v6.20 | 285 | 7761 | Rate Constraint in MTons | FALSE | L | Annual | Fuel Consumed | TBtu | 0 | 0 | 2.0918 | 1.7259 | 0 | 0 | 0
IL Climate ParentID 1585- CO2 Cap Annual v6.20 | 285 | 7761 | Rate Constraint in MTons | FALSE | L | Annual | Rate | lb/MMBtu | 0 | 0 | 117.08 | 117.08 | 0 | 0 | 0
IL Climate ParentID 1585- CO2 Cap Annual v6.20 | 285 | 7761 | Rate Constraint in MTons | FALSE | L | Annual | Generation | TWh | 0 | 0 | 0.28518 | 0.2353 | 0 | 0 | 0
IL Climate ParentID 1585- CO2 Cap Annual v6.20 | 285 | 7761 | Rate Constraint in MTons | FALSE | L | Annual | Qualifying Generation | TWh | 0 | 0 | 0.28518 | 0.2353 | 0 | 0 | 0
IL Climate ParentID 1585- CO2 Cap Annual v6.20 | 285 | 7761 | Rate Constraint in MTons | FALSE | L | Annual | Rate | lb/MWh | 0 | 0 | 858.7818 | 858.7818 | 0 | 0 | 0
IL Climate ParentID 1585- CO2 Cap Annual v6.20 | 285 | 7761 | Rate Constraint in MTons | FALSE | L | Annual | Constraint Shadow Price | US2019$/Ton | 0 | 0 | 4.26 | 0 | 0 | 0 | 0
IL Climate ParentID 1586- CO2 Cap Annual v6.20 | 286 | 7762 | Rate Constraint in MTons | FALSE | L | Annual | Seasons Included | Seasons | Winter, WintShld, Summer | Winter, WintShld, Summer | Winter, WintShld, Summer | Winter, WintShld, Summer | Winter, WintShld, Summer | Winter, WintShld, Summer | Winter, WintShld, Summer
IL Climate ParentID 1586- CO2 Cap Annual v6.20 | 286 | 7762 | Rate Constraint in MTons | FALSE | L | Annual | Standard CO2 | Thousand Tons | 0 | 0 | 1517.1052 | 1517.1052 | 1517.1052 | 1517.1052 | 1517.1052
IL Climate ParentID 1586- CO2 Cap Annual v6.20 | 286 | 7762 | Rate Constraint in MTons | FALSE | L | Annual | Emissions at Affected Plants CO2 | Thousand Tons | 0 | 0 | 1276.9626 | 332.0381 | 0 | 0 | 0
IL Climate ParentID 1586- CO2 Cap Annual v6.20 | 286 | 7762 | Rate Constraint in MTons | FALSE | L | Annual | Allowances Purchased CO2 | Thousand Tons | 0 | 0 | 0 | 0 | 0 | 0 | 0
IL Climate ParentID 1586- CO2 Cap Annual v6.20 | 286 | 7762 | Rate Constraint in MTons | FALSE | L | Annual | Allowances Sold CO2 | Thousand Tons | 0 | 0 | 0 | 0 | 0 | 0 | 0
IL Climate ParentID 1586- CO2 Cap Annual v6.20 | 286 | 7762 | Rate Constraint in MTons | FALSE | L | Annual | Allowances Banked | Thousand Tons | 0 | 0 | 0 | 0 | 0 | 0 | 0
IL Climate ParentID 1586- CO2 Cap Annual v6.20 | 286 | 7762 | Rate Constraint in MTons | FALSE | L | Annual | Allowances Withdrawn (1:1) | Thousand Tons | 0 | 0 | 0 | 0 | 0 | 0 | 0
IL Climate ParentID 1586- CO2 Cap Annual v6.20 | 286 | 7762 | Rate Constraint in MTons | FALSE | L | Annual | Allowances Withdrawn (n:1) | Thousand Tons | 0 | 0 | 0 | 0 | 0 | 0 | 0
IL Climate ParentID 1586- CO2 Cap Annual v6.20 | 286 | 7762 | Rate Constraint in MTons | FALSE | L | Annual | Net Emissions Allowance Position | Thousand Tons | 0 | 0 | 1276.9626 | 332.0381 | 0 | 0 | 0
IL Climate ParentID 1586- CO2 Cap Annual v6.20 | 286 | 7762 | Rate Constraint in MTons | FALSE | L | Annual | Fuel Consumed | TBtu | 0 | 0 | 21.8135 | 5.672 | 0 | 0 | 0
IL Climate ParentID 1586- CO2 Cap Annual v6.20 | 286 | 7762 | Rate Constraint in MTons | FALSE | L | Annual | Rate | lb/MMBtu | 0 | 0 | 117.08 | 117.08 | 0 | 0 | 0
IL Climate ParentID 1586- CO2 Cap Annual v6.20 | 286 | 7762 | Rate Constraint in MTons | FALSE | L | Annual | Generation | TWh | 0 | 0 | 2.8961 | 0.75305 | 0 | 0 | 0
IL Climate ParentID 1586- CO2 Cap Annual v6.20 | 286 | 7762 | Rate Constraint in MTons | FALSE | L | Annual | Qualifying Generation | TWh | 0 | 0 | 2.8961 | 0.75305 | 0 | 0 | 0
IL Climate ParentID 1586- CO2 Cap Annual v6.20 | 286 | 7762 | Rate Constraint in MTons | FALSE | L | Annual | Rate | lb/MWh | 0 | 0 | 881.8466 | 881.8466 | 0 | 0 | 0
IL Climate ParentID 1586- CO2 Cap Annual v6.20 | 286 | 7762 | Rate Constraint in MTons | FALSE | L | Annual | Constraint Shadow Price | US2019$/Ton | 0 | 0 | 0 | 0 | 0 | 0 | 0
IL Climate ParentID 1706- CO2 Cap Annual v6.20 | 287 | 7763 | Rate Constraint in MTons | FALSE | L | Annual | Seasons Included | Seasons | Winter, WintShld, Summer | Winter, WintShld, Summer | Winter, WintShld, Summer | Winter, WintShld, Summer | Winter, WintShld, Summer | Winter, WintShld, Summer | Winter, WintShld, Summer
IL Climate ParentID 1706- CO2 Cap Annual v6.20 | 287 | 7763 | Rate Constraint in MTons | FALSE | L | Annual | Standard CO2 | Thousand Tons | 0 | 0 | 336.292 | 336.292 | 336.292 | 336.292 | 336.292
IL Climate ParentID 1706- CO2 Cap Annual v6.20 | 287 | 7763 | Rate Constraint in MTons | FALSE | L | Annual | Emissions at Affected Plants CO2 | Thousand Tons | 0 | 0 | 336.292 | 200.6906 | 0 | 0 | 0
IL Climate ParentID 1706- CO2 Cap Annual v6.20 | 287 | 7763 | Rate Constraint in MTons | FALSE | L | Annual | Allowances Purchased CO2 | Thousand Tons | 0 | 0 | 0 | 0 | 0 | 0 | 0
IL Climate ParentID 1706- CO2 Cap Annual v6.20 | 287 | 7763 | Rate Constraint in MTons | FALSE | L | Annual | Allowances Sold CO2 | Thousand Tons | 0 | 0 | 0 | 0 | 0 | 0 | 0
IL Climate ParentID 1706- CO2 Cap Annual v6.20 | 287 | 7763 | Rate Constraint in MTons | FALSE | L | Annual | Allowances Banked | Thousand Tons | 0 | 0 | 0 | 0 | 0 | 0 | 0
IL Climate ParentID 1706- CO2 Cap Annual v6.20 | 287 | 7763 | Rate Constraint in MTons | FALSE | L | Annual | Allowances Withdrawn (1:1) | Thousand Tons | 0 | 0 | 0 | 0 | 0 | 0 | 0
IL Climate ParentID 1706- CO2 Cap Annual v6.20 | 287 | 7763 | Rate Constraint in MTons | FALSE | L | Annual | Allowances Withdrawn (n:1) | Thousand Tons | 0 | 0 | 0 | 0 | 0 | 0 | 0
IL Climate ParentID 1706- CO2 Cap Annual v6.20 | 287 | 7763 | Rate Constraint in MTons | FALSE | L | Annual | Net Emissions Allowance Position | Thousand Tons | 0 | 0 | 336.292 | 200.6906 | 0 | 0 | 0
IL Climate ParentID 1706- CO2 Cap Annual v6.20 | 287 | 7763 | Rate Constraint in MTons | FALSE | L | Annual | Fuel Consumed | TBtu | 0 | 0 | 5.7447 | 3.4283 | 0 | 0 | 0
IL Climate ParentID 1706- CO2 Cap Annual v6.20 | 287 | 7763 | Rate Constraint in MTons | FALSE | L | Annual | Rate | lb/MMBtu | 0 | 0 | 117.08 | 117.08 | 0 | 0 | 0
IL Climate ParentID 1706- CO2 Cap Annual v6.20 | 287 | 7763 | Rate Constraint in MTons | FALSE | L | Annual | Generation | TWh | 0 | 0 | 0.74761 | 0.44616 | 0 | 0 | 0
IL Climate ParentID 1706- CO2 Cap Annual v6.20 | 287 | 7763 | Rate Constraint in MTons | FALSE | L | Annual | Qualifying Generation | TWh | 0 | 0 | 0.74761 | 0.44616 | 0 | 0 | 0
IL Climate ParentID 1706- CO2 Cap Annual v6.20 | 287 | 7763 | Rate Constraint in MTons | FALSE | L | Annual | Rate | lb/MWh | 0 | 0 | 899.6427 | 899.6427 | 0 | 0 | 0
IL Climate ParentID 1706- CO2 Cap Annual v6.20 | 287 | 7763 | Rate Constraint in MTons | FALSE | L | Annual | Constraint Shadow Price | US2019$/Ton | 0 | 0 | 4.7601 | 0 | 0 | 0 | 0
IL Climate ParentID 1707- CO2 Cap Annual v6.20 | 288 | 7764 | Rate Constraint in MTons | FALSE | L | Annual | Seasons Included | Seasons | Winter, WintShld, Summer | Winter, WintShld, Summer | Winter, WintShld, Summer | Winter, WintShld, Summer | Winter, WintShld, Summer | Winter, WintShld, Summer | Winter, WintShld, Summer
IL Climate ParentID 1707- CO2 Cap Annual v6.20 | 288 | 7764 | Rate Constraint in MTons | FALSE | L | Annual | Standard CO2 | Thousand Tons | 0 | 0 | 246.9432 | 246.9432 | 246.9432 | 246.9432 | 246.9432
IL Climate ParentID 1707- CO2 Cap Annual v6.20 | 288 | 7764 | Rate Constraint in MTons | FALSE | L | Annual | Emissions at Affected Plants CO2 | Thousand Tons | 0 | 0 | 0 | 0 | 0 | 0 | 0
IL Climate ParentID 1707- CO2 Cap Annual v6.20 | 288 | 7764 | Rate Constraint in MTons | FALSE | L | Annual | Allowances Purchased CO2 | Thousand Tons | 0 | 0 | 0 | 0 | 0 | 0 | 0
IL Climate ParentID 1707- CO2 Cap Annual v6.20 | 288 | 7764 | Rate Constraint in MTons | FALSE | L | Annual | Allowances Sold CO2 | Thousand Tons | 0 | 0 | 0 | 0 | 0 | 0 | 0
IL Climate ParentID 1707- CO2 Cap Annual v6.20 | 288 | 7764 | Rate Constraint in MTons | FALSE | L | Annual | Allowances Banked | Thousand Tons | 0 | 0 | 0 | 0 | 0 | 0 | 0
IL Climate ParentID 1707- CO2 Cap Annual v6.20 | 288 | 7764 | Rate Constraint in MTons | FALSE | L | Annual | Allowances Withdrawn (1:1) | Thousand Tons | 0 | 0 | 0 | 0 | 0 | 0 | 0
IL Climate ParentID 1707- CO2 Cap Annual v6.20 | 288 | 7764 | Rate Constraint in MTons | FALSE | L | Annual | Allowances Withdrawn (n:1) | Thousand Tons | 0 | 0 | 0 | 0 | 0 | 0 | 0
IL Climate ParentID 1707- CO2 Cap Annual v6.20 | 288 | 7764 | Rate Constraint in MTons | FALSE | L | Annual | Net Emissions Allowance Position | Thousand Tons | 0 | 0 | 0 | 0 | 0 | 0 | 0
IL Climate ParentID 1707- CO2 Cap Annual v6.20 | 288 | 7764 | Rate Constraint in MTons | FALSE | L | Annual | Fuel Consumed | TBtu | 0 | 0 | 0 | 0 | 0 | 0 | 0
IL Climate ParentID 1707- CO2 Cap Annual v6.20 | 288 | 7764 | Rate Constraint in MTons | FALSE | L | Annual | Rate | lb/MMBtu | 0 | 0 | 0 | 0 | 0 | 0 | 0
IL Climate ParentID 1707- CO2 Cap Annual v6.20 | 288 | 7764 | Rate Constraint in MTons | FALSE | L | Annual | Generation | TWh | 0 | 0 | 0 | 0 | 0 | 0 | 0
IL Climate ParentID 1707- CO2 Cap Annual v6.20 | 288 | 7764 | Rate Constraint in MTons | FALSE | L | Annual | Qualifying Generation | TWh | 0 | 0 | 0 | 0 | 0 | 0 | 0
IL Climate ParentID 1707- CO2 Cap Annual v6.20 | 288 | 7764 | Rate Constraint in MTons | FALSE | L | Annual | Rate | lb/MWh | 0 | 0 | 0 | 0 | 0 | 0 | 0
IL Climate ParentID 1707- CO2 Cap Annual v6.20 | 288 | 7764 | Rate Constraint in MTons | FALSE | L | Annual | Constraint Shadow Price | US2019$/Ton | 0 | 0 | 0 | 0 | 0 | 0 | 0
IL Climate ParentID 2216- CO2 Cap Annual v6.20 | 289 | 7765 | Rate Constraint in MTons | FALSE | L | Annual | Seasons Included | Seasons | Winter, WintShld, Summer | Winter, WintShld, Summer | Winter, WintShld, Summer | Winter, WintShld, Summer | Winter, WintShld, Summer | Winter, WintShld, Summer | Winter, WintShld, Summer
IL Climate ParentID 2216- CO2 Cap Annual v6.20 | 289 | 7765 | Rate Constraint in MTons | FALSE | L | Annual | Standard CO2 | Thousand Tons | 0 | 0 | 72.5534 | 72.5534 | 72.5534 | 72.5534 | 72.5534
IL Climate ParentID 2216- CO2 Cap Annual v6.20 | 289 | 7765 | Rate Constraint in MTons | FALSE | L | Annual | Emissions at Affected Plants CO2 | Thousand Tons | 0 | 0 | 0 | 0 | 0 | 0 | 0
IL Climate ParentID 2216- CO2 Cap Annual v6.20 | 289 | 7765 | Rate Constraint in MTons | FALSE | L | Annual | Allowances Purchased CO2 | Thousand Tons | 0 | 0 | 0 | 0 | 0 | 0 | 0
IL Climate ParentID 2216- CO2 Cap Annual v6.20 | 289 | 7765 | Rate Constraint in MTons | FALSE | L | Annual | Allowances Sold CO2 | Thousand Tons | 0 | 0 | 0 | 0 | 0 | 0 | 0
IL Climate ParentID 2216- CO2 Cap Annual v6.20 | 289 | 7765 | Rate Constraint in MTons | FALSE | L | Annual | Allowances Banked | Thousand Tons | 0 | 0 | 0 | 0 | 0 | 0 | 0
IL Climate ParentID 2216- CO2 Cap Annual v6.20 | 289 | 7765 | Rate Constraint in MTons | FALSE | L | Annual | Allowances Withdrawn (1:1) | Thousand Tons | 0 | 0 | 0 | 0 | 0 | 0 | 0
IL Climate ParentID 2216- CO2 Cap Annual v6.20 | 289 | 7765 | Rate Constraint in MTons | FALSE | L | Annual | Allowances Withdrawn (n:1) | Thousand Tons | 0 | 0 | 0 | 0 | 0 | 0 | 0
IL Climate ParentID 2216- CO2 Cap Annual v6.20 | 289 | 7765 | Rate Constraint in MTons | FALSE | L | Annual | Net Emissions Allowance Position | Thousand Tons | 0 | 0 | 0 | 0 | 0 | 0 | 0
IL Climate ParentID 2216- CO2 Cap Annual v6.20 | 289 | 7765 | Rate Constraint in MTons | FALSE | L | Annual | Fuel Consumed | TBtu | 0 | 0 | 0 | 0 | 0 | 0 | 0
IL Climate ParentID 2216- CO2 Cap Annual v6.20 | 289 | 7765 | Rate Constraint in MTons | FALSE | L | Annual | Rate | lb/MMBtu | 0 | 0 | 0 | 0 | 0 | 0 | 0
IL Climate ParentID 2216- CO2 Cap Annual v6.20 | 289 | 7765 | Rate Constraint in MTons | FALSE | L | Annual | Generation | TWh | 0 | 0 | 0 | 0 | 0 | 0 | 0
IL Climate ParentID 2216- CO2 Cap Annual v6.20 | 289 | 7765 | Rate Constraint in MTons | FALSE | L | Annual | Qualifying Generation | TWh | 0 | 0 | 0 | 0 | 0 | 0 | 0
IL Climate ParentID 2216- CO2 Cap Annual v6.20 | 289 | 7765 | Rate Constraint in MTons | FALSE | L | Annual | Rate | lb/MWh | 0 | 0 | 0 | 0 | 0 | 0 | 0
IL Climate ParentID 2216- CO2 Cap Annual v6.20 | 289 | 7765 | Rate Constraint in MTons | FALSE | L | Annual | Constraint Shadow Price | US2019$/Ton | 0 | 0 | 0 | 0 | 0 | 0 | 0
IL Climate ParentID 2217- CO2 Cap Annual v6.20 | 290 | 7766 | Rate Constraint in MTons | FALSE | L | Annual | Seasons Included | Seasons | Winter, WintShld, Summer | Winter, WintShld, Summer | Winter, WintShld, Summer | Winter, WintShld, Summer | Winter, WintShld, Summer | Winter, WintShld, Summer | Winter, WintShld, Summer
IL Climate ParentID 2217- CO2 Cap Annual v6.20 | 290 | 7766 | Rate Constraint in MTons | FALSE | L | Annual | Standard CO2 | Thousand Tons | 0 | 0 | 85.1224 | 85.1224 | 85.1224 | 85.1224 | 85.1224
IL Climate ParentID 2217- CO2 Cap Annual v6.20 | 290 | 7766 | Rate Constraint in MTons | FALSE | L | Annual | Emissions at Affected Plants CO2 | Thousand Tons | 0 | 0 | 0 | 0 | 0 | 0 | 0
IL Climate ParentID 2217- CO2 Cap Annual v6.20 | 290 | 7766 | Rate Constraint in MTons | FALSE | L | Annual | Allowances Purchased CO2 | Thousand Tons | 0 | 0 | 0 | 0 | 0 | 0 | 0
IL Climate ParentID 2217- CO2 Cap Annual v6.20 | 290 | 7766 | Rate Constraint in MTons | FALSE | L | Annual | Allowances Sold CO2 | Thousand Tons | 0 | 0 | 0 | 0 | 0 | 0 | 0
IL Climate ParentID 2217- CO2 Cap Annual v6.20 | 290 | 7766 | Rate Constraint in MTons | FALSE | L | Annual | Allowances Banked | Thousand Tons | 0 | 0 | 0 | 0 | 0 | 0 | 0
IL Climate ParentID 2217- CO2 Cap Annual v6.20 | 290 | 7766 | Rate Constraint in MTons | FALSE | L | Annual | Allowances Withdrawn (1:1) | Thousand Tons | 0 | 0 | 0 | 0 | 0 | 0 | 0
IL Climate ParentID 2217- CO2 Cap Annual v6.20 | 290 | 7766 | Rate Constraint in MTons | FALSE | L | Annual | Allowances Withdrawn (n:1) | Thousand Tons | 0 | 0 | 0 | 0 | 0 | 0 | 0
IL Climate ParentID 2217- CO2 Cap Annual v6.20 | 290 | 7766 | Rate Constraint in MTons | FALSE | L | Annual | Net Emissions Allowance Position | Thousand Tons | 0 | 0 | 0 | 0 | 0 | 0 | 0
IL Climate ParentID 2217- CO2 Cap Annual v6.20 | 290 | 7766 | Rate Constraint in MTons | FALSE | L | Annual | Fuel Consumed | TBtu | 0 | 0 | 0 | 0 | 0 | 0 | 0
IL Climate ParentID 2217- CO2 Cap Annual v6.20 | 290 | 7766 | Rate Constraint in MTons | FALSE | L | Annual | Rate | lb/MMBtu | 0 | 0 | 0 | 0 | 0 | 0 | 0
IL Climate ParentID 2217- CO2 Cap Annual v6.20 | 290 | 7766 | Rate Constraint in MTons | FALSE | L | Annual | Generation | TWh | 0 | 0 | 0 | 0 | 0 | 0 | 0
IL Climate ParentID 2217- CO2 Cap Annual v6.20 | 290 | 7766 | Rate Constraint in MTons | FALSE | L | Annual | Qualifying Generation | TWh | 0 | 0 | 0 | 0 | 0 | 0 | 0
IL Climate ParentID 2217- CO2 Cap Annual v6.20 | 290 | 7766 | Rate Constraint in MTons | FALSE | L | Annual | Rate | lb/MWh | 0 | 0 | 0 | 0 | 0 | 0 | 0
IL Climate ParentID 2217- CO2 Cap Annual v6.20 | 290 | 7766 | Rate Constraint in MTons | FALSE | L | Annual | Constraint Shadow Price | US2019$/Ton | 0 | 0 | 0 | 0 | 0 | 0 | 0
IL Climate ParentID 2218- CO2 Cap Annual v6.20 | 291 | 7767 | Rate Constraint in MTons | FALSE | L | Annual | Seasons Included | Seasons | Winter, WintShld, Summer | Winter, WintShld, Summer | Winter, WintShld, Summer | Winter, WintShld, Summer | Winter, WintShld, Summer | Winter, WintShld, Summer | Winter, WintShld, Summer
IL Climate ParentID 2218- CO2 Cap Annual v6.20 | 291 | 7767 | Rate Constraint in MTons | FALSE | L | Annual | Standard CO2 | Thousand Tons | 0 | 0 | 89.2382 | 89.2382 | 89.2382 | 89.2382 | 89.2382
IL Climate ParentID 2218- CO2 Cap Annual v6.20 | 291 | 7767 | Rate Constraint in MTons | FALSE | L | Annual | Emissions at Affected Plants CO2 | Thousand Tons | 0 | 0 | 0 | 0 | 0 | 0 | 0
IL Climate ParentID 2218- CO2 Cap Annual v6.20 | 291 | 7767 | Rate Constraint in MTons | FALSE | L | Annual | Allowances Purchased CO2 | Thousand Tons | 0 | 0 | 0 | 0 | 0 | 0 | 0
IL Climate ParentID 2218- CO2 Cap Annual v6.20 | 291 | 7767 | Rate Constraint in MTons | FALSE | L | Annual | Allowances Sold CO2 | Thousand Tons | 0 | 0 | 0 | 0 | 0 | 0 | 0
IL Climate ParentID 2218- CO2 Cap Annual v6.20 | 291 | 7767 | Rate Constraint in MTons | FALSE | L | Annual | Allowances Banked | Thousand Tons | 0 | 0 | 0 | 0 | 0 | 0 | 0
IL Climate ParentID 2218- CO2 Cap Annual v6.20 | 291 | 7767 | Rate Constraint in MTons | FALSE | L | Annual | Allowances Withdrawn (1:1) | Thousand Tons | 0 | 0 | 0 | 0 | 0 | 0 | 0
IL Climate ParentID 2218- CO2 Cap Annual v6.20 | 291 | 7767 | Rate Constraint in MTons | FALSE | L | Annual | Allowances Withdrawn (n:1) | Thousand Tons | 0 | 0 | 0 | 0 | 0 | 0 | 0
IL Climate ParentID 2218- CO2 Cap Annual v6.20 | 291 | 7767 | Rate Constraint in MTons | FALSE | L | Annual | Net Emissions Allowance Position | Thousand Tons | 0 | 0 | 0 | 0 | 0 | 0 | 0
IL Climate ParentID 2218- CO2 Cap Annual v6.20 | 291 | 7767 | Rate Constraint in MTons | FALSE | L | Annual | Fuel Consumed | TBtu | 0 | 0 | 0 | 0 | 0 | 0 | 0
IL Climate ParentID 2218- CO2 Cap Annual v6.20 | 291 | 7767 | Rate Constraint in MTons | FALSE | L | Annual | Rate | lb/MMBtu | 0 | 0 | 0 | 0 | 0 | 0 | 0
IL Climate ParentID 2218- CO2 Cap Annual v6.20 | 291 | 7767 | Rate Constraint in MTons | FALSE | L | Annual | Generation | TWh | 0 | 0 | 0 | 0 | 0 | 0 | 0
IL Climate ParentID 2218- CO2 Cap Annual v6.20 | 291 | 7767 | Rate Constraint in MTons | FALSE | L | Annual | Qualifying Generation | TWh | 0 | 0 | 0 | 0 | 0 | 0 | 0
IL Climate ParentID 2218- CO2 Cap Annual v6.20 | 291 | 7767 | Rate Constraint in MTons | FALSE | L | Annual | Rate | lb/MWh | 0 | 0 | 0 | 0 | 0 | 0 | 0
IL Climate ParentID 2218- CO2 Cap Annual v6.20 | 291 | 7767 | Rate Constraint in MTons | FALSE | L | Annual | Constraint Shadow Price | US2019$/Ton | 0 | 0 | 0 | 0 | 0 | 0 | 0
IL Climate ParentID 2219- CO2 Cap Annual v6.20 | 292 | 7768 | Rate Constraint in MTons | FALSE | L | Annual | Seasons Included | Seasons | Winter, WintShld, Summer | Winter, WintShld, Summer | Winter, WintShld, Summer | Winter, WintShld, Summer | Winter, WintShld, Summer | Winter, WintShld, Summer | Winter, WintShld, Summer
IL Climate ParentID 2219- CO2 Cap Annual v6.20 | 292 | 7768 | Rate Constraint in MTons | FALSE | L | Annual | Standard CO2 | Thousand Tons | 0 | 0 | 78.6449 | 78.6449 | 78.6449 | 78.6449 | 78.6449
IL Climate ParentID 2219- CO2 Cap Annual v6.20 | 292 | 7768 | Rate Constraint in MTons | FALSE | L | Annual | Emissions at Affected Plants CO2 | Thousand Tons | 0 | 0 | 0 | 0 | 0 | 0 | 0
IL Climate ParentID 2219- CO2 Cap Annual v6.20 | 292 | 7768 | Rate Constraint in MTons | FALSE | L | Annual | Allowances Purchased CO2 | Thousand Tons | 0 | 0 | 0 | 0 | 0 | 0 | 0
IL Climate ParentID 2219- CO2 Cap Annual v6.20 | 292 | 7768 | Rate Constraint in MTons | FALSE | L | Annual | Allowances Sold CO2 | Thousand Tons | 0 | 0 | 0 | 0 | 0 | 0 | 0
IL Climate ParentID 2219- CO2 Cap Annual v6.20 | 292 | 7768 | Rate Constraint in MTons | FALSE | L | Annual | Allowances Banked | Thousand Tons | 0 | 0 | 0 | 0 | 0 | 0 | 0
IL Climate ParentID 2219- CO2 Cap Annual v6.20 | 292 | 7768 | Rate Constraint in MTons | FALSE | L | Annual | Allowances Withdrawn (1:1) | Thousand Tons | 0 | 0 | 0 | 0 | 0 | 0 | 0
IL Climate ParentID 2219- CO2 Cap Annual v6.20 | 292 | 7768 | Rate Constraint in MTons | FALSE | L | Annual | Allowances Withdrawn (n:1) | Thousand Tons | 0 | 0 | 0 | 0 | 0 | 0 | 0
IL Climate ParentID 2219- CO2 Cap Annual v6.20 | 292 | 7768 | Rate Constraint in MTons | FALSE | L | Annual | Net Emissions Allowance Position | Thousand Tons | 0 | 0 | 0 | 0 | 0 | 0 | 0
IL Climate ParentID 2219- CO2 Cap Annual v6.20 | 292 | 7768 | Rate Constraint in MTons | FALSE | L | Annual | Fuel Consumed | TBtu | 0 | 0 | 0 | 0 | 0 | 0 | 0
IL Climate ParentID 2219- CO2 Cap Annual v6.20 | 292 | 7768 | Rate Constraint in MTons | FALSE | L | Annual | Rate | lb/MMBtu | 0 | 0 | 0 | 0 | 0 | 0 | 0
IL Climate ParentID 2219- CO2 Cap Annual v6.20 | 292 | 7768 | Rate Constraint in MTons | FALSE | L | Annual | Generation | TWh | 0 | 0 | 0 | 0 | 0 | 0 | 0
IL Climate ParentID 2219- CO2 Cap Annual v6.20 | 292 | 7768 | Rate Constraint in MTons | FALSE | L | Annual | Qualifying Generation | TWh | 0 | 0 | 0 | 0 | 0 | 0 | 0
IL Climate ParentID 2219- CO2 Cap Annual v6.20 | 292 | 7768 | Rate Constraint in MTons | FALSE | L | Annual | Rate | lb/MWh | 0 | 0 | 0 | 0 | 0 | 0 | 0
IL Climate ParentID 2219- CO2 Cap Annual v6.20 | 292 | 7768 | Rate Constraint in MTons | FALSE | L | Annual | Constraint Shadow Price | US2019$/Ton | 0 | 0 | 0 | 0 | 0 | 0 | 0
IL Climate ParentID 2220- CO2 Cap Annual v6.20 | 293 | 7769 | Rate Constraint in MTons | FALSE | L | Annual | Seasons Included | Seasons | Winter, WintShld, Summer | Winter, WintShld, Summer | Winter, WintShld, Summer | Winter, WintShld, Summer | Winter, WintShld, Summer | Winter, WintShld, Summer | Winter, WintShld, Summer
IL Climate ParentID 2220- CO2 Cap Annual v6.20 | 293 | 7769 | Rate Constraint in MTons | FALSE | L | Annual | Standard CO2 | Thousand Tons | 0 | 0 | 5.2842 | 5.2842 | 5.2842 | 5.2842 | 5.2842
IL Climate ParentID 2220- CO2 Cap Annual v6.20 | 293 | 7769 | Rate Constraint in MTons | FALSE | L | Annual | Emissions at Affected Plants CO2 | Thousand Tons | 0 | 0 | 0 | 0 | 0 | 0 | 0
IL Climate ParentID 2220- CO2 Cap Annual v6.20 | 293 | 7769 | Rate Constraint in MTons | FALSE | L | Annual | Allowances Purchased CO2 | Thousand Tons | 0 | 0 | 0 | 0 | 0 | 0 | 0
IL Climate ParentID 2220- CO2 Cap Annual v6.20 | 293 | 7769 | Rate Constraint in MTons | FALSE | L | Annual | Allowances Sold CO2 | Thousand Tons | 0 | 0 | 0 | 0 | 0 | 0 | 0
IL Climate ParentID 2220- CO2 Cap Annual v6.20 | 293 | 7769 | Rate Constraint in MTons | FALSE | L | Annual | Allowances Banked | Thousand Tons | 0 | 0 | 0 | 0 | 0 | 0 | 0
IL Climate ParentID 2220- CO2 Cap Annual v6.20 | 293 | 7769 | Rate Constraint in MTons | FALSE | L | Annual | Allowances Withdrawn (1:1) | Thousand Tons | 0 | 0 | 0 | 0 | 0 | 0 | 0
IL Climate ParentID 2220- CO2 Cap Annual v6.20 | 293 | 7769 | Rate Constraint in MTons | FALSE | L | Annual | Allowances Withdrawn (n:1) | Thousand Tons | 0 | 0 | 0 | 0 | 0 | 0 | 0
IL Climate ParentID 2220- CO2 Cap Annual v6.20 | 293 | 7769 | Rate Constraint in MTons | FALSE | L | Annual | Net Emissions Allowance Position | Thousand Tons | 0 | 0 | 0 | 0 | 0 | 0 | 0
IL Climate ParentID 2220- CO2 Cap Annual v6.20 | 293 | 7769 | Rate Constraint in MTons | FALSE | L | Annual | Fuel Consumed | TBtu | 0 | 0 | 0 | 0 | 0 | 0 | 0
IL Climate ParentID 2220- CO2 Cap Annual v6.20 | 293 | 7769 | Rate Constraint in MTons | FALSE | L | Annual | Rate | lb/MMBtu | 0 | 0 | 0 | 0 | 0 | 0 | 0
IL Climate ParentID 2220- CO2 Cap Annual v6.20 | 293 | 7769 | Rate Constraint in MTons | FALSE | L | Annual | Generation | TWh | 0 | 0 | 0 | 0 | 0 | 0 | 0
IL Climate ParentID 2220- CO2 Cap Annual v6.20 | 293 | 7769 | Rate Constraint in MTons | FALSE | L | Annual | Qualifying Generation | TWh | 0 | 0 | 0 | 0 | 0 | 0 | 0
IL Climate ParentID 2220- CO2 Cap Annual v6.20 | 293 | 7769 | Rate Constraint in MTons | FALSE | L | Annual | Rate | lb/MWh | 0 | 0 | 0 | 0 | 0 | 0 | 0
IL Climate ParentID 2220- CO2 Cap Annual v6.20 | 293 | 7769 | Rate Constraint in MTons | FALSE | L | Annual | Constraint Shadow Price | US2019$/Ton | 0 | 0 | 0 | 0 | 0 | 0 | 0
IL Climate ParentID 2571- CO2 Cap Annual v6.20 | 294 | 7770 | Rate Constraint in MTons | FALSE | L | Annual | Seasons Included | Seasons | Winter, WintShld, Summer | Winter, WintShld, Summer | Winter, WintShld, Summer | Winter, WintShld, Summer | Winter, WintShld, Summer | Winter, WintShld, Summer | Winter, WintShld, Summer
IL Climate ParentID 2571- CO2 Cap Annual v6.20 | 294 | 7770 | Rate Constraint in MTons | FALSE | L | Annual | Standard CO2 | Thousand Tons | 0 | 0 | 555.3467 | 555.3467 | 555.3467 | 555.3467 | 555.3467
IL Climate ParentID 2571- CO2 Cap Annual v6.20 | 294 | 7770 | Rate Constraint in MTons | FALSE | L | Annual | Emissions at Affected Plants CO2 | Thousand Tons | 0 | 0 | 0 | 0 | 0 | 0 | 0
IL Climate ParentID 2571- CO2 Cap Annual v6.20 | 294 | 7770 | Rate Constraint in MTons | FALSE | L | Annual | Allowances Purchased CO2 | Thousand Tons | 0 | 0 | 0 | 0 | 0 | 0 | 0
IL Climate ParentID 2571- CO2 Cap Annual v6.20 | 294 | 7770 | Rate Constraint in MTons | FALSE | L | Annual | Allowances Sold CO2 | Thousand Tons | 0 | 0 | 0 | 0 | 0 | 0 | 0
IL Climate ParentID 2571- CO2 Cap Annual v6.20 | 294 | 7770 | Rate Constraint in MTons | FALSE | L | Annual | Allowances Banked | Thousand Tons | 0 | 0 | 0 | 0 | 0 | 0 | 0
IL Climate ParentID 2571- CO2 Cap Annual v6.20 | 294 | 7770 | Rate Constraint in MTons | FALSE | L | Annual | Allowances Withdrawn (1:1) | Thousand Tons | 0 | 0 | 0 | 0 | 0 | 0 | 0
IL Climate ParentID 2571- CO2 Cap Annual v6.20 | 294 | 7770 | Rate Constraint in MTons | FALSE | L | Annual | Allowances Withdrawn (n:1) | Thousand Tons | 0 | 0 | 0 | 0 | 0 | 0 | 0
IL Climate ParentID 2571- CO2 Cap Annual v6.20 | 294 | 7770 | Rate Constraint in MTons | FALSE | L | Annual | Net Emissions Allowance Position | Thousand Tons | 0 | 0 | 0 | 0 | 0 | 0 | 0
IL Climate ParentID 2571- CO2 Cap Annual v6.20 | 294 | 7770 | Rate Constraint in MTons | FALSE | L | Annual | Fuel Consumed | TBtu | 0 | 0 | 0 | 0 | 0 | 0 | 0
IL Climate ParentID 2571- CO2 Cap Annual v6.20 | 294 | 7770 | Rate Constraint in MTons | FALSE | L | Annual | Rate | lb/MMBtu | 0 | 0 | 0 | 0 | 0 | 0 | 0
IL Climate ParentID 2571- CO2 Cap Annual v6.20 | 294 | 7770 | Rate Constraint in MTons | FALSE | L | Annual | Generation | TWh | 0 | 0 | 0 | 0 | 0 | 0 | 0
IL Climate ParentID 2571- CO2 Cap Annual v6.20 | 294 | 7770 | Rate Constraint in MTons | FALSE | L | Annual | Qualifying Generation | TWh | 0 | 0 | 0 | 0 | 0 | 0 | 0
IL Climate ParentID 2571- CO2 Cap Annual v6.20 | 294 | 7770 | Rate Constraint in MTons | FALSE | L | Annual | Rate | lb/MWh | 0 | 0 | 0 | 0 | 0 | 0 | 0
IL Climate ParentID 2571- CO2 Cap Annual v6.20 | 294 | 7770 | Rate Constraint in MTons | FALSE | L | Annual | Constraint Shadow Price | US2019$/Ton | 0 | 0 | 0 | 0 | 0 | 0 | 0
IL Climate ParentID 311- CO2 Cap Annual v6.20 | 295 | 7732 | Rate Constraint in MTons | FALSE | L | Annual | Seasons Included | Seasons | Winter, WintShld, Summer | Winter, WintShld, Summer | Winter, WintShld, Summer | Winter, WintShld, Summer | Winter, WintShld, Summer | Winter, WintShld, Summer | Winter, WintShld, Summer
IL Climate ParentID 311- CO2 Cap Annual v6.20 | 295 | 7732 | Rate Constraint in MTons | FALSE | L | Annual | Standard CO2 | Thousand Tons | 0 | 0 | 194.7601 | 194.7601 | 194.7601 | 194.7601 | 194.7601
IL Climate ParentID 311- CO2 Cap Annual v6.20 | 295 | 7732 | Rate Constraint in MTons | FALSE | L | Annual | Emissions at Affected Plants CO2 | Thousand Tons | 0 | 0 | 23.5736 | 0 | 0 | 0 | 0
IL Climate ParentID 311- CO2 Cap Annual v6.20 | 295 | 7732 | Rate Constraint in MTons | FALSE | L | Annual | Allowances Purchased CO2 | Thousand Tons | 0 | 0 | 0 | 0 | 0 | 0 | 0
IL Climate ParentID 311- CO2 Cap Annual v6.20 | 295 | 7732 | Rate Constraint in MTons | FALSE | L | Annual | Allowances Sold CO2 | Thousand Tons | 0 | 0 | 0 | 0 | 0 | 0 | 0
IL Climate ParentID 311- CO2 Cap Annual v6.20 | 295 | 7732 | Rate Constraint in MTons | FALSE | L | Annual | Allowances Banked | Thousand Tons | 0 | 0 | 0 | 0 | 0 | 0 | 0
IL Climate ParentID 311- CO2 Cap Annual v6.20 | 295 | 7732 | Rate Constraint in MTons | FALSE | L | Annual | Allowances Withdrawn (1:1) | Thousand Tons | 0 | 0 | 0 | 0 | 0 | 0 | 0
IL Climate ParentID 311- CO2 Cap Annual v6.20 | 295 | 7732 | Rate Constraint in MTons | FALSE | L | Annual | Allowances Withdrawn (n:1) | Thousand Tons | 0 | 0 | 0 | 0 | 0 | 0 | 0
IL Climate ParentID 311- CO2 Cap Annual v6.20 | 295 | 7732 | Rate Constraint in MTons | FALSE | L | Annual | Net Emissions Allowance Position | Thousand Tons | 0 | 0 | 23.5736 | 0 | 0 | 0 | 0
IL Climate ParentID 311- CO2 Cap Annual v6.20 | 295 | 7732 | Rate Constraint in MTons | FALSE | L | Annual | Fuel Consumed | TBtu | 0 | 0 | 0.40269 | 0 | 0 | 0 | 0
IL Climate ParentID 311- CO2 Cap Annual v6.20 | 295 | 7732 | Rate Constraint in MTons | FALSE | L | Annual | Rate | lb/MMBtu | 0 | 0 | 117.08 | 0 | 0 | 0 | 0
IL Climate ParentID 311- CO2 Cap Annual v6.20 | 295 | 7732 | Rate Constraint in MTons | FALSE | L | Annual | Generation | TWh | 0 | 0 | 0.037477 | 0 | 0 | 0 | 0
IL Climate ParentID 311- CO2 Cap Annual v6.20 | 295 | 7732 | Rate Constraint in MTons | FALSE | L | Annual | Qualifying Generation | TWh | 0 | 0 | 0.037477 | 0 | 0 | 0 | 0
IL Climate ParentID 311- CO2 Cap Annual v6.20 | 295 | 7732 | Rate Constraint in MTons | FALSE | L | Annual | Rate | lb/MWh | 0 | 0 | 1258.0246 | 0 | 0 | 0 | 0
IL Climate ParentID 311- CO2 Cap Annual v6.20 | 295 | 7732 | Rate Constraint in MTons | FALSE | L | Annual | Constraint Shadow Price | US2019$/Ton | 0 | 0 | 0 | 0 | 0 | 0 | 0
IL Climate ParentID 320- CO2 Cap Annual v6.20 | 296 | 7733 | Rate Constraint in MTons | FALSE | L | Annual | Seasons Included | Seasons | Winter, WintShld, Summer | Winter, WintShld, Summer | Winter, WintShld, Summer | Winter, WintShld, Summer | Winter, WintShld, Summer | Winter, WintShld, Summer | Winter, WintShld, Summer
IL Climate ParentID 320- CO2 Cap Annual v6.20 | 296 | 7733 | Rate Constraint in MTons | FALSE | L | Annual | Standard CO2 | Thousand Tons | 0 | 0 | 112.2207 | 112.2207 | 112.2207 | 112.2207 | 112.2207
IL Climate ParentID 320- CO2 Cap Annual v6.20 | 296 | 7733 | Rate Constraint in MTons | FALSE | L | Annual | Emissions at Affected Plants CO2 | Thousand Tons | 0 | 0 | 62.6065 | 0 | 0 | 0 | 0
IL Climate ParentID 320- CO2 Cap Annual v6.20 | 296 | 7733 | Rate Constraint in MTons | FALSE | L | Annual | Allowances Purchased CO2 | Thousand Tons | 0 | 0 | 0 | 0 | 0 | 0 | 0
IL Climate ParentID 320- CO2 Cap Annual v6.20 | 296 | 7733 | Rate Constraint in MTons | FALSE | L | Annual | Allowances Sold CO2 | Thousand Tons | 0 | 0 | 0 | 0 | 0 | 0 | 0
IL Climate ParentID 320- CO2 Cap Annual v6.20 | 296 | 7733 | Rate Constraint in MTons | FALSE | L | Annual | Allowances Banked | Thousand Tons | 0 | 0 | 0 | 0 | 0 | 0 | 0
IL Climate ParentID 320- CO2 Cap Annual v6.20 | 296 | 7733 | Rate Constraint in MTons | FALSE | L | Annual | Allowances Withdrawn (1:1) | Thousand Tons | 0 | 0 | 0 | 0 | 0 | 0 | 0
IL Climate ParentID 320- CO2 Cap Annual v6.20 | 296 | 7733 | Rate Constraint in MTons | FALSE | L | Annual | Allowances Withdrawn (n:1) | Thousand Tons | 0 | 0 | 0 | 0 | 0 | 0 | 0
IL Climate ParentID 320- CO2 Cap Annual v6.20 | 296 | 7733 | Rate Constraint in MTons | FALSE | L | Annual | Net Emissions Allowance Position | Thousand Tons | 0 | 0 | 62.6065 | 0 | 0 | 0 | 0
IL Climate ParentID 320- CO2 Cap Annual v6.20 | 296 | 7733 | Rate Constraint in MTons | FALSE | L | Annual | Fuel Consumed | TBtu | 0 | 0 | 1.0695 | 0 | 0 | 0 | 0
IL Climate ParentID 320- CO2 Cap Annual v6.20 | 296 | 7733 | Rate Constraint in MTons | FALSE | L | Annual | Rate | lb/MMBtu | 0 | 0 | 117.08 | 0 | 0 | 0 | 0
IL Climate ParentID 320- CO2 Cap Annual v6.20 | 296 | 7733 | Rate Constraint in MTons | FALSE | L | Annual | Generation | TWh | 0 | 0 | 0.094135 | 0 | 0 | 0 | 0
IL Climate ParentID 320- CO2 Cap Annual v6.20 | 296 | 7733 | Rate Constraint in MTons | FALSE | L | Annual | Qualifying Generation | TWh | 0 | 0 | 0.094135 | 0 | 0 | 0 | 0
IL Climate ParentID 320- CO2 Cap Annual v6.20 | 296 | 7733 | Rate Constraint in MTons | FALSE | L | Annual | Rate | lb/MWh | 0 | 0 | 1330.1459 | 0 | 0 | 0 | 0
IL Climate ParentID 320- CO2 Cap Annual v6.20 | 296 | 7733 | Rate Constraint in MTons | FALSE | L | Annual | Constraint Shadow Price | US2019$/Ton | 0 | 0 | 0 | 0 | 0 | 0 | 0
IL Climate ParentID 321- CO2 Cap Annual v6.20 | 297 | 7734 | Rate Constraint in MTons | FALSE | L | Annual | Seasons Included | Seasons | Winter, WintShld, Summer | Winter, WintShld, Summer | Winter, WintShld, Summer | Winter, WintShld, Summer | Winter, WintShld, Summer | Winter, WintShld, Summer | Winter, WintShld, Summer
IL Climate ParentID 321- CO2 Cap Annual v6.20 | 297 | 7734 | Rate Constraint in MTons | FALSE | L | Annual | Standard CO2 | Thousand Tons | 0 | 0 | 212.9442 | 212.9442 | 212.9442 | 212.9442 | 212.9442
IL Climate ParentID 321- CO2 Cap Annual v6.20 | 297 | 7734 | Rate Constraint in MTons | FALSE | L | Annual | Emissions at Affected Plants CO2 | Thousand Tons | 0 | 0 | 112.6714 | 0 | 0 | 0 | 0
IL Climate ParentID 321- CO2 Cap Annual v6.20 | 297 | 7734 | Rate Constraint in MTons | FALSE | L | Annual | Allowances Purchased CO2 | Thousand Tons | 0 | 0 | 0 | 0 | 0 | 0 | 0
IL Climate ParentID 321- CO2 Cap Annual v6.20 | 297 | 7734 | Rate Constraint in MTons | FALSE | L | Annual | Allowances Sold CO2 | Thousand Tons | 0 | 0 | 0 | 0 | 0 | 0 | 0
IL Climate ParentID 321- CO2 Cap Annual v6.20 | 297 | 7734 | Rate Constraint in MTons | FALSE | L | Annual | Allowances Banked | Thousand Tons | 0 | 0 | 0 | 0 | 0 | 0 | 0
IL Climate ParentID 321- CO2 Cap Annual v6.20 | 297 | 7734 | Rate Constraint in MTons | FALSE | L | Annual | Allowances Withdrawn (1:1) | Thousand Tons | 0 | 0 | 0 | 0 | 0 | 0 | 0
IL Climate ParentID 321- CO2 Cap Annual v6.20 | 297 | 7734 | Rate Constraint in MTons | FALSE | L | Annual | Allowances Withdrawn (n:1) | Thousand Tons | 0 | 0 | 0 | 0 | 0 | 0 | 0
IL Climate ParentID 321- CO2 Cap Annual v6.20 | 297 | 7734 | Rate Constraint in MTons | FALSE | L | Annual | Net Emissions Allowance Position | Thousand Tons | 0 | 0 | 112.6714 | 0 | 0 | 0 | 0
IL Climate ParentID 321- CO2 Cap Annual v6.20 | 297 | 7734 | Rate Constraint in MTons | FALSE | L | Annual | Fuel Consumed | TBtu | 0 | 0 | 1.9247 | 0 | 0 | 0 | 0
IL Climate ParentID 321- CO2 Cap Annual v6.20 | 297 | 7734 | Rate Constraint in MTons | FALSE | L | Annual | Rate | lb/MMBtu | 0 | 0 | 117.08 | 0 | 0 | 0 | 0
IL Climate ParentID 321- CO2 Cap Annual v6.20 | 297 | 7734 | Rate Constraint in MTons | FALSE | L | Annual | Generation | TWh | 0 | 0 | 0.17831 | 0 | 0 | 0 | 0
IL Climate ParentID 321- CO2 Cap Annual v6.20 | 297 | 7734 | Rate Constraint in MTons | FALSE | L | Annual | Qualifying Generation | TWh | 0 | 0 | 0.17831 | 0 | 0 | 0 | 0
IL Climate ParentID 321- CO2 Cap Annual v6.20 | 297 | 7734 | Rate Constraint in MTons | FALSE | L | Annual | Rate | lb/MWh | 0 | 0 | 1263.7819 | 0 | 0 | 0 | 0
IL Climate ParentID 321- CO2 Cap Annual v6.20 | 297 | 7734 | Rate Constraint in MTons | FALSE | L | Annual | Constraint Shadow Price | US2019$/Ton | 0 | 0 | 0 | 0 | 0 | 0 | 0
IL Climate ParentID 322- CO2 Cap Annual v6.20 | 298 | 7735 | Rate Constraint in MTons | FALSE | L | Annual | Seasons Included | Seasons | Winter, WintShld, Summer | Winter, WintShld, Summer | Winter, WintShld, Summer | Winter, WintShld, Summer | Winter, WintShld, Summer | Winter, WintShld, Summer | Winter, WintShld, Summer
IL Climate ParentID 322- CO2 Cap Annual v6.20 | 298 | 7735 | Rate Constraint in MTons | FALSE | L | Annual | Standard CO2 | Thousand Tons | 0 | 0 | 4.4657 | 4.4657 | 4.4657 | 4.4657 | 4.4657
IL Climate ParentID 322- CO2 Cap Annual v6.20 | 298 | 7735 | Rate Constraint in MTons | FALSE | L | Annual | Emissions at Affected Plants CO2 | Thousand Tons | 0 | 0 | 4.4657 | 0 | 0 | 0 | 0
IL Climate ParentID 322- CO2 Cap Annual v6.20 | 298 | 7735 | Rate Constraint in MTons | FALSE | L | Annual | Allowances Purchased CO2 | Thousand Tons | 0 | 0 | 0 | 0 | 0 | 0 | 0
IL Climate ParentID 322- CO2 Cap Annual v6.20 | 298 | 7735 | Rate Constraint in MTons | FALSE | L | Annual | Allowances Sold CO2 | Thousand Tons | 0 | 0 | 0 | 0 | 0 | 0 | 0
IL Climate ParentID 322- CO2 Cap Annual v6.20 | 298 | 7735 | Rate Constraint in MTons | FALSE | L | Annual | Allowances Banked | Thousand Tons | 0 | 0 | 0 | 0 | 0 | 0 | 0
IL Climate ParentID 322- CO2 Cap Annual v6.20 | 298 | 7735 | Rate Constraint in MTons | FALSE | L | Annual | Allowances Withdrawn (1:1) | Thousand Tons | 0 | 0 | 0 | 0 | 0 | 0 | 0
IL Climate ParentID 322- CO2 Cap Annual v6.20 | 298 | 7735 | Rate Constraint in MTons | FALSE | L | Annual | Allowances Withdrawn (n:1) | Thousand Tons | 0 | 0 | 0 | 0 | 0 | 0 | 0
IL Climate ParentID 322- CO2 Cap Annual v6.20 | 298 | 7735 | Rate Constraint in MTons | FALSE | L | Annual | Net Emissions Allowance Position | Thousand Tons | 0 | 0 | 4.4657 | 0 | 0 | 0 | 0
IL Climate ParentID 322- CO2 Cap Annual v6.20 | 298 | 7735 | Rate Constraint in MTons | FALSE | L | Annual | Fuel Consumed | TBtu | 0 | 0 | 0.076284 | 0 | 0 | 0 | 0
IL Climate ParentID 322- CO2 Cap Annual v6.20 | 298 | 7735 | Rate Constraint in MTons | FALSE | L | Annual | Rate | lb/MMBtu | 0 | 0 | 117.08 | 0 | 0 | 0 | 0
IL Climate ParentID 322- CO2 Cap Annual v6.20 | 298 | 7735 | Rate Constraint in MTons | FALSE | L | Annual | Generation | TWh | 0 | 0 | 0.0070995 | 0 | 0 | 0 | 0
IL Climate ParentID 322- CO2 Cap Annual v6.20 | 298 | 7735 | Rate Constraint in MTons | FALSE | L | Annual | Qualifying Generation | TWh | 0 | 0 | 0.0070995 | 0 | 0 | 0 | 0
IL Climate ParentID 322- CO2 Cap Annual v6.20 | 298 | 7735 | Rate Constraint in MTons | FALSE | L | Annual | Rate | lb/MWh | 0 | 0 | 1258.0246 | 0 | 0 | 0 | 0
IL Climate ParentID 322- CO2 Cap Annual v6.20 | 298 | 7735 | Rate Constraint in MTons | FALSE | L | Annual | Constraint Shadow Price | US2019$/Ton | 0 | 0 | 2.7882 | 0 | 0 | 0 | 0
IL Climate ParentID 323- CO2 Cap Annual v6.20 | 299 | 7736 | Rate Constraint in MTons | FALSE | L | Annual | Seasons Included | Seasons | Winter, WintShld, Summer | Winter, WintShld, Summer | Winter, WintShld, Summer | Winter, WintShld, Summer | Winter, WintShld, Summer | Winter, WintShld, Summer | Winter, WintShld, Summer
IL Climate ParentID 323- CO2 Cap Annual v6.20 | 299 | 7736 | Rate Constraint in MTons | FALSE | L | Annual | Standard CO2 | Thousand Tons | 0 | 0 | 48.0539 | 48.0539 | 48.0539 | 48.0539 | 48.0539
IL Climate ParentID 323- CO2 Cap Annual v6.20 | 299 | 7736 | Rate Constraint in MTons | FALSE | L | Annual | Emissions at Affected Plants CO2 | Thousand Tons | 0 | 0 | 13.456 | 0 | 0 | 0 | 0
IL Climate ParentID 323- CO2 Cap Annual v6.20 | 299 | 7736 | Rate Constraint in MTons | FALSE | L | Annual | Allowances Purchased CO2 | Thousand Tons | 0 | 0 | 0 | 0 | 0 | 0 | 0
IL Climate ParentID 323- CO2 Cap Annual v6.20 | 299 | 7736 | Rate Constraint in MTons | FALSE | L | Annual | Allowances Sold CO2 | Thousand Tons | 0 | 0 | 0 | 0 | 0 | 0 | 0
IL Climate ParentID 323- CO2 Cap Annual v6.20 | 299 | 7736 | Rate Constraint in MTons | FALSE | L | Annual | Allowances Banked | Thousand Tons | 0 | 0 | 0 | 0 | 0 | 0 | 0
IL Climate ParentID 323- CO2 Cap Annual v6.20 | 299 | 7736 | Rate Constraint in MTons | FALSE | L | Annual | Allowances Withdrawn (1:1) | Thousand Tons | 0 | 0 | 0 | 0 | 0 | 0 | 0
IL Climate ParentID 323- CO2 Cap Annual v6.20 | 299 | 7736 | Rate Constraint in MTons | FALSE | L | Annual | Allowances Withdrawn (n:1) | Thousand Tons | 0 | 0 | 0 | 0 | 0 | 0 | 0
IL Climate ParentID 323- CO2 Cap Annual v6.20 | 299 | 7736 | Rate Constraint in MTons | FALSE | L | Annual | Net Emissions Allowance Position | Thousand Tons | 0 | 0 | 13.456 | 0 | 0 | 0 | 0
IL Climate ParentID 323- CO2 Cap Annual v6.20 | 299 | 7736 | Rate Constraint in MTons | FALSE | L | Annual | Fuel Consumed | TBtu | 0 | 0 | 0.22986 | 0 | 0 | 0 | 0
IL Climate ParentID 323- CO2 Cap Annual v6.20 | 299 | 7736 | Rate Constraint in MTons | FALSE | L | Annual | Rate | lb/MMBtu | 0 | 0 | 117.08 | 0 | 0 | 0 | 0
IL Climate ParentID 323- CO2 Cap Annual v6.20 | 299 | 7736 | Rate Constraint in MTons | FALSE | L | Annual | Generation | TWh | 0 | 0 | 0.020926 | 0 | 0 | 0 | 0
IL Climate ParentID 323- CO2 Cap Annual v6.20 | 299 | 7736 | Rate Constraint in MTons | FALSE | L | Annual | Qualifying Generation | TWh | 0 | 0 | 0.020926 | 0 | 0 | 0 | 0
IL Climate ParentID 323- CO2 Cap Annual v6.20 | 299 | 7736 | Rate Constraint in MTons | FALSE | L | Annual | Rate | lb/MWh | 0 | 0 | 1286.0649 | 0 | 0 | 0 | 0
IL Climate ParentID 323- CO2 Cap Annual v6.20 | 299 | 7736 | Rate Constraint in MTons | FALSE | L | Annual | Constraint Shadow Price | US2019$/Ton | 0 | 0 | 0 | 0 | 0 | 0 | 0
IL Climate ParentID 324- CO2 Cap Annual v6.20 | 300 | 7737 | Rate Constraint in MTons | FALSE | L | Annual | Seasons Included | Seasons | Winter, WintShld, Summer | Winter, WintShld, Summer | Winter, WintShld, Summer | Winter, WintShld, Summer | Winter, WintShld, Summer | Winter, WintShld, Summer | Winter, WintShld, Summer
IL Climate ParentID 324- CO2 Cap Annual v6.20 | 300 | 7737 | Rate Constraint in MTons | FALSE | L | Annual | Standard CO2 | Thousand Tons | 0 | 0 | 28.5974 | 28.5974 | 28.5974 | 28.5974 | 28.5974
IL Climate ParentID 324- CO2 Cap Annual v6.20 | 300 | 7737 | Rate Constraint in MTons | FALSE | L | Annual | Emissions at Affected Plants CO2 | Thousand Tons | 0 | 0 | 28.5974 | 0 | 0 | 0 | 0
IL Climate ParentID 324- CO2 Cap Annual v6.20 | 300 | 7737 | Rate Constraint in MTons | FALSE | L | Annual | Allowances Purchased CO2 | Thousand Tons | 0 | 0 | 0 | 0 | 0 | 0 | 0
IL Climate ParentID 324- CO2 Cap Annual v6.20 | 300 | 7737 | Rate Constraint in MTons | FALSE | L | Annual | Allowances Sold CO2 | Thousand Tons | 0 | 0 | 0 | 0 | 0 | 0 | 0
IL Climate ParentID 324- CO2 Cap Annual v6.20 | 300 | 7737 | Rate Constraint in MTons | FALSE | L | Annual | Allowances Banked | Thousand Tons | 0 | 0 | 0 | 0 | 0 | 0 | 0
IL Climate ParentID 324- CO2 Cap Annual v6.20 | 300 | 7737 | Rate Constraint in MTons | FALSE | L | Annual | Allowances Withdrawn (1:1) | Thousand Tons | 0 | 0 | 0 | 0 | 0 | 0 | 0
IL Climate ParentID 324- CO2 Cap Annual v6.20 | 300 | 7737 | Rate Constraint in MTons | FALSE | L | Annual | Allowances Withdrawn (n:1) | Thousand Tons | 0 | 0 | 0 | 0 | 0 | 0 | 0
IL Climate ParentID 324- CO2 Cap Annual v6.20 | 300 | 7737 | Rate Constraint in MTons | FALSE | L | Annual | Net Emissions Allowance Position | Thousand Tons | 0 | 0 | 28.5974 | 0 | 0 | 0 | 0
IL Climate ParentID 324- CO2 Cap Annual v6.20 | 300 | 7737 | Rate Constraint in MTons | FALSE | L | Annual | Fuel Consumed | TBtu | 0 | 0 | 0.48851 | 0 | 0 | 0 | 0
IL Climate ParentID 324- CO2 Cap Annual v6.20 | 300 | 7737 | Rate Constraint in MTons | FALSE | L | Annual | Rate | lb/MMBtu | 0 | 0 | 117.08 | 0 | 0 | 0 | 0
IL Climate ParentID 324- CO2 Cap Annual v6.20 | 300 | 7737 | Rate Constraint in MTons | FALSE | L | Annual | Generation | TWh | 0 | 0 | 0.045464 | 0 | 0 | 0 | 0
IL Climate ParentID 324- CO2 Cap Annual v6.20 | 300 | 7737 | Rate Constraint in MTons | FALSE | L | Annual | Qualifying Generation | TWh | 0 | 0 | 0.045464 | 0 | 0 | 0 | 0
IL Climate ParentID 324- CO2 Cap Annual v6.20 | 300 | 7737 | Rate Constraint in MTons | FALSE | L | Annual | Rate | lb/MWh | 0 | 0 | 1258.0246 | 0 | 0 | 0 | 0
IL Climate ParentID 324- CO2 Cap Annual v6.20 | 300 | 7737 | Rate Constraint in MTons | FALSE | L | Annual | Constraint Shadow Price | US2019$/Ton | 0 | 0 | 0.12963 | 0 | 0 | 0 | 0
IL Climate ParentID 325- CO2 Cap Annual v6.20 | 301 | 7738 | Rate Constraint in MTons | FALSE | L | Annual | Seasons Included | Seasons | Winter, WintShld, Summer | Winter, WintShld, Summer | Winter, WintShld, Summer | Winter, WintShld, Summer | Winter, WintShld, Summer | Winter, WintShld, Summer | Winter, WintShld, Summer
IL Climate ParentID 325- CO2 Cap Annual v6.20 | 301 | 7738 | Rate Constraint in MTons | FALSE | L | Annual | Standard CO2 | Thousand Tons | 0 | 0 | 19.5472 | 19.5472 | 19.5472 | 19.5472 | 19.5472
IL Climate ParentID 325- CO2 Cap Annual v6.20 | 301 | 7738 | Rate Constraint in MTons | FALSE | L | Annual | Emissions at Affected Plants CO2 | Thousand Tons | 0 | 0 | 0 | 0 | 0 | 0 | 0
IL Climate ParentID 325- CO2 Cap Annual v6.20 | 301 | 7738 | Rate Constraint in MTons | FALSE | L | Annual | Allowances Purchased CO2 | Thousand Tons | 0 | 0 | 0 | 0 | 0 | 0 | 0
IL Climate ParentID 325- CO2 Cap Annual v6.20 | 301 | 7738 | Rate Constraint in MTons | FALSE | L | Annual | Allowances Sold CO2 | Thousand Tons | 0 | 0 | 0 | 0 | 0 | 0 | 0
IL Climate ParentID 325- CO2 Cap Annual v6.20 | 301 | 7738 | Rate Constraint in MTons | FALSE | L | Annual | Allowances Banked | Thousand Tons | 0 | 0 | 0 | 0 | 0 | 0 | 0
IL Climate ParentID 325- CO2 Cap Annual v6.20 | 301 | 7738 | Rate Constraint in MTons | FALSE | L | Annual | Allowances Withdrawn (1:1) | Thousand Tons | 0 | 0 | 0 | 0 | 0 | 0 | 0
IL Climate ParentID 325- CO2 Cap Annual v6.20 | 301 | 7738 | Rate Constraint in MTons | FALSE | L | Annual | Allowances Withdrawn (n:1) | Thousand Tons | 0 | 0 | 0 | 0 | 0 | 0 | 0
IL Climate ParentID 325- CO2 Cap Annual v6.20 | 301 | 7738 | Rate Constraint in MTons | FALSE | L | Annual | Net Emissions Allowance Position | Thousand Tons | 0 | 0 | 0 | 0 | 0 | 0 | 0
IL Climate ParentID 325- CO2 Cap Annual v6.20 | 301 | 7738 | Rate Constraint in MTons | FALSE | L | Annual | Fuel Consumed | TBtu | 0 | 0 | 0 | 0 | 0 | 0 | 0
IL Climate ParentID 325- CO2 Cap Annual v6.20 | 301 | 7738 | Rate Constraint in MTons | FALSE | L | Annual | Rate | lb/MMBtu | 0 | 0 | 0 | 0 | 0 | 0 | 0
IL Climate ParentID 325- CO2 Cap Annual v6.20 | 301 | 7738 | Rate Constraint in MTons | FALSE | L | Annual | Generation | TWh | 0 | 0 | 0 | 0 | 0 | 0 | 0
IL Climate ParentID 325- CO2 Cap Annual v6.20 | 301 | 7738 | Rate Constraint in MTons | FALSE | L | Annual | Qualifying Generation | TWh | 0 | 0 | 0 | 0 | 0 | 0 | 0
IL Climate ParentID 325- CO2 Cap Annual v6.20 | 301 | 7738 | Rate Constraint in MTons | FALSE | L | Annual | Rate | lb/MWh | 0 | 0 | 0 | 0 | 0 | 0 | 0
IL Climate ParentID 325- CO2 Cap Annual v6.20 | 301 | 7738 | Rate Constraint in MTons | FALSE | L | Annual | Constraint Shadow Price | US2019$/Ton | 0 | 0 | 0 | 0 | 0 | 0 | 0
IL Climate ParentID 326- CO2 Cap Annual v6.20 | 302 | 7739 | Rate Constraint in MTons | FALSE | L | Annual | Seasons Included | Seasons | Winter, WintShld, Summer | Winter, WintShld, Summer | Winter, WintShld, Summer | Winter, WintShld, Summer | Winter, WintShld, Summer | Winter, WintShld, Summer | Winter, WintShld, Summer
IL Climate ParentID 326- CO2 Cap Annual v6.20 | 302 | 7739 | Rate Constraint in MTons | FALSE | L | Annual | Standard CO2 | Thousand Tons | 0 | 0 | 63.1947 | 63.1947 | 63.1947 | 63.1947 | 63.1947
IL Climate ParentID 326- CO2 Cap Annual v6.20 | 302 | 7739 | Rate Constraint in MTons | FALSE | L | Annual | Emissions at Affected Plants CO2 | Thousand Tons | 0 | 0 | 0 | 0 | 0 | 0 | 0
IL Climate ParentID 326- CO2 Cap Annual v6.20 | 302 | 7739 | Rate Constraint in MTons | FALSE | L | Annual | Allowances Purchased CO2 | Thousand Tons | 0 | 0 | 0 | 0 | 0 | 0 | 0
IL Climate ParentID 326- CO2 Cap Annual v6.20 | 302 | 7739 | Rate Constraint in MTons | FALSE | L | Annual | Allowances Sold CO2 | Thousand Tons | 0 | 0 | 0 | 0 | 0 | 0 | 0
IL Climate ParentID 326- CO2 Cap Annual v6.20 | 302 | 7739 | Rate Constraint in MTons | FALSE | L | Annual | Allowances Banked | Thousand Tons | 0 | 0 | 0 | 0 | 0 | 0 | 0
IL Climate ParentID 326- CO2 Cap Annual v6.20 | 302 | 7739 | Rate Constraint in MTons | FALSE | L | Annual | Allowances Withdrawn (1:1) | Thousand Tons | 0 | 0 | 0 | 0 | 0 | 0 | 0
IL Climate ParentID 326- CO2 Cap Annual v6.20 | 302 | 7739 | Rate Constraint in MTons | FALSE | L | Annual | Allowances Withdrawn (n:1) | Thousand Tons | 0 | 0 | 0 | 0 | 0 | 0 | 0
IL Climate ParentID 326- CO2 Cap Annual v6.20 | 302 | 7739 | Rate Constraint in MTons | FALSE | L | Annual | Net Emissions Allowance Position | Thousand Tons | 0 | 0 | 0 | 0 | 0 | 0 | 0
IL Climate ParentID 326- CO2 Cap Annual v6.20 | 302 | 7739 | Rate Constraint in MTons | FALSE | L | Annual | Fuel Consumed | TBtu | 0 | 0 | 0 | 0 | 0 | 0 | 0
IL Climate ParentID 326- CO2 Cap Annual v6.20 | 302 | 7739 | Rate Constraint in MTons | FALSE | L | Annual | Rate | lb/MMBtu | 0 | 0 | 0 | 0 | 0 | 0 | 0
IL Climate ParentID 326- CO2 Cap Annual v6.20 | 302 | 7739 | Rate Constraint in MTons | FALSE | L | Annual | Generation | TWh | 0 | 0 | 0 | 0 | 0 | 0 | 0
IL Climate ParentID 326- CO2 Cap Annual v6.20 | 302 | 7739 | Rate Constraint in MTons | FALSE | L | Annual | Qualifying Generation | TWh | 0 | 0 | 0 | 0 | 0 | 0 | 0
IL Climate ParentID 326- CO2 Cap Annual v6.20 | 302 | 7739 | Rate Constraint in MTons | FALSE | L | Annual | Rate | lb/MWh | 0 | 0 | 0 | 0 | 0 | 0 | 0
IL Climate ParentID 326- CO2 Cap Annual v6.20 | 302 | 7739 | Rate Constraint in MTons | FALSE | L | Annual | Constraint Shadow Price | US2019$/Ton | 0 | 0 | 0 | 0 | 0 | 0 | 0
IL Climate ParentID 327- CO2 Cap Annual v6.20 | 303 | 7740 | Rate Constraint in MTons | FALSE | L | Annual | Seasons Included | Seasons | Winter, WintShld, Summer | Winter, WintShld, Summer | Winter, WintShld, Summer | Winter, WintShld, Summer | Winter, WintShld, Summer | Winter, WintShld, Summer | Winter, WintShld, Summer
IL Climate ParentID 327- CO2 Cap Annual v6.20 | 303 | 7740 | Rate Constraint in MTons | FALSE | L | Annual | Standard CO2 | Thousand Tons | 0 | 0 | 21.1592 | 21.1592 | 21.1592 | 21.1592 | 21.1592
IL Climate ParentID 327- CO2 Cap Annual v6.20 | 303 | 7740 | Rate Constraint in MTons | FALSE | L | Annual | Emissions at Affected Plants CO2 | Thousand Tons | 0 | 0 | 1.4556 | 0 | 0 | 0 | 0
IL Climate ParentID 327- CO2 Cap Annual v6.20 | 303 | 7740 | Rate Constraint in MTons | FALSE | L | Annual | Allowances Purchased CO2 | Thousand Tons | 0 | 0 | 0 | 0 | 0 | 0 | 0
IL Climate ParentID 327- CO2 Cap Annual v6.20 | 303 | 7740 | Rate Constraint in MTons | FALSE | L | Annual | Allowances Sold CO2 | Thousand Tons | 0 | 0 | 0 | 0 | 0 | 0 | 0
IL Climate ParentID 327- CO2 Cap Annual v6.20 | 303 | 7740 | Rate Constraint in MTons | FALSE | L | Annual | Allowances Banked | Thousand Tons | 0 | 0 | 0 | 0 | 0 | 0 | 0
IL Climate ParentID 327- CO2 Cap Annual v6.20 | 303 | 7740 | Rate Constraint in MTons | FALSE | L | Annual | Allowances Withdrawn (1:1) | Thousand Tons | 0 | 0 | 0 | 0 | 0 | 0 | 0
IL Climate ParentID 327- CO2 Cap Annual v6.20 | 303 | 7740 | Rate Constraint in MTons | FALSE | L | Annual | Allowances Withdrawn (n:1) | Thousand Tons | 0 | 0 | 0 | 0 | 0 | 0 | 0
IL Climate ParentID 327- CO2 Cap Annual v6.20 | 303 | 7740 | Rate Constraint in MTons | FALSE | L | Annual | Net Emissions Allowance Position | Thousand Tons | 0 | 0 | 1.4556 | 0 | 0 | 0 | 0
IL Climate ParentID 327- CO2 Cap Annual v6.20 | 303 | 7740 | Rate Constraint in MTons | FALSE | L | Annual | Fuel Consumed | TBtu | 0 | 0 | 0.024865 | 0 | 0 | 0 | 0
IL Climate ParentID 327- CO2 Cap Annual v6.20 | 303 | 7740 | Rate Constraint in MTons | FALSE | L | Annual | Rate | lb/MMBtu | 0 | 0 | 117.08 | 0 | 0 | 0 | 0
IL Climate ParentID 327- CO2 Cap Annual v6.20 | 303 | 7740 | Rate Constraint in MTons | FALSE | L | Annual | Generation | TWh | 0 | 0 | 0.0019966 | 0 | 0 | 0 | 0
IL Climate ParentID 327- CO2 Cap Annual v6.20 | 303 | 7740 | Rate Constraint in MTons | FALSE | L | Annual | Qualifying Generation | TWh | 0 | 0 | 0.0019966 | 0 | 0 | 0 | 0
IL Climate ParentID 327- CO2 Cap Annual v6.20 | 303 | 7740 | Rate Constraint in MTons | FALSE | L | Annual | Rate | lb/MWh | 0 | 0 | 1458.085 | 0 | 0 | 0 | 0
IL Climate ParentID 327- CO2 Cap Annual v6.20 | 303 | 7740 | Rate Constraint in MTons | FALSE | L | Annual | Constraint Shadow Price | US2019$/Ton | 0 | 0 | 0 | 0 | 0 | 0 | 0
IL Climate ParentID 328- CO2 Cap Annual v6.20 | 304 | 7741 | Rate Constraint in MTons | FALSE | L | Annual | Seasons Included | Seasons | Winter, WintShld, Summer | Winter, WintShld, Summer | Winter, WintShld, Summer | Winter, WintShld, Summer | Winter, WintShld, Summer | Winter, WintShld, Summer | Winter, WintShld, Summer
IL Climate ParentID 328- CO2 Cap Annual v6.20 | 304 | 7741 | Rate Constraint in MTons | FALSE | L | Annual | Standard CO2 | Thousand Tons | 0 | 0 | 4.9553 | 4.9553 | 4.9553 | 4.9553 | 4.9553
IL Climate ParentID 328- CO2 Cap Annual v6.20 | 304 | 7741 | Rate Constraint in MTons | FALSE | L | Annual | Emissions at Affected Plants CO2 | Thousand Tons | 0 | 0 | 0 | 0 | 0 | 0 | 0
IL Climate ParentID 328- CO2 Cap Annual v6.20 | 304 | 7741 | Rate Constraint in MTons | FALSE | L | Annual | Allowances Purchased CO2 | Thousand Tons | 0 | 0 | 0 | 0 | 0 | 0 | 0
IL Climate ParentID 328- CO2 Cap Annual v6.20 | 304 | 7741 | Rate Constraint in MTons | FALSE | L | Annual | Allowances Sold CO2 | Thousand Tons | 0 | 0 | 0 | 0 | 0 | 0 | 0
IL Climate ParentID 328- CO2 Cap Annual v6.20 | 304 | 7741 | Rate Constraint in MTons | FALSE | L | Annual | Allowances Banked | Thousand Tons | 0 | 0 | 0 | 0 | 0 | 0 | 0
IL Climate ParentID 328- CO2 Cap Annual v6.20 | 304 | 7741 | Rate Constraint in MTons | FALSE | L | Annual | Allowances Withdrawn (1:1) | Thousand Tons | 0 | 0 | 0 | 0 | 0 | 0 | 0
IL Climate ParentID 328- CO2 Cap Annual v6.20 | 304 | 7741 | Rate Constraint in MTons | FALSE | L | Annual | Allowances Withdrawn (n:1) | Thousand Tons | 0 | 0 | 0 | 0 | 0 | 0 | 0
IL Climate ParentID 328- CO2 Cap Annual v6.20 | 304 | 7741 | Rate Constraint in MTons | FALSE | L | Annual | Net Emissions Allowance Position | Thousand Tons | 0 | 0 | 0 | 0 | 0 | 0 | 0
IL Climate ParentID 328- CO2 Cap Annual v6.20 | 304 | 7741 | Rate Constraint in MTons | FALSE | L | Annual | Fuel Consumed | TBtu | 0 | 0 | 0 | 0 | 0 | 0 | 0
IL Climate ParentID 328- CO2 Cap Annual v6.20 | 304 | 7741 | Rate Constraint in MTons | FALSE | L | Annual | Rate | lb/MMBtu | 0 | 0 | 0 | 0 | 0 | 0 | 0
IL Climate ParentID 328- CO2 Cap Annual v6.20 | 304 | 7741 | Rate Constraint in MTons | FALSE | L | Annual | Generation | TWh | 0 | 0 | 0 | 0 | 0 | 0 | 0
IL Climate ParentID 328- CO2 Cap Annual v6.20 | 304 | 7741 | Rate Constraint in MTons | FALSE | L | Annual | Qualifying Generation | TWh | 0 | 0 | 0 | 0 | 0 | 0 | 0
IL Climate ParentID 328- CO2 Cap Annual v6.20 | 304 | 7741 | Rate Constraint in MTons | FALSE | L | Annual | Rate | lb/MWh | 0 | 0 | 0 | 0 | 0 | 0 | 0
IL Climate ParentID 328- CO2 Cap Annual v6.20 | 304 | 7741 | Rate Constraint in MTons | FALSE | L | Annual | Constraint Shadow Price | US2019$/Ton | 0 | 0 | 0 | 0 | 0 | 0 | 0
IL Climate ParentID 329- CO2 Cap Annual v6.20 | 305 | 7742 | Rate Constraint in MTons | FALSE | L | Annual | Seasons Included | Seasons | Winter, WintShld, Summer | Winter, WintShld, Summer | Winter, WintShld, Summer | Winter, WintShld, Summer | Winter, WintShld, Summer | Winter, WintShld, Summer | Winter, WintShld, Summer
IL Climate ParentID 329- CO2 Cap Annual v6.20 | 305 | 7742 | Rate Constraint in MTons | FALSE | L | Annual | Standard CO2 | Thousand Tons | 0 | 0 | 24.3959 | 24.3959 | 24.3959 | 24.3959 | 24.3959
IL Climate ParentID 329- CO2 Cap Annual v6.20 | 305 | 7742 | Rate Constraint in MTons | FALSE | L | Annual | Emissions at Affected Plants CO2 | Thousand Tons | 0 | 0 | 0 | 0 | 0 | 0 | 0
IL Climate ParentID 329- CO2 Cap Annual v6.20 | 305 | 7742 | Rate Constraint in MTons | FALSE | L | Annual | Allowances Purchased CO2 | Thousand Tons | 0 | 0 | 0 | 0 | 0 | 0 | 0
IL Climate ParentID 329- CO2 Cap Annual v6.20 | 305 | 7742 | Rate Constraint in MTons | FALSE | L | Annual | Allowances Sold CO2 | Thousand Tons | 0 | 0 | 0 | 0 | 0 | 0 | 0
IL Climate ParentID 329- CO2 Cap Annual v6.20 | 305 | 7742 | Rate Constraint in MTons | FALSE | L | Annual | Allowances Banked | Thousand Tons | 0 | 0 | 0 | 0 | 0 | 0 | 0
IL Climate ParentID 329- CO2 Cap Annual v6.20 | 305 | 7742 | Rate Constraint in MTons | FALSE | L | Annual | Allowances Withdrawn (1:1) | Thousand Tons | 0 | 0 | 0 | 0 | 0 | 0 | 0
IL Climate ParentID 329- CO2 Cap Annual v6.20 | 305 | 7742 | Rate Constraint in MTons | FALSE | L | Annual | Allowances Withdrawn (n:1) | Thousand Tons | 0 | 0 | 0 | 0 | 0 | 0 | 0
IL Climate ParentID 329- CO2 Cap Annual v6.20 | 305 | 7742 | Rate Constraint in MTons | FALSE | L | Annual | Net Emissions Allowance Position | Thousand Tons | 0 | 0 | 0 | 0 | 0 | 0 | 0
IL Climate ParentID 329- CO2 Cap Annual v6.20 | 305 | 7742 | Rate Constraint in MTons | FALSE | L | Annual | Fuel Consumed | TBtu | 0 | 0 | 0 | 0 | 0 | 0 | 0
IL Climate ParentID 329- CO2 Cap Annual v6.20 | 305 | 7742 | Rate Constraint in MTons | FALSE | L | Annual | Rate | lb/MMBtu | 0 | 0 | 0 | 0 | 0 | 0 | 0
IL Climate ParentID 329- CO2 Cap Annual v6.20 | 305 | 7742 | Rate Constraint in MTons | FALSE | L | Annual | Generation | TWh | 0 | 0 | 0 | 0 | 0 | 0 | 0
IL Climate ParentID 329- CO2 Cap Annual v6.20 | 305 | 7742 | Rate Constraint in MTons | FALSE | L | Annual | Qualifying Generation | TWh | 0 | 0 | 0 | 0 | 0 | 0 | 0
IL Climate ParentID 329- CO2 Cap Annual v6.20 | 305 | 7742 | Rate Constraint in MTons | FALSE | L | Annual | Rate | lb/MWh | 0 | 0 | 0 | 0 | 0 | 0 | 0
IL Climate ParentID 329- CO2 Cap Annual v6.20 | 305 | 7742 | Rate Constraint in MTons | FALSE | L | Annual | Constraint Shadow Price | US2019$/Ton | 0 | 0 | 0 | 0 | 0 | 0 | 0
IL Climate ParentID 330- CO2 Cap Annual v6.20 | 306 | 7743 | Rate Constraint in MTons | FALSE | L | Annual | Seasons Included | Seasons | Winter, WintShld, Summer | Winter, WintShld, Summer | Winter, WintShld, Summer | Winter, WintShld, Summer | Winter, WintShld, Summer | Winter, WintShld, Summer | Winter, WintShld, Summer
IL Climate ParentID 330- CO2 Cap Annual v6.20 | 306 | 7743 | Rate Constraint in MTons | FALSE | L | Annual | Standard CO2 | Thousand Tons | 0 | 0 | 99.3289 | 99.3289 | 99.3289 | 99.3289 | 99.3289
IL Climate ParentID 330- CO2 Cap Annual v6.20 | 306 | 7743 | Rate Constraint in MTons | FALSE | L | Annual | Emissions at Affected Plants CO2 | Thousand Tons | 0 | 0 | 0 | 0 | 0 | 0 | 0
IL Climate ParentID 330- CO2 Cap Annual v6.20 | 306 | 7743 | Rate Constraint in MTons | FALSE | L | Annual | Allowances Purchased CO2 | Thousand Tons | 0 | 0 | 0 | 0 | 0 | 0 | 0
IL Climate ParentID 330- CO2 Cap Annual v6.20 | 306 | 7743 | Rate Constraint in MTons | FALSE | L | Annual | Allowances Sold CO2 | Thousand Tons | 0 | 0 | 0 | 0 | 0 | 0 | 0
IL Climate ParentID 330- CO2 Cap Annual v6.20 | 306 | 7743 | Rate Constraint in MTons | FALSE | L | Annual | Allowances Banked | Thousand Tons | 0 | 0 | 0 | 0 | 0 | 0 | 0
IL Climate ParentID 330- CO2 Cap Annual v6.20 | 306 | 7743 | Rate Constraint in MTons | FALSE | L | Annual | Allowances Withdrawn (1:1) | Thousand Tons | 0 | 0 | 0 | 0 | 0 | 0 | 0
IL Climate ParentID 330- CO2 Cap Annual v6.20 | 306 | 7743 | Rate Constraint in MTons | FALSE | L | Annual | Allowances Withdrawn (n:1) | Thousand Tons | 0 | 0 | 0 | 0 | 0 | 0 | 0
IL Climate ParentID 330- CO2 Cap Annual v6.20 | 306 | 7743 | Rate Constraint in MTons | FALSE | L | Annual | Net Emissions Allowance Position | Thousand Tons | 0 | 0 | 0 | 0 | 0 | 0 | 0
IL Climate ParentID 330- CO2 Cap Annual v6.20 | 306 | 7743 | Rate Constraint in MTons | FALSE | L | Annual | Fuel Consumed | TBtu | 0 | 0 | 0 | 0 | 0 | 0 | 0
IL Climate ParentID 330- CO2 Cap Annual v6.20 | 306 | 7743 | Rate Constraint in MTons | FALSE | L | Annual | Rate | lb/MMBtu | 0 | 0 | 0 | 0 | 0 | 0 | 0
IL Climate ParentID 330- CO2 Cap Annual v6.20 | 306 | 7743 | Rate Constraint in MTons | FALSE | L | Annual | Generation | TWh | 0 | 0 | 0 | 0 | 0 | 0 | 0
IL Climate ParentID 330- CO2 Cap Annual v6.20 | 306 | 7743 | Rate Constraint in MTons | FALSE | L | Annual | Qualifying Generation | TWh | 0 | 0 | 0 | 0 | 0 | 0 | 0
IL Climate ParentID 330- CO2 Cap Annual v6.20 | 306 | 7743 | Rate Constraint in MTons | FALSE | L | Annual | Rate | lb/MWh | 0 | 0 | 0 | 0 | 0 | 0 | 0
IL Climate ParentID 330- CO2 Cap Annual v6.20 | 306 | 7743 | Rate Constraint in MTons | FALSE | L | Annual | Constraint Shadow Price | US2019$/Ton | 0 | 0 | 0 | 0 | 0 | 0 | 0
IL Climate ParentID 331- CO2 Cap Annual v6.20 | 307 | 7744 | Rate Constraint in MTons | FALSE | L | Annual | Seasons Included | Seasons | Winter, WintShld, Summer | Winter, WintShld, Summer | Winter, WintShld, Summer | Winter, WintShld, Summer | Winter, WintShld, Summer | Winter, WintShld, Summer | Winter, WintShld, Summer
IL Climate ParentID 331- CO2 Cap Annual v6.20 | 307 | 7744 | Rate Constraint in MTons | FALSE | L | Annual | Standard CO2 | Thousand Tons | 0 | 0 | 43.4235 | 43.4235 | 43.4235 | 43.4235 | 43.4235
IL Climate ParentID 331- CO2 Cap Annual v6.20 | 307 | 7744 | Rate Constraint in MTons | FALSE | L | Annual | Emissions at Affected Plants CO2 | Thousand Tons | 0 | 0 | 2.4446 | 0 | 0 | 0 | 0
IL Climate ParentID 331- CO2 Cap Annual v6.20 | 307 | 7744 | Rate Constraint in MTons | FALSE | L | Annual | Allowances Purchased CO2 | Thousand Tons | 0 | 0 | 0 | 0 | 0 | 0 | 0
IL Climate ParentID 331- CO2 Cap Annual v6.20 | 307 | 7744 | Rate Constraint in MTons | FALSE | L | Annual | Allowances Sold CO2 | Thousand Tons | 0 | 0 | 0 | 0 | 0 | 0 | 0
IL Climate ParentID 331- CO2 Cap Annual v6.20 | 307 | 7744 | Rate Constraint in MTons | FALSE | L | Annual | Allowances Banked | Thousand Tons | 0 | 0 | 0 | 0 | 0 | 0 | 0
IL Climate ParentID 331- CO2 Cap Annual v6.20 | 307 | 7744 | Rate Constraint in MTons | FALSE | L | Annual | Allowances Withdrawn (1:1) | Thousand Tons | 0 | 0 | 0 | 0 | 0 | 0 | 0
IL Climate ParentID 331- CO2 Cap Annual v6.20 | 307 | 7744 | Rate Constraint in MTons | FALSE | L | Annual | Allowances Withdrawn (n:1) | Thousand Tons | 0 | 0 | 0 | 0 | 0 | 0 | 0
IL Climate ParentID 331- CO2 Cap Annual v6.20 | 307 | 7744 | Rate Constraint in MTons | FALSE | L | Annual | Net Emissions Allowance Position | Thousand Tons | 0 | 0 | 2.4446 | 0 | 0 | 0 | 0
IL Climate ParentID 331- CO2 Cap Annual v6.20 | 307 | 7744 | Rate Constraint in MTons | FALSE | L | Annual | Fuel Consumed | TBtu | 0 | 0 | 0.041759 | 0 | 0 | 0 | 0
IL Climate ParentID 331- CO2 Cap Annual v6.20 | 307 | 7744 | Rate Constraint in MTons | FALSE | L | Annual | Rate | lb/MMBtu | 0 | 0 | 117.08 | 0 | 0 | 0 | 0
IL Climate ParentID 331- CO2 Cap Annual v6.20 | 307 | 7744 | Rate Constraint in MTons | FALSE | L | Annual | Generation | TWh | 0 | 0 | 0.0035318 | 0 | 0 | 0 | 0
IL Climate ParentID 331- CO2 Cap Annual v6.20 | 307 | 7744 | Rate Constraint in MTons | FALSE | L | Annual | Qualifying Generation | TWh | 0 | 0 | 0.0035318 | 0 | 0 | 0 | 0
IL Climate ParentID 331- CO2 Cap Annual v6.20 | 307 | 7744 | Rate Constraint in MTons | FALSE | L | Annual | Rate | lb/MWh | 0 | 0 | 1384.3344 | 0 | 0 | 0 | 0
IL Climate ParentID 331- CO2 Cap Annual v6.20 | 307 | 7744 | Rate Constraint in MTons | FALSE | L | Annual | Constraint Shadow Price | US2019$/Ton | 0 | 0 | 0 | 0 | 0 | 0 | 0
IL Climate ParentID 336- CO2 Cap Annual v6.20 | 308 | 7745 | Rate Constraint in MTons | FALSE | L | Annual | Seasons Included | Seasons | Winter, WintShld, Summer | Winter, WintShld, Summer | Winter, WintShld, Summer | Winter, WintShld, Summer | Winter, WintShld, Summer | Winter, WintShld, Summer | Winter, WintShld, Summer
IL Climate ParentID 336- CO2 Cap Annual v6.20 | 308 | 7745 | Rate Constraint in MTons | FALSE | L | Annual | Standard CO2 | Thousand Tons | 0 | 0 | 190.9653 | 190.9653 | 190.9653 | 190.9653 | 190.9653
IL Climate ParentID 336- CO2 Cap Annual v6.20 | 308 | 7745 | Rate Constraint in MTons | FALSE | L | Annual | Emissions at Affected Plants CO2 | Thousand Tons | 0 | 0 | 21.0075 | 0 | 0 | 0 | 0
IL Climate ParentID 336- CO2 Cap Annual v6.20 | 308 | 7745 | Rate Constraint in MTons | FALSE | L | Annual | Allowances Purchased CO2 | Thousand Tons | 0 | 0 | 0 | 0 | 0 | 0 | 0
IL Climate ParentID 336- CO2 Cap Annual v6.20 | 308 | 7745 | Rate Constraint in MTons | FALSE | L | Annual | Allowances Sold CO2 | Thousand Tons | 0 | 0 | 0 | 0 | 0 | 0 | 0
IL Climate ParentID 336- CO2 Cap Annual v6.20 | 308 | 7745 | Rate Constraint in MTons | FALSE | L | Annual | Allowances Banked | Thousand Tons | 0 | 0 | 0 | 0 | 0 | 0 | 0
IL Climate ParentID 336- CO2 Cap Annual v6.20 | 308 | 7745 | Rate Constraint in MTons | FALSE | L | Annual | Allowances Withdrawn (1:1) | Thousand Tons | 0 | 0 | 0 | 0 | 0 | 0 | 0
IL Climate ParentID 336- CO2 Cap Annual v6.20 | 308 | 7745 | Rate Constraint in MTons | FALSE | L | Annual | Allowances Withdrawn (n:1) | Thousand Tons | 0 | 0 | 0 | 0 | 0 | 0 | 0
IL Climate ParentID 336- CO2 Cap Annual v6.20 | 308 | 7745 | Rate Constraint in MTons | FALSE | L | Annual | Net Emissions Allowance Position | Thousand Tons | 0 | 0 | 21.0075 | 0 | 0 | 0 | 0
IL Climate ParentID 336- CO2 Cap Annual v6.20 | 308 | 7745 | Rate Constraint in MTons | FALSE | L | Annual | Fuel Consumed | TBtu | 0 | 0 | 0.35886 | 0 | 0 | 0 | 0
IL Climate ParentID 336- CO2 Cap Annual v6.20 | 308 | 7745 | Rate Constraint in MTons | FALSE | L | Annual | Rate | lb/MMBtu | 0 | 0 | 117.08 | 0 | 0 | 0 | 0
IL Climate ParentID 336- CO2 Cap Annual v6.20 | 308 | 7745 | Rate Constraint in MTons | FALSE | L | Annual | Generation | TWh | 0 | 0 | 0.031797 | 0 | 0 | 0 | 0
IL Climate ParentID 336- CO2 Cap Annual v6.20 | 308 | 7745 | Rate Constraint in MTons | FALSE | L | Annual | Qualifying Generation | TWh | 0 | 0 | 0.031797 | 0 | 0 | 0 | 0
IL Climate ParentID 336- CO2 Cap Annual v6.20 | 308 | 7745 | Rate Constraint in MTons | FALSE | L | Annual | Rate | lb/MWh | 0 | 0 | 1321.3649 | 0 | 0 | 0 | 0
IL Climate ParentID 336- CO2 Cap Annual v6.20 | 308 | 7745 | Rate Constraint in MTons | FALSE | L | Annual | Constraint Shadow Price | US2019$/Ton | 0 | 0 | 0 | 0 | 0 | 0 | 0
IL Climate ParentID 3563- CO2 Cap Annual v6.20 | 309 | 7771 | Rate Constraint in MTons | FALSE | L | Annual | Seasons Included | Seasons | Winter, WintShld, Summer | Winter, WintShld, Summer | Winter, WintShld, Summer | Winter, WintShld, Summer | Winter, WintShld, Summer | Winter, WintShld, Summer | Winter, WintShld, Summer
IL Climate ParentID 3563- CO2 Cap Annual v6.20 | 309 | 7771 | Rate Constraint in MTons | FALSE | L | Annual | Standard CO2 | Thousand Tons | 0 | 0 | 3726.0581 | 3726.0581 | 3726.0581 | 3726.0581 | 3726.0581
IL Climate ParentID 3563- CO2 Cap Annual v6.20 | 309 | 7771 | Rate Constraint in MTons | FALSE | L | Annual | Emissions at Affected Plants CO2 | Thousand Tons | 0 | 0 | 2693.6137 | 0 | 0 | 0 | 0
IL Climate ParentID 3563- CO2 Cap Annual v6.20 | 309 | 7771 | Rate Constraint in MTons | FALSE | L | Annual | Allowances Purchased CO2 | Thousand Tons | 0 | 0 | 0 | 0 | 0 | 0 | 0
IL Climate ParentID 3563- CO2 Cap Annual v6.20 | 309 | 7771 | Rate Constraint in MTons | FALSE | L | Annual | Allowances Sold CO2 | Thousand Tons | 0 | 0 | 0 | 0 | 0 | 0 | 0
IL Climate ParentID 3563- CO2 Cap Annual v6.20 | 309 | 7771 | Rate Constraint in MTons | FALSE | L | Annual | Allowances Banked | Thousand Tons | 0 | 0 | 0 | 0 | 0 | 0 | 0
IL Climate ParentID 3563- CO2 Cap Annual v6.20 | 309 | 7771 | Rate Constraint in MTons | FALSE | L | Annual | Allowances Withdrawn (1:1) | Thousand Tons | 0 | 0 | 0 | 0 | 0 | 0 | 0
IL Climate ParentID 3563- CO2 Cap Annual v6.20 | 309 | 7771 | Rate Constraint in MTons | FALSE | L | Annual | Allowances Withdrawn (n:1) | Thousand Tons | 0 | 0 | 0 | 0 | 0 | 0 | 0
IL Climate ParentID 3563- CO2 Cap Annual v6.20 | 309 | 7771 | Rate Constraint in MTons | FALSE | L | Annual | Net Emissions Allowance Position | Thousand Tons | 0 | 0 | 2693.6137 | 0 | 0 | 0 | 0
IL Climate ParentID 3563- CO2 Cap Annual v6.20 | 309 | 7771 | Rate Constraint in MTons | FALSE | L | Annual | Fuel Consumed | TBtu | 0 | 0 | 25.997 | 0 | 0 | 0 | 0
IL Climate ParentID 3563- CO2 Cap Annual v6.20 | 309 | 7771 | Rate Constraint in MTons | FALSE | L | Annual | Rate | lb/MMBtu | 0 | 0 | 207.225 | 0 | 0 | 0 | 0
IL Climate ParentID 3563- CO2 Cap Annual v6.20 | 309 | 7771 | Rate Constraint in MTons | FALSE | L | Annual | Generation | TWh | 0 | 0 | 2.7683 | 0 | 0 | 0 | 0
IL Climate ParentID 3563- CO2 Cap Annual v6.20 | 309 | 7771 | Rate Constraint in MTons | FALSE | L | Annual | Qualifying Generation | TWh | 0 | 0 | 2.7683 | 0 | 0 | 0 | 0
IL Climate ParentID 3563- CO2 Cap Annual v6.20 | 309 | 7771 | Rate Constraint in MTons | FALSE | L | Annual | Rate | lb/MWh | 0 | 0 | 1946.0496 | 0 | 0 | 0 | 0
IL Climate ParentID 3563- CO2 Cap Annual v6.20 | 309 | 7771 | Rate Constraint in MTons | FALSE | L | Annual | Constraint Shadow Price | US2019$/Ton | 0 | 0 | 0 | 0 | 0 | 0 | 0
IL Climate ParentID 3564- CO2 Cap Annual v6.20 | 310 | 7772 | Rate Constraint in MTons | FALSE | L | Annual | Seasons Included | Seasons | Winter, WintShld, Summer | Winter, WintShld, Summer | Winter, WintShld, Summer | Winter, WintShld, Summer | Winter, WintShld, Summer | Winter, WintShld, Summer | Winter, WintShld, Summer
IL Climate ParentID 3564- CO2 Cap Annual v6.20 | 310 | 7772 | Rate Constraint in MTons | FALSE | L | Annual | Standard CO2 | Thousand Tons | 0 | 0 | 3621.2811 | 3621.2811 | 3621.2811 | 3621.2811 | 3621.2811
IL Climate ParentID 3564- CO2 Cap Annual v6.20 | 310 | 7772 | Rate Constraint in MTons | FALSE | L | Annual | Emissions at Affected Plants CO2 | Thousand Tons | 0 | 0 | 2716.9534 | 0 | 0 | 0 | 0
IL Climate ParentID 3564- CO2 Cap Annual v6.20 | 310 | 7772 | Rate Constraint in MTons | FALSE | L | Annual | Allowances Purchased CO2 | Thousand Tons | 0 | 0 | 0 | 0 | 0 | 0 | 0
IL Climate ParentID 3564- CO2 Cap Annual v6.20 | 310 | 7772 | Rate Constraint in MTons | FALSE | L | Annual | Allowances Sold CO2 | Thousand Tons | 0 | 0 | 0 | 0 | 0 | 0 | 0
IL Climate ParentID 3564- CO2 Cap Annual v6.20 | 310 | 7772 | Rate Constraint in MTons | FALSE | L | Annual | Allowances Banked | Thousand Tons | 0 | 0 | 0 | 0 | 0 | 0 | 0
IL Climate ParentID 3564- CO2 Cap Annual v6.20 | 310 | 7772 | Rate Constraint in MTons | FALSE | L | Annual | Allowances Withdrawn (1:1) | Thousand Tons | 0 | 0 | 0 | 0 | 0 | 0 | 0
IL Climate ParentID 3564- CO2 Cap Annual v6.20 | 310 | 7772 | Rate Constraint in MTons | FALSE | L | Annual | Allowances Withdrawn (n:1) | Thousand Tons | 0 | 0 | 0 | 0 | 0 | 0 | 0
IL Climate ParentID 3564- CO2 Cap Annual v6.20 | 310 | 7772 | Rate Constraint in MTons | FALSE | L | Annual | Net Emissions Allowance Position | Thousand Tons | 0 | 0 | 2716.9534 | 0 | 0 | 0 | 0
IL Climate ParentID 3564- CO2 Cap Annual v6.20 | 310 | 7772 | Rate Constraint in MTons | FALSE | L | Annual | Fuel Consumed | TBtu | 0 | 0 | 26.2223 | 0 | 0 | 0 | 0
IL Climate ParentID 3564- CO2 Cap Annual v6.20 | 310 | 7772 | Rate Constraint in MTons | FALSE | L | Annual | Rate | lb/MMBtu | 0 | 0 | 207.225 | 0 | 0 | 0 | 0
IL Climate ParentID 3564- CO2 Cap Annual v6.20 | 310 | 7772 | Rate Constraint in MTons | FALSE | L | Annual | Generation | TWh | 0 | 0 | 2.8057 | 0 | 0 | 0 | 0
IL Climate ParentID 3564- CO2 Cap Annual v6.20 | 310 | 7772 | Rate Constraint in MTons | FALSE | L | Annual | Qualifying Generation | TWh | 0 | 0 | 2.8057 | 0 | 0 | 0 | 0
IL Climate ParentID 3564- CO2 Cap Annual v6.20 | 310 | 7772 | Rate Constraint in MTons | FALSE | L | Annual | Rate | lb/MWh | 0 | 0 | 1936.7245 | 0 | 0 | 0 | 0
IL Climate ParentID 3564- CO2 Cap Annual v6.20 | 310 | 7772 | Rate Constraint in MTons | FALSE | L | Annual | Constraint Shadow Price | US2019$/Ton | 0 | 0 | 0 | 0 | 0 | 0 | 0
IL Climate ParentID 3789- CO2 Cap Annual v6.20 | 311 | 7773 | Rate Constraint in MTons | FALSE | L | Annual | Seasons Included | Seasons | Winter, WintShld, Summer | Winter, WintShld, Summer | Winter, WintShld, Summer | Winter, WintShld, Summer | Winter, WintShld, Summer | Winter, WintShld, Summer | Winter, WintShld, Summer
IL Climate ParentID 3789- CO2 Cap Annual v6.20 | 311 | 7773 | Rate Constraint in MTons | FALSE | L | Annual | Standard CO2 | Thousand Tons | 0 | 0 | 128.792 | 128.792 | 128.792 | 128.792 | 128.792
IL Climate ParentID 3789- CO2 Cap Annual v6.20 | 311 | 7773 | Rate Constraint in MTons | FALSE | L | Annual | Emissions at Affected Plants CO2 | Thousand Tons | 0 | 0 | 0 | 0 | 0 | 0 | 0
IL Climate ParentID 3789- CO2 Cap Annual v6.20 | 311 | 7773 | Rate Constraint in MTons | FALSE | L | Annual | Allowances Purchased CO2 | Thousand Tons | 0 | 0 | 0 | 0 | 0 | 0 | 0
IL Climate ParentID 3789- CO2 Cap Annual v6.20 | 311 | 7773 | Rate Constraint in MTons | FALSE | L | Annual | Allowances Sold CO2 | Thousand Tons | 0 | 0 | 0 | 0 | 0 | 0 | 0
IL Climate ParentID 3789- CO2 Cap Annual v6.20 | 311 | 7773 | Rate Constraint in MTons | FALSE | L | Annual | Allowances Banked | Thousand Tons | 0 | 0 | 0 | 0 | 0 | 0 | 0
IL Climate ParentID 3789- CO2 Cap Annual v6.20 | 311 | 7773 | Rate Constraint in MTons | FALSE | L | Annual | Allowances Withdrawn (1:1) | Thousand Tons | 0 | 0 | 0 | 0 | 0 | 0 | 0
IL Climate ParentID 3789- CO2 Cap Annual v6.20 | 311 | 7773 | Rate Constraint in MTons | FALSE | L | Annual | Allowances Withdrawn (n:1) | Thousand Tons | 0 | 0 | 0 | 0 | 0 | 0 | 0
IL Climate ParentID 3789- CO2 Cap Annual v6.20 | 311 | 7773 | Rate Constraint in MTons | FALSE | L | Annual | Net Emissions Allowance Position | Thousand Tons | 0 | 0 | 0 | 0 | 0 | 0 | 0
IL Climate ParentID 3789- CO2 Cap Annual v6.20 | 311 | 7773 | Rate Constraint in MTons | FALSE | L | Annual | Fuel Consumed | TBtu | 0 | 0 | 0 | 0 | 0 | 0 | 0
IL Climate ParentID 3789- CO2 Cap Annual v6.20 | 311 | 7773 | Rate Constraint in MTons | FALSE | L | Annual | Rate | lb/MMBtu | 0 | 0 | 0 | 0 | 0 | 0 | 0
IL Climate ParentID 3789- CO2 Cap Annual v6.20 | 311 | 7773 | Rate Constraint in MTons | FALSE | L | Annual | Generation | TWh | 0 | 0 | 0 | 0 | 0 | 0 | 0
IL Climate ParentID 3789- CO2 Cap Annual v6.20 | 311 | 7773 | Rate Constraint in MTons | FALSE | L | Annual | Qualifying Generation | TWh | 0 | 0 | 0 | 0 | 0 | 0 | 0
IL Climate ParentID 3789- CO2 Cap Annual v6.20 | 311 | 7773 | Rate Constraint in MTons | FALSE | L | Annual | Rate | lb/MWh | 0 | 0 | 0 | 0 | 0 | 0 | 0
IL Climate ParentID 3789- CO2 Cap Annual v6.20 | 311 | 7773 | Rate Constraint in MTons | FALSE | L | Annual | Constraint Shadow Price | US2019$/Ton | 0 | 0 | 0 | 0 | 0 | 0 | 0
IL Climate ParentID 3790- CO2 Cap Annual v6.20 | 312 | 7774 | Rate Constraint in MTons | FALSE | L | Annual | Seasons Included | Seasons | Winter, WintShld, Summer | Winter, WintShld, Summer | Winter, WintShld, Summer | Winter, WintShld, Summer | Winter, WintShld, Summer | Winter, WintShld, Summer | Winter, WintShld, Summer
IL Climate ParentID 3790- CO2 Cap Annual v6.20 | 312 | 7774 | Rate Constraint in MTons | FALSE | L | Annual | Standard CO2 | Thousand Tons | 0 | 0 | 100.1698 | 100.1698 | 100.1698 | 100.1698 | 100.1698
IL Climate ParentID 3790- CO2 Cap Annual v6.20 | 312 | 7774 | Rate Constraint in MTons | FALSE | L | Annual | Emissions at Affected Plants CO2 | Thousand Tons | 0 | 0 | 0 | 0 | 0 | 0 | 0
IL Climate ParentID 3790- CO2 Cap Annual v6.20 | 312 | 7774 | Rate Constraint in MTons | FALSE | L | Annual | Allowances Purchased CO2 | Thousand Tons | 0 | 0 | 0 | 0 | 0 | 0 | 0
IL Climate ParentID 3790- CO2 Cap Annual v6.20 | 312 | 7774 | Rate Constraint in MTons | FALSE | L | Annual | Allowances Sold CO2 | Thousand Tons | 0 | 0 | 0 | 0 | 0 | 0 | 0
IL Climate ParentID 3790- CO2 Cap Annual v6.20 | 312 | 7774 | Rate Constraint in MTons | FALSE | L | Annual | Allowances Banked | Thousand Tons | 0 | 0 | 0 | 0 | 0 | 0 | 0
IL Climate ParentID 3790- CO2 Cap Annual v6.20 | 312 | 7774 | Rate Constraint in MTons | FALSE | L | Annual | Allowances Withdrawn (1:1) | Thousand Tons | 0 | 0 | 0 | 0 | 0 | 0 | 0
IL Climate ParentID 3790- CO2 Cap Annual v6.20 | 312 | 7774 | Rate Constraint in MTons | FALSE | L | Annual | Allowances Withdrawn (n:1) | Thousand Tons | 0 | 0 | 0 | 0 | 0 | 0 | 0
IL Climate ParentID 3790- CO2 Cap Annual v6.20 | 312 | 7774 | Rate Constraint in MTons | FALSE | L | Annual | Net Emissions Allowance Position | Thousand Tons | 0 | 0 | 0 | 0 | 0 | 0 | 0
IL Climate ParentID 3790- CO2 Cap Annual v6.20 | 312 | 7774 | Rate Constraint in MTons | FALSE | L | Annual | Fuel Consumed | TBtu | 0 | 0 | 0 | 0 | 0 | 0 | 0
IL Climate ParentID 3790- CO2 Cap Annual v6.20 | 312 | 7774 | Rate Constraint in MTons | FALSE | L | Annual | Rate | lb/MMBtu | 0 | 0 | 0 | 0 | 0 | 0 | 0
IL Climate ParentID 3790- CO2 Cap Annual v6.20 | 312 | 7774 | Rate Constraint in MTons | FALSE | L | Annual | Generation | TWh | 0 | 0 | 0 | 0 | 0 | 0 | 0
IL Climate ParentID 3790- CO2 Cap Annual v6.20 | 312 | 7774 | Rate Constraint in MTons | FALSE | L | Annual | Qualifying Generation | TWh | 0 | 0 | 0 | 0 | 0 | 0 | 0
IL Climate ParentID 3790- CO2 Cap Annual v6.20 | 312 | 7774 | Rate Constraint in MTons | FALSE | L | Annual | Rate | lb/MWh | 0 | 0 | 0 | 0 | 0 | 0 | 0
IL Climate ParentID 3790- CO2 Cap Annual v6.20 | 312 | 7774 | Rate Constraint in MTons | FALSE | L | Annual | Constraint Shadow Price | US2019$/Ton | 0 | 0 | 0 | 0 | 0 | 0 | 0
IL Climate ParentID 3791- CO2 Cap Annual v6.20 | 313 | 7775 | Rate Constraint in MTons | FALSE | L | Annual | Seasons Included | Seasons | Winter, WintShld, Summer | Winter, WintShld, Summer | Winter, WintShld, Summer | Winter, WintShld, Summer | Winter, WintShld, Summer | Winter, WintShld, Summer | Winter, WintShld, Summer
IL Climate ParentID 3791- CO2 Cap Annual v6.20 | 313 | 7775 | Rate Constraint in MTons | FALSE | L | Annual | Standard CO2 | Thousand Tons | 0 | 0 | 351.7674 | 351.7674 | 351.7674 | 351.7674 | 351.7674
IL Climate ParentID 3791- CO2 Cap Annual v6.20 | 313 | 7775 | Rate Constraint in MTons | FALSE | L | Annual | Emissions at Affected Plants CO2 | Thousand Tons | 0 | 0 | 0 | 0 | 0 | 0 | 0
IL Climate ParentID 3791- CO2 Cap Annual v6.20 | 313 | 7775 | Rate Constraint in MTons | FALSE | L | Annual | Allowances Purchased CO2 | Thousand Tons | 0 | 0 | 0 | 0 | 0 | 0 | 0
IL Climate ParentID 3791- CO2 Cap Annual v6.20 | 313 | 7775 | Rate Constraint in MTons | FALSE | L | Annual | Allowances Sold CO2 | Thousand Tons | 0 | 0 | 0 | 0 | 0 | 0 | 0
IL Climate ParentID 3791- CO2 Cap Annual v6.20 | 313 | 7775 | Rate Constraint in MTons | FALSE | L | Annual | Allowances Banked | Thousand Tons | 0 | 0 | 0 | 0 | 0 | 0 | 0
IL Climate ParentID 3791- CO2 Cap Annual v6.20 | 313 | 7775 | Rate Constraint in MTons | FALSE | L | Annual | Allowances Withdrawn (1:1) | Thousand Tons | 0 | 0 | 0 | 0 | 0 | 0 | 0
IL Climate ParentID 3791- CO2 Cap Annual v6.20 | 313 | 7775 | Rate Constraint in MTons | FALSE | L | Annual | Allowances Withdrawn (n:1) | Thousand Tons | 0 | 0 | 0 | 0 | 0 | 0 | 0
IL Climate ParentID 3791- CO2 Cap Annual v6.20 | 313 | 7775 | Rate Constraint in MTons | FALSE | L | Annual | Net Emissions Allowance Position | Thousand Tons | 0 | 0 | 0 | 0 | 0 | 0 | 0
IL Climate ParentID 3791- CO2 Cap Annual v6.20 | 313 | 7775 | Rate Constraint in MTons | FALSE | L | Annual | Fuel Consumed | TBtu | 0 | 0 | 0 | 0 | 0 | 0 | 0
IL Climate ParentID 3791- CO2 Cap Annual v6.20 | 313 | 7775 | Rate Constraint in MTons | FALSE | L | Annual | Rate | lb/MMBtu | 0 | 0 | 0 | 0 | 0 | 0 | 0
IL Climate ParentID 3791- CO2 Cap Annual v6.20 | 313 | 7775 | Rate Constraint in MTons | FALSE | L | Annual | Generation | TWh | 0 | 0 | 0 | 0 | 0 | 0 | 0
IL Climate ParentID 3791- CO2 Cap Annual v6.20 | 313 | 7775 | Rate Constraint in MTons | FALSE | L | Annual | Qualifying Generation | TWh | 0 | 0 | 0 | 0 | 0 | 0 | 0
IL Climate ParentID 3791- CO2 Cap Annual v6.20 | 313 | 7775 | Rate Constraint in MTons | FALSE | L | Annual | Rate | lb/MWh | 0 | 0 | 0 | 0 | 0 | 0 | 0
IL Climate ParentID 3791- CO2 Cap Annual v6.20 | 313 | 7775 | Rate Constraint in MTons | FALSE | L | Annual | Constraint Shadow Price | US2019$/Ton | 0 | 0 | 0 | 0 | 0 | 0 | 0
IL Climate ParentID 450- CO2 Cap Annual v6.20 | 314 | 7746 | Rate Constraint in MTons | FALSE | L | Annual | Seasons Included | Seasons | Winter, WintShld, Summer | Winter, WintShld, Summer | Winter, WintShld, Summer | Winter, WintShld, Summer | Winter, WintShld, Summer | Winter, WintShld, Summer | Winter, WintShld, Summer
IL Climate ParentID 450- CO2 Cap Annual v6.20 | 314 | 7746 | Rate Constraint in MTons | FALSE | L | Annual | Standard CO2 | Thousand Tons | 0 | 0 | 29.8709 | 29.8709 | 29.8709 | 29.8709 | 29.8709
IL Climate ParentID 450- CO2 Cap Annual v6.20 | 314 | 7746 | Rate Constraint in MTons | FALSE | L | Annual | Emissions at Affected Plants CO2 | Thousand Tons | 0 | 0 | 29.8709 | 0.55508 | 0 | 0 | 0
IL Climate ParentID 450- CO2 Cap Annual v6.20 | 314 | 7746 | Rate Constraint in MTons | FALSE | L | Annual | Allowances Purchased CO2 | Thousand Tons | 0 | 0 | 0 | 0 | 0 | 0 | 0
IL Climate ParentID 450- CO2 Cap Annual v6.20 | 314 | 7746 | Rate Constraint in MTons | FALSE | L | Annual | Allowances Sold CO2 | Thousand Tons | 0 | 0 | 0 | 0 | 0 | 0 | 0
IL Climate ParentID 450- CO2 Cap Annual v6.20 | 314 | 7746 | Rate Constraint in MTons | FALSE | L | Annual | Allowances Banked | Thousand Tons | 0 | 0 | 0 | 0 | 0 | 0 | 0
IL Climate ParentID 450- CO2 Cap Annual v6.20 | 314 | 7746 | Rate Constraint in MTons | FALSE | L | Annual | Allowances Withdrawn (1:1) | Thousand Tons | 0 | 0 | 0 | 0 | 0 | 0 | 0
IL Climate ParentID 450- CO2 Cap Annual v6.20 | 314 | 7746 | Rate Constraint in MTons | FALSE | L | Annual | Allowances Withdrawn (n:1) | Thousand Tons | 0 | 0 | 0 | 0 | 0 | 0 | 0
IL Climate ParentID 450- CO2 Cap Annual v6.20 | 314 | 7746 | Rate Constraint in MTons | FALSE | L | Annual | Net Emissions Allowance Position | Thousand Tons | 0 | 0 | 29.8709 | 0.55508 | 0 | 0 | 0
IL Climate ParentID 450- CO2 Cap Annual v6.20 | 314 | 7746 | Rate Constraint in MTons | FALSE | L | Annual | Fuel Consumed | TBtu | 0 | 0 | 0.51026 | 0.009482 | 0 | 0 | 0
IL Climate ParentID 450- CO2 Cap Annual v6.20 | 314 | 7746 | Rate Constraint in MTons | FALSE | L | Annual | Rate | lb/MMBtu | 0 | 0 | 117.08 | 117.08 | 0 | 0 | 0
IL Climate ParentID 450- CO2 Cap Annual v6.20 | 314 | 7746 | Rate Constraint in MTons | FALSE | L | Annual | Generation | TWh | 0 | 0 | 0.047489 | 0.00088246 | 0 | 0 | 0
IL Climate ParentID 450- CO2 Cap Annual v6.20 | 314 | 7746 | Rate Constraint in MTons | FALSE | L | Annual | Qualifying Generation | TWh | 0 | 0 | 0.047489 | 0.00088246 | 0 | 0 | 0
IL Climate ParentID 450- CO2 Cap Annual v6.20 | 314 | 7746 | Rate Constraint in MTons | FALSE | L | Annual | Rate | lb/MWh | 0 | 0 | 1258.0246 | 1258.0246 | 0 | 0 | 0
IL Climate ParentID 450- CO2 Cap Annual v6.20 | 314 | 7746 | Rate Constraint in MTons | FALSE | L | Annual | Constraint Shadow Price | US2019$/Ton | 0 | 0 | 1.4245 | 0 | 0 | 0 | 0
IL Climate ParentID 451- CO2 Cap Annual v6.20 | 315 | 7747 | Rate Constraint in MTons | FALSE | L | Annual | Seasons Included | Seasons | Winter, WintShld, Summer | Winter, WintShld, Summer | Winter, WintShld, Summer | Winter, WintShld, Summer | Winter, WintShld, Summer | Winter, WintShld, Summer | Winter, WintShld, Summer
IL Climate ParentID 451- CO2 Cap Annual v6.20 | 315 | 7747 | Rate Constraint in MTons | FALSE | L | Annual | Standard CO2 | Thousand Tons | 0 | 0 | 28.5997 | 28.5997 | 28.5997 | 28.5997 | 28.5997
IL Climate ParentID 451- CO2 Cap Annual v6.20 | 315 | 7747 | Rate Constraint in MTons | FALSE | L | Annual | Emissions at Affected Plants CO2 | Thousand Tons | 0 | 0 | 23.6888 | 0 | 0 | 0 | 0
IL Climate ParentID 451- CO2 Cap Annual v6.20 | 315 | 7747 | Rate Constraint in MTons | FALSE | L | Annual | Allowances Purchased CO2 | Thousand Tons | 0 | 0 | 0 | 0 | 0 | 0 | 0
IL Climate ParentID 451- CO2 Cap Annual v6.20 | 315 | 7747 | Rate Constraint in MTons | FALSE | L | Annual | Allowances Sold CO2 | Thousand Tons | 0 | 0 | 0 | 0 | 0 | 0 | 0
IL Climate ParentID 451- CO2 Cap Annual v6.20 | 315 | 7747 | Rate Constraint in MTons | FALSE | L | Annual | Allowances Banked | Thousand Tons | 0 | 0 | 0 | 0 | 0 | 0 | 0
IL Climate ParentID 451- CO2 Cap Annual v6.20 | 315 | 7747 | Rate Constraint in MTons | FALSE | L | Annual | Allowances Withdrawn (1:1) | Thousand Tons | 0 | 0 | 0 | 0 | 0 | 0 | 0
IL Climate ParentID 451- CO2 Cap Annual v6.20 | 315 | 7747 | Rate Constraint in MTons | FALSE | L | Annual | Allowances Withdrawn (n:1) | Thousand Tons | 0 | 0 | 0 | 0 | 0 | 0 | 0
IL Climate ParentID 451- CO2 Cap Annual v6.20 | 315 | 7747 | Rate Constraint in MTons | FALSE | L | Annual | Net Emissions Allowance Position | Thousand Tons | 0 | 0 | 23.6888 | 0 | 0 | 0 | 0
IL Climate ParentID 451- CO2 Cap Annual v6.20 | 315 | 7747 | Rate Constraint in MTons | FALSE | L | Annual | Fuel Consumed | TBtu | 0 | 0 | 0.40466 | 0 | 0 | 0 | 0
IL Climate ParentID 451- CO2 Cap Annual v6.20 | 315 | 7747 | Rate Constraint in MTons | FALSE | L | Annual | Rate | lb/MMBtu | 0 | 0 | 117.08 | 0 | 0 | 0 | 0
IL Climate ParentID 451- CO2 Cap Annual v6.20 | 315 | 7747 | Rate Constraint in MTons | FALSE | L | Annual | Generation | TWh | 0 | 0 | 0.03736 | 0 | 0 | 0 | 0
IL Climate ParentID 451- CO2 Cap Annual v6.20 | 315 | 7747 | Rate Constraint in MTons | FALSE | L | Annual | Qualifying Generation | TWh | 0 | 0 | 0.03736 | 0 | 0 | 0 | 0
IL Climate ParentID 451- CO2 Cap Annual v6.20 | 315 | 7747 | Rate Constraint in MTons | FALSE | L | Annual | Rate | lb/MWh | 0 | 0 | 1268.152 | 0 | 0 | 0 | 0
IL Climate ParentID 451- CO2 Cap Annual v6.20 | 315 | 7747 | Rate Constraint in MTons | FALSE | L | Annual | Constraint Shadow Price | US2019$/Ton | 0 | 0 | 0 | 0 | 0 | 0 | 0
IL Climate ParentID 452- CO2 Cap Annual v6.20 | 316 | 7748 | Rate Constraint in MTons | FALSE | L | Annual | Seasons Included | Seasons | Winter, WintShld, Summer | Winter, WintShld, Summer | Winter, WintShld, Summer | Winter, WintShld, Summer | Winter, WintShld, Summer | Winter, WintShld, Summer | Winter, WintShld, Summer
IL Climate ParentID 452- CO2 Cap Annual v6.20 | 316 | 7748 | Rate Constraint in MTons | FALSE | L | Annual | Standard CO2 | Thousand Tons | 0 | 0 | 70.0018 | 70.0018 | 70.0018 | 70.0018 | 70.0018
IL Climate ParentID 452- CO2 Cap Annual v6.20 | 316 | 7748 | Rate Constraint in MTons | FALSE | L | Annual | Emissions at Affected Plants CO2 | Thousand Tons | 0 | 0 | 43.7688 | 0 | 0 | 0 | 0
IL Climate ParentID 452- CO2 Cap Annual v6.20 | 316 | 7748 | Rate Constraint in MTons | FALSE | L | Annual | Allowances Purchased CO2 | Thousand Tons | 0 | 0 | 0 | 0 | 0 | 0 | 0
IL Climate ParentID 452- CO2 Cap Annual v6.20 | 316 | 7748 | Rate Constraint in MTons | FALSE | L | Annual | Allowances Sold CO2 | Thousand Tons | 0 | 0 | 0 | 0 | 0 | 0 | 0
IL Climate ParentID 452- CO2 Cap Annual v6.20 | 316 | 7748 | Rate Constraint in MTons | FALSE | L | Annual | Allowances Banked | Thousand Tons | 0 | 0 | 0 | 0 | 0 | 0 | 0
IL Climate ParentID 452- CO2 Cap Annual v6.20 | 316 | 7748 | Rate Constraint in MTons | FALSE | L | Annual | Allowances Withdrawn (1:1) | Thousand Tons | 0 | 0 | 0 | 0 | 0 | 0 | 0
IL Climate ParentID 452- CO2 Cap Annual v6.20 | 316 | 7748 | Rate Constraint in MTons | FALSE | L | Annual | Allowances Withdrawn (n:1) | Thousand Tons | 0 | 0 | 0 | 0 | 0 | 0 | 0
IL Climate ParentID 452- CO2 Cap Annual v6.20 | 316 | 7748 | Rate Constraint in MTons | FALSE | L | Annual | Net Emissions Allowance Position | Thousand Tons | 0 | 0 | 43.7688 | 0 | 0 | 0 | 0
IL Climate ParentID 452- CO2 Cap Annual v6.20 | 316 | 7748 | Rate Constraint in MTons | FALSE | L | Annual | Fuel Consumed | TBtu | 0 | 0 | 0.74767 | 0 | 0 | 0 | 0
IL Climate ParentID 452- CO2 Cap Annual v6.20 | 316 | 7748 | Rate Constraint in MTons | FALSE | L | Annual | Rate | lb/MMBtu | 0 | 0 | 117.08 | 0 | 0 | 0 | 0
IL Climate ParentID 452- CO2 Cap Annual v6.20 | 316 | 7748 | Rate Constraint in MTons | FALSE | L | Annual | Generation | TWh | 0 | 0 | 0.069583 | 0 | 0 | 0 | 0
IL Climate ParentID 452- CO2 Cap Annual v6.20 | 316 | 7748 | Rate Constraint in MTons | FALSE | L | Annual | Qualifying Generation | TWh | 0 | 0 | 0.069583 | 0 | 0 | 0 | 0
IL Climate ParentID 452- CO2 Cap Annual v6.20 | 316 | 7748 | Rate Constraint in MTons | FALSE | L | Annual | Rate | lb/MWh | 0 | 0 | 1258.0246 | 0 | 0 | 0 | 0
IL Climate ParentID 452- CO2 Cap Annual v6.20 | 316 | 7748 | Rate Constraint in MTons | FALSE | L | Annual | Constraint Shadow Price | US2019$/Ton | 0 | 0 | 0 | 0 | 0 | 0 | 0
IL Climate ParentID 453- CO2 Cap Annual v6.20 | 317 | 7749 | Rate Constraint in MTons | FALSE | L | Annual | Seasons Included | Seasons | Winter, WintShld, Summer | Winter, WintShld, Summer | Winter, WintShld, Summer | Winter, WintShld, Summer | Winter, WintShld, Summer | Winter, WintShld, Summer | Winter, WintShld, Summer
IL Climate ParentID 453- CO2 Cap Annual v6.20 | 317 | 7749 | Rate Constraint in MTons | FALSE | L | Annual | Standard CO2 | Thousand Tons | 0 | 0 | 0.28801 | 0.28801 | 0.28801 | 0.28801 | 0.28801
IL Climate ParentID 453- CO2 Cap Annual v6.20 | 317 | 7749 | Rate Constraint in MTons | FALSE | L | Annual | Emissions at Affected Plants CO2 | Thousand Tons | 0 | 0 | 0.28801 | 0.12756 | 0 | 0 | 0
IL Climate ParentID 453- CO2 Cap Annual v6.20 | 317 | 7749 | Rate Constraint in MTons | FALSE | L | Annual | Allowances Purchased CO2 | Thousand Tons | 0 | 0 | 0 | 0 | 0 | 0 | 0
IL Climate ParentID 453- CO2 Cap Annual v6.20 | 317 | 7749 | Rate Constraint in MTons | FALSE | L | Annual | Allowances Sold CO2 | Thousand Tons | 0 | 0 | 0 | 0 | 0 | 0 | 0
IL Climate ParentID 453- CO2 Cap Annual v6.20 | 317 | 7749 | Rate Constraint in MTons | FALSE | L | Annual | Allowances Banked | Thousand Tons | 0 | 0 | 0 | 0 | 0 | 0 | 0
IL Climate ParentID 453- CO2 Cap Annual v6.20 | 317 | 7749 | Rate Constraint in MTons | FALSE | L | Annual | Allowances Withdrawn (1:1) | Thousand Tons | 0 | 0 | 0 | 0 | 0 | 0 | 0
IL Climate ParentID 453- CO2 Cap Annual v6.20 | 317 | 7749 | Rate Constraint in MTons | FALSE | L | Annual | Allowances Withdrawn (n:1) | Thousand Tons | 0 | 0 | 0 | 0 | 0 | 0 | 0
IL Climate ParentID 453- CO2 Cap Annual v6.20 | 317 | 7749 | Rate Constraint in MTons | FALSE | L | Annual | Net Emissions Allowance Position | Thousand Tons | 0 | 0 | 0.28801 | 0.12756 | 0 | 0 | 0
IL Climate ParentID 453- CO2 Cap Annual v6.20 | 317 | 7749 | Rate Constraint in MTons | FALSE | L | Annual | Fuel Consumed | TBtu | 0 | 0 | 0.0049199 | 0.0021791 | 0 | 0 | 0
IL Climate ParentID 453- CO2 Cap Annual v6.20 | 317 | 7749 | Rate Constraint in MTons | FALSE | L | Annual | Rate | lb/MMBtu | 0 | 0 | 117.08 | 117.08 | 0 | 0 | 0
IL Climate ParentID 453- CO2 Cap Annual v6.20 | 317 | 7749 | Rate Constraint in MTons | FALSE | L | Annual | Generation | TWh | 0 | 0 | 0.00045788 | 0.0002028 | 0 | 0 | 0
IL Climate ParentID 453- CO2 Cap Annual v6.20 | 317 | 7749 | Rate Constraint in MTons | FALSE | L | Annual | Qualifying Generation | TWh | 0 | 0 | 0.00045788 | 0.0002028 | 0 | 0 | 0
IL Climate ParentID 453- CO2 Cap Annual v6.20 | 317 | 7749 | Rate Constraint in MTons | FALSE | L | Annual | Rate | lb/MWh | 0 | 0 | 1258.0246 | 1258.0246 | 0 | 0 | 0
IL Climate ParentID 453- CO2 Cap Annual v6.20 | 317 | 7749 | Rate Constraint in MTons | FALSE | L | Annual | Constraint Shadow Price | US2019$/Ton | 0 | 0 | 7.1563 | 0 | 0 | 0 | 0
IL Climate ParentID 455- CO2 Cap Annual v6.20 | 318 | 7750 | Rate Constraint in MTons | FALSE | L | Annual | Seasons Included | Seasons | Winter, WintShld, Summer | Winter, WintShld, Summer | Winter, WintShld, Summer | Winter, WintShld, Summer | Winter, WintShld, Summer | Winter, WintShld, Summer | Winter, WintShld, Summer
IL Climate ParentID 455- CO2 Cap Annual v6.20 | 318 | 7750 | Rate Constraint in MTons | FALSE | L | Annual | Standard CO2 | Thousand Tons | 0 | 0 | 6.7789 | 6.7789 | 6.7789 | 6.7789 | 6.7789
IL Climate ParentID 455- CO2 Cap Annual v6.20 | 318 | 7750 | Rate Constraint in MTons | FALSE | L | Annual | Emissions at Affected Plants CO2 | Thousand Tons | 0 | 0 | 0 | 0 | 0 | 0 | 0
IL Climate ParentID 455- CO2 Cap Annual v6.20 | 318 | 7750 | Rate Constraint in MTons | FALSE | L | Annual | Allowances Purchased CO2 | Thousand Tons | 0 | 0 | 0 | 0 | 0 | 0 | 0
IL Climate ParentID 455- CO2 Cap Annual v6.20 | 318 | 7750 | Rate Constraint in MTons | FALSE | L | Annual | Allowances Sold CO2 | Thousand Tons | 0 | 0 | 0 | 0 | 0 | 0 | 0
IL Climate ParentID 455- CO2 Cap Annual v6.20 | 318 | 7750 | Rate Constraint in MTons | FALSE | L | Annual | Allowances Banked | Thousand Tons | 0 | 0 | 0 | 0 | 0 | 0 | 0
IL Climate ParentID 455- CO2 Cap Annual v6.20 | 318 | 7750 | Rate Constraint in MTons | FALSE | L | Annual | Allowances Withdrawn (1:1) | Thousand Tons | 0 | 0 | 0 | 0 | 0 | 0 | 0
IL Climate ParentID 455- CO2 Cap Annual v6.20 | 318 | 7750 | Rate Constraint in MTons | FALSE | L | Annual | Allowances Withdrawn (n:1) | Thousand Tons | 0 | 0 | 0 | 0 | 0 | 0 | 0
IL Climate ParentID 455- CO2 Cap Annual v6.20 | 318 | 7750 | Rate Constraint in MTons | FALSE | L | Annual | Net Emissions Allowance Position | Thousand Tons | 0 | 0 | 0 | 0 | 0 | 0 | 0
IL Climate ParentID 455- CO2 Cap Annual v6.20 | 318 | 7750 | Rate Constraint in MTons | FALSE | L | Annual | Fuel Consumed | TBtu | 0 | 0 | 0 | 0 | 0 | 0 | 0
IL Climate ParentID 455- CO2 Cap Annual v6.20 | 318 | 7750 | Rate Constraint in MTons | FALSE | L | Annual | Rate | lb/MMBtu | 0 | 0 | 0 | 0 | 0 | 0 | 0
IL Climate ParentID 455- CO2 Cap Annual v6.20 | 318 | 7750 | Rate Constraint in MTons | FALSE | L | Annual | Generation | TWh | 0 | 0 | 0 | 0 | 0 | 0 | 0
IL Climate ParentID 455- CO2 Cap Annual v6.20 | 318 | 7750 | Rate Constraint in MTons | FALSE | L | Annual | Qualifying Generation | TWh | 0 | 0 | 0 | 0 | 0 | 0 | 0
IL Climate ParentID 455- CO2 Cap Annual v6.20 | 318 | 7750 | Rate Constraint in MTons | FALSE | L | Annual | Rate | lb/MWh | 0 | 0 | 0 | 0 | 0 | 0 | 0
IL Climate ParentID 455- CO2 Cap Annual v6.20 | 318 | 7750 | Rate Constraint in MTons | FALSE | L | Annual | Constraint Shadow Price | US2019$/Ton | 0 | 0 | 0 | 0 | 0 | 0 | 0
IL Climate ParentID 456- CO2 Cap Annual v6.20 | 319 | 7751 | Rate Constraint in MTons | FALSE | L | Annual | Seasons Included | Seasons | Winter, WintShld, Summer | Winter, WintShld, Summer | Winter, WintShld, Summer | Winter, WintShld, Summer | Winter, WintShld, Summer | Winter, WintShld, Summer | Winter, WintShld, Summer
IL Climate ParentID 456- CO2 Cap Annual v6.20 | 319 | 7751 | Rate Constraint in MTons | FALSE | L | Annual | Standard CO2 | Thousand Tons | 0 | 0 | 2.0526 | 2.0526 | 2.0526 | 2.0526 | 2.0526
IL Climate ParentID 456- CO2 Cap Annual v6.20 | 319 | 7751 | Rate Constraint in MTons | FALSE | L | Annual | Emissions at Affected Plants CO2 | Thousand Tons | 0 | 0 | 0 | 0 | 0 | 0 | 0
IL Climate ParentID 456- CO2 Cap Annual v6.20 | 319 | 7751 | Rate Constraint in MTons | FALSE | L | Annual | Allowances Purchased CO2 | Thousand Tons | 0 | 0 | 0 | 0 | 0 | 0 | 0
IL Climate ParentID 456- CO2 Cap Annual v6.20 | 319 | 7751 | Rate Constraint in MTons | FALSE | L | Annual | Allowances Sold CO2 | Thousand Tons | 0 | 0 | 0 | 0 | 0 | 0 | 0
IL Climate ParentID 456- CO2 Cap Annual v6.20 | 319 | 7751 | Rate Constraint in MTons | FALSE | L | Annual | Allowances Banked | Thousand Tons | 0 | 0 | 0 | 0 | 0 | 0 | 0
IL Climate ParentID 456- CO2 Cap Annual v6.20 | 319 | 7751 | Rate Constraint in MTons | FALSE | L | Annual | Allowances Withdrawn (1:1) | Thousand Tons | 0 | 0 | 0 | 0 | 0 | 0 | 0
IL Climate ParentID 456- CO2 Cap Annual v6.20 | 319 | 7751 | Rate Constraint in MTons | FALSE | L | Annual | Allowances Withdrawn (n:1) | Thousand Tons | 0 | 0 | 0 | 0 | 0 | 0 | 0
IL Climate ParentID 456- CO2 Cap Annual v6.20 | 319 | 7751 | Rate Constraint in MTons | FALSE | L | Annual | Net Emissions Allowance Position | Thousand Tons | 0 | 0 | 0 | 0 | 0 | 0 | 0
IL Climate ParentID 456- CO2 Cap Annual v6.20 | 319 | 7751 | Rate Constraint in MTons | FALSE | L | Annual | Fuel Consumed | TBtu | 0 | 0 | 0 | 0 | 0 | 0 | 0
IL Climate ParentID 456- CO2 Cap Annual v6.20 | 319 | 7751 | Rate Constraint in MTons | FALSE | L | Annual | Rate | lb/MMBtu | 0 | 0 | 0 | 0 | 0 | 0 | 0
IL Climate ParentID 456- CO2 Cap Annual v6.20 | 319 | 7751 | Rate Constraint in MTons | FALSE | L | Annual | Generation | TWh | 0 | 0 | 0 | 0 | 0 | 0 | 0
IL Climate ParentID 456- CO2 Cap Annual v6.20 | 319 | 7751 | Rate Constraint in MTons | FALSE | L | Annual | Qualifying Generation | TWh | 0 | 0 | 0 | 0 | 0 | 0 | 0
IL Climate ParentID 456- CO2 Cap Annual v6.20 | 319 | 7751 | Rate Constraint in MTons | FALSE | L | Annual | Rate | lb/MWh | 0 | 0 | 0 | 0 | 0 | 0 | 0
IL Climate ParentID 456- CO2 Cap Annual v6.20 | 319 | 7751 | Rate Constraint in MTons | FALSE | L | Annual | Constraint Shadow Price | US2019$/Ton | 0 | 0 | 0 | 0 | 0 | 0 | 0
IL Climate ParentID 463- CO2 Cap Annual v6.20 | 320 | 7752 | Rate Constraint in MTons | FALSE | L | Annual | Seasons Included | Seasons | Winter, WintShld, Summer | Winter, WintShld, Summer | Winter, WintShld, Summer | Winter, WintShld, Summer | Winter, WintShld, Summer | Winter, WintShld, Summer | Winter, WintShld, Summer
IL Climate ParentID 463- CO2 Cap Annual v6.20 | 320 | 7752 | Rate Constraint in MTons | FALSE | L | Annual | Standard CO2 | Thousand Tons | 0 | 0 | 4.0397 | 4.0397 | 4.0397 | 4.0397 | 4.0397
IL Climate ParentID 463- CO2 Cap Annual v6.20 | 320 | 7752 | Rate Constraint in MTons | FALSE | L | Annual | Emissions at Affected Plants CO2 | Thousand Tons | 0 | 0 | 4.0397 | 0 | 0 | 0 | 0
IL Climate ParentID 463- CO2 Cap Annual v6.20 | 320 | 7752 | Rate Constraint in MTons | FALSE | L | Annual | Allowances Purchased CO2 | Thousand Tons | 0 | 0 | 0 | 0 | 0 | 0 | 0
IL Climate ParentID 463- CO2 Cap Annual v6.20 | 320 | 7752 | Rate Constraint in MTons | FALSE | L | Annual | Allowances Sold CO2 | Thousand Tons | 0 | 0 | 0 | 0 | 0 | 0 | 0
IL Climate ParentID 463- CO2 Cap Annual v6.20 | 320 | 7752 | Rate Constraint in MTons | FALSE | L | Annual | Allowances Banked | Thousand Tons | 0 | 0 | 0 | 0 | 0 | 0 | 0
IL Climate ParentID 463- CO2 Cap Annual v6.20 | 320 | 7752 | Rate Constraint in MTons | FALSE | L | Annual | Allowances Withdrawn (1:1) | Thousand Tons | 0 | 0 | 0 | 0 | 0 | 0 | 0
IL Climate ParentID 463- CO2 Cap Annual v6.20 | 320 | 7752 | Rate Constraint in MTons | FALSE | L | Annual | Allowances Withdrawn (n:1) | Thousand Tons | 0 | 0 | 0 | 0 | 0 | 0 | 0
IL Climate ParentID 463- CO2 Cap Annual v6.20 | 320 | 7752 | Rate Constraint in MTons | FALSE | L | Annual | Net Emissions Allowance Position | Thousand Tons | 0 | 0 | 4.0397 | 0 | 0 | 0 | 0
IL Climate ParentID 463- CO2 Cap Annual v6.20 | 320 | 7752 | Rate Constraint in MTons | FALSE | L | Annual | Fuel Consumed | TBtu | 0 | 0 | 0.069007 | 0 | 0 | 0 | 0
IL Climate ParentID 463- CO2 Cap Annual v6.20 | 320 | 7752 | Rate Constraint in MTons | FALSE | L | Annual | Rate | lb/MMBtu | 0 | 0 | 117.08 | 0 | 0 | 0 | 0
IL Climate ParentID 463- CO2 Cap Annual v6.20 | 320 | 7752 | Rate Constraint in MTons | FALSE | L | Annual | Generation | TWh | 0 | 0 | 0.0062888 | 0 | 0 | 0 | 0
IL Climate ParentID 463- CO2 Cap Annual v6.20 | 320 | 7752 | Rate Constraint in MTons | FALSE | L | Annual | Qualifying Generation | TWh | 0 | 0 | 0.0062888 | 0 | 0 | 0 | 0
IL Climate ParentID 463- CO2 Cap Annual v6.20 | 320 | 7752 | Rate Constraint in MTons | FALSE | L | Annual | Rate | lb/MWh | 0 | 0 | 1284.7188 | 0 | 0 | 0 | 0
IL Climate ParentID 463- CO2 Cap Annual v6.20 | 320 | 7752 | Rate Constraint in MTons | FALSE | L | Annual | Constraint Shadow Price | US2019$/Ton | 0 | 0 | 0.80896 | 0 | 0 | 0 | 0
IL Climate ParentID 465- CO2 Cap Annual v6.20 | 321 | 7753 | Rate Constraint in MTons | FALSE | L | Annual | Seasons Included | Seasons | Winter, WintShld, Summer | Winter, WintShld, Summer | Winter, WintShld, Summer | Winter, WintShld, Summer | Winter, WintShld, Summer | Winter, WintShld, Summer | Winter, WintShld, Summer
IL Climate ParentID 465- CO2 Cap Annual v6.20 | 321 | 7753 | Rate Constraint in MTons | FALSE | L | Annual | Standard CO2 | Thousand Tons | 0 | 0 | 3.2636 | 3.2636 | 3.2636 | 3.2636 | 3.2636
IL Climate ParentID 465- CO2 Cap Annual v6.20 | 321 | 7753 | Rate Constraint in MTons | FALSE | L | Annual | Emissions at Affected Plants CO2 | Thousand Tons | 0 | 0 | 0 | 0 | 0 | 0 | 0
IL Climate ParentID 465- CO2 Cap Annual v6.20 | 321 | 7753 | Rate Constraint in MTons | FALSE | L | Annual | Allowances Purchased CO2 | Thousand Tons | 0 | 0 | 0 | 0 | 0 | 0 | 0
IL Climate ParentID 465- CO2 Cap Annual v6.20 | 321 | 7753 | Rate Constraint in MTons | FALSE | L | Annual | Allowances Sold CO2 | Thousand Tons | 0 | 0 | 0 | 0 | 0 | 0 | 0
IL Climate ParentID 465- CO2 Cap Annual v6.20 | 321 | 7753 | Rate Constraint in MTons | FALSE | L | Annual | Allowances Banked | Thousand Tons | 0 | 0 | 0 | 0 | 0 | 0 | 0
IL Climate ParentID 465- CO2 Cap Annual v6.20 | 321 | 7753 | Rate Constraint in MTons | FALSE | L | Annual | Allowances Withdrawn (1:1) | Thousand Tons | 0 | 0 | 0 | 0 | 0 | 0 | 0
IL Climate ParentID 465- CO2 Cap Annual v6.20 | 321 | 7753 | Rate Constraint in MTons | FALSE | L | Annual | Allowances Withdrawn (n:1) | Thousand Tons | 0 | 0 | 0 | 0 | 0 | 0 | 0
IL Climate ParentID 465- CO2 Cap Annual v6.20 | 321 | 7753 | Rate Constraint in MTons | FALSE | L | Annual | Net Emissions Allowance Position | Thousand Tons | 0 | 0 | 0 | 0 | 0 | 0 | 0
IL Climate ParentID 465- CO2 Cap Annual v6.20 | 321 | 7753 | Rate Constraint in MTons | FALSE | L | Annual | Fuel Consumed | TBtu | 0 | 0 | 0 | 0 | 0 | 0 | 0
IL Climate ParentID 465- CO2 Cap Annual v6.20 | 321 | 7753 | Rate Constraint in MTons | FALSE | L | Annual | Rate | lb/MMBtu | 0 | 0 | 0 | 0 | 0 | 0 | 0
IL Climate ParentID 465- CO2 Cap Annual v6.20 | 321 | 7753 | Rate Constraint in MTons | FALSE | L | Annual | Generation | TWh | 0 | 0 | 0 | 0 | 0 | 0 | 0
IL Climate ParentID 465- CO2 Cap Annual v6.20 | 321 | 7753 | Rate Constraint in MTons | FALSE | L | Annual | Qualifying Generation | TWh | 0 | 0 | 0 | 0 | 0 | 0 | 0
IL Climate ParentID 465- CO2 Cap Annual v6.20 | 321 | 7753 | Rate Constraint in MTons | FALSE | L | Annual | Rate | lb/MWh | 0 | 0 | 0 | 0 | 0 | 0 | 0
IL Climate ParentID 465- CO2 Cap Annual v6.20 | 321 | 7753 | Rate Constraint in MTons | FALSE | L | Annual | Constraint Shadow Price | US2019$/Ton | 0 | 0 | 0 | 0 | 0 | 0 | 0
IL Climate ParentID 466- CO2 Cap Annual v6.20 | 322 | 7754 | Rate Constraint in MTons | FALSE | L | Annual | Seasons Included | Seasons | Winter, WintShld, Summer | Winter, WintShld, Summer | Winter, WintShld, Summer | Winter, WintShld, Summer | Winter, WintShld, Summer | Winter, WintShld, Summer | Winter, WintShld, Summer
IL Climate ParentID 466- CO2 Cap Annual v6.20 | 322 | 7754 | Rate Constraint in MTons | FALSE | L | Annual | Standard CO2 | Thousand Tons | 0 | 0 | 3.9303 | 3.9303 | 3.9303 | 3.9303 | 3.9303
IL Climate ParentID 466- CO2 Cap Annual v6.20 | 322 | 7754 | Rate Constraint in MTons | FALSE | L | Annual | Emissions at Affected Plants CO2 | Thousand Tons | 0 | 0 | 0 | 0 | 0 | 0 | 0
IL Climate ParentID 466- CO2 Cap Annual v6.20 | 322 | 7754 | Rate Constraint in MTons | FALSE | L | Annual | Allowances Purchased CO2 | Thousand Tons | 0 | 0 | 0 | 0 | 0 | 0 | 0
IL Climate ParentID 466- CO2 Cap Annual v6.20 | 322 | 7754 | Rate Constraint in MTons | FALSE | L | Annual | Allowances Sold CO2 | Thousand Tons | 0 | 0 | 0 | 0 | 0 | 0 | 0
IL Climate ParentID 466- CO2 Cap Annual v6.20 | 322 | 7754 | Rate Constraint in MTons | FALSE | L | Annual | Allowances Banked | Thousand Tons | 0 | 0 | 0 | 0 | 0 | 0 | 0
IL Climate ParentID 466- CO2 Cap Annual v6.20 | 322 | 7754 | Rate Constraint in MTons | FALSE | L | Annual | Allowances Withdrawn (1:1) | Thousand Tons | 0 | 0 | 0 | 0 | 0 | 0 | 0
IL Climate ParentID 466- CO2 Cap Annual v6.20 | 322 | 7754 | Rate Constraint in MTons | FALSE | L | Annual | Allowances Withdrawn (n:1) | Thousand Tons | 0 | 0 | 0 | 0 | 0 | 0 | 0
IL Climate ParentID 466- CO2 Cap Annual v6.20 | 322 | 7754 | Rate Constraint in MTons | FALSE | L | Annual | Net Emissions Allowance Position | Thousand Tons | 0 | 0 | 0 | 0 | 0 | 0 | 0
IL Climate ParentID 466- CO2 Cap Annual v6.20 | 322 | 7754 | Rate Constraint in MTons | FALSE | L | Annual | Fuel Consumed | TBtu | 0 | 0 | 0 | 0 | 0 | 0 | 0
IL Climate ParentID 466- CO2 Cap Annual v6.20 | 322 | 7754 | Rate Constraint in MTons | FALSE | L | Annual | Rate | lb/MMBtu | 0 | 0 | 0 | 0 | 0 | 0 | 0
IL Climate ParentID 466- CO2 Cap Annual v6.20 | 322 | 7754 | Rate Constraint in MTons | FALSE | L | Annual | Generation | TWh | 0 | 0 | 0 | 0 | 0 | 0 | 0
IL Climate ParentID 466- CO2 Cap Annual v6.20 | 322 | 7754 | Rate Constraint in MTons | FALSE | L | Annual | Qualifying Generation | TWh | 0 | 0 | 0 | 0 | 0 | 0 | 0
IL Climate ParentID 466- CO2 Cap Annual v6.20 | 322 | 7754 | Rate Constraint in MTons | FALSE | L | Annual | Rate | lb/MWh | 0 | 0 | 0 | 0 | 0 | 0 | 0
IL Climate ParentID 466- CO2 Cap Annual v6.20 | 322 | 7754 | Rate Constraint in MTons | FALSE | L | Annual | Constraint Shadow Price | US2019$/Ton | 0 | 0 | 0 | 0 | 0 | 0 | 0
IL Climate ParentID 467- CO2 Cap Annual v6.20 | 323 | 7755 | Rate Constraint in MTons | FALSE | L | Annual | Seasons Included | Seasons | Winter, WintShld, Summer | Winter, WintShld, Summer | Winter, WintShld, Summer | Winter, WintShld, Summer | Winter, WintShld, Summer | Winter, WintShld, Summer | Winter, WintShld, Summer
IL Climate ParentID 467- CO2 Cap Annual v6.20 | 323 | 7755 | Rate Constraint in MTons | FALSE | L | Annual | Standard CO2 | Thousand Tons | 0 | 0 | 45.8853 | 45.8853 | 45.8853 | 45.8853 | 45.8853
IL Climate ParentID 467- CO2 Cap Annual v6.20 | 323 | 7755 | Rate Constraint in MTons | FALSE | L | Annual | Emissions at Affected Plants CO2 | Thousand Tons | 0 | 0 | 2.5024 | 0 | 0 | 0 | 0
IL Climate ParentID 467- CO2 Cap Annual v6.20 | 323 | 7755 | Rate Constraint in MTons | FALSE | L | Annual | Allowances Purchased CO2 | Thousand Tons | 0 | 0 | 0 | 0 | 0 | 0 | 0
IL Climate ParentID 467- CO2 Cap Annual v6.20 | 323 | 7755 | Rate Constraint in MTons | FALSE | L | Annual | Allowances Sold CO2 | Thousand Tons | 0 | 0 | 0 | 0 | 0 | 0 | 0
IL Climate ParentID 467- CO2 Cap Annual v6.20 | 323 | 7755 | Rate Constraint in MTons | FALSE | L | Annual | Allowances Banked | Thousand Tons | 0 | 0 | 0 | 0 | 0 | 0 | 0
IL Climate ParentID 467- CO2 Cap Annual v6.20 | 323 | 7755 | Rate Constraint in MTons | FALSE | L | Annual | Allowances Withdrawn (1:1) | Thousand Tons | 0 | 0 | 0 | 0 | 0 | 0 | 0
IL Climate ParentID 467- CO2 Cap Annual v6.20 | 323 | 7755 | Rate Constraint in MTons | FALSE | L | Annual | Allowances Withdrawn (n:1) | Thousand Tons | 0 | 0 | 0 | 0 | 0 | 0 | 0
IL Climate ParentID 467- CO2 Cap Annual v6.20 | 323 | 7755 | Rate Constraint in MTons | FALSE | L | Annual | Net Emissions Allowance Position | Thousand Tons | 0 | 0 | 2.5024 | 0 | 0 | 0 | 0
IL Climate ParentID 467- CO2 Cap Annual v6.20 | 323 | 7755 | Rate Constraint in MTons | FALSE | L | Annual | Fuel Consumed | TBtu | 0 | 0 | 0.042747 | 0 | 0 | 0 | 0
IL Climate ParentID 467- CO2 Cap Annual v6.20 | 323 | 7755 | Rate Constraint in MTons | FALSE | L | Annual | Rate | lb/MMBtu | 0 | 0 | 117.08 | 0 | 0 | 0 | 0
IL Climate ParentID 467- CO2 Cap Annual v6.20 | 323 | 7755 | Rate Constraint in MTons | FALSE | L | Annual | Generation | TWh | 0 | 0 | 0.00351 | 0 | 0 | 0 | 0
IL Climate ParentID 467- CO2 Cap Annual v6.20 | 323 | 7755 | Rate Constraint in MTons | FALSE | L | Annual | Qualifying Generation | TWh | 0 | 0 | 0.00351 | 0 | 0 | 0 | 0
IL Climate ParentID 467- CO2 Cap Annual v6.20 | 323 | 7755 | Rate Constraint in MTons | FALSE | L | Annual | Rate | lb/MWh | 0 | 0 | 1425.8588 | 0 | 0 | 0 | 0
IL Climate ParentID 467- CO2 Cap Annual v6.20 | 323 | 7755 | Rate Constraint in MTons | FALSE | L | Annual | Constraint Shadow Price | US2019$/Ton | 0 | 0 | 0 | 0 | 0 | 0 | 0
IL Climate ParentID 891- CO2 Cap Annual v6.20 | 324 | 7756 | Rate Constraint in MTons | FALSE | L | Annual | Seasons Included | Seasons | Winter, WintShld, Summer | Winter, WintShld, Summer | Winter, WintShld, Summer | Winter, WintShld, Summer | Winter, WintShld, Summer | Winter, WintShld, Summer | Winter, WintShld, Summer
IL Climate ParentID 891- CO2 Cap Annual v6.20 | 324 | 7756 | Rate Constraint in MTons | FALSE | L | Annual | Standard CO2 | Thousand Tons | 0 | 0 | 4.9038 | 4.9038 | 4.9038 | 4.9038 | 4.9038
IL Climate ParentID 891- CO2 Cap Annual v6.20 | 324 | 7756 | Rate Constraint in MTons | FALSE | L | Annual | Emissions at Affected Plants CO2 | Thousand Tons | 0 | 0 | 0 | 0 | 0 | 0 | 0
IL Climate ParentID 891- CO2 Cap Annual v6.20 | 324 | 7756 | Rate Constraint in MTons | FALSE | L | Annual | Allowances Purchased CO2 | Thousand Tons | 0 | 0 | 0 | 0 | 0 | 0 | 0
IL Climate ParentID 891- CO2 Cap Annual v6.20 | 324 | 7756 | Rate Constraint in MTons | FALSE | L | Annual | Allowances Sold CO2 | Thousand Tons | 0 | 0 | 0 | 0 | 0 | 0 | 0
IL Climate ParentID 891- CO2 Cap Annual v6.20 | 324 | 7756 | Rate Constraint in MTons | FALSE | L | Annual | Allowances Banked | Thousand Tons | 0 | 0 | 0 | 0 | 0 | 0 | 0
IL Climate ParentID 891- CO2 Cap Annual v6.20 | 324 | 7756 | Rate Constraint in MTons | FALSE | L | Annual | Allowances Withdrawn (1:1) | Thousand Tons | 0 | 0 | 0 | 0 | 0 | 0 | 0
IL Climate ParentID 891- CO2 Cap Annual v6.20 | 324 | 7756 | Rate Constraint in MTons | FALSE | L | Annual | Allowances Withdrawn (n:1) | Thousand Tons | 0 | 0 | 0 | 0 | 0 | 0 | 0
IL Climate ParentID 891- CO2 Cap Annual v6.20 | 324 | 7756 | Rate Constraint in MTons | FALSE | L | Annual | Net Emissions Allowance Position | Thousand Tons | 0 | 0 | 0 | 0 | 0 | 0 | 0
IL Climate ParentID 891- CO2 Cap Annual v6.20 | 324 | 7756 | Rate Constraint in MTons | FALSE | L | Annual | Fuel Consumed | TBtu | 0 | 0 | 0 | 0 | 0 | 0 | 0
IL Climate ParentID 891- CO2 Cap Annual v6.20 | 324 | 7756 | Rate Constraint in MTons | FALSE | L | Annual | Rate | lb/MMBtu | 0 | 0 | 0 | 0 | 0 | 0 | 0
IL Climate ParentID 891- CO2 Cap Annual v6.20 | 324 | 7756 | Rate Constraint in MTons | FALSE | L | Annual | Generation | TWh | 0 | 0 | 0 | 0 | 0 | 0 | 0
IL Climate ParentID 891- CO2 Cap Annual v6.20 | 324 | 7756 | Rate Constraint in MTons | FALSE | L | Annual | Qualifying Generation | TWh | 0 | 0 | 0 | 0 | 0 | 0 | 0
IL Climate ParentID 891- CO2 Cap Annual v6.20 | 324 | 7756 | Rate Constraint in MTons | FALSE | L | Annual | Rate | lb/MWh | 0 | 0 | 0 | 0 | 0 | 0 | 0
IL Climate ParentID 891- CO2 Cap Annual v6.20 | 324 | 7756 | Rate Constraint in MTons | FALSE | L | Annual | Constraint Shadow Price | US2019$/Ton | 0 | 0 | 0 | 0 | 0 | 0 | 0
IL CPS- Midwest MER Rate Annual v5.12 | 325 | 7317 | MACT Fuel Choice Floor in lbs/MMBtu | FALSE | L | Annual | Seasons Included | Seasons | Winter, WintShld, Summer | Winter, WintShld, Summer | Winter, WintShld, Summer | Winter, WintShld, Summer | Winter, WintShld, Summer | Winter, WintShld, Summer | Winter, WintShld, Summer
IL CPS- Midwest MER Rate Annual v5.12 | 325 | 7317 | MACT Fuel Choice Floor in lbs/MMBtu | FALSE | L | Annual | Emission Floor | lbs/MMBtu | 7.4e-07 | 7.4e-07 | 7.4e-07 | 7.4e-07 | 7.4e-07 | 7.4e-07 | 7.4e-07
IL CPS- Midwest MER Rate Annual v5.12 | 325 | 7317 | MACT Fuel Choice Floor in lbs/MMBtu | FALSE | L | Annual | Emissions at Affected Plants MER | lbs | 0 | 0 | 0 | 0 | 0 | 0 | 0
IL CPS- Midwest MER Rate Annual v5.12 | 325 | 7317 | MACT Fuel Choice Floor in lbs/MMBtu | FALSE | L | Annual | Allowances Purchased MER | lbs | 0 | 0 | 0 | 0 | 0 | 0 | 0
IL CPS- Midwest MER Rate Annual v5.12 | 325 | 7317 | MACT Fuel Choice Floor in lbs/MMBtu | FALSE | L | Annual | Allowances Sold MER | lbs | 0 | 0 | 0 | 0 | 0 | 0 | 0
IL CPS- Midwest MER Rate Annual v5.12 | 325 | 7317 | MACT Fuel Choice Floor in lbs/MMBtu | FALSE | L | Annual | Allowances Banked | lbs | 0 | 0 | 0 | 0 | 0 | 0 | 0
IL CPS- Midwest MER Rate Annual v5.12 | 325 | 7317 | MACT Fuel Choice Floor in lbs/MMBtu | FALSE | L | Annual | Allowances Withdrawn (1:1) | lbs | 0 | 0 | 0 | 0 | 0 | 0 | 0
IL CPS- Midwest MER Rate Annual v5.12 | 325 | 7317 | MACT Fuel Choice Floor in lbs/MMBtu | FALSE | L | Annual | Allowances Withdrawn (n:1) | lbs | 0 | 0 | 0 | 0 | 0 | 0 | 0
IL CPS- Midwest MER Rate Annual v5.12 | 325 | 7317 | MACT Fuel Choice Floor in lbs/MMBtu | FALSE | L | Annual | Net Emissions Allowance Position | lbs | 0 | 0 | 0 | 0 | 0 | 0 | 0
IL CPS- Midwest MER Rate Annual v5.12 | 325 | 7317 | MACT Fuel Choice Floor in lbs/MMBtu | FALSE | L | Annual | Fuel Consumed | TBtu | 0 | 0 | 0 | 0 | 0 | 0 | 0
IL CPS- Midwest MER Rate Annual v5.12 | 325 | 7317 | MACT Fuel Choice Floor in lbs/MMBtu | FALSE | L | Annual | Rate | lb/MMBtu | 0 | 0 | 0 | 0 | 0 | 0 | 0
IL CPS- Midwest MER Rate Annual v5.12 | 325 | 7317 | MACT Fuel Choice Floor in lbs/MMBtu | FALSE | L | Annual | Generation | TWh | 0 | 0 | 0 | 0 | 0 | 0 | 0
IL CPS- Midwest MER Rate Annual v5.12 | 325 | 7317 | MACT Fuel Choice Floor in lbs/MMBtu | FALSE | L | Annual | Qualifying Generation | TWh | 0 | 0 | 0 | 0 | 0 | 0 | 0
IL CPS- Midwest MER Rate Annual v5.12 | 325 | 7317 | MACT Fuel Choice Floor in lbs/MMBtu | FALSE | L | Annual | Constraint Shadow Price | US2019$/Lb | 0 | 0 | 0 | 0 | 0 | 0 | 0
IL CPS- Midwest NOX rate Annual v5.12 | 326 | 7308 | Rate Constraint in lbs/MMBtu | FALSE | L | Annual | Seasons Included | Seasons | Winter, WintShld, Summer | Winter, WintShld, Summer | Winter, WintShld, Summer | Winter, WintShld, Summer | Winter, WintShld, Summer | Winter, WintShld, Summer | Winter, WintShld, Summer
IL CPS- Midwest NOX rate Annual v5.12 | 326 | 7308 | Rate Constraint in lbs/MMBtu | FALSE | L | Annual | Standard NOX | lb/MMBtu | 0.11 | 0.11 | 0.11 | 0.11 | 0.11 | 0.11 | 0.11
IL CPS- Midwest NOX rate Annual v5.12 | 326 | 7308 | Rate Constraint in lbs/MMBtu | FALSE | L | Annual | Emissions at Affected Plants NOX | Thousand Tons | 0 | 0 | 0 | 0 | 0 | 0 | 0
IL CPS- Midwest NOX rate Annual v5.12 | 326 | 7308 | Rate Constraint in lbs/MMBtu | FALSE | L | Annual | Allowances Purchased NOX | Thousand Tons | 0 | 0 | 0 | 0 | 0 | 0 | 0
IL CPS- Midwest NOX rate Annual v5.12 | 326 | 7308 | Rate Constraint in lbs/MMBtu | FALSE | L | Annual | Allowances Sold NOX | Thousand Tons | 0 | 0 | 0 | 0 | 0 | 0 | 0
IL CPS- Midwest NOX rate Annual v5.12 | 326 | 7308 | Rate Constraint in lbs/MMBtu | FALSE | L | Annual | Allowances Banked | Thousand Tons | 0 | 0 | 0 | 0 | 0 | 0 | 0
IL CPS- Midwest NOX rate Annual v5.12 | 326 | 7308 | Rate Constraint in lbs/MMBtu | FALSE | L | Annual | Allowances Withdrawn (1:1) | Thousand Tons | 0 | 0 | 0 | 0 | 0 | 0 | 0
IL CPS- Midwest NOX rate Annual v5.12 | 326 | 7308 | Rate Constraint in lbs/MMBtu | FALSE | L | Annual | Allowances Withdrawn (n:1) | Thousand Tons | 0 | 0 | 0 | 0 | 0 | 0 | 0
IL CPS- Midwest NOX rate Annual v5.12 | 326 | 7308 | Rate Constraint in lbs/MMBtu | FALSE | L | Annual | Net Emissions Allowance Position | Thousand Tons | 0 | 0 | 0 | 0 | 0 | 0 | 0
IL CPS- Midwest NOX rate Annual v5.12 | 326 | 7308 | Rate Constraint in lbs/MMBtu | FALSE | L | Annual | Fuel Consumed | TBtu | 0 | 0 | 0 | 0 | 0 | 0 | 0
IL CPS- Midwest NOX rate Annual v5.12 | 326 | 7308 | Rate Constraint in lbs/MMBtu | FALSE | L | Annual | Rate | lb/MMBtu | 0 | 0 | 0 | 0 | 0 | 0 | 0
IL CPS- Midwest NOX rate Annual v5.12 | 326 | 7308 | Rate Constraint in lbs/MMBtu | FALSE | L | Annual | Generation | TWh | 0 | 0 | 0 | 0 | 0 | 0 | 0
IL CPS- Midwest NOX rate Annual v5.12 | 326 | 7308 | Rate Constraint in lbs/MMBtu | FALSE | L | Annual | Qualifying Generation | TWh | 0 | 0 | 0 | 0 | 0 | 0 | 0
IL CPS- Midwest NOX rate Annual v5.12 | 326 | 7308 | Rate Constraint in lbs/MMBtu | FALSE | L | Annual | Rate | lb/MWh | 0 | 0 | 0 | 0 | 0 | 0 | 0
IL CPS- Midwest NOX rate Annual v5.12 | 326 | 7308 | Rate Constraint in lbs/MMBtu | FALSE | L | Annual | Constraint Shadow Price | US2019$/Ton | 0 | 0 | 0 | 0 | 0 | 0 | 0
IL CPS- Midwest NOX rate Summer v5.12 | 327 | 7310 | Rate Constraint in lbs/MMBtu | FALSE | L | Annual | Seasons Included | Seasons | Summer | Summer | Summer | Summer | Summer | Summer | Summer
IL CPS- Midwest NOX rate Summer v5.12 | 327 | 7310 | Rate Constraint in lbs/MMBtu | FALSE | L | Annual | Standard NOX | lb/MMBtu | 0.11 | 0.11 | 0.11 | 0.11 | 0.11 | 0.11 | 0.11
IL CPS- Midwest NOX rate Summer v5.12 | 327 | 7310 | Rate Constraint in lbs/MMBtu | FALSE | L | Annual | Emissions at Affected Plants NOX | Thousand Tons | 0 | 0 | 0 | 0 | 0 | 0 | 0
IL CPS- Midwest NOX rate Summer v5.12 | 327 | 7310 | Rate Constraint in lbs/MMBtu | FALSE | L | Annual | Allowances Purchased NOX | Thousand Tons | 0 | 0 | 0 | 0 | 0 | 0 | 0
IL CPS- Midwest NOX rate Summer v5.12 | 327 | 7310 | Rate Constraint in lbs/MMBtu | FALSE | L | Annual | Allowances Sold NOX | Thousand Tons | 0 | 0 | 0 | 0 | 0 | 0 | 0
IL CPS- Midwest NOX rate Summer v5.12 | 327 | 7310 | Rate Constraint in lbs/MMBtu | FALSE | L | Annual | Allowances Banked | Thousand Tons | 0 | 0 | 0 | 0 | 0 | 0 | 0
IL CPS- Midwest NOX rate Summer v5.12 | 327 | 7310 | Rate Constraint in lbs/MMBtu | FALSE | L | Annual | Allowances Withdrawn (1:1) | Thousand Tons | 0 | 0 | 0 | 0 | 0 | 0 | 0
IL CPS- Midwest NOX rate Summer v5.12 | 327 | 7310 | Rate Constraint in lbs/MMBtu | FALSE | L | Annual | Allowances Withdrawn (n:1) | Thousand Tons | 0 | 0 | 0 | 0 | 0 | 0 | 0
IL CPS- Midwest NOX rate Summer v5.12 | 327 | 7310 | Rate Constraint in lbs/MMBtu | FALSE | L | Annual | Net Emissions Allowance Position | Thousand Tons | 0 | 0 | 0 | 0 | 0 | 0 | 0
IL CPS- Midwest NOX rate Summer v5.12 | 327 | 7310 | Rate Constraint in lbs/MMBtu | FALSE | L | Annual | Fuel Consumed | TBtu | 0 | 0 | 0 | 0 | 0 | 0 | 0
IL CPS- Midwest NOX rate Summer v5.12 | 327 | 7310 | Rate Constraint in lbs/MMBtu | FALSE | L | Annual | Rate | lb/MMBtu | 0 | 0 | 0 | 0 | 0 | 0 | 0
IL CPS- Midwest NOX rate Summer v5.12 | 327 | 7310 | Rate Constraint in lbs/MMBtu | FALSE | L | Annual | Generation | TWh | 0 | 0 | 0 | 0 | 0 | 0 | 0
IL CPS- Midwest NOX rate Summer v5.12 | 327 | 7310 | Rate Constraint in lbs/MMBtu | FALSE | L | Annual | Qualifying Generation | TWh | 0 | 0 | 0 | 0 | 0 | 0 | 0
IL CPS- Midwest NOX rate Summer v5.12 | 327 | 7310 | Rate Constraint in lbs/MMBtu | FALSE | L | Annual | Rate | lb/MWh | 0 | 0 | 0 | 0 | 0 | 0 | 0
IL CPS- Midwest NOX rate Summer v5.12 | 327 | 7310 | Rate Constraint in lbs/MMBtu | FALSE | L | Annual | Constraint Shadow Price | US2019$/Ton | 0 | 0 | 0 | 0 | 0 | 0 | 0
IL CPS- Midwest SO2 Rate Annual v5.12 | 328 | 7314 | Rate Constraint in lbs/MMBtu | FALSE | L | Annual | Seasons Included | Seasons | Winter, WintShld, Summer | Winter, WintShld, Summer | Winter, WintShld, Summer | Winter, WintShld, Summer | Winter, WintShld, Summer | Winter, WintShld, Summer | Winter, WintShld, Summer
IL CPS- Midwest SO2 Rate Annual v5.12 | 328 | 7314 | Rate Constraint in lbs/MMBtu | FALSE | L | Annual | Standard SO2 | lb/MMBtu | 0.11 | 0.11 | 0.11 | 0.11 | 0.11 | 0.11 | 0.11
IL CPS- Midwest SO2 Rate Annual v5.12 | 328 | 7314 | Rate Constraint in lbs/MMBtu | FALSE | L | Annual | Emissions at Affected Plants SO2 | Thousand Tons | 0 | 0 | 0 | 0 | 0 | 0 | 0
IL CPS- Midwest SO2 Rate Annual v5.12 | 328 | 7314 | Rate Constraint in lbs/MMBtu | FALSE | L | Annual | Allowances Purchased SO2 | Thousand Tons | 0 | 0 | 0 | 0 | 0 | 0 | 0
IL CPS- Midwest SO2 Rate Annual v5.12 | 328 | 7314 | Rate Constraint in lbs/MMBtu | FALSE | L | Annual | Allowances Sold SO2 | Thousand Tons | 0 | 0 | 0 | 0 | 0 | 0 | 0
IL CPS- Midwest SO2 Rate Annual v5.12 | 328 | 7314 | Rate Constraint in lbs/MMBtu | FALSE | L | Annual | Allowances Banked | Thousand Tons | 0 | 0 | 0 | 0 | 0 | 0 | 0
IL CPS- Midwest SO2 Rate Annual v5.12 | 328 | 7314 | Rate Constraint in lbs/MMBtu | FALSE | L | Annual | Allowances Withdrawn (1:1) | Thousand Tons | 0 | 0 | 0 | 0 | 0 | 0 | 0
IL CPS- Midwest SO2 Rate Annual v5.12 | 328 | 7314 | Rate Constraint in lbs/MMBtu | FALSE | L | Annual | Allowances Withdrawn (n:1) | Thousand Tons | 0 | 0 | 0 | 0 | 0 | 0 | 0
IL CPS- Midwest SO2 Rate Annual v5.12 | 328 | 7314 | Rate Constraint in lbs/MMBtu | FALSE | L | Annual | Net Emissions Allowance Position | Thousand Tons | 0 | 0 | 0 | 0 | 0 | 0 | 0
IL CPS- Midwest SO2 Rate Annual v5.12 | 328 | 7314 | Rate Constraint in lbs/MMBtu | FALSE | L | Annual | Fuel Consumed | TBtu | 0 | 0 | 0 | 0 | 0 | 0 | 0
IL CPS- Midwest SO2 Rate Annual v5.12 | 328 | 7314 | Rate Constraint in lbs/MMBtu | FALSE | L | Annual | Rate | lb/MMBtu | 0 | 0 | 0 | 0 | 0 | 0 | 0
IL CPS- Midwest SO2 Rate Annual v5.12 | 328 | 7314 | Rate Constraint in lbs/MMBtu | FALSE | L | Annual | Generation | TWh | 0 | 0 | 0 | 0 | 0 | 0 | 0
IL CPS- Midwest SO2 Rate Annual v5.12 | 328 | 7314 | Rate Constraint in lbs/MMBtu | FALSE | L | Annual | Qualifying Generation | TWh | 0 | 0 | 0 | 0 | 0 | 0 | 0
IL CPS- Midwest SO2 Rate Annual v5.12 | 328 | 7314 | Rate Constraint in lbs/MMBtu | FALSE | L | Annual | Rate | lb/MWh | 0 | 0 | 0 | 0 | 0 | 0 | 0
IL CPS- Midwest SO2 Rate Annual v5.12 | 328 | 7314 | Rate Constraint in lbs/MMBtu | FALSE | L | Annual | Constraint Shadow Price | US2019$/Ton | 890.198 | 0 | 0 | 0 | 0 | 0 | 0
IL Fac. Spec. - NOX Rate Summer v3.1, Unit 2216 and retrofits | 329 | 7305 | Rate Constraint in lbs/MMBtu | FALSE | L | Annual | Seasons Included | Seasons | Summer | Summer | Summer | Summer | Summer | Summer | Summer
IL Fac. Spec. - NOX Rate Summer v3.1, Unit 2216 and retrofits | 329 | 7305 | Rate Constraint in lbs/MMBtu | FALSE | L | Annual | Standard NOX | lb/MMBtu | 0.25 | 0.25 | 0.25 | 0.25 | 0.25 | 0.25 | 0.25
IL Fac. Spec. - NOX Rate Summer v3.1, Unit 2216 and retrofits | 329 | 7305 | Rate Constraint in lbs/MMBtu | FALSE | L | Annual | Emissions at Affected Plants NOX | Thousand Tons | 0 | 0 | 0 | 0 | 0 | 0 | 0
IL Fac. Spec. - NOX Rate Summer v3.1, Unit 2216 and retrofits | 329 | 7305 | Rate Constraint in lbs/MMBtu | FALSE | L | Annual | Allowances Purchased NOX | Thousand Tons | 0 | 0 | 0 | 0 | 0 | 0 | 0
IL Fac. Spec. - NOX Rate Summer v3.1, Unit 2216 and retrofits | 329 | 7305 | Rate Constraint in lbs/MMBtu | FALSE | L | Annual | Allowances Sold NOX | Thousand Tons | 0 | 0 | 0 | 0 | 0 | 0 | 0
IL Fac. Spec. - NOX Rate Summer v3.1, Unit 2216 and retrofits | 329 | 7305 | Rate Constraint in lbs/MMBtu | FALSE | L | Annual | Allowances Banked | Thousand Tons | 0 | 0 | 0 | 0 | 0 | 0 | 0
IL Fac. Spec. - NOX Rate Summer v3.1, Unit 2216 and retrofits | 329 | 7305 | Rate Constraint in lbs/MMBtu | FALSE | L | Annual | Allowances Withdrawn (1:1) | Thousand Tons | 0 | 0 | 0 | 0 | 0 | 0 | 0
IL Fac. Spec. - NOX Rate Summer v3.1, Unit 2216 and retrofits | 329 | 7305 | Rate Constraint in lbs/MMBtu | FALSE | L | Annual | Allowances Withdrawn (n:1) | Thousand Tons | 0 | 0 | 0 | 0 | 0 | 0 | 0
IL Fac. Spec. - NOX Rate Summer v3.1, Unit 2216 and retrofits | 329 | 7305 | Rate Constraint in lbs/MMBtu | FALSE | L | Annual | Net Emissions Allowance Position | Thousand Tons | 0 | 0 | 0 | 0 | 0 | 0 | 0
IL Fac. Spec. - NOX Rate Summer v3.1, Unit 2216 and retrofits | 329 | 7305 | Rate Constraint in lbs/MMBtu | FALSE | L | Annual | Fuel Consumed | TBtu | 0 | 0 | 0 | 0 | 0 | 0 | 0
IL Fac. Spec. - NOX Rate Summer v3.1, Unit 2216 and retrofits | 329 | 7305 | Rate Constraint in lbs/MMBtu | FALSE | L | Annual | Rate | lb/MMBtu | 0 | 0 | 0 | 0 | 0 | 0 | 0
IL Fac. Spec. - NOX Rate Summer v3.1, Unit 2216 and retrofits | 329 | 7305 | Rate Constraint in lbs/MMBtu | FALSE | L | Annual | Generation | TWh | 0 | 0 | 0 | 0 | 0 | 0 | 0
IL Fac. Spec. - NOX Rate Summer v3.1, Unit 2216 and retrofits | 329 | 7305 | Rate Constraint in lbs/MMBtu | FALSE | L | Annual | Qualifying Generation | TWh | 0 | 0 | 0 | 0 | 0 | 0 | 0
IL Fac. Spec. - NOX Rate Summer v3.1, Unit 2216 and retrofits | 329 | 7305 | Rate Constraint in lbs/MMBtu | FALSE | L | Annual | Rate | lb/MWh | 0 | 0 | 0 | 0 | 0 | 0 | 0
IL Fac. Spec. - NOX Rate Summer v3.1, Unit 2216 and retrofits | 329 | 7305 | Rate Constraint in lbs/MMBtu | FALSE | L | Annual | Constraint Shadow Price | US2019$/Ton | 0 | 0 | 0 | 0 | 0 | 0 | 0
IL Fac. Spec. - NOX Rate Summer v3.1, Unit 2217 and retrofits | 330 | 7305 | Rate Constraint in lbs/MMBtu | FALSE | L | Annual | Seasons Included | Seasons | Summer | Summer | Summer | Summer | Summer | Summer | Summer
IL Fac. Spec. - NOX Rate Summer v3.1, Unit 2217 and retrofits | 330 | 7305 | Rate Constraint in lbs/MMBtu | FALSE | L | Annual | Standard NOX | lb/MMBtu | 0.25 | 0.25 | 0.25 | 0.25 | 0.25 | 0.25 | 0.25
IL Fac. Spec. - NOX Rate Summer v3.1, Unit 2217 and retrofits | 330 | 7305 | Rate Constraint in lbs/MMBtu | FALSE | L | Annual | Emissions at Affected Plants NOX | Thousand Tons | 0 | 0 | 0 | 0 | 0 | 0 | 0
IL Fac. Spec. - NOX Rate Summer v3.1, Unit 2217 and retrofits | 330 | 7305 | Rate Constraint in lbs/MMBtu | FALSE | L | Annual | Allowances Purchased NOX | Thousand Tons | 0 | 0 | 0 | 0 | 0 | 0 | 0
IL Fac. Spec. - NOX Rate Summer v3.1, Unit 2217 and retrofits | 330 | 7305 | Rate Constraint in lbs/MMBtu | FALSE | L | Annual | Allowances Sold NOX | Thousand Tons | 0 | 0 | 0 | 0 | 0 | 0 | 0
IL Fac. Spec. - NOX Rate Summer v3.1, Unit 2217 and retrofits | 330 | 7305 | Rate Constraint in lbs/MMBtu | FALSE | L | Annual | Allowances Banked | Thousand Tons | 0 | 0 | 0 | 0 | 0 | 0 | 0
IL Fac. Spec. - NOX Rate Summer v3.1, Unit 2217 and retrofits | 330 | 7305 | Rate Constraint in lbs/MMBtu | FALSE | L | Annual | Allowances Withdrawn (1:1) | Thousand Tons | 0 | 0 | 0 | 0 | 0 | 0 | 0
IL Fac. Spec. - NOX Rate Summer v3.1, Unit 2217 and retrofits | 330 | 7305 | Rate Constraint in lbs/MMBtu | FALSE | L | Annual | Allowances Withdrawn (n:1) | Thousand Tons | 0 | 0 | 0 | 0 | 0 | 0 | 0
IL Fac. Spec. - NOX Rate Summer v3.1, Unit 2217 and retrofits | 330 | 7305 | Rate Constraint in lbs/MMBtu | FALSE | L | Annual | Net Emissions Allowance Position | Thousand Tons | 0 | 0 | 0 | 0 | 0 | 0 | 0
IL Fac. Spec. - NOX Rate Summer v3.1, Unit 2217 and retrofits | 330 | 7305 | Rate Constraint in lbs/MMBtu | FALSE | L | Annual | Fuel Consumed | TBtu | 0 | 0 | 0 | 0 | 0 | 0 | 0
IL Fac. Spec. - NOX Rate Summer v3.1, Unit 2217 and retrofits | 330 | 7305 | Rate Constraint in lbs/MMBtu | FALSE | L | Annual | Rate | lb/MMBtu | 0 | 0 | 0 | 0 | 0 | 0 | 0
IL Fac. Spec. - NOX Rate Summer v3.1, Unit 2217 and retrofits | 330 | 7305 | Rate Constraint in lbs/MMBtu | FALSE | L | Annual | Generation | TWh | 0 | 0 | 0 | 0 | 0 | 0 | 0
IL Fac. Spec. - NOX Rate Summer v3.1, Unit 2217 and retrofits | 330 | 7305 | Rate Constraint in lbs/MMBtu | FALSE | L | Annual | Qualifying Generation | TWh | 0 | 0 | 0 | 0 | 0 | 0 | 0
IL Fac. Spec. - NOX Rate Summer v3.1, Unit 2217 and retrofits | 330 | 7305 | Rate Constraint in lbs/MMBtu | FALSE | L | Annual | Rate | lb/MWh | 0 | 0 | 0 | 0 | 0 | 0 | 0
IL Fac. Spec. - NOX Rate Summer v3.1, Unit 2217 and retrofits | 330 | 7305 | Rate Constraint in lbs/MMBtu | FALSE | L | Annual | Constraint Shadow Price | US2019$/Ton | 0 | 0 | 0 | 0 | 0 | 0 | 0
IL Fac. Spec. - NOX Rate Summer v3.1, Unit 2218 and retrofits | 331 | 7305 | Rate Constraint in lbs/MMBtu | FALSE | L | Annual | Seasons Included | Seasons | Summer | Summer | Summer | Summer | Summer | Summer | Summer
IL Fac. Spec. - NOX Rate Summer v3.1, Unit 2218 and retrofits | 331 | 7305 | Rate Constraint in lbs/MMBtu | FALSE | L | Annual | Standard NOX | lb/MMBtu | 0.25 | 0.25 | 0.25 | 0.25 | 0.25 | 0.25 | 0.25
IL Fac. Spec. - NOX Rate Summer v3.1, Unit 2218 and retrofits | 331 | 7305 | Rate Constraint in lbs/MMBtu | FALSE | L | Annual | Emissions at Affected Plants NOX | Thousand Tons | 0 | 0 | 0 | 0 | 0 | 0 | 0
IL Fac. Spec. - NOX Rate Summer v3.1, Unit 2218 and retrofits | 331 | 7305 | Rate Constraint in lbs/MMBtu | FALSE | L | Annual | Allowances Purchased NOX | Thousand Tons | 0 | 0 | 0 | 0 | 0 | 0 | 0
IL Fac. Spec. - NOX Rate Summer v3.1, Unit 2218 and retrofits | 331 | 7305 | Rate Constraint in lbs/MMBtu | FALSE | L | Annual | Allowances Sold NOX | Thousand Tons | 0 | 0 | 0 | 0 | 0 | 0 | 0
IL Fac. Spec. - NOX Rate Summer v3.1, Unit 2218 and retrofits | 331 | 7305 | Rate Constraint in lbs/MMBtu | FALSE | L | Annual | Allowances Banked | Thousand Tons | 0 | 0 | 0 | 0 | 0 | 0 | 0
IL Fac. Spec. - NOX Rate Summer v3.1, Unit 2218 and retrofits | 331 | 7305 | Rate Constraint in lbs/MMBtu | FALSE | L | Annual | Allowances Withdrawn (1:1) | Thousand Tons | 0 | 0 | 0 | 0 | 0 | 0 | 0
IL Fac. Spec. - NOX Rate Summer v3.1, Unit 2218 and retrofits | 331 | 7305 | Rate Constraint in lbs/MMBtu | FALSE | L | Annual | Allowances Withdrawn (n:1) | Thousand Tons | 0 | 0 | 0 | 0 | 0 | 0 | 0
IL Fac. Spec. - NOX Rate Summer v3.1, Unit 2218 and retrofits | 331 | 7305 | Rate Constraint in lbs/MMBtu | FALSE | L | Annual | Net Emissions Allowance Position | Thousand Tons | 0 | 0 | 0 | 0 | 0 | 0 | 0
IL Fac. Spec. - NOX Rate Summer v3.1, Unit 2218 and retrofits | 331 | 7305 | Rate Constraint in lbs/MMBtu | FALSE | L | Annual | Fuel Consumed | TBtu | 0 | 0 | 0 | 0 | 0 | 0 | 0
IL Fac. Spec. - NOX Rate Summer v3.1, Unit 2218 and retrofits | 331 | 7305 | Rate Constraint in lbs/MMBtu | FALSE | L | Annual | Rate | lb/MMBtu | 0 | 0 | 0 | 0 | 0 | 0 | 0
IL Fac. Spec. - NOX Rate Summer v3.1, Unit 2218 and retrofits | 331 | 7305 | Rate Constraint in lbs/MMBtu | FALSE | L | Annual | Generation | TWh | 0 | 0 | 0 | 0 | 0 | 0 | 0
IL Fac. Spec. - NOX Rate Summer v3.1, Unit 2218 and retrofits | 331 | 7305 | Rate Constraint in lbs/MMBtu | FALSE | L | Annual | Qualifying Generation | TWh | 0 | 0 | 0 | 0 | 0 | 0 | 0
IL Fac. Spec. - NOX Rate Summer v3.1, Unit 2218 and retrofits | 331 | 7305 | Rate Constraint in lbs/MMBtu | FALSE | L | Annual | Rate | lb/MWh | 0 | 0 | 0 | 0 | 0 | 0 | 0
IL Fac. Spec. - NOX Rate Summer v3.1, Unit 2218 and retrofits | 331 | 7305 | Rate Constraint in lbs/MMBtu | FALSE | L | Annual | Constraint Shadow Price | US2019$/Ton | 0 | 0 | 0 | 0 | 0 | 0 | 0
IL Fac. Spec. - NOX Rate Summer v3.1, Unit 2219 and retrofits | 332 | 7305 | Rate Constraint in lbs/MMBtu | FALSE | L | Annual | Seasons Included | Seasons | Summer | Summer | Summer | Summer | Summer | Summer | Summer
IL Fac. Spec. - NOX Rate Summer v3.1, Unit 2219 and retrofits | 332 | 7305 | Rate Constraint in lbs/MMBtu | FALSE | L | Annual | Standard NOX | lb/MMBtu | 0.25 | 0.25 | 0.25 | 0.25 | 0.25 | 0.25 | 0.25
IL Fac. Spec. - NOX Rate Summer v3.1, Unit 2219 and retrofits | 332 | 7305 | Rate Constraint in lbs/MMBtu | FALSE | L | Annual | Emissions at Affected Plants NOX | Thousand Tons | 0 | 0 | 0 | 0 | 0 | 0 | 0
IL Fac. Spec. - NOX Rate Summer v3.1, Unit 2219 and retrofits | 332 | 7305 | Rate Constraint in lbs/MMBtu | FALSE | L | Annual | Allowances Purchased NOX | Thousand Tons | 0 | 0 | 0 | 0 | 0 | 0 | 0
IL Fac. Spec. - NOX Rate Summer v3.1, Unit 2219 and retrofits | 332 | 7305 | Rate Constraint in lbs/MMBtu | FALSE | L | Annual | Allowances Sold NOX | Thousand Tons | 0 | 0 | 0 | 0 | 0 | 0 | 0
IL Fac. Spec. - NOX Rate Summer v3.1, Unit 2219 and retrofits | 332 | 7305 | Rate Constraint in lbs/MMBtu | FALSE | L | Annual | Allowances Banked | Thousand Tons | 0 | 0 | 0 | 0 | 0 | 0 | 0
IL Fac. Spec. - NOX Rate Summer v3.1, Unit 2219 and retrofits | 332 | 7305 | Rate Constraint in lbs/MMBtu | FALSE | L | Annual | Allowances Withdrawn (1:1) | Thousand Tons | 0 | 0 | 0 | 0 | 0 | 0 | 0
IL Fac. Spec. - NOX Rate Summer v3.1, Unit 2219 and retrofits | 332 | 7305 | Rate Constraint in lbs/MMBtu | FALSE | L | Annual | Allowances Withdrawn (n:1) | Thousand Tons | 0 | 0 | 0 | 0 | 0 | 0 | 0
IL Fac. Spec. - NOX Rate Summer v3.1, Unit 2219 and retrofits | 332 | 7305 | Rate Constraint in lbs/MMBtu | FALSE | L | Annual | Net Emissions Allowance Position | Thousand Tons | 0 | 0 | 0 | 0 | 0 | 0 | 0
IL Fac. Spec. - NOX Rate Summer v3.1, Unit 2219 and retrofits | 332 | 7305 | Rate Constraint in lbs/MMBtu | FALSE | L | Annual | Fuel Consumed | TBtu | 0 | 0 | 0 | 0 | 0 | 0 | 0
IL Fac. Spec. - NOX Rate Summer v3.1, Unit 2219 and retrofits | 332 | 7305 | Rate Constraint in lbs/MMBtu | FALSE | L | Annual | Rate | lb/MMBtu | 0 | 0 | 0 | 0 | 0 | 0 | 0
IL Fac. Spec. - NOX Rate Summer v3.1, Unit 2219 and retrofits | 332 | 7305 | Rate Constraint in lbs/MMBtu | FALSE | L | Annual | Generation | TWh | 0 | 0 | 0 | 0 | 0 | 0 | 0
IL Fac. Spec. - NOX Rate Summer v3.1, Unit 2219 and retrofits | 332 | 7305 | Rate Constraint in lbs/MMBtu | FALSE | L | Annual | Qualifying Generation | TWh | 0 | 0 | 0 | 0 | 0 | 0 | 0
IL Fac. Spec. - NOX Rate Summer v3.1, Unit 2219 and retrofits | 332 | 7305 | Rate Constraint in lbs/MMBtu | FALSE | L | Annual | Rate | lb/MWh | 0 | 0 | 0 | 0 | 0 | 0 | 0
IL Fac. Spec. - NOX Rate Summer v3.1, Unit 2219 and retrofits | 332 | 7305 | Rate Constraint in lbs/MMBtu | FALSE | L | Annual | Constraint Shadow Price | US2019$/Ton | 0 | 0 | 0 | 0 | 0 | 0 | 0
IL Fac. Spec. - NOX Rate Summer v3.1, Unit 2220 and retrofits | 333 | 7305 | Rate Constraint in lbs/MMBtu | FALSE | L | Annual | Seasons Included | Seasons | Summer | Summer | Summer | Summer | Summer | Summer | Summer
IL Fac. Spec. - NOX Rate Summer v3.1, Unit 2220 and retrofits | 333 | 7305 | Rate Constraint in lbs/MMBtu | FALSE | L | Annual | Standard NOX | lb/MMBtu | 0.25 | 0.25 | 0.25 | 0.25 | 0.25 | 0.25 | 0.25
IL Fac. Spec. - NOX Rate Summer v3.1, Unit 2220 and retrofits | 333 | 7305 | Rate Constraint in lbs/MMBtu | FALSE | L | Annual | Emissions at Affected Plants NOX | Thousand Tons | 0 | 0 | 0 | 0 | 0 | 0 | 0
IL Fac. Spec. - NOX Rate Summer v3.1, Unit 2220 and retrofits | 333 | 7305 | Rate Constraint in lbs/MMBtu | FALSE | L | Annual | Allowances Purchased NOX | Thousand Tons | 0 | 0 | 0 | 0 | 0 | 0 | 0
IL Fac. Spec. - NOX Rate Summer v3.1, Unit 2220 and retrofits | 333 | 7305 | Rate Constraint in lbs/MMBtu | FALSE | L | Annual | Allowances Sold NOX | Thousand Tons | 0 | 0 | 0 | 0 | 0 | 0 | 0
IL Fac. Spec. - NOX Rate Summer v3.1, Unit 2220 and retrofits | 333 | 7305 | Rate Constraint in lbs/MMBtu | FALSE | L | Annual | Allowances Banked | Thousand Tons | 0 | 0 | 0 | 0 | 0 | 0 | 0
IL Fac. Spec. - NOX Rate Summer v3.1, Unit 2220 and retrofits | 333 | 7305 | Rate Constraint in lbs/MMBtu | FALSE | L | Annual | Allowances Withdrawn (1:1) | Thousand Tons | 0 | 0 | 0 | 0 | 0 | 0 | 0
IL Fac. Spec. - NOX Rate Summer v3.1, Unit 2220 and retrofits | 333 | 7305 | Rate Constraint in lbs/MMBtu | FALSE | L | Annual | Allowances Withdrawn (n:1) | Thousand Tons | 0 | 0 | 0 | 0 | 0 | 0 | 0
IL Fac. Spec. - NOX Rate Summer v3.1, Unit 2220 and retrofits | 333 | 7305 | Rate Constraint in lbs/MMBtu | FALSE | L | Annual | Net Emissions Allowance Position | Thousand Tons | 0 | 0 | 0 | 0 | 0 | 0 | 0
IL Fac. Spec. - NOX Rate Summer v3.1, Unit 2220 and retrofits | 333 | 7305 | Rate Constraint in lbs/MMBtu | FALSE | L | Annual | Fuel Consumed | TBtu | 0 | 0 | 0 | 0 | 0 | 0 | 0
IL Fac. Spec. - NOX Rate Summer v3.1, Unit 2220 and retrofits | 333 | 7305 | Rate Constraint in lbs/MMBtu | FALSE | L | Annual | Rate | lb/MMBtu | 0 | 0 | 0 | 0 | 0 | 0 | 0
IL Fac. Spec. - NOX Rate Summer v3.1, Unit 2220 and retrofits | 333 | 7305 | Rate Constraint in lbs/MMBtu | FALSE | L | Annual | Generation | TWh | 0 | 0 | 0 | 0 | 0 | 0 | 0
IL Fac. Spec. - NOX Rate Summer v3.1, Unit 2220 and retrofits | 333 | 7305 | Rate Constraint in lbs/MMBtu | FALSE | L | Annual | Qualifying Generation | TWh | 0 | 0 | 0 | 0 | 0 | 0 | 0
IL Fac. Spec. - NOX Rate Summer v3.1, Unit 2220 and retrofits | 333 | 7305 | Rate Constraint in lbs/MMBtu | FALSE | L | Annual | Rate | lb/MWh | 0 | 0 | 0 | 0 | 0 | 0 | 0
IL Fac. Spec. - NOX Rate Summer v3.1, Unit 2220 and retrofits | 333 | 7305 | Rate Constraint in lbs/MMBtu | FALSE | L | Annual | Constraint Shadow Price | US2019$/Ton | 0 | 0 | 0 | 0 | 0 | 0 | 0
IL Fac. Spec. - NOX Rate Summer v3.1, Unit 2571 and retrofits | 334 | 7305 | Rate Constraint in lbs/MMBtu | FALSE | L | Annual | Seasons Included | Seasons | Summer | Summer | Summer | Summer | Summer | Summer | Summer
IL Fac. Spec. - NOX Rate Summer v3.1, Unit 2571 and retrofits | 334 | 7305 | Rate Constraint in lbs/MMBtu | FALSE | L | Annual | Standard NOX | lb/MMBtu | 0.25 | 0.25 | 0.25 | 0.25 | 0.25 | 0.25 | 0.25
IL Fac. Spec. - NOX Rate Summer v3.1, Unit 2571 and retrofits | 334 | 7305 | Rate Constraint in lbs/MMBtu | FALSE | L | Annual | Emissions at Affected Plants NOX | Thousand Tons | 0.20319 | 0.20315 | 0 | 0 | 0 | 0 | 0
IL Fac. Spec. - NOX Rate Summer v3.1, Unit 2571 and retrofits | 334 | 7305 | Rate Constraint in lbs/MMBtu | FALSE | L | Annual | Allowances Purchased NOX | Thousand Tons | 0 | 0 | 0 | 0 | 0 | 0 | 0
IL Fac. Spec. - NOX Rate Summer v3.1, Unit 2571 and retrofits | 334 | 7305 | Rate Constraint in lbs/MMBtu | FALSE | L | Annual | Allowances Sold NOX | Thousand Tons | 0 | 0 | 0 | 0 | 0 | 0 | 0
IL Fac. Spec. - NOX Rate Summer v3.1, Unit 2571 and retrofits | 334 | 7305 | Rate Constraint in lbs/MMBtu | FALSE | L | Annual | Allowances Banked | Thousand Tons | 0 | 0 | 0 | 0 | 0 | 0 | 0
IL Fac. Spec. - NOX Rate Summer v3.1, Unit 2571 and retrofits | 334 | 7305 | Rate Constraint in lbs/MMBtu | FALSE | L | Annual | Allowances Withdrawn (1:1) | Thousand Tons | 0 | 0 | 0 | 0 | 0 | 0 | 0
IL Fac. Spec. - NOX Rate Summer v3.1, Unit 2571 and retrofits | 334 | 7305 | Rate Constraint in lbs/MMBtu | FALSE | L | Annual | Allowances Withdrawn (n:1) | Thousand Tons | 0 | 0 | 0 | 0 | 0 | 0 | 0
IL Fac. Spec. - NOX Rate Summer v3.1, Unit 2571 and retrofits | 334 | 7305 | Rate Constraint in lbs/MMBtu | FALSE | L | Annual | Net Emissions Allowance Position | Thousand Tons | 0.20319 | 0.20315 | 0 | 0 | 0 | 0 | 0
IL Fac. Spec. - NOX Rate Summer v3.1, Unit 2571 and retrofits | 334 | 7305 | Rate Constraint in lbs/MMBtu | FALSE | L | Annual | Fuel Consumed | TBtu | 6.1331 | 6.132 | 0 | 0 | 0 | 0 | 0
IL Fac. Spec. - NOX Rate Summer v3.1, Unit 2571 and retrofits | 334 | 7305 | Rate Constraint in lbs/MMBtu | FALSE | L | Annual | Rate | lb/MMBtu | 0.06626 | 0.06626 | 0 | 0 | 0 | 0 | 0
IL Fac. Spec. - NOX Rate Summer v3.1, Unit 2571 and retrofits | 334 | 7305 | Rate Constraint in lbs/MMBtu | FALSE | L | Annual | Generation | TWh | 0.53564 | 0.53554 | 0 | 0 | 0 | 0 | 0
IL Fac. Spec. - NOX Rate Summer v3.1, Unit 2571 and retrofits | 334 | 7305 | Rate Constraint in lbs/MMBtu | FALSE | L | Annual | Qualifying Generation | TWh | 0.53564 | 0.53554 | 0 | 0 | 0 | 0 | 0
IL Fac. Spec. - NOX Rate Summer v3.1, Unit 2571 and retrofits | 334 | 7305 | Rate Constraint in lbs/MMBtu | FALSE | L | Annual | Rate | lb/MWh | 0.75868 | 0.75868 | 0 | 0 | 0 | 0 | 0
IL Fac. Spec. - NOX Rate Summer v3.1, Unit 2571 and retrofits | 334 | 7305 | Rate Constraint in lbs/MMBtu | FALSE | L | Annual | Constraint Shadow Price | US2019$/Ton | 0 | 0 | 0 | 0 | 0 | 0 | 0
IL Fac. Spec. - NOX Rate Summer v3.1, Unit 2646 and retrofits | 335 | 7305 | Rate Constraint in lbs/MMBtu | FALSE | L | Annual | Seasons Included | Seasons | Summer | Summer | Summer | Summer | Summer | Summer | Summer
IL Fac. Spec. - NOX Rate Summer v3.1, Unit 2646 and retrofits | 335 | 7305 | Rate Constraint in lbs/MMBtu | FALSE | L | Annual | Standard NOX | lb/MMBtu | 0.25 | 0.25 | 0.25 | 0.25 | 0.25 | 0.25 | 0.25
IL Fac. Spec. - NOX Rate Summer v3.1, Unit 2646 and retrofits | 335 | 7305 | Rate Constraint in lbs/MMBtu | FALSE | L | Annual | Emissions at Affected Plants NOX | Thousand Tons | 0 | 0 | 0 | 0 | 0 | 0 | 0
IL Fac. Spec. - NOX Rate Summer v3.1, Unit 2646 and retrofits | 335 | 7305 | Rate Constraint in lbs/MMBtu | FALSE | L | Annual | Allowances Purchased NOX | Thousand Tons | 0 | 0 | 0 | 0 | 0 | 0 | 0
IL Fac. Spec. - NOX Rate Summer v3.1, Unit 2646 and retrofits | 335 | 7305 | Rate Constraint in lbs/MMBtu | FALSE | L | Annual | Allowances Sold NOX | Thousand Tons | 0 | 0 | 0 | 0 | 0 | 0 | 0
IL Fac. Spec. - NOX Rate Summer v3.1, Unit 2646 and retrofits | 335 | 7305 | Rate Constraint in lbs/MMBtu | FALSE | L | Annual | Allowances Banked | Thousand Tons | 0 | 0 | 0 | 0 | 0 | 0 | 0
IL Fac. Spec. - NOX Rate Summer v3.1, Unit 2646 and retrofits | 335 | 7305 | Rate Constraint in lbs/MMBtu | FALSE | L | Annual | Allowances Withdrawn (1:1) | Thousand Tons | 0 | 0 | 0 | 0 | 0 | 0 | 0
IL Fac. Spec. - NOX Rate Summer v3.1, Unit 2646 and retrofits | 335 | 7305 | Rate Constraint in lbs/MMBtu | FALSE | L | Annual | Allowances Withdrawn (n:1) | Thousand Tons | 0 | 0 | 0 | 0 | 0 | 0 | 0
IL Fac. Spec. - NOX Rate Summer v3.1, Unit 2646 and retrofits | 335 | 7305 | Rate Constraint in lbs/MMBtu | FALSE | L | Annual | Net Emissions Allowance Position | Thousand Tons | 0 | 0 | 0 | 0 | 0 | 0 | 0
IL Fac. Spec. - NOX Rate Summer v3.1, Unit 2646 and retrofits | 335 | 7305 | Rate Constraint in lbs/MMBtu | FALSE | L | Annual | Fuel Consumed | TBtu | 0 | 0 | 0 | 0 | 0 | 0 | 0
IL Fac. Spec. - NOX Rate Summer v3.1, Unit 2646 and retrofits | 335 | 7305 | Rate Constraint in lbs/MMBtu | FALSE | L | Annual | Rate | lb/MMBtu | 0 | 0 | 0 | 0 | 0 | 0 | 0
IL Fac. Spec. - NOX Rate Summer v3.1, Unit 2646 and retrofits | 335 | 7305 | Rate Constraint in lbs/MMBtu | FALSE | L | Annual | Generation | TWh | 0 | 0 | 0 | 0 | 0 | 0 | 0
IL Fac. Spec. - NOX Rate Summer v3.1, Unit 2646 and retrofits | 335 | 7305 | Rate Constraint in lbs/MMBtu | FALSE | L | Annual | Qualifying Generation | TWh | 0 | 0 | 0 | 0 | 0 | 0 | 0
IL Fac. Spec. - NOX Rate Summer v3.1, Unit 2646 and retrofits | 335 | 7305 | Rate Constraint in lbs/MMBtu | FALSE | L | Annual | Rate | lb/MWh | 0 | 0 | 0 | 0 | 0 | 0 | 0
IL Fac. Spec. - NOX Rate Summer v3.1, Unit 2646 and retrofits | 335 | 7305 | Rate Constraint in lbs/MMBtu | FALSE | L | Annual | Constraint Shadow Price | US2019$/Ton | 0 | 0 | 0 | 0 | 0 | 0 | 0
IL Fac. Spec. - NOX Rate Summer v3.1, Unit 2647 and retrofits | 336 | 7305 | Rate Constraint in lbs/MMBtu | FALSE | L | Annual | Seasons Included | Seasons | Summer | Summer | Summer | Summer | Summer | Summer | Summer
IL Fac. Spec. - NOX Rate Summer v3.1, Unit 2647 and retrofits | 336 | 7305 | Rate Constraint in lbs/MMBtu | FALSE | L | Annual | Standard NOX | lb/MMBtu | 0.25 | 0.25 | 0.25 | 0.25 | 0.25 | 0.25 | 0.25
IL Fac. Spec. - NOX Rate Summer v3.1, Unit 2647 and retrofits | 336 | 7305 | Rate Constraint in lbs/MMBtu | FALSE | L | Annual | Emissions at Affected Plants NOX | Thousand Tons | 0 | 0 | 0 | 0 | 0 | 0 | 0
IL Fac. Spec. - NOX Rate Summer v3.1, Unit 2647 and retrofits | 336 | 7305 | Rate Constraint in lbs/MMBtu | FALSE | L | Annual | Allowances Purchased NOX | Thousand Tons | 0 | 0 | 0 | 0 | 0 | 0 | 0
IL Fac. Spec. - NOX Rate Summer v3.1, Unit 2647 and retrofits | 336 | 7305 | Rate Constraint in lbs/MMBtu | FALSE | L | Annual | Allowances Sold NOX | Thousand Tons | 0 | 0 | 0 | 0 | 0 | 0 | 0
IL Fac. Spec. - NOX Rate Summer v3.1, Unit 2647 and retrofits | 336 | 7305 | Rate Constraint in lbs/MMBtu | FALSE | L | Annual | Allowances Banked | Thousand Tons | 0 | 0 | 0 | 0 | 0 | 0 | 0
IL Fac. Spec. - NOX Rate Summer v3.1, Unit 2647 and retrofits | 336 | 7305 | Rate Constraint in lbs/MMBtu | FALSE | L | Annual | Allowances Withdrawn (1:1) | Thousand Tons | 0 | 0 | 0 | 0 | 0 | 0 | 0
IL Fac. Spec. - NOX Rate Summer v3.1, Unit 2647 and retrofits | 336 | 7305 | Rate Constraint in lbs/MMBtu | FALSE | L | Annual | Allowances Withdrawn (n:1) | Thousand Tons | 0 | 0 | 0 | 0 | 0 | 0 | 0
IL Fac. Spec. - NOX Rate Summer v3.1, Unit 2647 and retrofits | 336 | 7305 | Rate Constraint in lbs/MMBtu | FALSE | L | Annual | Net Emissions Allowance Position | Thousand Tons | 0 | 0 | 0 | 0 | 0 | 0 | 0
IL Fac. Spec. - NOX Rate Summer v3.1, Unit 2647 and retrofits | 336 | 7305 | Rate Constraint in lbs/MMBtu | FALSE | L | Annual | Fuel Consumed | TBtu | 0 | 0 | 0 | 0 | 0 | 0 | 0
IL Fac. Spec. - NOX Rate Summer v3.1, Unit 2647 and retrofits | 336 | 7305 | Rate Constraint in lbs/MMBtu | FALSE | L | Annual | Rate | lb/MMBtu | 0 | 0 | 0 | 0 | 0 | 0 | 0
IL Fac. Spec. - NOX Rate Summer v3.1, Unit 2647 and retrofits | 336 | 7305 | Rate Constraint in lbs/MMBtu | FALSE | L | Annual | Generation | TWh | 0 | 0 | 0 | 0 | 0 | 0 | 0
IL Fac. Spec. - NOX Rate Summer v3.1, Unit 2647 and retrofits | 336 | 7305 | Rate Constraint in lbs/MMBtu | FALSE | L | Annual | Qualifying Generation | TWh | 0 | 0 | 0 | 0 | 0 | 0 | 0
IL Fac. Spec. - NOX Rate Summer v3.1, Unit 2647 and retrofits | 336 | 7305 | Rate Constraint in lbs/MMBtu | FALSE | L | Annual | Rate | lb/MWh | 0 | 0 | 0 | 0 | 0 | 0 | 0
IL Fac. Spec. - NOX Rate Summer v3.1, Unit 2647 and retrofits | 336 | 7305 | Rate Constraint in lbs/MMBtu | FALSE | L | Annual | Constraint Shadow Price | US2019$/Ton | 0 | 0 | 0 | 0 | 0 | 0 | 0
IL Fac. Spec. - NOX Rate Summer v3.1, Unit 2706 and retrofits | 337 | 7305 | Rate Constraint in lbs/MMBtu | FALSE | L | Annual | Seasons Included | Seasons | Summer | Summer | Summer | Summer | Summer | Summer | Summer
IL Fac. Spec. - NOX Rate Summer v3.1, Unit 2706 and retrofits | 337 | 7305 | Rate Constraint in lbs/MMBtu | FALSE | L | Annual | Standard NOX | lb/MMBtu | 0.25 | 0.25 | 0.25 | 0.25 | 0.25 | 0.25 | 0.25
IL Fac. Spec. - NOX Rate Summer v3.1, Unit 2706 and retrofits | 337 | 7305 | Rate Constraint in lbs/MMBtu | FALSE | L | Annual | Emissions at Affected Plants NOX | Thousand Tons | 0 | 0 | 0 | 0 | 0 | 0 | 0
IL Fac. Spec. - NOX Rate Summer v3.1, Unit 2706 and retrofits | 337 | 7305 | Rate Constraint in lbs/MMBtu | FALSE | L | Annual | Allowances Purchased NOX | Thousand Tons | 0 | 0 | 0 | 0 | 0 | 0 | 0
IL Fac. Spec. - NOX Rate Summer v3.1, Unit 2706 and retrofits | 337 | 7305 | Rate Constraint in lbs/MMBtu | FALSE | L | Annual | Allowances Sold NOX | Thousand Tons | 0 | 0 | 0 | 0 | 0 | 0 | 0
IL Fac. Spec. - NOX Rate Summer v3.1, Unit 2706 and retrofits | 337 | 7305 | Rate Constraint in lbs/MMBtu | FALSE | L | Annual | Allowances Banked | Thousand Tons | 0 | 0 | 0 | 0 | 0 | 0 | 0
IL Fac. Spec. - NOX Rate Summer v3.1, Unit 2706 and retrofits | 337 | 7305 | Rate Constraint in lbs/MMBtu | FALSE | L | Annual | Allowances Withdrawn (1:1) | Thousand Tons | 0 | 0 | 0 | 0 | 0 | 0 | 0
IL Fac. Spec. - NOX Rate Summer v3.1, Unit 2706 and retrofits | 337 | 7305 | Rate Constraint in lbs/MMBtu | FALSE | L | Annual | Allowances Withdrawn (n:1) | Thousand Tons | 0 | 0 | 0 | 0 | 0 | 0 | 0
IL Fac. Spec. - NOX Rate Summer v3.1, Unit 2706 and retrofits | 337 | 7305 | Rate Constraint in lbs/MMBtu | FALSE | L | Annual | Net Emissions Allowance Position | Thousand Tons | 0 | 0 | 0 | 0 | 0 | 0 | 0
IL Fac. Spec. - NOX Rate Summer v3.1, Unit 2706 and retrofits | 337 | 7305 | Rate Constraint in lbs/MMBtu | FALSE | L | Annual | Fuel Consumed | TBtu | 0 | 0 | 0 | 0 | 0 | 0 | 0
IL Fac. Spec. - NOX Rate Summer v3.1, Unit 2706 and retrofits | 337 | 7305 | Rate Constraint in lbs/MMBtu | FALSE | L | Annual | Rate | lb/MMBtu | 0 | 0 | 0 | 0 | 0 | 0 | 0
IL Fac. Spec. - NOX Rate Summer v3.1, Unit 2706 and retrofits | 337 | 7305 | Rate Constraint in lbs/MMBtu | FALSE | L | Annual | Generation | TWh | 0 | 0 | 0 | 0 | 0 | 0 | 0
IL Fac. Spec. - NOX Rate Summer v3.1, Unit 2706 and retrofits | 337 | 7305 | Rate Constraint in lbs/MMBtu | FALSE | L | Annual | Qualifying Generation | TWh | 0 | 0 | 0 | 0 | 0 | 0 | 0
IL Fac. Spec. - NOX Rate Summer v3.1, Unit 2706 and retrofits | 337 | 7305 | Rate Constraint in lbs/MMBtu | FALSE | L | Annual | Rate | lb/MWh | 0 | 0 | 0 | 0 | 0 | 0 | 0
IL Fac. Spec. - NOX Rate Summer v3.1, Unit 2706 and retrofits | 337 | 7305 | Rate Constraint in lbs/MMBtu | FALSE | L | Annual | Constraint Shadow Price | US2019$/Ton | 0 | 0 | 0 | 0 | 0 | 0 | 0
IL Fac. Spec. - NOX Rate Summer v3.1, Unit 2718 and retrofits | 338 | 7305 | Rate Constraint in lbs/MMBtu | FALSE | L | Annual | Seasons Included | Seasons | Summer | Summer | Summer | Summer | Summer | Summer | Summer
IL Fac. Spec. - NOX Rate Summer v3.1, Unit 2718 and retrofits | 338 | 7305 | Rate Constraint in lbs/MMBtu | FALSE | L | Annual | Standard NOX | lb/MMBtu | 0.25 | 0.25 | 0.25 | 0.25 | 0.25 | 0.25 | 0.25
IL Fac. Spec. - NOX Rate Summer v3.1, Unit 2718 and retrofits | 338 | 7305 | Rate Constraint in lbs/MMBtu | FALSE | L | Annual | Emissions at Affected Plants NOX | Thousand Tons | 0 | 0 | 0 | 0 | 0 | 0 | 0
IL Fac. Spec. - NOX Rate Summer v3.1, Unit 2718 and retrofits | 338 | 7305 | Rate Constraint in lbs/MMBtu | FALSE | L | Annual | Allowances Purchased NOX | Thousand Tons | 0 | 0 | 0 | 0 | 0 | 0 | 0
IL Fac. Spec. - NOX Rate Summer v3.1, Unit 2718 and retrofits | 338 | 7305 | Rate Constraint in lbs/MMBtu | FALSE | L | Annual | Allowances Sold NOX | Thousand Tons | 0 | 0 | 0 | 0 | 0 | 0 | 0
IL Fac. Spec. - NOX Rate Summer v3.1, Unit 2718 and retrofits | 338 | 7305 | Rate Constraint in lbs/MMBtu | FALSE | L | Annual | Allowances Banked | Thousand Tons | 0 | 0 | 0 | 0 | 0 | 0 | 0
IL Fac. Spec. - NOX Rate Summer v3.1, Unit 2718 and retrofits | 338 | 7305 | Rate Constraint in lbs/MMBtu | FALSE | L | Annual | Allowances Withdrawn (1:1) | Thousand Tons | 0 | 0 | 0 | 0 | 0 | 0 | 0
IL Fac. Spec. - NOX Rate Summer v3.1, Unit 2718 and retrofits | 338 | 7305 | Rate Constraint in lbs/MMBtu | FALSE | L | Annual | Allowances Withdrawn (n:1) | Thousand Tons | 0 | 0 | 0 | 0 | 0 | 0 | 0
IL Fac. Spec. - NOX Rate Summer v3.1, Unit 2718 and retrofits | 338 | 7305 | Rate Constraint in lbs/MMBtu | FALSE | L | Annual | Net Emissions Allowance Position | Thousand Tons | 0 | 0 | 0 | 0 | 0 | 0 | 0
IL Fac. Spec. - NOX Rate Summer v3.1, Unit 2718 and retrofits | 338 | 7305 | Rate Constraint in lbs/MMBtu | FALSE | L | Annual | Fuel Consumed | TBtu | 0 | 0 | 0 | 0 | 0 | 0 | 0
IL Fac. Spec. - NOX Rate Summer v3.1, Unit 2718 and retrofits | 338 | 7305 | Rate Constraint in lbs/MMBtu | FALSE | L | Annual | Rate | lb/MMBtu | 0 | 0 | 0 | 0 | 0 | 0 | 0
IL Fac. Spec. - NOX Rate Summer v3.1, Unit 2718 and retrofits | 338 | 7305 | Rate Constraint in lbs/MMBtu | FALSE | L | Annual | Generation | TWh | 0 | 0 | 0 | 0 | 0 | 0 | 0
IL Fac. Spec. - NOX Rate Summer v3.1, Unit 2718 and retrofits | 338 | 7305 | Rate Constraint in lbs/MMBtu | FALSE | L | Annual | Qualifying Generation | TWh | 0 | 0 | 0 | 0 | 0 | 0 | 0
IL Fac. Spec. - NOX Rate Summer v3.1, Unit 2718 and retrofits | 338 | 7305 | Rate Constraint in lbs/MMBtu | FALSE | L | Annual | Rate | lb/MWh | 0 | 0 | 0 | 0 | 0 | 0 | 0
IL Fac. Spec. - NOX Rate Summer v3.1, Unit 2718 and retrofits | 338 | 7305 | Rate Constraint in lbs/MMBtu | FALSE | L | Annual | Constraint Shadow Price | US2019$/Ton | 0 | 0 | 0 | 0 | 0 | 0 | 0
IL Fac. Spec. - NOX Rate Summer v3.1, Unit 2721 and retrofits | 339 | 7305 | Rate Constraint in lbs/MMBtu | FALSE | L | Annual | Seasons Included | Seasons | Summer | Summer | Summer | Summer | Summer | Summer | Summer
IL Fac. Spec. - NOX Rate Summer v3.1, Unit 2721 and retrofits | 339 | 7305 | Rate Constraint in lbs/MMBtu | FALSE | L | Annual | Standard NOX | lb/MMBtu | 0.25 | 0.25 | 0.25 | 0.25 | 0.25 | 0.25 | 0.25
IL Fac. Spec. - NOX Rate Summer v3.1, Unit 2721 and retrofits | 339 | 7305 | Rate Constraint in lbs/MMBtu | FALSE | L | Annual | Emissions at Affected Plants NOX | Thousand Tons | 0 | 0 | 0 | 0 | 0 | 0 | 0
IL Fac. Spec. - NOX Rate Summer v3.1, Unit 2721 and retrofits | 339 | 7305 | Rate Constraint in lbs/MMBtu | FALSE | L | Annual | Allowances Purchased NOX | Thousand Tons | 0 | 0 | 0 | 0 | 0 | 0 | 0
IL Fac. Spec. - NOX Rate Summer v3.1, Unit 2721 and retrofits | 339 | 7305 | Rate Constraint in lbs/MMBtu | FALSE | L | Annual | Allowances Sold NOX | Thousand Tons | 0 | 0 | 0 | 0 | 0 | 0 | 0
IL Fac. Spec. - NOX Rate Summer v3.1, Unit 2721 and retrofits | 339 | 7305 | Rate Constraint in lbs/MMBtu | FALSE | L | Annual | Allowances Banked | Thousand Tons | 0 | 0 | 0 | 0 | 0 | 0 | 0
IL Fac. Spec. - NOX Rate Summer v3.1, Unit 2721 and retrofits | 339 | 7305 | Rate Constraint in lbs/MMBtu | FALSE | L | Annual | Allowances Withdrawn (1:1) | Thousand Tons | 0 | 0 | 0 | 0 | 0 | 0 | 0
IL Fac. Spec. - NOX Rate Summer v3.1, Unit 2721 and retrofits | 339 | 7305 | Rate Constraint in lbs/MMBtu | FALSE | L | Annual | Allowances Withdrawn (n:1) | Thousand Tons | 0 | 0 | 0 | 0 | 0 | 0 | 0
IL Fac. Spec. - NOX Rate Summer v3.1, Unit 2721 and retrofits | 339 | 7305 | Rate Constraint in lbs/MMBtu | FALSE | L | Annual | Net Emissions Allowance Position | Thousand Tons | 0 | 0 | 0 | 0 | 0 | 0 | 0
IL Fac. Spec. - NOX Rate Summer v3.1, Unit 2721 and retrofits | 339 | 7305 | Rate Constraint in lbs/MMBtu | FALSE | L | Annual | Fuel Consumed | TBtu | 0 | 0 | 0 | 0 | 0 | 0 | 0
IL Fac. Spec. - NOX Rate Summer v3.1, Unit 2721 and retrofits | 339 | 7305 | Rate Constraint in lbs/MMBtu | FALSE | L | Annual | Rate | lb/MMBtu | 0 | 0 | 0 | 0 | 0 | 0 | 0
IL Fac. Spec. - NOX Rate Summer v3.1, Unit 2721 and retrofits | 339 | 7305 | Rate Constraint in lbs/MMBtu | FALSE | L | Annual | Generation | TWh | 0 | 0 | 0 | 0 | 0 | 0 | 0
IL Fac. Spec. - NOX Rate Summer v3.1, Unit 2721 and retrofits | 339 | 7305 | Rate Constraint in lbs/MMBtu | FALSE | L | Annual | Qualifying Generation | TWh | 0 | 0 | 0 | 0 | 0 | 0 | 0
IL Fac. Spec. - NOX Rate Summer v3.1, Unit 2721 and retrofits | 339 | 7305 | Rate Constraint in lbs/MMBtu | FALSE | L | Annual | Rate | lb/MWh | 0 | 0 | 0 | 0 | 0 | 0 | 0
IL Fac. Spec. - NOX Rate Summer v3.1, Unit 2721 and retrofits | 339 | 7305 | Rate Constraint in lbs/MMBtu | FALSE | L | Annual | Constraint Shadow Price | US2019$/Ton | 0 | 0 | 0 | 0 | 0 | 0 | 0
IL Fac. Spec. - NOX Rate Summer v3.1, Unit 2722 and retrofits | 340 | 7305 | Rate Constraint in lbs/MMBtu | FALSE | L | Annual | Seasons Included | Seasons | Summer | Summer | Summer | Summer | Summer | Summer | Summer
IL Fac. Spec. - NOX Rate Summer v3.1, Unit 2722 and retrofits | 340 | 7305 | Rate Constraint in lbs/MMBtu | FALSE | L | Annual | Standard NOX | lb/MMBtu | 0.25 | 0.25 | 0.25 | 0.25 | 0.25 | 0.25 | 0.25
IL Fac. Spec. - NOX Rate Summer v3.1, Unit 2722 and retrofits | 340 | 7305 | Rate Constraint in lbs/MMBtu | FALSE | L | Annual | Emissions at Affected Plants NOX | Thousand Tons | 0 | 0 | 0 | 0 | 0 | 0 | 0
IL Fac. Spec. - NOX Rate Summer v3.1, Unit 2722 and retrofits | 340 | 7305 | Rate Constraint in lbs/MMBtu | FALSE | L | Annual | Allowances Purchased NOX | Thousand Tons | 0 | 0 | 0 | 0 | 0 | 0 | 0
IL Fac. Spec. - NOX Rate Summer v3.1, Unit 2722 and retrofits | 340 | 7305 | Rate Constraint in lbs/MMBtu | FALSE | L | Annual | Allowances Sold NOX | Thousand Tons | 0 | 0 | 0 | 0 | 0 | 0 | 0
IL Fac. Spec. - NOX Rate Summer v3.1, Unit 2722 and retrofits | 340 | 7305 | Rate Constraint in lbs/MMBtu | FALSE | L | Annual | Allowances Banked | Thousand Tons | 0 | 0 | 0 | 0 | 0 | 0 | 0
IL Fac. Spec. - NOX Rate Summer v3.1, Unit 2722 and retrofits | 340 | 7305 | Rate Constraint in lbs/MMBtu | FALSE | L | Annual | Allowances Withdrawn (1:1) | Thousand Tons | 0 | 0 | 0 | 0 | 0 | 0 | 0
IL Fac. Spec. - NOX Rate Summer v3.1, Unit 2722 and retrofits | 340 | 7305 | Rate Constraint in lbs/MMBtu | FALSE | L | Annual | Allowances Withdrawn (n:1) | Thousand Tons | 0 | 0 | 0 | 0 | 0 | 0 | 0
IL Fac. Spec. - NOX Rate Summer v3.1, Unit 2722 and retrofits | 340 | 7305 | Rate Constraint in lbs/MMBtu | FALSE | L | Annual | Net Emissions Allowance Position | Thousand Tons | 0 | 0 | 0 | 0 | 0 | 0 | 0
IL Fac. Spec. - NOX Rate Summer v3.1, Unit 2722 and retrofits | 340 | 7305 | Rate Constraint in lbs/MMBtu | FALSE | L | Annual | Fuel Consumed | TBtu | 0 | 0 | 0 | 0 | 0 | 0 | 0
IL Fac. Spec. - NOX Rate Summer v3.1, Unit 2722 and retrofits | 340 | 7305 | Rate Constraint in lbs/MMBtu | FALSE | L | Annual | Rate | lb/MMBtu | 0 | 0 | 0 | 0 | 0 | 0 | 0
IL Fac. Spec. - NOX Rate Summer v3.1, Unit 2722 and retrofits | 340 | 7305 | Rate Constraint in lbs/MMBtu | FALSE | L | Annual | Generation | TWh | 0 | 0 | 0 | 0 | 0 | 0 | 0
IL Fac. Spec. - NOX Rate Summer v3.1, Unit 2722 and retrofits | 340 | 7305 | Rate Constraint in lbs/MMBtu | FALSE | L | Annual | Qualifying Generation | TWh | 0 | 0 | 0 | 0 | 0 | 0 | 0
IL Fac. Spec. - NOX Rate Summer v3.1, Unit 2722 and retrofits | 340 | 7305 | Rate Constraint in lbs/MMBtu | FALSE | L | Annual | Rate | lb/MWh | 0 | 0 | 0 | 0 | 0 | 0 | 0
IL Fac. Spec. - NOX Rate Summer v3.1, Unit 2722 and retrofits | 340 | 7305 | Rate Constraint in lbs/MMBtu | FALSE | L | Annual | Constraint Shadow Price | US2019$/Ton | 0 | 0 | 0 | 0 | 0 | 0 | 0
IL Fac. Spec. - NOX Rate Summer v3.1, Unit 2723 and retrofits | 341 | 7305 | Rate Constraint in lbs/MMBtu | FALSE | L | Annual | Seasons Included | Seasons | Summer | Summer | Summer | Summer | Summer | Summer | Summer
IL Fac. Spec. - NOX Rate Summer v3.1, Unit 2723 and retrofits | 341 | 7305 | Rate Constraint in lbs/MMBtu | FALSE | L | Annual | Standard NOX | lb/MMBtu | 0.25 | 0.25 | 0.25 | 0.25 | 0.25 | 0.25 | 0.25
IL Fac. Spec. - NOX Rate Summer v3.1, Unit 2723 and retrofits | 341 | 7305 | Rate Constraint in lbs/MMBtu | FALSE | L | Annual | Emissions at Affected Plants NOX | Thousand Tons | 0 | 0 | 0 | 0 | 0 | 0 | 0
IL Fac. Spec. - NOX Rate Summer v3.1, Unit 2723 and retrofits | 341 | 7305 | Rate Constraint in lbs/MMBtu | FALSE | L | Annual | Allowances Purchased NOX | Thousand Tons | 0 | 0 | 0 | 0 | 0 | 0 | 0
IL Fac. Spec. - NOX Rate Summer v3.1, Unit 2723 and retrofits | 341 | 7305 | Rate Constraint in lbs/MMBtu | FALSE | L | Annual | Allowances Sold NOX | Thousand Tons | 0 | 0 | 0 | 0 | 0 | 0 | 0
IL Fac. Spec. - NOX Rate Summer v3.1, Unit 2723 and retrofits | 341 | 7305 | Rate Constraint in lbs/MMBtu | FALSE | L | Annual | Allowances Banked | Thousand Tons | 0 | 0 | 0 | 0 | 0 | 0 | 0
IL Fac. Spec. - NOX Rate Summer v3.1, Unit 2723 and retrofits | 341 | 7305 | Rate Constraint in lbs/MMBtu | FALSE | L | Annual | Allowances Withdrawn (1:1) | Thousand Tons | 0 | 0 | 0 | 0 | 0 | 0 | 0
IL Fac. Spec. - NOX Rate Summer v3.1, Unit 2723 and retrofits | 341 | 7305 | Rate Constraint in lbs/MMBtu | FALSE | L | Annual | Allowances Withdrawn (n:1) | Thousand Tons | 0 | 0 | 0 | 0 | 0 | 0 | 0
IL Fac. Spec. - NOX Rate Summer v3.1, Unit 2723 and retrofits | 341 | 7305 | Rate Constraint in lbs/MMBtu | FALSE | L | Annual | Net Emissions Allowance Position | Thousand Tons | 0 | 0 | 0 | 0 | 0 | 0 | 0
IL Fac. Spec. - NOX Rate Summer v3.1, Unit 2723 and retrofits | 341 | 7305 | Rate Constraint in lbs/MMBtu | FALSE | L | Annual | Fuel Consumed | TBtu | 0 | 0 | 0 | 0 | 0 | 0 | 0
IL Fac. Spec. - NOX Rate Summer v3.1, Unit 2723 and retrofits | 341 | 7305 | Rate Constraint in lbs/MMBtu | FALSE | L | Annual | Rate | lb/MMBtu | 0 | 0 | 0 | 0 | 0 | 0 | 0
IL Fac. Spec. - NOX Rate Summer v3.1, Unit 2723 and retrofits | 341 | 7305 | Rate Constraint in lbs/MMBtu | FALSE | L | Annual | Generation | TWh | 0 | 0 | 0 | 0 | 0 | 0 | 0
IL Fac. Spec. - NOX Rate Summer v3.1, Unit 2723 and retrofits | 341 | 7305 | Rate Constraint in lbs/MMBtu | FALSE | L | Annual | Qualifying Generation | TWh | 0 | 0 | 0 | 0 | 0 | 0 | 0
IL Fac. Spec. - NOX Rate Summer v3.1, Unit 2723 and retrofits | 341 | 7305 | Rate Constraint in lbs/MMBtu | FALSE | L | Annual | Rate | lb/MWh | 0 | 0 | 0 | 0 | 0 | 0 | 0
IL Fac. Spec. - NOX Rate Summer v3.1, Unit 2723 and retrofits | 341 | 7305 | Rate Constraint in lbs/MMBtu | FALSE | L | Annual | Constraint Shadow Price | US2019$/Ton | 0 | 0 | 0 | 0 | 0 | 0 | 0
IL Fac. Spec. - NOX Rate Summer v3.1, Unit 2724 and retrofits | 342 | 7305 | Rate Constraint in lbs/MMBtu | FALSE | L | Annual | Seasons Included | Seasons | Summer | Summer | Summer | Summer | Summer | Summer | Summer
IL Fac. Spec. - NOX Rate Summer v3.1, Unit 2724 and retrofits | 342 | 7305 | Rate Constraint in lbs/MMBtu | FALSE | L | Annual | Standard NOX | lb/MMBtu | 0.25 | 0.25 | 0.25 | 0.25 | 0.25 | 0.25 | 0.25
IL Fac. Spec. - NOX Rate Summer v3.1, Unit 2724 and retrofits | 342 | 7305 | Rate Constraint in lbs/MMBtu | FALSE | L | Annual | Emissions at Affected Plants NOX | Thousand Tons | 0 | 0 | 0 | 0 | 0 | 0 | 0
IL Fac. Spec. - NOX Rate Summer v3.1, Unit 2724 and retrofits | 342 | 7305 | Rate Constraint in lbs/MMBtu | FALSE | L | Annual | Allowances Purchased NOX | Thousand Tons | 0 | 0 | 0 | 0 | 0 | 0 | 0
IL Fac. Spec. - NOX Rate Summer v3.1, Unit 2724 and retrofits | 342 | 7305 | Rate Constraint in lbs/MMBtu | FALSE | L | Annual | Allowances Sold NOX | Thousand Tons | 0 | 0 | 0 | 0 | 0 | 0 | 0
IL Fac. Spec. - NOX Rate Summer v3.1, Unit 2724 and retrofits | 342 | 7305 | Rate Constraint in lbs/MMBtu | FALSE | L | Annual | Allowances Banked | Thousand Tons | 0 | 0 | 0 | 0 | 0 | 0 | 0
IL Fac. Spec. - NOX Rate Summer v3.1, Unit 2724 and retrofits | 342 | 7305 | Rate Constraint in lbs/MMBtu | FALSE | L | Annual | Allowances Withdrawn (1:1) | Thousand Tons | 0 | 0 | 0 | 0 | 0 | 0 | 0
IL Fac. Spec. - NOX Rate Summer v3.1, Unit 2724 and retrofits | 342 | 7305 | Rate Constraint in lbs/MMBtu | FALSE | L | Annual | Allowances Withdrawn (n:1) | Thousand Tons | 0 | 0 | 0 | 0 | 0 | 0 | 0
IL Fac. Spec. - NOX Rate Summer v3.1, Unit 2724 and retrofits | 342 | 7305 | Rate Constraint in lbs/MMBtu | FALSE | L | Annual | Net Emissions Allowance Position | Thousand Tons | 0 | 0 | 0 | 0 | 0 | 0 | 0
IL Fac. Spec. - NOX Rate Summer v3.1, Unit 2724 and retrofits | 342 | 7305 | Rate Constraint in lbs/MMBtu | FALSE | L | Annual | Fuel Consumed | TBtu | 0 | 0 | 0 | 0 | 0 | 0 | 0
IL Fac. Spec. - NOX Rate Summer v3.1, Unit 2724 and retrofits | 342 | 7305 | Rate Constraint in lbs/MMBtu | FALSE | L | Annual | Rate | lb/MMBtu | 0 | 0 | 0 | 0 | 0 | 0 | 0
IL Fac. Spec. - NOX Rate Summer v3.1, Unit 2724 and retrofits | 342 | 7305 | Rate Constraint in lbs/MMBtu | FALSE | L | Annual | Generation | TWh | 0 | 0 | 0 | 0 | 0 | 0 | 0
IL Fac. Spec. - NOX Rate Summer v3.1, Unit 2724 and retrofits | 342 | 7305 | Rate Constraint in lbs/MMBtu | FALSE | L | Annual | Qualifying Generation | TWh | 0 | 0 | 0 | 0 | 0 | 0 | 0
IL Fac. Spec. - NOX Rate Summer v3.1, Unit 2724 and retrofits | 342 | 7305 | Rate Constraint in lbs/MMBtu | FALSE | L | Annual | Rate | lb/MWh | 0 | 0 | 0 | 0 | 0 | 0 | 0
IL Fac. Spec. - NOX Rate Summer v3.1, Unit 2724 and retrofits | 342 | 7305 | Rate Constraint in lbs/MMBtu | FALSE | L | Annual | Constraint Shadow Price | US2019$/Ton | 0 | 0 | 0 | 0 | 0 | 0 | 0
IL Fac. Spec. - NOX Rate Summer v3.1, Unit 2725 and retrofits | 343 | 7305 | Rate Constraint in lbs/MMBtu | FALSE | L | Annual | Seasons Included | Seasons | Summer | Summer | Summer | Summer | Summer | Summer | Summer
IL Fac. Spec. - NOX Rate Summer v3.1, Unit 2725 and retrofits | 343 | 7305 | Rate Constraint in lbs/MMBtu | FALSE | L | Annual | Standard NOX | lb/MMBtu | 0.25 | 0.25 | 0.25 | 0.25 | 0.25 | 0.25 | 0.25
IL Fac. Spec. - NOX Rate Summer v3.1, Unit 2725 and retrofits | 343 | 7305 | Rate Constraint in lbs/MMBtu | FALSE | L | Annual | Emissions at Affected Plants NOX | Thousand Tons | 0 | 0 | 0 | 0 | 0 | 0 | 0
IL Fac. Spec. - NOX Rate Summer v3.1, Unit 2725 and retrofits | 343 | 7305 | Rate Constraint in lbs/MMBtu | FALSE | L | Annual | Allowances Purchased NOX | Thousand Tons | 0 | 0 | 0 | 0 | 0 | 0 | 0
IL Fac. Spec. - NOX Rate Summer v3.1, Unit 2725 and retrofits | 343 | 7305 | Rate Constraint in lbs/MMBtu | FALSE | L | Annual | Allowances Sold NOX | Thousand Tons | 0 | 0 | 0 | 0 | 0 | 0 | 0
IL Fac. Spec. - NOX Rate Summer v3.1, Unit 2725 and retrofits | 343 | 7305 | Rate Constraint in lbs/MMBtu | FALSE | L | Annual | Allowances Banked | Thousand Tons | 0 | 0 | 0 | 0 | 0 | 0 | 0
IL Fac. Spec. - NOX Rate Summer v3.1, Unit 2725 and retrofits | 343 | 7305 | Rate Constraint in lbs/MMBtu | FALSE | L | Annual | Allowances Withdrawn (1:1) | Thousand Tons | 0 | 0 | 0 | 0 | 0 | 0 | 0
IL Fac. Spec. - NOX Rate Summer v3.1, Unit 2725 and retrofits | 343 | 7305 | Rate Constraint in lbs/MMBtu | FALSE | L | Annual | Allowances Withdrawn (n:1) | Thousand Tons | 0 | 0 | 0 | 0 | 0 | 0 | 0
IL Fac. Spec. - NOX Rate Summer v3.1, Unit 2725 and retrofits | 343 | 7305 | Rate Constraint in lbs/MMBtu | FALSE | L | Annual | Net Emissions Allowance Position | Thousand Tons | 0 | 0 | 0 | 0 | 0 | 0 | 0
IL Fac. Spec. - NOX Rate Summer v3.1, Unit 2725 and retrofits | 343 | 7305 | Rate Constraint in lbs/MMBtu | FALSE | L | Annual | Fuel Consumed | TBtu | 0 | 0 | 0 | 0 | 0 | 0 | 0
IL Fac. Spec. - NOX Rate Summer v3.1, Unit 2725 and retrofits | 343 | 7305 | Rate Constraint in lbs/MMBtu | FALSE | L | Annual | Rate | lb/MMBtu | 0 | 0 | 0 | 0 | 0 | 0 | 0
IL Fac. Spec. - NOX Rate Summer v3.1, Unit 2725 and retrofits | 343 | 7305 | Rate Constraint in lbs/MMBtu | FALSE | L | Annual | Generation | TWh | 0 | 0 | 0 | 0 | 0 | 0 | 0
IL Fac. Spec. - NOX Rate Summer v3.1, Unit 2725 and retrofits | 343 | 7305 | Rate Constraint in lbs/MMBtu | FALSE | L | Annual | Qualifying Generation | TWh | 0 | 0 | 0 | 0 | 0 | 0 | 0
IL Fac. Spec. - NOX Rate Summer v3.1, Unit 2725 and retrofits | 343 | 7305 | Rate Constraint in lbs/MMBtu | FALSE | L | Annual | Rate | lb/MWh | 0 | 0 | 0 | 0 | 0 | 0 | 0
IL Fac. Spec. - NOX Rate Summer v3.1, Unit 2725 and retrofits | 343 | 7305 | Rate Constraint in lbs/MMBtu | FALSE | L | Annual | Constraint Shadow Price | US2019$/Ton | 0 | 0 | 0 | 0 | 0 | 0 | 0
IL Fac. Spec. - NOX Rate Summer v3.1, Unit 2726 and retrofits | 344 | 7305 | Rate Constraint in lbs/MMBtu | FALSE | L | Annual | Seasons Included | Seasons | Summer | Summer | Summer | Summer | Summer | Summer | Summer
IL Fac. Spec. - NOX Rate Summer v3.1, Unit 2726 and retrofits | 344 | 7305 | Rate Constraint in lbs/MMBtu | FALSE | L | Annual | Standard NOX | lb/MMBtu | 0.25 | 0.25 | 0.25 | 0.25 | 0.25 | 0.25 | 0.25
IL Fac. Spec. - NOX Rate Summer v3.1, Unit 2726 and retrofits | 344 | 7305 | Rate Constraint in lbs/MMBtu | FALSE | L | Annual | Emissions at Affected Plants NOX | Thousand Tons | 0 | 0 | 0 | 0 | 0 | 0 | 0
IL Fac. Spec. - NOX Rate Summer v3.1, Unit 2726 and retrofits | 344 | 7305 | Rate Constraint in lbs/MMBtu | FALSE | L | Annual | Allowances Purchased NOX | Thousand Tons | 0 | 0 | 0 | 0 | 0 | 0 | 0
IL Fac. Spec. - NOX Rate Summer v3.1, Unit 2726 and retrofits | 344 | 7305 | Rate Constraint in lbs/MMBtu | FALSE | L | Annual | Allowances Sold NOX | Thousand Tons | 0 | 0 | 0 | 0 | 0 | 0 | 0
IL Fac. Spec. - NOX Rate Summer v3.1, Unit 2726 and retrofits | 344 | 7305 | Rate Constraint in lbs/MMBtu | FALSE | L | Annual | Allowances Banked | Thousand Tons | 0 | 0 | 0 | 0 | 0 | 0 | 0
IL Fac. Spec. - NOX Rate Summer v3.1, Unit 2726 and retrofits | 344 | 7305 | Rate Constraint in lbs/MMBtu | FALSE | L | Annual | Allowances Withdrawn (1:1) | Thousand Tons | 0 | 0 | 0 | 0 | 0 | 0 | 0
IL Fac. Spec. - NOX Rate Summer v3.1, Unit 2726 and retrofits | 344 | 7305 | Rate Constraint in lbs/MMBtu | FALSE | L | Annual | Allowances Withdrawn (n:1) | Thousand Tons | 0 | 0 | 0 | 0 | 0 | 0 | 0
IL Fac. Spec. - NOX Rate Summer v3.1, Unit 2726 and retrofits | 344 | 7305 | Rate Constraint in lbs/MMBtu | FALSE | L | Annual | Net Emissions Allowance Position | Thousand Tons | 0 | 0 | 0 | 0 | 0 | 0 | 0
IL Fac. Spec. - NOX Rate Summer v3.1, Unit 2726 and retrofits | 344 | 7305 | Rate Constraint in lbs/MMBtu | FALSE | L | Annual | Fuel Consumed | TBtu | 0 | 0 | 0 | 0 | 0 | 0 | 0
IL Fac. Spec. - NOX Rate Summer v3.1, Unit 2726 and retrofits | 344 | 7305 | Rate Constraint in lbs/MMBtu | FALSE | L | Annual | Rate | lb/MMBtu | 0 | 0 | 0 | 0 | 0 | 0 | 0
IL Fac. Spec. - NOX Rate Summer v3.1, Unit 2726 and retrofits | 344 | 7305 | Rate Constraint in lbs/MMBtu | FALSE | L | Annual | Generation | TWh | 0 | 0 | 0 | 0 | 0 | 0 | 0
IL Fac. Spec. - NOX Rate Summer v3.1, Unit 2726 and retrofits | 344 | 7305 | Rate Constraint in lbs/MMBtu | FALSE | L | Annual | Qualifying Generation | TWh | 0 | 0 | 0 | 0 | 0 | 0 | 0
IL Fac. Spec. - NOX Rate Summer v3.1, Unit 2726 and retrofits | 344 | 7305 | Rate Constraint in lbs/MMBtu | FALSE | L | Annual | Rate | lb/MWh | 0 | 0 | 0 | 0 | 0 | 0 | 0
IL Fac. Spec. - NOX Rate Summer v3.1, Unit 2726 and retrofits | 344 | 7305 | Rate Constraint in lbs/MMBtu | FALSE | L | Annual | Constraint Shadow Price | US2019$/Ton | 0 | 0 | 0 | 0 | 0 | 0 | 0
IL Fac. Spec. - NOX Rate Summer v3.1, Unit 3246 and retrofits | 345 | 7305 | Rate Constraint in lbs/MMBtu | FALSE | L | Annual | Seasons Included | Seasons | Summer | Summer | Summer | Summer | Summer | Summer | Summer
IL Fac. Spec. - NOX Rate Summer v3.1, Unit 3246 and retrofits | 345 | 7305 | Rate Constraint in lbs/MMBtu | FALSE | L | Annual | Standard NOX | lb/MMBtu | 0.25 | 0.25 | 0.25 | 0.25 | 0.25 | 0.25 | 0.25
IL Fac. Spec. - NOX Rate Summer v3.1, Unit 3246 and retrofits | 345 | 7305 | Rate Constraint in lbs/MMBtu | FALSE | L | Annual | Emissions at Affected Plants NOX | Thousand Tons | 0 | 0 | 0 | 0 | 0 | 0 | 0
IL Fac. Spec. - NOX Rate Summer v3.1, Unit 3246 and retrofits | 345 | 7305 | Rate Constraint in lbs/MMBtu | FALSE | L | Annual | Allowances Purchased NOX | Thousand Tons | 0 | 0 | 0 | 0 | 0 | 0 | 0
IL Fac. Spec. - NOX Rate Summer v3.1, Unit 3246 and retrofits | 345 | 7305 | Rate Constraint in lbs/MMBtu | FALSE | L | Annual | Allowances Sold NOX | Thousand Tons | 0 | 0 | 0 | 0 | 0 | 0 | 0
IL Fac. Spec. - NOX Rate Summer v3.1, Unit 3246 and retrofits | 345 | 7305 | Rate Constraint in lbs/MMBtu | FALSE | L | Annual | Allowances Banked | Thousand Tons | 0 | 0 | 0 | 0 | 0 | 0 | 0
IL Fac. Spec. - NOX Rate Summer v3.1, Unit 3246 and retrofits | 345 | 7305 | Rate Constraint in lbs/MMBtu | FALSE | L | Annual | Allowances Withdrawn (1:1) | Thousand Tons | 0 | 0 | 0 | 0 | 0 | 0 | 0
IL Fac. Spec. - NOX Rate Summer v3.1, Unit 3246 and retrofits | 345 | 7305 | Rate Constraint in lbs/MMBtu | FALSE | L | Annual | Allowances Withdrawn (n:1) | Thousand Tons | 0 | 0 | 0 | 0 | 0 | 0 | 0
IL Fac. Spec. - NOX Rate Summer v3.1, Unit 3246 and retrofits | 345 | 7305 | Rate Constraint in lbs/MMBtu | FALSE | L | Annual | Net Emissions Allowance Position | Thousand Tons | 0 | 0 | 0 | 0 | 0 | 0 | 0
IL Fac. Spec. - NOX Rate Summer v3.1, Unit 3246 and retrofits | 345 | 7305 | Rate Constraint in lbs/MMBtu | FALSE | L | Annual | Fuel Consumed | TBtu | 0 | 0 | 0 | 0 | 0 | 0 | 0
IL Fac. Spec. - NOX Rate Summer v3.1, Unit 3246 and retrofits | 345 | 7305 | Rate Constraint in lbs/MMBtu | FALSE | L | Annual | Rate | lb/MMBtu | 0 | 0 | 0 | 0 | 0 | 0 | 0
IL Fac. Spec. - NOX Rate Summer v3.1, Unit 3246 and retrofits | 345 | 7305 | Rate Constraint in lbs/MMBtu | FALSE | L | Annual | Generation | TWh | 0 | 0 | 0 | 0 | 0 | 0 | 0
IL Fac. Spec. - NOX Rate Summer v3.1, Unit 3246 and retrofits | 345 | 7305 | Rate Constraint in lbs/MMBtu | FALSE | L | Annual | Qualifying Generation | TWh | 0 | 0 | 0 | 0 | 0 | 0 | 0
IL Fac. Spec. - NOX Rate Summer v3.1, Unit 3246 and retrofits | 345 | 7305 | Rate Constraint in lbs/MMBtu | FALSE | L | Annual | Rate | lb/MWh | 0 | 0 | 0 | 0 | 0 | 0 | 0
IL Fac. Spec. - NOX Rate Summer v3.1, Unit 3246 and retrofits | 345 | 7305 | Rate Constraint in lbs/MMBtu | FALSE | L | Annual | Constraint Shadow Price | US2019$/Ton | 0 | 0 | 0 | 0 | 0 | 0 | 0
IL Fac. Spec. - NOX Rate Summer v3.1, Unit 3247 and retrofits | 346 | 7305 | Rate Constraint in lbs/MMBtu | FALSE | L | Annual | Seasons Included | Seasons | Summer | Summer | Summer | Summer | Summer | Summer | Summer
IL Fac. Spec. - NOX Rate Summer v3.1, Unit 3247 and retrofits | 346 | 7305 | Rate Constraint in lbs/MMBtu | FALSE | L | Annual | Standard NOX | lb/MMBtu | 0.25 | 0.25 | 0.25 | 0.25 | 0.25 | 0.25 | 0.25
IL Fac. Spec. - NOX Rate Summer v3.1, Unit 3247 and retrofits | 346 | 7305 | Rate Constraint in lbs/MMBtu | FALSE | L | Annual | Emissions at Affected Plants NOX | Thousand Tons | 0 | 0 | 0 | 0 | 0 | 0 | 0
IL Fac. Spec. - NOX Rate Summer v3.1, Unit 3247 and retrofits | 346 | 7305 | Rate Constraint in lbs/MMBtu | FALSE | L | Annual | Allowances Purchased NOX | Thousand Tons | 0 | 0 | 0 | 0 | 0 | 0 | 0
IL Fac. Spec. - NOX Rate Summer v3.1, Unit 3247 and retrofits | 346 | 7305 | Rate Constraint in lbs/MMBtu | FALSE | L | Annual | Allowances Sold NOX | Thousand Tons | 0 | 0 | 0 | 0 | 0 | 0 | 0
IL Fac. Spec. - NOX Rate Summer v3.1, Unit 3247 and retrofits | 346 | 7305 | Rate Constraint in lbs/MMBtu | FALSE | L | Annual | Allowances Banked | Thousand Tons | 0 | 0 | 0 | 0 | 0 | 0 | 0
IL Fac. Spec. - NOX Rate Summer v3.1, Unit 3247 and retrofits | 346 | 7305 | Rate Constraint in lbs/MMBtu | FALSE | L | Annual | Allowances Withdrawn (1:1) | Thousand Tons | 0 | 0 | 0 | 0 | 0 | 0 | 0
IL Fac. Spec. - NOX Rate Summer v3.1, Unit 3247 and retrofits | 346 | 7305 | Rate Constraint in lbs/MMBtu | FALSE | L | Annual | Allowances Withdrawn (n:1) | Thousand Tons | 0 | 0 | 0 | 0 | 0 | 0 | 0
IL Fac. Spec. - NOX Rate Summer v3.1, Unit 3247 and retrofits | 346 | 7305 | Rate Constraint in lbs/MMBtu | FALSE | L | Annual | Net Emissions Allowance Position | Thousand Tons | 0 | 0 | 0 | 0 | 0 | 0 | 0
IL Fac. Spec. - NOX Rate Summer v3.1, Unit 3247 and retrofits | 346 | 7305 | Rate Constraint in lbs/MMBtu | FALSE | L | Annual | Fuel Consumed | TBtu | 0 | 0 | 0 | 0 | 0 | 0 | 0
IL Fac. Spec. - NOX Rate Summer v3.1, Unit 3247 and retrofits | 346 | 7305 | Rate Constraint in lbs/MMBtu | FALSE | L | Annual | Rate | lb/MMBtu | 0 | 0 | 0 | 0 | 0 | 0 | 0
IL Fac. Spec. - NOX Rate Summer v3.1, Unit 3247 and retrofits | 346 | 7305 | Rate Constraint in lbs/MMBtu | FALSE | L | Annual | Generation | TWh | 0 | 0 | 0 | 0 | 0 | 0 | 0
IL Fac. Spec. - NOX Rate Summer v3.1, Unit 3247 and retrofits | 346 | 7305 | Rate Constraint in lbs/MMBtu | FALSE | L | Annual | Qualifying Generation | TWh | 0 | 0 | 0 | 0 | 0 | 0 | 0
IL Fac. Spec. - NOX Rate Summer v3.1, Unit 3247 and retrofits | 346 | 7305 | Rate Constraint in lbs/MMBtu | FALSE | L | Annual | Rate | lb/MWh | 0 | 0 | 0 | 0 | 0 | 0 | 0
IL Fac. Spec. - NOX Rate Summer v3.1, Unit 3247 and retrofits | 346 | 7305 | Rate Constraint in lbs/MMBtu | FALSE | L | Annual | Constraint Shadow Price | US2019$/Ton | 0 | 0 | 0 | 0 | 0 | 0 | 0
IL Fac. Spec. - NOX Rate Summer v3.1, Unit 3248 and retrofits | 347 | 7305 | Rate Constraint in lbs/MMBtu | FALSE | L | Annual | Seasons Included | Seasons | Summer | Summer | Summer | Summer | Summer | Summer | Summer
IL Fac. Spec. - NOX Rate Summer v3.1, Unit 3248 and retrofits | 347 | 7305 | Rate Constraint in lbs/MMBtu | FALSE | L | Annual | Standard NOX | lb/MMBtu | 0.25 | 0.25 | 0.25 | 0.25 | 0.25 | 0.25 | 0.25
IL Fac. Spec. - NOX Rate Summer v3.1, Unit 3248 and retrofits | 347 | 7305 | Rate Constraint in lbs/MMBtu | FALSE | L | Annual | Emissions at Affected Plants NOX | Thousand Tons | 0 | 0 | 0 | 0 | 0 | 0 | 0
IL Fac. Spec. - NOX Rate Summer v3.1, Unit 3248 and retrofits | 347 | 7305 | Rate Constraint in lbs/MMBtu | FALSE | L | Annual | Allowances Purchased NOX | Thousand Tons | 0 | 0 | 0 | 0 | 0 | 0 | 0
IL Fac. Spec. - NOX Rate Summer v3.1, Unit 3248 and retrofits | 347 | 7305 | Rate Constraint in lbs/MMBtu | FALSE | L | Annual | Allowances Sold NOX | Thousand Tons | 0 | 0 | 0 | 0 | 0 | 0 | 0
IL Fac. Spec. - NOX Rate Summer v3.1, Unit 3248 and retrofits | 347 | 7305 | Rate Constraint in lbs/MMBtu | FALSE | L | Annual | Allowances Banked | Thousand Tons | 0 | 0 | 0 | 0 | 0 | 0 | 0
IL Fac. Spec. - NOX Rate Summer v3.1, Unit 3248 and retrofits | 347 | 7305 | Rate Constraint in lbs/MMBtu | FALSE | L | Annual | Allowances Withdrawn (1:1) | Thousand Tons | 0 | 0 | 0 | 0 | 0 | 0 | 0
IL Fac. Spec. - NOX Rate Summer v3.1, Unit 3248 and retrofits | 347 | 7305 | Rate Constraint in lbs/MMBtu | FALSE | L | Annual | Allowances Withdrawn (n:1) | Thousand Tons | 0 | 0 | 0 | 0 | 0 | 0 | 0
IL Fac. Spec. - NOX Rate Summer v3.1, Unit 3248 and retrofits | 347 | 7305 | Rate Constraint in lbs/MMBtu | FALSE | L | Annual | Net Emissions Allowance Position | Thousand Tons | 0 | 0 | 0 | 0 | 0 | 0 | 0
IL Fac. Spec. - NOX Rate Summer v3.1, Unit 3248 and retrofits | 347 | 7305 | Rate Constraint in lbs/MMBtu | FALSE | L | Annual | Fuel Consumed | TBtu | 0 | 0 | 0 | 0 | 0 | 0 | 0
IL Fac. Spec. - NOX Rate Summer v3.1, Unit 3248 and retrofits | 347 | 7305 | Rate Constraint in lbs/MMBtu | FALSE | L | Annual | Rate | lb/MMBtu | 0 | 0 | 0 | 0 | 0 | 0 | 0
IL Fac. Spec. - NOX Rate Summer v3.1, Unit 3248 and retrofits | 347 | 7305 | Rate Constraint in lbs/MMBtu | FALSE | L | Annual | Generation | TWh | 0 | 0 | 0 | 0 | 0 | 0 | 0
IL Fac. Spec. - NOX Rate Summer v3.1, Unit 3248 and retrofits | 347 | 7305 | Rate Constraint in lbs/MMBtu | FALSE | L | Annual | Qualifying Generation | TWh | 0 | 0 | 0 | 0 | 0 | 0 | 0
IL Fac. Spec. - NOX Rate Summer v3.1, Unit 3248 and retrofits | 347 | 7305 | Rate Constraint in lbs/MMBtu | FALSE | L | Annual | Rate | lb/MWh | 0 | 0 | 0 | 0 | 0 | 0 | 0
IL Fac. Spec. - NOX Rate Summer v3.1, Unit 3248 and retrofits | 347 | 7305 | Rate Constraint in lbs/MMBtu | FALSE | L | Annual | Constraint Shadow Price | US2019$/Ton | 0 | 0 | 0 | 0 | 0 | 0 | 0
IL Fac. Spec. - NOX Rate Summer v3.1, Unit 3249 and retrofits | 348 | 7305 | Rate Constraint in lbs/MMBtu | FALSE | L | Annual | Seasons Included | Seasons | Summer | Summer | Summer | Summer | Summer | Summer | Summer
IL Fac. Spec. - NOX Rate Summer v3.1, Unit 3249 and retrofits | 348 | 7305 | Rate Constraint in lbs/MMBtu | FALSE | L | Annual | Standard NOX | lb/MMBtu | 0.25 | 0.25 | 0.25 | 0.25 | 0.25 | 0.25 | 0.25
IL Fac. Spec. - NOX Rate Summer v3.1, Unit 3249 and retrofits | 348 | 7305 | Rate Constraint in lbs/MMBtu | FALSE | L | Annual | Emissions at Affected Plants NOX | Thousand Tons | 0 | 0 | 0 | 0 | 0 | 0 | 0
IL Fac. Spec. - NOX Rate Summer v3.1, Unit 3249 and retrofits | 348 | 7305 | Rate Constraint in lbs/MMBtu | FALSE | L | Annual | Allowances Purchased NOX | Thousand Tons | 0 | 0 | 0 | 0 | 0 | 0 | 0
IL Fac. Spec. - NOX Rate Summer v3.1, Unit 3249 and retrofits | 348 | 7305 | Rate Constraint in lbs/MMBtu | FALSE | L | Annual | Allowances Sold NOX | Thousand Tons | 0 | 0 | 0 | 0 | 0 | 0 | 0
IL Fac. Spec. - NOX Rate Summer v3.1, Unit 3249 and retrofits | 348 | 7305 | Rate Constraint in lbs/MMBtu | FALSE | L | Annual | Allowances Banked | Thousand Tons | 0 | 0 | 0 | 0 | 0 | 0 | 0
IL Fac. Spec. - NOX Rate Summer v3.1, Unit 3249 and retrofits | 348 | 7305 | Rate Constraint in lbs/MMBtu | FALSE | L | Annual | Allowances Withdrawn (1:1) | Thousand Tons | 0 | 0 | 0 | 0 | 0 | 0 | 0
IL Fac. Spec. - NOX Rate Summer v3.1, Unit 3249 and retrofits | 348 | 7305 | Rate Constraint in lbs/MMBtu | FALSE | L | Annual | Allowances Withdrawn (n:1) | Thousand Tons | 0 | 0 | 0 | 0 | 0 | 0 | 0
IL Fac. Spec. - NOX Rate Summer v3.1, Unit 3249 and retrofits | 348 | 7305 | Rate Constraint in lbs/MMBtu | FALSE | L | Annual | Net Emissions Allowance Position | Thousand Tons | 0 | 0 | 0 | 0 | 0 | 0 | 0
IL Fac. Spec. - NOX Rate Summer v3.1, Unit 3249 and retrofits | 348 | 7305 | Rate Constraint in lbs/MMBtu | FALSE | L | Annual | Fuel Consumed | TBtu | 0 | 0 | 0 | 0 | 0 | 0 | 0
IL Fac. Spec. - NOX Rate Summer v3.1, Unit 3249 and retrofits | 348 | 7305 | Rate Constraint in lbs/MMBtu | FALSE | L | Annual | Rate | lb/MMBtu | 0 | 0 | 0 | 0 | 0 | 0 | 0
IL Fac. Spec. - NOX Rate Summer v3.1, Unit 3249 and retrofits | 348 | 7305 | Rate Constraint in lbs/MMBtu | FALSE | L | Annual | Generation | TWh | 0 | 0 | 0 | 0 | 0 | 0 | 0
IL Fac. Spec. - NOX Rate Summer v3.1, Unit 3249 and retrofits | 348 | 7305 | Rate Constraint in lbs/MMBtu | FALSE | L | Annual | Qualifying Generation | TWh | 0 | 0 | 0 | 0 | 0 | 0 | 0
IL Fac. Spec. - NOX Rate Summer v3.1, Unit 3249 and retrofits | 348 | 7305 | Rate Constraint in lbs/MMBtu | FALSE | L | Annual | Rate | lb/MWh | 0 | 0 | 0 | 0 | 0 | 0 | 0
IL Fac. Spec. - NOX Rate Summer v3.1, Unit 3249 and retrofits | 348 | 7305 | Rate Constraint in lbs/MMBtu | FALSE | L | Annual | Constraint Shadow Price | US2019$/Ton | 0 | 0 | 0 | 0 | 0 | 0 | 0
IL Fac. Spec. - NOX Rate Summer v3.1, Unit 3250 and retrofits | 349 | 7305 | Rate Constraint in lbs/MMBtu | FALSE | L | Annual | Seasons Included | Seasons | Summer | Summer | Summer | Summer | Summer | Summer | Summer
IL Fac. Spec. - NOX Rate Summer v3.1, Unit 3250 and retrofits | 349 | 7305 | Rate Constraint in lbs/MMBtu | FALSE | L | Annual | Standard NOX | lb/MMBtu | 0.25 | 0.25 | 0.25 | 0.25 | 0.25 | 0.25 | 0.25
IL Fac. Spec. - NOX Rate Summer v3.1, Unit 3250 and retrofits | 349 | 7305 | Rate Constraint in lbs/MMBtu | FALSE | L | Annual | Emissions at Affected Plants NOX | Thousand Tons | 0 | 0 | 0 | 0 | 0 | 0 | 0
IL Fac. Spec. - NOX Rate Summer v3.1, Unit 3250 and retrofits | 349 | 7305 | Rate Constraint in lbs/MMBtu | FALSE | L | Annual | Allowances Purchased NOX | Thousand Tons | 0 | 0 | 0 | 0 | 0 | 0 | 0
IL Fac. Spec. - NOX Rate Summer v3.1, Unit 3250 and retrofits | 349 | 7305 | Rate Constraint in lbs/MMBtu | FALSE | L | Annual | Allowances Sold NOX | Thousand Tons | 0 | 0 | 0 | 0 | 0 | 0 | 0
IL Fac. Spec. - NOX Rate Summer v3.1, Unit 3250 and retrofits | 349 | 7305 | Rate Constraint in lbs/MMBtu | FALSE | L | Annual | Allowances Banked | Thousand Tons | 0 | 0 | 0 | 0 | 0 | 0 | 0
IL Fac. Spec. - NOX Rate Summer v3.1, Unit 3250 and retrofits | 349 | 7305 | Rate Constraint in lbs/MMBtu | FALSE | L | Annual | Allowances Withdrawn (1:1) | Thousand Tons | 0 | 0 | 0 | 0 | 0 | 0 | 0
IL Fac. Spec. - NOX Rate Summer v3.1, Unit 3250 and retrofits | 349 | 7305 | Rate Constraint in lbs/MMBtu | FALSE | L | Annual | Allowances Withdrawn (n:1) | Thousand Tons | 0 | 0 | 0 | 0 | 0 | 0 | 0
IL Fac. Spec. - NOX Rate Summer v3.1, Unit 3250 and retrofits | 349 | 7305 | Rate Constraint in lbs/MMBtu | FALSE | L | Annual | Net Emissions Allowance Position | Thousand Tons | 0 | 0 | 0 | 0 | 0 | 0 | 0
IL Fac. Spec. - NOX Rate Summer v3.1, Unit 3250 and retrofits | 349 | 7305 | Rate Constraint in lbs/MMBtu | FALSE | L | Annual | Fuel Consumed | TBtu | 0 | 0 | 0 | 0 | 0 | 0 | 0
IL Fac. Spec. - NOX Rate Summer v3.1, Unit 3250 and retrofits | 349 | 7305 | Rate Constraint in lbs/MMBtu | FALSE | L | Annual | Rate | lb/MMBtu | 0 | 0 | 0 | 0 | 0 | 0 | 0
IL Fac. Spec. - NOX Rate Summer v3.1, Unit 3250 and retrofits | 349 | 7305 | Rate Constraint in lbs/MMBtu | FALSE | L | Annual | Generation | TWh | 0 | 0 | 0 | 0 | 0 | 0 | 0
IL Fac. Spec. - NOX Rate Summer v3.1, Unit 3250 and retrofits | 349 | 7305 | Rate Constraint in lbs/MMBtu | FALSE | L | Annual | Qualifying Generation | TWh | 0 | 0 | 0 | 0 | 0 | 0 | 0
IL Fac. Spec. - NOX Rate Summer v3.1, Unit 3250 and retrofits | 349 | 7305 | Rate Constraint in lbs/MMBtu | FALSE | L | Annual | Rate | lb/MWh | 0 | 0 | 0 | 0 | 0 | 0 | 0
IL Fac. Spec. - NOX Rate Summer v3.1, Unit 3250 and retrofits | 349 | 7305 | Rate Constraint in lbs/MMBtu | FALSE | L | Annual | Constraint Shadow Price | US2019$/Ton | 0 | 0 | 0 | 0 | 0 | 0 | 0
IL Fac. Spec. - NOX Rate Summer v3.1, Unit 3266 and retrofits | 350 | 7305 | Rate Constraint in lbs/MMBtu | FALSE | L | Annual | Seasons Included | Seasons | Summer | Summer | Summer | Summer | Summer | Summer | Summer
IL Fac. Spec. - NOX Rate Summer v3.1, Unit 3266 and retrofits | 350 | 7305 | Rate Constraint in lbs/MMBtu | FALSE | L | Annual | Standard NOX | lb/MMBtu | 0.25 | 0.25 | 0.25 | 0.25 | 0.25 | 0.25 | 0.25
IL Fac. Spec. - NOX Rate Summer v3.1, Unit 3266 and retrofits | 350 | 7305 | Rate Constraint in lbs/MMBtu | FALSE | L | Annual | Emissions at Affected Plants NOX | Thousand Tons | 0 | 0 | 0 | 0 | 0 | 0 | 0
IL Fac. Spec. - NOX Rate Summer v3.1, Unit 3266 and retrofits | 350 | 7305 | Rate Constraint in lbs/MMBtu | FALSE | L | Annual | Allowances Purchased NOX | Thousand Tons | 0 | 0 | 0 | 0 | 0 | 0 | 0
IL Fac. Spec. - NOX Rate Summer v3.1, Unit 3266 and retrofits | 350 | 7305 | Rate Constraint in lbs/MMBtu | FALSE | L | Annual | Allowances Sold NOX | Thousand Tons | 0 | 0 | 0 | 0 | 0 | 0 | 0
IL Fac. Spec. - NOX Rate Summer v3.1, Unit 3266 and retrofits | 350 | 7305 | Rate Constraint in lbs/MMBtu | FALSE | L | Annual | Allowances Banked | Thousand Tons | 0 | 0 | 0 | 0 | 0 | 0 | 0
IL Fac. Spec. - NOX Rate Summer v3.1, Unit 3266 and retrofits | 350 | 7305 | Rate Constraint in lbs/MMBtu | FALSE | L | Annual | Allowances Withdrawn (1:1) | Thousand Tons | 0 | 0 | 0 | 0 | 0 | 0 | 0
IL Fac. Spec. - NOX Rate Summer v3.1, Unit 3266 and retrofits | 350 | 7305 | Rate Constraint in lbs/MMBtu | FALSE | L | Annual | Allowances Withdrawn (n:1) | Thousand Tons | 0 | 0 | 0 | 0 | 0 | 0 | 0
IL Fac. Spec. - NOX Rate Summer v3.1, Unit 3266 and retrofits | 350 | 7305 | Rate Constraint in lbs/MMBtu | FALSE | L | Annual | Net Emissions Allowance Position | Thousand Tons | 0 | 0 | 0 | 0 | 0 | 0 | 0
IL Fac. Spec. - NOX Rate Summer v3.1, Unit 3266 and retrofits | 350 | 7305 | Rate Constraint in lbs/MMBtu | FALSE | L | Annual | Fuel Consumed | TBtu | 0 | 0 | 0 | 0 | 0 | 0 | 0
IL Fac. Spec. - NOX Rate Summer v3.1, Unit 3266 and retrofits | 350 | 7305 | Rate Constraint in lbs/MMBtu | FALSE | L | Annual | Rate | lb/MMBtu | 0 | 0 | 0 | 0 | 0 | 0 | 0
IL Fac. Spec. - NOX Rate Summer v3.1, Unit 3266 and retrofits | 350 | 7305 | Rate Constraint in lbs/MMBtu | FALSE | L | Annual | Generation | TWh | 0 | 0 | 0 | 0 | 0 | 0 | 0
IL Fac. Spec. - NOX Rate Summer v3.1, Unit 3266 and retrofits | 350 | 7305 | Rate Constraint in lbs/MMBtu | FALSE | L | Annual | Qualifying Generation | TWh | 0 | 0 | 0 | 0 | 0 | 0 | 0
IL Fac. Spec. - NOX Rate Summer v3.1, Unit 3266 and retrofits | 350 | 7305 | Rate Constraint in lbs/MMBtu | FALSE | L | Annual | Rate | lb/MWh | 0 | 0 | 0 | 0 | 0 | 0 | 0
IL Fac. Spec. - NOX Rate Summer v3.1, Unit 3266 and retrofits | 350 | 7305 | Rate Constraint in lbs/MMBtu | FALSE | L | Annual | Constraint Shadow Price | US2019$/Ton | 0 | 0 | 0 | 0 | 0 | 0 | 0
IL Fac. Spec. - NOX Rate Summer v3.1, Unit 3267 and retrofits | 351 | 7305 | Rate Constraint in lbs/MMBtu | FALSE | L | Annual | Seasons Included | Seasons | Summer | Summer | Summer | Summer | Summer | Summer | Summer
IL Fac. Spec. - NOX Rate Summer v3.1, Unit 3267 and retrofits | 351 | 7305 | Rate Constraint in lbs/MMBtu | FALSE | L | Annual | Standard NOX | lb/MMBtu | 0.25 | 0.25 | 0.25 | 0.25 | 0.25 | 0.25 | 0.25
IL Fac. Spec. - NOX Rate Summer v3.1, Unit 3267 and retrofits | 351 | 7305 | Rate Constraint in lbs/MMBtu | FALSE | L | Annual | Emissions at Affected Plants NOX | Thousand Tons | 0 | 0 | 0 | 0 | 0 | 0 | 0
IL Fac. Spec. - NOX Rate Summer v3.1, Unit 3267 and retrofits | 351 | 7305 | Rate Constraint in lbs/MMBtu | FALSE | L | Annual | Allowances Purchased NOX | Thousand Tons | 0 | 0 | 0 | 0 | 0 | 0 | 0
IL Fac. Spec. - NOX Rate Summer v3.1, Unit 3267 and retrofits | 351 | 7305 | Rate Constraint in lbs/MMBtu | FALSE | L | Annual | Allowances Sold NOX | Thousand Tons | 0 | 0 | 0 | 0 | 0 | 0 | 0
IL Fac. Spec. - NOX Rate Summer v3.1, Unit 3267 and retrofits | 351 | 7305 | Rate Constraint in lbs/MMBtu | FALSE | L | Annual | Allowances Banked | Thousand Tons | 0 | 0 | 0 | 0 | 0 | 0 | 0
IL Fac. Spec. - NOX Rate Summer v3.1, Unit 3267 and retrofits | 351 | 7305 | Rate Constraint in lbs/MMBtu | FALSE | L | Annual | Allowances Withdrawn (1:1) | Thousand Tons | 0 | 0 | 0 | 0 | 0 | 0 | 0
IL Fac. Spec. - NOX Rate Summer v3.1, Unit 3267 and retrofits | 351 | 7305 | Rate Constraint in lbs/MMBtu | FALSE | L | Annual | Allowances Withdrawn (n:1) | Thousand Tons | 0 | 0 | 0 | 0 | 0 | 0 | 0
IL Fac. Spec. - NOX Rate Summer v3.1, Unit 3267 and retrofits | 351 | 7305 | Rate Constraint in lbs/MMBtu | FALSE | L | Annual | Net Emissions Allowance Position | Thousand Tons | 0 | 0 | 0 | 0 | 0 | 0 | 0
IL Fac. Spec. - NOX Rate Summer v3.1, Unit 3267 and retrofits | 351 | 7305 | Rate Constraint in lbs/MMBtu | FALSE | L | Annual | Fuel Consumed | TBtu | 0 | 0 | 0 | 0 | 0 | 0 | 0
IL Fac. Spec. - NOX Rate Summer v3.1, Unit 3267 and retrofits | 351 | 7305 | Rate Constraint in lbs/MMBtu | FALSE | L | Annual | Rate | lb/MMBtu | 0 | 0 | 0 | 0 | 0 | 0 | 0
IL Fac. Spec. - NOX Rate Summer v3.1, Unit 3267 and retrofits | 351 | 7305 | Rate Constraint in lbs/MMBtu | FALSE | L | Annual | Generation | TWh | 0 | 0 | 0 | 0 | 0 | 0 | 0
IL Fac. Spec. - NOX Rate Summer v3.1, Unit 3267 and retrofits | 351 | 7305 | Rate Constraint in lbs/MMBtu | FALSE | L | Annual | Qualifying Generation | TWh | 0 | 0 | 0 | 0 | 0 | 0 | 0
IL Fac. Spec. - NOX Rate Summer v3.1, Unit 3267 and retrofits | 351 | 7305 | Rate Constraint in lbs/MMBtu | FALSE | L | Annual | Rate | lb/MWh | 0 | 0 | 0 | 0 | 0 | 0 | 0
IL Fac. Spec. - NOX Rate Summer v3.1, Unit 3267 and retrofits | 351 | 7305 | Rate Constraint in lbs/MMBtu | FALSE | L | Annual | Constraint Shadow Price | US2019$/Ton | 0 | 0 | 0 | 0 | 0 | 0 | 0
IL Fac. Spec. - NOX Rate Summer v3.1, Unit 3268 and retrofits | 352 | 7305 | Rate Constraint in lbs/MMBtu | FALSE | L | Annual | Seasons Included | Seasons | Summer | Summer | Summer | Summer | Summer | Summer | Summer
IL Fac. Spec. - NOX Rate Summer v3.1, Unit 3268 and retrofits | 352 | 7305 | Rate Constraint in lbs/MMBtu | FALSE | L | Annual | Standard NOX | lb/MMBtu | 0.25 | 0.25 | 0.25 | 0.25 | 0.25 | 0.25 | 0.25
IL Fac. Spec. - NOX Rate Summer v3.1, Unit 3268 and retrofits | 352 | 7305 | Rate Constraint in lbs/MMBtu | FALSE | L | Annual | Emissions at Affected Plants NOX | Thousand Tons | 0 | 0 | 0 | 0 | 0 | 0 | 0
IL Fac. Spec. - NOX Rate Summer v3.1, Unit 3268 and retrofits | 352 | 7305 | Rate Constraint in lbs/MMBtu | FALSE | L | Annual | Allowances Purchased NOX | Thousand Tons | 0 | 0 | 0 | 0 | 0 | 0 | 0
IL Fac. Spec. - NOX Rate Summer v3.1, Unit 3268 and retrofits | 352 | 7305 | Rate Constraint in lbs/MMBtu | FALSE | L | Annual | Allowances Sold NOX | Thousand Tons | 0 | 0 | 0 | 0 | 0 | 0 | 0
IL Fac. Spec. - NOX Rate Summer v3.1, Unit 3268 and retrofits | 352 | 7305 | Rate Constraint in lbs/MMBtu | FALSE | L | Annual | Allowances Banked | Thousand Tons | 0 | 0 | 0 | 0 | 0 | 0 | 0
IL Fac. Spec. - NOX Rate Summer v3.1, Unit 3268 and retrofits | 352 | 7305 | Rate Constraint in lbs/MMBtu | FALSE | L | Annual | Allowances Withdrawn (1:1) | Thousand Tons | 0 | 0 | 0 | 0 | 0 | 0 | 0
IL Fac. Spec. - NOX Rate Summer v3.1, Unit 3268 and retrofits | 352 | 7305 | Rate Constraint in lbs/MMBtu | FALSE | L | Annual | Allowances Withdrawn (n:1) | Thousand Tons | 0 | 0 | 0 | 0 | 0 | 0 | 0
IL Fac. Spec. - NOX Rate Summer v3.1, Unit 3268 and retrofits | 352 | 7305 | Rate Constraint in lbs/MMBtu | FALSE | L | Annual | Net Emissions Allowance Position | Thousand Tons | 0 | 0 | 0 | 0 | 0 | 0 | 0
IL Fac. Spec. - NOX Rate Summer v3.1, Unit 3268 and retrofits | 352 | 7305 | Rate Constraint in lbs/MMBtu | FALSE | L | Annual | Fuel Consumed | TBtu | 0 | 0 | 0 | 0 | 0 | 0 | 0
IL Fac. Spec. - NOX Rate Summer v3.1, Unit 3268 and retrofits | 352 | 7305 | Rate Constraint in lbs/MMBtu | FALSE | L | Annual | Rate | lb/MMBtu | 0 | 0 | 0 | 0 | 0 | 0 | 0
IL Fac. Spec. - NOX Rate Summer v3.1, Unit 3268 and retrofits | 352 | 7305 | Rate Constraint in lbs/MMBtu | FALSE | L | Annual | Generation | TWh | 0 | 0 | 0 | 0 | 0 | 0 | 0
IL Fac. Spec. - NOX Rate Summer v3.1, Unit 3268 and retrofits | 352 | 7305 | Rate Constraint in lbs/MMBtu | FALSE | L | Annual | Qualifying Generation | TWh | 0 | 0 | 0 | 0 | 0 | 0 | 0
IL Fac. Spec. - NOX Rate Summer v3.1, Unit 3268 and retrofits | 352 | 7305 | Rate Constraint in lbs/MMBtu | FALSE | L | Annual | Rate | lb/MWh | 0 | 0 | 0 | 0 | 0 | 0 | 0
IL Fac. Spec. - NOX Rate Summer v3.1, Unit 3268 and retrofits | 352 | 7305 | Rate Constraint in lbs/MMBtu | FALSE | L | Annual | Constraint Shadow Price | US2019$/Ton | 0 | 0 | 0 | 0 | 0 | 0 | 0
IL Fac. Spec. - NOX Rate Summer v3.1, Unit 3537 and retrofits | 353 | 7305 | Rate Constraint in lbs/MMBtu | FALSE | L | Annual | Seasons Included | Seasons | Summer | Summer | Summer | Summer | Summer | Summer | Summer
IL Fac. Spec. - NOX Rate Summer v3.1, Unit 3537 and retrofits | 353 | 7305 | Rate Constraint in lbs/MMBtu | FALSE | L | Annual | Standard NOX | lb/MMBtu | 0.25 | 0.25 | 0.25 | 0.25 | 0.25 | 0.25 | 0.25
IL Fac. Spec. - NOX Rate Summer v3.1, Unit 3537 and retrofits | 353 | 7305 | Rate Constraint in lbs/MMBtu | FALSE | L | Annual | Emissions at Affected Plants NOX | Thousand Tons | 0 | 0 | 0 | 0 | 0 | 0 | 0
IL Fac. Spec. - NOX Rate Summer v3.1, Unit 3537 and retrofits | 353 | 7305 | Rate Constraint in lbs/MMBtu | FALSE | L | Annual | Allowances Purchased NOX | Thousand Tons | 0 | 0 | 0 | 0 | 0 | 0 | 0
IL Fac. Spec. - NOX Rate Summer v3.1, Unit 3537 and retrofits | 353 | 7305 | Rate Constraint in lbs/MMBtu | FALSE | L | Annual | Allowances Sold NOX | Thousand Tons | 0 | 0 | 0 | 0 | 0 | 0 | 0
IL Fac. Spec. - NOX Rate Summer v3.1, Unit 3537 and retrofits | 353 | 7305 | Rate Constraint in lbs/MMBtu | FALSE | L | Annual | Allowances Banked | Thousand Tons | 0 | 0 | 0 | 0 | 0 | 0 | 0
IL Fac. Spec. - NOX Rate Summer v3.1, Unit 3537 and retrofits | 353 | 7305 | Rate Constraint in lbs/MMBtu | FALSE | L | Annual | Allowances Withdrawn (1:1) | Thousand Tons | 0 | 0 | 0 | 0 | 0 | 0 | 0
IL Fac. Spec. - NOX Rate Summer v3.1, Unit 3537 and retrofits | 353 | 7305 | Rate Constraint in lbs/MMBtu | FALSE | L | Annual | Allowances Withdrawn (n:1) | Thousand Tons | 0 | 0 | 0 | 0 | 0 | 0 | 0
IL Fac. Spec. - NOX Rate Summer v3.1, Unit 3537 and retrofits | 353 | 7305 | Rate Constraint in lbs/MMBtu | FALSE | L | Annual | Net Emissions Allowance Position | Thousand Tons | 0 | 0 | 0 | 0 | 0 | 0 | 0
IL Fac. Spec. - NOX Rate Summer v3.1, Unit 3537 and retrofits | 353 | 7305 | Rate Constraint in lbs/MMBtu | FALSE | L | Annual | Fuel Consumed | TBtu | 0 | 0 | 0 | 0 | 0 | 0 | 0
IL Fac. Spec. - NOX Rate Summer v3.1, Unit 3537 and retrofits | 353 | 7305 | Rate Constraint in lbs/MMBtu | FALSE | L | Annual | Rate | lb/MMBtu | 0 | 0 | 0 | 0 | 0 | 0 | 0
IL Fac. Spec. - NOX Rate Summer v3.1, Unit 3537 and retrofits | 353 | 7305 | Rate Constraint in lbs/MMBtu | FALSE | L | Annual | Generation | TWh | 0 | 0 | 0 | 0 | 0 | 0 | 0
IL Fac. Spec. - NOX Rate Summer v3.1, Unit 3537 and retrofits | 353 | 7305 | Rate Constraint in lbs/MMBtu | FALSE | L | Annual | Qualifying Generation | TWh | 0 | 0 | 0 | 0 | 0 | 0 | 0
IL Fac. Spec. - NOX Rate Summer v3.1, Unit 3537 and retrofits | 353 | 7305 | Rate Constraint in lbs/MMBtu | FALSE | L | Annual | Rate | lb/MWh | 0 | 0 | 0 | 0 | 0 | 0 | 0
IL Fac. Spec. - NOX Rate Summer v3.1, Unit 3537 and retrofits | 353 | 7305 | Rate Constraint in lbs/MMBtu | FALSE | L | Annual | Constraint Shadow Price | US2019$/Ton | 0 | 0 | 0 | 0 | 0 | 0 | 0
IL Fac. Spec. - NOX Rate Summer v3.1, Unit 3538 and retrofits | 354 | 7305 | Rate Constraint in lbs/MMBtu | FALSE | L | Annual | Seasons Included | Seasons | Summer | Summer | Summer | Summer | Summer | Summer | Summer
IL Fac. Spec. - NOX Rate Summer v3.1, Unit 3538 and retrofits | 354 | 7305 | Rate Constraint in lbs/MMBtu | FALSE | L | Annual | Standard NOX | lb/MMBtu | 0.25 | 0.25 | 0.25 | 0.25 | 0.25 | 0.25 | 0.25
IL Fac. Spec. - NOX Rate Summer v3.1, Unit 3538 and retrofits | 354 | 7305 | Rate Constraint in lbs/MMBtu | FALSE | L | Annual | Emissions at Affected Plants NOX | Thousand Tons | 0 | 0 | 0 | 0 | 0 | 0 | 0
IL Fac. Spec. - NOX Rate Summer v3.1, Unit 3538 and retrofits | 354 | 7305 | Rate Constraint in lbs/MMBtu | FALSE | L | Annual | Allowances Purchased NOX | Thousand Tons | 0 | 0 | 0 | 0 | 0 | 0 | 0
IL Fac. Spec. - NOX Rate Summer v3.1, Unit 3538 and retrofits | 354 | 7305 | Rate Constraint in lbs/MMBtu | FALSE | L | Annual | Allowances Sold NOX | Thousand Tons | 0 | 0 | 0 | 0 | 0 | 0 | 0
IL Fac. Spec. - NOX Rate Summer v3.1, Unit 3538 and retrofits | 354 | 7305 | Rate Constraint in lbs/MMBtu | FALSE | L | Annual | Allowances Banked | Thousand Tons | 0 | 0 | 0 | 0 | 0 | 0 | 0
IL Fac. Spec. - NOX Rate Summer v3.1, Unit 3538 and retrofits | 354 | 7305 | Rate Constraint in lbs/MMBtu | FALSE | L | Annual | Allowances Withdrawn (1:1) | Thousand Tons | 0 | 0 | 0 | 0 | 0 | 0 | 0
IL Fac. Spec. - NOX Rate Summer v3.1, Unit 3538 and retrofits | 354 | 7305 | Rate Constraint in lbs/MMBtu | FALSE | L | Annual | Allowances Withdrawn (n:1) | Thousand Tons | 0 | 0 | 0 | 0 | 0 | 0 | 0
IL Fac. Spec. - NOX Rate Summer v3.1, Unit 3538 and retrofits | 354 | 7305 | Rate Constraint in lbs/MMBtu | FALSE | L | Annual | Net Emissions Allowance Position | Thousand Tons | 0 | 0 | 0 | 0 | 0 | 0 | 0
IL Fac. Spec. - NOX Rate Summer v3.1, Unit 3538 and retrofits | 354 | 7305 | Rate Constraint in lbs/MMBtu | FALSE | L | Annual | Fuel Consumed | TBtu | 0 | 0 | 0 | 0 | 0 | 0 | 0
IL Fac. Spec. - NOX Rate Summer v3.1, Unit 3538 and retrofits | 354 | 7305 | Rate Constraint in lbs/MMBtu | FALSE | L | Annual | Rate | lb/MMBtu | 0 | 0 | 0 | 0 | 0 | 0 | 0
IL Fac. Spec. - NOX Rate Summer v3.1, Unit 3538 and retrofits | 354 | 7305 | Rate Constraint in lbs/MMBtu | FALSE | L | Annual | Generation | TWh | 0 | 0 | 0 | 0 | 0 | 0 | 0
IL Fac. Spec. - NOX Rate Summer v3.1, Unit 3538 and retrofits | 354 | 7305 | Rate Constraint in lbs/MMBtu | FALSE | L | Annual | Qualifying Generation | TWh | 0 | 0 | 0 | 0 | 0 | 0 | 0
IL Fac. Spec. - NOX Rate Summer v3.1, Unit 3538 and retrofits | 354 | 7305 | Rate Constraint in lbs/MMBtu | FALSE | L | Annual | Rate | lb/MWh | 0 | 0 | 0 | 0 | 0 | 0 | 0
IL Fac. Spec. - NOX Rate Summer v3.1, Unit 3538 and retrofits | 354 | 7305 | Rate Constraint in lbs/MMBtu | FALSE | L | Annual | Constraint Shadow Price | US2019$/Ton | 0 | 0 | 0 | 0 | 0 | 0 | 0
IL Fac. Spec. - NOX Rate Summer v3.1, Unit 3563 and retrofits | 355 | 7305 | Rate Constraint in lbs/MMBtu | FALSE | L | Annual | Seasons Included | Seasons | Summer | Summer | Summer | Summer | Summer | Summer | Summer
IL Fac. Spec. - NOX Rate Summer v3.1, Unit 3563 and retrofits | 355 | 7305 | Rate Constraint in lbs/MMBtu | FALSE | L | Annual | Standard NOX | lb/MMBtu | 0.25 | 0.25 | 0.25 | 0.25 | 0.25 | 0.25 | 0.25
IL Fac. Spec. - NOX Rate Summer v3.1, Unit 3563 and retrofits | 355 | 7305 | Rate Constraint in lbs/MMBtu | FALSE | L | Annual | Emissions at Affected Plants NOX | Thousand Tons | 0.72137 | 0.72137 | 0.49207 | 0 | 0 | 0 | 0
IL Fac. Spec. - NOX Rate Summer v3.1, Unit 3563 and retrofits | 355 | 7305 | Rate Constraint in lbs/MMBtu | FALSE | L | Annual | Allowances Purchased NOX | Thousand Tons | 0 | 0 | 0 | 0 | 0 | 0 | 0
IL Fac. Spec. - NOX Rate Summer v3.1, Unit 3563 and retrofits | 355 | 7305 | Rate Constraint in lbs/MMBtu | FALSE | L | Annual | Allowances Sold NOX | Thousand Tons | 0 | 0 | 0 | 0 | 0 | 0 | 0
IL Fac. Spec. - NOX Rate Summer v3.1, Unit 3563 and retrofits | 355 | 7305 | Rate Constraint in lbs/MMBtu | FALSE | L | Annual | Allowances Banked | Thousand Tons | 0 | 0 | 0 | 0 | 0 | 0 | 0
IL Fac. Spec. - NOX Rate Summer v3.1, Unit 3563 and retrofits | 355 | 7305 | Rate Constraint in lbs/MMBtu | FALSE | L | Annual | Allowances Withdrawn (1:1) | Thousand Tons | 0 | 0 | 0 | 0 | 0 | 0 | 0
IL Fac. Spec. - NOX Rate Summer v3.1, Unit 3563 and retrofits | 355 | 7305 | Rate Constraint in lbs/MMBtu | FALSE | L | Annual | Allowances Withdrawn (n:1) | Thousand Tons | 0 | 0 | 0 | 0 | 0 | 0 | 0
IL Fac. Spec. - NOX Rate Summer v3.1, Unit 3563 and retrofits | 355 | 7305 | Rate Constraint in lbs/MMBtu | FALSE | L | Annual | Net Emissions Allowance Position | Thousand Tons | 0.72137 | 0.72137 | 0.49207 | 0 | 0 | 0 | 0
IL Fac. Spec. - NOX Rate Summer v3.1, Unit 3563 and retrofits | 355 | 7305 | Rate Constraint in lbs/MMBtu | FALSE | L | Annual | Fuel Consumed | TBtu | 23.5664 | 23.5664 | 16.0755 | 0 | 0 | 0 | 0
IL Fac. Spec. - NOX Rate Summer v3.1, Unit 3563 and retrofits | 355 | 7305 | Rate Constraint in lbs/MMBtu | FALSE | L | Annual | Rate | lb/MMBtu | 0.06122 | 0.06122 | 0.06122 | 0 | 0 | 0 | 0
IL Fac. Spec. - NOX Rate Summer v3.1, Unit 3563 and retrofits | 355 | 7305 | Rate Constraint in lbs/MMBtu | FALSE | L | Annual | Generation | TWh | 2.5095 | 2.5095 | 1.7118 | 0 | 0 | 0 | 0
IL Fac. Spec. - NOX Rate Summer v3.1, Unit 3563 and retrofits | 355 | 7305 | Rate Constraint in lbs/MMBtu | FALSE | L | Annual | Qualifying Generation | TWh | 2.5095 | 2.5095 | 1.7118 | 0 | 0 | 0 | 0
IL Fac. Spec. - NOX Rate Summer v3.1, Unit 3563 and retrofits | 355 | 7305 | Rate Constraint in lbs/MMBtu | FALSE | L | Annual | Rate | lb/MWh | 0.57492 | 0.57492 | 0.57492 | 0 | 0 | 0 | 0
IL Fac. Spec. - NOX Rate Summer v3.1, Unit 3563 and retrofits | 355 | 7305 | Rate Constraint in lbs/MMBtu | FALSE | L | Annual | Constraint Shadow Price | US2019$/Ton | 0 | 0 | 0 | 0 | 0 | 0 | 0
IL Fac. Spec. - NOX Rate Summer v3.1, Unit 3564 and retrofits | 356 | 7305 | Rate Constraint in lbs/MMBtu | FALSE | L | Annual | Seasons Included | Seasons | Summer | Summer | Summer | Summer | Summer | Summer | Summer
IL Fac. Spec. - NOX Rate Summer v3.1, Unit 3564 and retrofits | 356 | 7305 | Rate Constraint in lbs/MMBtu | FALSE | L | Annual | Standard NOX | lb/MMBtu | 0.25 | 0.25 | 0.25 | 0.25 | 0.25 | 0.25 | 0.25
IL Fac. Spec. - NOX Rate Summer v3.1, Unit 3564 and retrofits | 356 | 7305 | Rate Constraint in lbs/MMBtu | FALSE | L | Annual | Emissions at Affected Plants NOX | Thousand Tons | 0.71486 | 0.71486 | 0.48763 | 0 | 0 | 0 | 0
IL Fac. Spec. - NOX Rate Summer v3.1, Unit 3564 and retrofits | 356 | 7305 | Rate Constraint in lbs/MMBtu | FALSE | L | Annual | Allowances Purchased NOX | Thousand Tons | 0 | 0 | 0 | 0 | 0 | 0 | 0
IL Fac. Spec. - NOX Rate Summer v3.1, Unit 3564 and retrofits | 356 | 7305 | Rate Constraint in lbs/MMBtu | FALSE | L | Annual | Allowances Sold NOX | Thousand Tons | 0 | 0 | 0 | 0 | 0 | 0 | 0
IL Fac. Spec. - NOX Rate Summer v3.1, Unit 3564 and retrofits | 356 | 7305 | Rate Constraint in lbs/MMBtu | FALSE | L | Annual | Allowances Banked | Thousand Tons | 0 | 0 | 0 | 0 | 0 | 0 | 0
IL Fac. Spec. - NOX Rate Summer v3.1, Unit 3564 and retrofits | 356 | 7305 | Rate Constraint in lbs/MMBtu | FALSE | L | Annual | Allowances Withdrawn (1:1) | Thousand Tons | 0 | 0 | 0 | 0 | 0 | 0 | 0
IL Fac. Spec. - NOX Rate Summer v3.1, Unit 3564 and retrofits | 356 | 7305 | Rate Constraint in lbs/MMBtu | FALSE | L | Annual | Allowances Withdrawn (n:1) | Thousand Tons | 0 | 0 | 0 | 0 | 0 | 0 | 0
IL Fac. Spec. - NOX Rate Summer v3.1, Unit 3564 and retrofits | 356 | 7305 | Rate Constraint in lbs/MMBtu | FALSE | L | Annual | Net Emissions Allowance Position | Thousand Tons | 0.71486 | 0.71486 | 0.48763 | 0 | 0 | 0 | 0
IL Fac. Spec. - NOX Rate Summer v3.1, Unit 3564 and retrofits | 356 | 7305 | Rate Constraint in lbs/MMBtu | FALSE | L | Annual | Fuel Consumed | TBtu | 23.4535 | 23.4535 | 15.9984 | 0 | 0 | 0 | 0
IL Fac. Spec. - NOX Rate Summer v3.1, Unit 3564 and retrofits | 356 | 7305 | Rate Constraint in lbs/MMBtu | FALSE | L | Annual | Rate | lb/MMBtu | 0.06096 | 0.06096 | 0.06096 | 0 | 0 | 0 | 0
IL Fac. Spec. - NOX Rate Summer v3.1, Unit 3564 and retrofits | 356 | 7305 | Rate Constraint in lbs/MMBtu | FALSE | L | Annual | Generation | TWh | 2.5095 | 2.5095 | 1.7118 | 0 | 0 | 0 | 0
IL Fac. Spec. - NOX Rate Summer v3.1, Unit 3564 and retrofits | 356 | 7305 | Rate Constraint in lbs/MMBtu | FALSE | L | Annual | Qualifying Generation | TWh | 2.5095 | 2.5095 | 1.7118 | 0 | 0 | 0 | 0
IL Fac. Spec. - NOX Rate Summer v3.1, Unit 3564 and retrofits | 356 | 7305 | Rate Constraint in lbs/MMBtu | FALSE | L | Annual | Rate | lb/MWh | 0.56973 | 0.56973 | 0.56973 | 0 | 0 | 0 | 0
IL Fac. Spec. - NOX Rate Summer v3.1, Unit 3564 and retrofits | 356 | 7305 | Rate Constraint in lbs/MMBtu | FALSE | L | Annual | Constraint Shadow Price | US2019$/Ton | 0 | 0 | 0 | 0 | 0 | 0 | 0
IL Fac. Spec. - NOX Rate Summer v3.1, Unit 3607 and retrofits | 357 | 7305 | Rate Constraint in lbs/MMBtu | FALSE | L | Annual | Seasons Included | Seasons | Summer | Summer | Summer | Summer | Summer | Summer | Summer
IL Fac. Spec. - NOX Rate Summer v3.1, Unit 3607 and retrofits | 357 | 7305 | Rate Constraint in lbs/MMBtu | FALSE | L | Annual | Standard NOX | lb/MMBtu | 0.25 | 0.25 | 0.25 | 0.25 | 0.25 | 0.25 | 0.25
IL Fac. Spec. - NOX Rate Summer v3.1, Unit 3607 and retrofits | 357 | 7305 | Rate Constraint in lbs/MMBtu | FALSE | L | Annual | Emissions at Affected Plants NOX | Thousand Tons | 0.1349 | 0 | 0 | 0 | 0 | 0 | 0
IL Fac. Spec. - NOX Rate Summer v3.1, Unit 3607 and retrofits | 357 | 7305 | Rate Constraint in lbs/MMBtu | FALSE | L | Annual | Allowances Purchased NOX | Thousand Tons | 0 | 0 | 0 | 0 | 0 | 0 | 0
IL Fac. Spec. - NOX Rate Summer v3.1, Unit 3607 and retrofits | 357 | 7305 | Rate Constraint in lbs/MMBtu | FALSE | L | Annual | Allowances Sold NOX | Thousand Tons | 0 | 0 | 0 | 0 | 0 | 0 | 0
IL Fac. Spec. - NOX Rate Summer v3.1, Unit 3607 and retrofits | 357 | 7305 | Rate Constraint in lbs/MMBtu | FALSE | L | Annual | Allowances Banked | Thousand Tons | 0 | 0 | 0 | 0 | 0 | 0 | 0
IL Fac. Spec. - NOX Rate Summer v3.1, Unit 3607 and retrofits | 357 | 7305 | Rate Constraint in lbs/MMBtu | FALSE | L | Annual | Allowances Withdrawn (1:1) | Thousand Tons | 0 | 0 | 0 | 0 | 0 | 0 | 0
IL Fac. Spec. - NOX Rate Summer v3.1, Unit 3607 and retrofits | 357 | 7305 | Rate Constraint in lbs/MMBtu | FALSE | L | Annual | Allowances Withdrawn (n:1) | Thousand Tons | 0 | 0 | 0 | 0 | 0 | 0 | 0
IL Fac. Spec. - NOX Rate Summer v3.1, Unit 3607 and retrofits | 357 | 7305 | Rate Constraint in lbs/MMBtu | FALSE | L | Annual | Net Emissions Allowance Position | Thousand Tons | 0.1349 | 0 | 0 | 0 | 0 | 0 | 0
IL Fac. Spec. - NOX Rate Summer v3.1, Unit 3607 and retrofits | 357 | 7305 | Rate Constraint in lbs/MMBtu | FALSE | L | Annual | Fuel Consumed | TBtu | 3.5269 | 0 | 0 | 0 | 0 | 0 | 0
IL Fac. Spec. - NOX Rate Summer v3.1, Unit 3607 and retrofits | 357 | 7305 | Rate Constraint in lbs/MMBtu | FALSE | L | Annual | Rate | lb/MMBtu | 0.0765 | 0 | 0 | 0 | 0 | 0 | 0
IL Fac. Spec. - NOX Rate Summer v3.1, Unit 3607 and retrofits | 357 | 7305 | Rate Constraint in lbs/MMBtu | FALSE | L | Annual | Generation | TWh | 0.30703 | 0 | 0 | 0 | 0 | 0 | 0
IL Fac. Spec. - NOX Rate Summer v3.1, Unit 3607 and retrofits | 357 | 7305 | Rate Constraint in lbs/MMBtu | FALSE | L | Annual | Qualifying Generation | TWh | 0.30703 | 0 | 0 | 0 | 0 | 0 | 0
IL Fac. Spec. - NOX Rate Summer v3.1, Unit 3607 and retrofits | 357 | 7305 | Rate Constraint in lbs/MMBtu | FALSE | L | Annual | Rate | lb/MWh | 0.87876 | 0 | 0 | 0 | 0 | 0 | 0
IL Fac. Spec. - NOX Rate Summer v3.1, Unit 3607 and retrofits | 357 | 7305 | Rate Constraint in lbs/MMBtu | FALSE | L | Annual | Constraint Shadow Price | US2019$/Ton | 0 | 0 | 0 | 0 | 0 | 0 | 0
IL Fac. Spec. - NOX Rate Summer v3.1, Unit 3789 and retrofits | 358 | 7305 | Rate Constraint in lbs/MMBtu | FALSE | L | Annual | Seasons Included | Seasons | Summer | Summer | Summer | Summer | Summer | Summer | Summer
IL Fac. Spec. - NOX Rate Summer v3.1, Unit 3789 and retrofits | 358 | 7305 | Rate Constraint in lbs/MMBtu | FALSE | L | Annual | Standard NOX | lb/MMBtu | 0.25 | 0.25 | 0.25 | 0.25 | 0.25 | 0.25 | 0.25
IL Fac. Spec. - NOX Rate Summer v3.1, Unit 3789 and retrofits | 358 | 7305 | Rate Constraint in lbs/MMBtu | FALSE | L | Annual | Emissions at Affected Plants NOX | Thousand Tons | 0 | 0 | 0 | 0 | 0 | 0 | 0
IL Fac. Spec. - NOX Rate Summer v3.1, Unit 3789 and retrofits | 358 | 7305 | Rate Constraint in lbs/MMBtu | FALSE | L | Annual | Allowances Purchased NOX | Thousand Tons | 0 | 0 | 0 | 0 | 0 | 0 | 0
IL Fac. Spec. - NOX Rate Summer v3.1, Unit 3789 and retrofits | 358 | 7305 | Rate Constraint in lbs/MMBtu | FALSE | L | Annual | Allowances Sold NOX | Thousand Tons | 0 | 0 | 0 | 0 | 0 | 0 | 0
IL Fac. Spec. - NOX Rate Summer v3.1, Unit 3789 and retrofits | 358 | 7305 | Rate Constraint in lbs/MMBtu | FALSE | L | Annual | Allowances Banked | Thousand Tons | 0 | 0 | 0 | 0 | 0 | 0 | 0
IL Fac. Spec. - NOX Rate Summer v3.1, Unit 3789 and retrofits | 358 | 7305 | Rate Constraint in lbs/MMBtu | FALSE | L | Annual | Allowances Withdrawn (1:1) | Thousand Tons | 0 | 0 | 0 | 0 | 0 | 0 | 0
IL Fac. Spec. - NOX Rate Summer v3.1, Unit 3789 and retrofits | 358 | 7305 | Rate Constraint in lbs/MMBtu | FALSE | L | Annual | Allowances Withdrawn (n:1) | Thousand Tons | 0 | 0 | 0 | 0 | 0 | 0 | 0
IL Fac. Spec. - NOX Rate Summer v3.1, Unit 3789 and retrofits | 358 | 7305 | Rate Constraint in lbs/MMBtu | FALSE | L | Annual | Net Emissions Allowance Position | Thousand Tons | 0 | 0 | 0 | 0 | 0 | 0 | 0
IL Fac. Spec. - NOX Rate Summer v3.1, Unit 3789 and retrofits | 358 | 7305 | Rate Constraint in lbs/MMBtu | FALSE | L | Annual | Fuel Consumed | TBtu | 0 | 0 | 0 | 0 | 0 | 0 | 0
IL Fac. Spec. - NOX Rate Summer v3.1, Unit 3789 and retrofits | 358 | 7305 | Rate Constraint in lbs/MMBtu | FALSE | L | Annual | Rate | lb/MMBtu | 0 | 0 | 0 | 0 | 0 | 0 | 0
IL Fac. Spec. - NOX Rate Summer v3.1, Unit 3789 and retrofits | 358 | 7305 | Rate Constraint in lbs/MMBtu | FALSE | L | Annual | Generation | TWh | 0 | 0 | 0 | 0 | 0 | 0 | 0
IL Fac. Spec. - NOX Rate Summer v3.1, Unit 3789 and retrofits | 358 | 7305 | Rate Constraint in lbs/MMBtu | FALSE | L | Annual | Qualifying Generation | TWh | 0 | 0 | 0 | 0 | 0 | 0 | 0
IL Fac. Spec. - NOX Rate Summer v3.1, Unit 3789 and retrofits | 358 | 7305 | Rate Constraint in lbs/MMBtu | FALSE | L | Annual | Rate | lb/MWh | 0 | 0 | 0 | 0 | 0 | 0 | 0
IL Fac. Spec. - NOX Rate Summer v3.1, Unit 3789 and retrofits | 358 | 7305 | Rate Constraint in lbs/MMBtu | FALSE | L | Annual | Constraint Shadow Price | US2019$/Ton | 0 | 0 | 0 | 0 | 0 | 0 | 0
IL Fac. Spec. - NOX Rate Summer v3.1, Unit 3790 and retrofits | 359 | 7305 | Rate Constraint in lbs/MMBtu | FALSE | L | Annual | Seasons Included | Seasons | Summer | Summer | Summer | Summer | Summer | Summer | Summer
IL Fac. Spec. - NOX Rate Summer v3.1, Unit 3790 and retrofits | 359 | 7305 | Rate Constraint in lbs/MMBtu | FALSE | L | Annual | Standard NOX | lb/MMBtu | 0.25 | 0.25 | 0.25 | 0.25 | 0.25 | 0.25 | 0.25
IL Fac. Spec. - NOX Rate Summer v3.1, Unit 3790 and retrofits | 359 | 7305 | Rate Constraint in lbs/MMBtu | FALSE | L | Annual | Emissions at Affected Plants NOX | Thousand Tons | 0 | 0 | 0 | 0 | 0 | 0 | 0
IL Fac. Spec. - NOX Rate Summer v3.1, Unit 3790 and retrofits | 359 | 7305 | Rate Constraint in lbs/MMBtu | FALSE | L | Annual | Allowances Purchased NOX | Thousand Tons | 0 | 0 | 0 | 0 | 0 | 0 | 0
IL Fac. Spec. - NOX Rate Summer v3.1, Unit 3790 and retrofits | 359 | 7305 | Rate Constraint in lbs/MMBtu | FALSE | L | Annual | Allowances Sold NOX | Thousand Tons | 0 | 0 | 0 | 0 | 0 | 0 | 0
IL Fac. Spec. - NOX Rate Summer v3.1, Unit 3790 and retrofits | 359 | 7305 | Rate Constraint in lbs/MMBtu | FALSE | L | Annual | Allowances Banked | Thousand Tons | 0 | 0 | 0 | 0 | 0 | 0 | 0
IL Fac. Spec. - NOX Rate Summer v3.1, Unit 3790 and retrofits | 359 | 7305 | Rate Constraint in lbs/MMBtu | FALSE | L | Annual | Allowances Withdrawn (1:1) | Thousand Tons | 0 | 0 | 0 | 0 | 0 | 0 | 0
IL Fac. Spec. - NOX Rate Summer v3.1, Unit 3790 and retrofits | 359 | 7305 | Rate Constraint in lbs/MMBtu | FALSE | L | Annual | Allowances Withdrawn (n:1) | Thousand Tons | 0 | 0 | 0 | 0 | 0 | 0 | 0
IL Fac. Spec. - NOX Rate Summer v3.1, Unit 3790 and retrofits | 359 | 7305 | Rate Constraint in lbs/MMBtu | FALSE | L | Annual | Net Emissions Allowance Position | Thousand Tons | 0 | 0 | 0 | 0 | 0 | 0 | 0
IL Fac. Spec. - NOX Rate Summer v3.1, Unit 3790 and retrofits | 359 | 7305 | Rate Constraint in lbs/MMBtu | FALSE | L | Annual | Fuel Consumed | TBtu | 0 | 0 | 0 | 0 | 0 | 0 | 0
IL Fac. Spec. - NOX Rate Summer v3.1, Unit 3790 and retrofits | 359 | 7305 | Rate Constraint in lbs/MMBtu | FALSE | L | Annual | Rate | lb/MMBtu | 0 | 0 | 0 | 0 | 0 | 0 | 0
IL Fac. Spec. - NOX Rate Summer v3.1, Unit 3790 and retrofits | 359 | 7305 | Rate Constraint in lbs/MMBtu | FALSE | L | Annual | Generation | TWh | 0 | 0 | 0 | 0 | 0 | 0 | 0
IL Fac. Spec. - NOX Rate Summer v3.1, Unit 3790 and retrofits | 359 | 7305 | Rate Constraint in lbs/MMBtu | FALSE | L | Annual | Qualifying Generation | TWh | 0 | 0 | 0 | 0 | 0 | 0 | 0
IL Fac. Spec. - NOX Rate Summer v3.1, Unit 3790 and retrofits | 359 | 7305 | Rate Constraint in lbs/MMBtu | FALSE | L | Annual | Rate | lb/MWh | 0 | 0 | 0 | 0 | 0 | 0 | 0
IL Fac. Spec. - NOX Rate Summer v3.1, Unit 3790 and retrofits | 359 | 7305 | Rate Constraint in lbs/MMBtu | FALSE | L | Annual | Constraint Shadow Price | US2019$/Ton | 0 | 0 | 0 | 0 | 0 | 0 | 0
IL Fac. Spec. - NOX Rate Summer v3.1, Unit 3791 and retrofits | 360 | 7305 | Rate Constraint in lbs/MMBtu | FALSE | L | Annual | Seasons Included | Seasons | Summer | Summer | Summer | Summer | Summer | Summer | Summer
IL Fac. Spec. - NOX Rate Summer v3.1, Unit 3791 and retrofits | 360 | 7305 | Rate Constraint in lbs/MMBtu | FALSE | L | Annual | Standard NOX | lb/MMBtu | 0.25 | 0.25 | 0.25 | 0.25 | 0.25 | 0.25 | 0.25
IL Fac. Spec. - NOX Rate Summer v3.1, Unit 3791 and retrofits | 360 | 7305 | Rate Constraint in lbs/MMBtu | FALSE | L | Annual | Emissions at Affected Plants NOX | Thousand Tons | 0 | 0 | 0 | 0 | 0 | 0 | 0
IL Fac. Spec. - NOX Rate Summer v3.1, Unit 3791 and retrofits | 360 | 7305 | Rate Constraint in lbs/MMBtu | FALSE | L | Annual | Allowances Purchased NOX | Thousand Tons | 0 | 0 | 0 | 0 | 0 | 0 | 0
IL Fac. Spec. - NOX Rate Summer v3.1, Unit 3791 and retrofits | 360 | 7305 | Rate Constraint in lbs/MMBtu | FALSE | L | Annual | Allowances Sold NOX | Thousand Tons | 0 | 0 | 0 | 0 | 0 | 0 | 0
IL Fac. Spec. - NOX Rate Summer v3.1, Unit 3791 and retrofits | 360 | 7305 | Rate Constraint in lbs/MMBtu | FALSE | L | Annual | Allowances Banked | Thousand Tons | 0 | 0 | 0 | 0 | 0 | 0 | 0
IL Fac. Spec. - NOX Rate Summer v3.1, Unit 3791 and retrofits | 360 | 7305 | Rate Constraint in lbs/MMBtu | FALSE | L | Annual | Allowances Withdrawn (1:1) | Thousand Tons | 0 | 0 | 0 | 0 | 0 | 0 | 0
IL Fac. Spec. - NOX Rate Summer v3.1, Unit 3791 and retrofits | 360 | 7305 | Rate Constraint in lbs/MMBtu | FALSE | L | Annual | Allowances Withdrawn (n:1) | Thousand Tons | 0 | 0 | 0 | 0 | 0 | 0 | 0
IL Fac. Spec. - NOX Rate Summer v3.1, Unit 3791 and retrofits | 360 | 7305 | Rate Constraint in lbs/MMBtu | FALSE | L | Annual | Net Emissions Allowance Position | Thousand Tons | 0 | 0 | 0 | 0 | 0 | 0 | 0
IL Fac. Spec. - NOX Rate Summer v3.1, Unit 3791 and retrofits | 360 | 7305 | Rate Constraint in lbs/MMBtu | FALSE | L | Annual | Fuel Consumed | TBtu | 0 | 0 | 0 | 0 | 0 | 0 | 0
IL Fac. Spec. - NOX Rate Summer v3.1, Unit 3791 and retrofits | 360 | 7305 | Rate Constraint in lbs/MMBtu | FALSE | L | Annual | Rate | lb/MMBtu | 0 | 0 | 0 | 0 | 0 | 0 | 0
IL Fac. Spec. - NOX Rate Summer v3.1, Unit 3791 and retrofits | 360 | 7305 | Rate Constraint in lbs/MMBtu | FALSE | L | Annual | Generation | TWh | 0 | 0 | 0 | 0 | 0 | 0 | 0
IL Fac. Spec. - NOX Rate Summer v3.1, Unit 3791 and retrofits | 360 | 7305 | Rate Constraint in lbs/MMBtu | FALSE | L | Annual | Qualifying Generation | TWh | 0 | 0 | 0 | 0 | 0 | 0 | 0
IL Fac. Spec. - NOX Rate Summer v3.1, Unit 3791 and retrofits | 360 | 7305 | Rate Constraint in lbs/MMBtu | FALSE | L | Annual | Rate | lb/MWh | 0 | 0 | 0 | 0 | 0 | 0 | 0
IL Fac. Spec. - NOX Rate Summer v3.1, Unit 3791 and retrofits | 360 | 7305 | Rate Constraint in lbs/MMBtu | FALSE | L | Annual | Constraint Shadow Price | US2019$/Ton | 0 | 0 | 0 | 0 | 0 | 0 | 0
IL Fac. Spec. - NOX Rate Summer v3.1, Unit 3792 and retrofits | 361 | 7305 | Rate Constraint in lbs/MMBtu | FALSE | L | Annual | Seasons Included | Seasons | Summer | Summer | Summer | Summer | Summer | Summer | Summer
IL Fac. Spec. - NOX Rate Summer v3.1, Unit 3792 and retrofits | 361 | 7305 | Rate Constraint in lbs/MMBtu | FALSE | L | Annual | Standard NOX | lb/MMBtu | 0.25 | 0.25 | 0.25 | 0.25 | 0.25 | 0.25 | 0.25
IL Fac. Spec. - NOX Rate Summer v3.1, Unit 3792 and retrofits | 361 | 7305 | Rate Constraint in lbs/MMBtu | FALSE | L | Annual | Emissions at Affected Plants NOX | Thousand Tons | 0 | 0 | 0 | 0 | 0 | 0 | 0
IL Fac. Spec. - NOX Rate Summer v3.1, Unit 3792 and retrofits | 361 | 7305 | Rate Constraint in lbs/MMBtu | FALSE | L | Annual | Allowances Purchased NOX | Thousand Tons | 0 | 0 | 0 | 0 | 0 | 0 | 0
IL Fac. Spec. - NOX Rate Summer v3.1, Unit 3792 and retrofits | 361 | 7305 | Rate Constraint in lbs/MMBtu | FALSE | L | Annual | Allowances Sold NOX | Thousand Tons | 0 | 0 | 0 | 0 | 0 | 0 | 0
IL Fac. Spec. - NOX Rate Summer v3.1, Unit 3792 and retrofits | 361 | 7305 | Rate Constraint in lbs/MMBtu | FALSE | L | Annual | Allowances Banked | Thousand Tons | 0 | 0 | 0 | 0 | 0 | 0 | 0
IL Fac. Spec. - NOX Rate Summer v3.1, Unit 3792 and retrofits | 361 | 7305 | Rate Constraint in lbs/MMBtu | FALSE | L | Annual | Allowances Withdrawn (1:1) | Thousand Tons | 0 | 0 | 0 | 0 | 0 | 0 | 0
IL Fac. Spec. - NOX Rate Summer v3.1, Unit 3792 and retrofits | 361 | 7305 | Rate Constraint in lbs/MMBtu | FALSE | L | Annual | Allowances Withdrawn (n:1) | Thousand Tons | 0 | 0 | 0 | 0 | 0 | 0 | 0
IL Fac. Spec. - NOX Rate Summer v3.1, Unit 3792 and retrofits | 361 | 7305 | Rate Constraint in lbs/MMBtu | FALSE | L | Annual | Net Emissions Allowance Position | Thousand Tons | 0 | 0 | 0 | 0 | 0 | 0 | 0
IL Fac. Spec. - NOX Rate Summer v3.1, Unit 3792 and retrofits | 361 | 7305 | Rate Constraint in lbs/MMBtu | FALSE | L | Annual | Fuel Consumed | TBtu | 0 | 0 | 0 | 0 | 0 | 0 | 0
IL Fac. Spec. - NOX Rate Summer v3.1, Unit 3792 and retrofits | 361 | 7305 | Rate Constraint in lbs/MMBtu | FALSE | L | Annual | Rate | lb/MMBtu | 0 | 0 | 0 | 0 | 0 | 0 | 0
IL Fac. Spec. - NOX Rate Summer v3.1, Unit 3792 and retrofits | 361 | 7305 | Rate Constraint in lbs/MMBtu | FALSE | L | Annual | Generation | TWh | 0 | 0 | 0 | 0 | 0 | 0 | 0
IL Fac. Spec. - NOX Rate Summer v3.1, Unit 3792 and retrofits | 361 | 7305 | Rate Constraint in lbs/MMBtu | FALSE | L | Annual | Qualifying Generation | TWh | 0 | 0 | 0 | 0 | 0 | 0 | 0
IL Fac. Spec. - NOX Rate Summer v3.1, Unit 3792 and retrofits | 361 | 7305 | Rate Constraint in lbs/MMBtu | FALSE | L | Annual | Rate | lb/MWh | 0 | 0 | 0 | 0 | 0 | 0 | 0
IL Fac. Spec. - NOX Rate Summer v3.1, Unit 3792 and retrofits | 361 | 7305 | Rate Constraint in lbs/MMBtu | FALSE | L | Annual | Constraint Shadow Price | US2019$/Ton | 0 | 0 | 0 | 0 | 0 | 0 | 0
IL Facility Average - NOX Rate Summer v3.1 | 362 | 7306 | Rate Constraint in lbs/MMBtu | FALSE | L | Annual | Seasons Included | Seasons | Summer | Summer | Summer | Summer | Summer | Summer | Summer
IL Facility Average - NOX Rate Summer v3.1 | 362 | 7306 | Rate Constraint in lbs/MMBtu | FALSE | L | Annual | Standard NOX | lb/MMBtu | 0.25 | 0.25 | 0.25 | 0.25 | 0.25 | 0.25 | 0.25
IL Facility Average - NOX Rate Summer v3.1 | 362 | 7306 | Rate Constraint in lbs/MMBtu | FALSE | L | Annual | Emissions at Affected Plants NOX | Thousand Tons | 2.6113 | 2.5884 | 1.5029 | 0.16648 | 0.004304 | 0.004304 | 0.004304
IL Facility Average - NOX Rate Summer v3.1 | 362 | 7306 | Rate Constraint in lbs/MMBtu | FALSE | L | Annual | Allowances Purchased NOX | Thousand Tons | 0 | 0 | 0 | 0 | 0 | 0 | 0
IL Facility Average - NOX Rate Summer v3.1 | 362 | 7306 | Rate Constraint in lbs/MMBtu | FALSE | L | Annual | Allowances Sold NOX | Thousand Tons | 0 | 0 | 0 | 0 | 0 | 0 | 0
IL Facility Average - NOX Rate Summer v3.1 | 362 | 7306 | Rate Constraint in lbs/MMBtu | FALSE | L | Annual | Allowances Banked | Thousand Tons | 0 | 0 | 0 | 0 | 0 | 0 | 0
IL Facility Average - NOX Rate Summer v3.1 | 362 | 7306 | Rate Constraint in lbs/MMBtu | FALSE | L | Annual | Allowances Withdrawn (1:1) | Thousand Tons | 0 | 0 | 0 | 0 | 0 | 0 | 0
IL Facility Average - NOX Rate Summer v3.1 | 362 | 7306 | Rate Constraint in lbs/MMBtu | FALSE | L | Annual | Allowances Withdrawn (n:1) | Thousand Tons | 0 | 0 | 0 | 0 | 0 | 0 | 0
IL Facility Average - NOX Rate Summer v3.1 | 362 | 7306 | Rate Constraint in lbs/MMBtu | FALSE | L | Annual | Net Emissions Allowance Position | Thousand Tons | 2.6113 | 2.5884 | 1.5029 | 0.16648 | 0.004304 | 0.004304 | 0.004304
IL Facility Average - NOX Rate Summer v3.1 | 362 | 7306 | Rate Constraint in lbs/MMBtu | FALSE | L | Annual | Fuel Consumed | TBtu | 128.4379 | 128.4831 | 82.2428 | 16.245 | 0.10144 | 0.10144 | 0.10144
IL Facility Average - NOX Rate Summer v3.1 | 362 | 7306 | Rate Constraint in lbs/MMBtu | FALSE | L | Annual | Rate | lb/MMBtu | 0.040663 | 0.040291 | 0.036548 | 0.020496 | 0.084853 | 0.084853 | 0.084853
IL Facility Average - NOX Rate Summer v3.1 | 362 | 7306 | Rate Constraint in lbs/MMBtu | FALSE | L | Annual | Generation | TWh | 15.1302 | 15.2708 | 10.0709 | 2.3882 | 0.024861 | 0.024861 | 0.024861
IL Facility Average - NOX Rate Summer v3.1 | 362 | 7306 | Rate Constraint in lbs/MMBtu | FALSE | L | Annual | Qualifying Generation | TWh | 14.9183 | 14.9997 | 9.8662 | 2.1837 | 0.014322 | 0.014322 | 0.014322
IL Facility Average - NOX Rate Summer v3.1 | 362 | 7306 | Rate Constraint in lbs/MMBtu | FALSE | L | Annual | Rate | lb/MWh | 0.35008 | 0.34512 | 0.30466 | 0.15247 | 0.60102 | 0.60102 | 0.60102
IL Facility Average - NOX Rate Summer v3.1 | 362 | 7306 | Rate Constraint in lbs/MMBtu | FALSE | L | Annual | Constraint Shadow Price | US2019$/Ton | 0 | 0 | 0 | 0 | 0 | 0 | 0
IL MPS- Ameren MER Rate Annual v5.12 | 363 | 7318 | MACT Fuel Choice Floor in lbs/MMBtu | FALSE | L | Annual | Seasons Included | Seasons | Winter, WintShld, Summer | Winter, WintShld, Summer | Winter, WintShld, Summer | Winter, WintShld, Summer | Winter, WintShld, Summer | Winter, WintShld, Summer | Winter, WintShld, Summer
IL MPS- Ameren MER Rate Annual v5.12 | 363 | 7318 | MACT Fuel Choice Floor in lbs/MMBtu | FALSE | L | Annual | Emission Floor | lbs/MMBtu | 7.349e-07 | 7.349e-07 | 7.349e-07 | 7.349e-07 | 7.349e-07 | 7.349e-07 | 7.349e-07
IL MPS- Ameren MER Rate Annual v5.12 | 363 | 7318 | MACT Fuel Choice Floor in lbs/MMBtu | FALSE | L | Annual | Emissions at Affected Plants MER | lbs | 0 | 0 | 0 | 0 | 0 | 0 | 0
IL MPS- Ameren MER Rate Annual v5.12 | 363 | 7318 | MACT Fuel Choice Floor in lbs/MMBtu | FALSE | L | Annual | Allowances Purchased MER | lbs | 0 | 0 | 0 | 0 | 0 | 0 | 0
IL MPS- Ameren MER Rate Annual v5.12 | 363 | 7318 | MACT Fuel Choice Floor in lbs/MMBtu | FALSE | L | Annual | Allowances Sold MER | lbs | 0 | 0 | 0 | 0 | 0 | 0 | 0
IL MPS- Ameren MER Rate Annual v5.12 | 363 | 7318 | MACT Fuel Choice Floor in lbs/MMBtu | FALSE | L | Annual | Allowances Banked | lbs | 0 | 0 | 0 | 0 | 0 | 0 | 0
IL MPS- Ameren MER Rate Annual v5.12 | 363 | 7318 | MACT Fuel Choice Floor in lbs/MMBtu | FALSE | L | Annual | Allowances Withdrawn (1:1) | lbs | 0 | 0 | 0 | 0 | 0 | 0 | 0
IL MPS- Ameren MER Rate Annual v5.12 | 363 | 7318 | MACT Fuel Choice Floor in lbs/MMBtu | FALSE | L | Annual | Allowances Withdrawn (n:1) | lbs | 0 | 0 | 0 | 0 | 0 | 0 | 0
IL MPS- Ameren MER Rate Annual v5.12 | 363 | 7318 | MACT Fuel Choice Floor in lbs/MMBtu | FALSE | L | Annual | Net Emissions Allowance Position | lbs | 0 | 0 | 0 | 0 | 0 | 0 | 0
IL MPS- Ameren MER Rate Annual v5.12 | 363 | 7318 | MACT Fuel Choice Floor in lbs/MMBtu | FALSE | L | Annual | Fuel Consumed | TBtu | 0 | 0 | 0 | 0 | 0 | 0 | 0
IL MPS- Ameren MER Rate Annual v5.12 | 363 | 7318 | MACT Fuel Choice Floor in lbs/MMBtu | FALSE | L | Annual | Rate | lb/MMBtu | 0 | 0 | 0 | 0 | 0 | 0 | 0
IL MPS- Ameren MER Rate Annual v5.12 | 363 | 7318 | MACT Fuel Choice Floor in lbs/MMBtu | FALSE | L | Annual | Generation | TWh | 0 | 0 | 0 | 0 | 0 | 0 | 0
IL MPS- Ameren MER Rate Annual v5.12 | 363 | 7318 | MACT Fuel Choice Floor in lbs/MMBtu | FALSE | L | Annual | Qualifying Generation | TWh | 0 | 0 | 0 | 0 | 0 | 0 | 0
IL MPS- Ameren MER Rate Annual v5.12 | 363 | 7318 | MACT Fuel Choice Floor in lbs/MMBtu | FALSE | L | Annual | Constraint Shadow Price | US2019$/Lb | 0 | 0 | 0 | 0 | 0 | 0 | 0
IL MPS- Dynegy MER Rate Annual v5.12 | 367 | 7316 | MACT Fuel Choice Floor in lbs/MMBtu | FALSE | L | Annual | Seasons Included | Seasons | Winter, WintShld, Summer | Winter, WintShld, Summer | Winter, WintShld, Summer | Winter, WintShld, Summer | Winter, WintShld, Summer | Winter, WintShld, Summer | Winter, WintShld, Summer
IL MPS- Dynegy MER Rate Annual v5.12 | 367 | 7316 | MACT Fuel Choice Floor in lbs/MMBtu | FALSE | L | Annual | Emission Floor | lbs/MMBtu | 7.8e-07 | 7.8e-07 | 7.8e-07 | 7.8e-07 | 7.8e-07 | 7.8e-07 | 7.8e-07
IL MPS- Dynegy MER Rate Annual v5.12 | 367 | 7316 | MACT Fuel Choice Floor in lbs/MMBtu | FALSE | L | Annual | Emissions at Affected Plants MER | lbs | 0 | 0 | 0 | 0 | 0 | 0 | 0
IL MPS- Dynegy MER Rate Annual v5.12 | 367 | 7316 | MACT Fuel Choice Floor in lbs/MMBtu | FALSE | L | Annual | Allowances Purchased MER | lbs | 0 | 0 | 0 | 0 | 0 | 0 | 0
IL MPS- Dynegy MER Rate Annual v5.12 | 367 | 7316 | MACT Fuel Choice Floor in lbs/MMBtu | FALSE | L | Annual | Allowances Sold MER | lbs | 0 | 0 | 0 | 0 | 0 | 0 | 0
IL MPS- Dynegy MER Rate Annual v5.12 | 367 | 7316 | MACT Fuel Choice Floor in lbs/MMBtu | FALSE | L | Annual | Allowances Banked | lbs | 0 | 0 | 0 | 0 | 0 | 0 | 0
IL MPS- Dynegy MER Rate Annual v5.12 | 367 | 7316 | MACT Fuel Choice Floor in lbs/MMBtu | FALSE | L | Annual | Allowances Withdrawn (1:1) | lbs | 0 | 0 | 0 | 0 | 0 | 0 | 0
IL MPS- Dynegy MER Rate Annual v5.12 | 367 | 7316 | MACT Fuel Choice Floor in lbs/MMBtu | FALSE | L | Annual | Allowances Withdrawn (n:1) | lbs | 0 | 0 | 0 | 0 | 0 | 0 | 0
IL MPS- Dynegy MER Rate Annual v5.12 | 367 | 7316 | MACT Fuel Choice Floor in lbs/MMBtu | FALSE | L | Annual | Net Emissions Allowance Position | lbs | 0 | 0 | 0 | 0 | 0 | 0 | 0
IL MPS- Dynegy MER Rate Annual v5.12 | 367 | 7316 | MACT Fuel Choice Floor in lbs/MMBtu | FALSE | L | Annual | Fuel Consumed | TBtu | 0 | 0 | 0 | 0 | 0 | 0 | 0
IL MPS- Dynegy MER Rate Annual v5.12 | 367 | 7316 | MACT Fuel Choice Floor in lbs/MMBtu | FALSE | L | Annual | Rate | lb/MMBtu | 0 | 0 | 0 | 0 | 0 | 0 | 0
IL MPS- Dynegy MER Rate Annual v5.12 | 367 | 7316 | MACT Fuel Choice Floor in lbs/MMBtu | FALSE | L | Annual | Generation | TWh | 0 | 0 | 0 | 0 | 0 | 0 | 0
IL MPS- Dynegy MER Rate Annual v5.12 | 367 | 7316 | MACT Fuel Choice Floor in lbs/MMBtu | FALSE | L | Annual | Qualifying Generation | TWh | 0 | 0 | 0 | 0 | 0 | 0 | 0
IL MPS- Dynegy MER Rate Annual v5.12 | 367 | 7316 | MACT Fuel Choice Floor in lbs/MMBtu | FALSE | L | Annual | Constraint Shadow Price | US2019$/Lb | 0 | 0 | 0 | 0 | 0 | 0 | 0
IL MPS- NOX Cap Annual v6.20 | 371 | 7650 | Rate Constraint in MTons | FALSE | L | Annual | Seasons Included | Seasons | Winter, WintShld, Summer | Winter, WintShld, Summer | Winter, WintShld, Summer | Winter, WintShld, Summer | Winter, WintShld, Summer | Winter, WintShld, Summer | Winter, WintShld, Summer
IL MPS- NOX Cap Annual v6.20 | 371 | 7650 | Rate Constraint in MTons | FALSE | L | Annual | Standard NOX | Thousand Tons | 13.37 | 13.37 | 13.37 | 13.37 | 13.37 | 13.37 | 13.37
IL MPS- NOX Cap Annual v6.20 | 371 | 7650 | Rate Constraint in MTons | FALSE | L | Annual | Emissions at Affected Plants NOX | Thousand Tons | 0 | 0 | 0 | 0 | 0 | 0 | 0
IL MPS- NOX Cap Annual v6.20 | 371 | 7650 | Rate Constraint in MTons | FALSE | L | Annual | Allowances Purchased NOX | Thousand Tons | 0 | 0 | 0 | 0 | 0 | 0 | 0
IL MPS- NOX Cap Annual v6.20 | 371 | 7650 | Rate Constraint in MTons | FALSE | L | Annual | Allowances Sold NOX | Thousand Tons | 0 | 0 | 0 | 0 | 0 | 0 | 0
IL MPS- NOX Cap Annual v6.20 | 371 | 7650 | Rate Constraint in MTons | FALSE | L | Annual | Allowances Banked | Thousand Tons | 0 | 0 | 0 | 0 | 0 | 0 | 0
IL MPS- NOX Cap Annual v6.20 | 371 | 7650 | Rate Constraint in MTons | FALSE | L | Annual | Allowances Withdrawn (1:1) | Thousand Tons | 0 | 0 | 0 | 0 | 0 | 0 | 0
IL MPS- NOX Cap Annual v6.20 | 371 | 7650 | Rate Constraint in MTons | FALSE | L | Annual | Allowances Withdrawn (n:1) | Thousand Tons | 0 | 0 | 0 | 0 | 0 | 0 | 0
IL MPS- NOX Cap Annual v6.20 | 371 | 7650 | Rate Constraint in MTons | FALSE | L | Annual | Net Emissions Allowance Position | Thousand Tons | 0 | 0 | 0 | 0 | 0 | 0 | 0
IL MPS- NOX Cap Annual v6.20 | 371 | 7650 | Rate Constraint in MTons | FALSE | L | Annual | Fuel Consumed | TBtu | 0 | 0 | 0 | 0 | 0 | 0 | 0
IL MPS- NOX Cap Annual v6.20 | 371 | 7650 | Rate Constraint in MTons | FALSE | L | Annual | Rate | lb/MMBtu | 0 | 0 | 0 | 0 | 0 | 0 | 0
IL MPS- NOX Cap Annual v6.20 | 371 | 7650 | Rate Constraint in MTons | FALSE | L | Annual | Generation | TWh | 0 | 0 | 0 | 0 | 0 | 0 | 0
IL MPS- NOX Cap Annual v6.20 | 371 | 7650 | Rate Constraint in MTons | FALSE | L | Annual | Qualifying Generation | TWh | 0 | 0 | 0 | 0 | 0 | 0 | 0
IL MPS- NOX Cap Annual v6.20 | 371 | 7650 | Rate Constraint in MTons | FALSE | L | Annual | Rate | lb/MWh | 0 | 0 | 0 | 0 | 0 | 0 | 0
IL MPS- NOX Cap Annual v6.20 | 371 | 7650 | Rate Constraint in MTons | FALSE | L | Annual | Constraint Shadow Price | US2019$/Ton | 0 | 0 | 0 | 0 | 0 | 0 | 0
IL MPS- NOX Cap OzoneSeason v6.20 | 372 | 7651 | Rate Constraint in MTons | FALSE | L | Annual | Seasons Included | Seasons | Summer | Summer | Summer | Summer | Summer | Summer | Summer
IL MPS- NOX Cap OzoneSeason v6.20 | 372 | 7651 | Rate Constraint in MTons | FALSE | L | Annual | Standard NOX | Thousand Tons | 6.675 | 6.675 | 6.675 | 6.675 | 6.675 | 6.675 | 6.675
IL MPS- NOX Cap OzoneSeason v6.20 | 372 | 7651 | Rate Constraint in MTons | FALSE | L | Annual | Emissions at Affected Plants NOX | Thousand Tons | 0 | 0 | 0 | 0 | 0 | 0 | 0
IL MPS- NOX Cap OzoneSeason v6.20 | 372 | 7651 | Rate Constraint in MTons | FALSE | L | Annual | Allowances Purchased NOX | Thousand Tons | 0 | 0 | 0 | 0 | 0 | 0 | 0
IL MPS- NOX Cap OzoneSeason v6.20 | 372 | 7651 | Rate Constraint in MTons | FALSE | L | Annual | Allowances Sold NOX | Thousand Tons | 0 | 0 | 0 | 0 | 0 | 0 | 0
IL MPS- NOX Cap OzoneSeason v6.20 | 372 | 7651 | Rate Constraint in MTons | FALSE | L | Annual | Allowances Banked | Thousand Tons | 0 | 0 | 0 | 0 | 0 | 0 | 0
IL MPS- NOX Cap OzoneSeason v6.20 | 372 | 7651 | Rate Constraint in MTons | FALSE | L | Annual | Allowances Withdrawn (1:1) | Thousand Tons | 0 | 0 | 0 | 0 | 0 | 0 | 0
IL MPS- NOX Cap OzoneSeason v6.20 | 372 | 7651 | Rate Constraint in MTons | FALSE | L | Annual | Allowances Withdrawn (n:1) | Thousand Tons | 0 | 0 | 0 | 0 | 0 | 0 | 0
IL MPS- NOX Cap OzoneSeason v6.20 | 372 | 7651 | Rate Constraint in MTons | FALSE | L | Annual | Net Emissions Allowance Position | Thousand Tons | 0 | 0 | 0 | 0 | 0 | 0 | 0
IL MPS- NOX Cap OzoneSeason v6.20 | 372 | 7651 | Rate Constraint in MTons | FALSE | L | Annual | Fuel Consumed | TBtu | 0 | 0 | 0 | 0 | 0 | 0 | 0
IL MPS- NOX Cap OzoneSeason v6.20 | 372 | 7651 | Rate Constraint in MTons | FALSE | L | Annual | Rate | lb/MMBtu | 0 | 0 | 0 | 0 | 0 | 0 | 0
IL MPS- NOX Cap OzoneSeason v6.20 | 372 | 7651 | Rate Constraint in MTons | FALSE | L | Annual | Generation | TWh | 0 | 0 | 0 | 0 | 0 | 0 | 0
IL MPS- NOX Cap OzoneSeason v6.20 | 372 | 7651 | Rate Constraint in MTons | FALSE | L | Annual | Qualifying Generation | TWh | 0 | 0 | 0 | 0 | 0 | 0 | 0
IL MPS- NOX Cap OzoneSeason v6.20 | 372 | 7651 | Rate Constraint in MTons | FALSE | L | Annual | Rate | lb/MWh | 0 | 0 | 0 | 0 | 0 | 0 | 0
IL MPS- NOX Cap OzoneSeason v6.20 | 372 | 7651 | Rate Constraint in MTons | FALSE | L | Annual | Constraint Shadow Price | US2019$/Ton | 0 | 0 | 0 | 0 | 0 | 0 | 0
IL MPS- SO2 Cap Annual v6.20 | 373 | 7652 | Rate Constraint in MTons | FALSE | L | Annual | Seasons Included | Seasons | Winter, WintShld, Summer | Winter, WintShld, Summer | Winter, WintShld, Summer | Winter, WintShld, Summer | Winter, WintShld, Summer | Winter, WintShld, Summer | Winter, WintShld, Summer
IL MPS- SO2 Cap Annual v6.20 | 373 | 7652 | Rate Constraint in MTons | FALSE | L | Annual | Standard SO2 | Thousand Tons | 34.34 | 34.34 | 34.34 | 34.34 | 34.34 | 34.34 | 34.34
IL MPS- SO2 Cap Annual v6.20 | 373 | 7652 | Rate Constraint in MTons | FALSE | L | Annual | Emissions at Affected Plants SO2 | Thousand Tons | 0 | 0 | 0 | 0 | 0 | 0 | 0
IL MPS- SO2 Cap Annual v6.20 | 373 | 7652 | Rate Constraint in MTons | FALSE | L | Annual | Allowances Purchased SO2 | Thousand Tons | 0 | 0 | 0 | 0 | 0 | 0 | 0
IL MPS- SO2 Cap Annual v6.20 | 373 | 7652 | Rate Constraint in MTons | FALSE | L | Annual | Allowances Sold SO2 | Thousand Tons | 0 | 0 | 0 | 0 | 0 | 0 | 0
IL MPS- SO2 Cap Annual v6.20 | 373 | 7652 | Rate Constraint in MTons | FALSE | L | Annual | Allowances Banked | Thousand Tons | 0 | 0 | 0 | 0 | 0 | 0 | 0
IL MPS- SO2 Cap Annual v6.20 | 373 | 7652 | Rate Constraint in MTons | FALSE | L | Annual | Allowances Withdrawn (1:1) | Thousand Tons | 0 | 0 | 0 | 0 | 0 | 0 | 0
IL MPS- SO2 Cap Annual v6.20 | 373 | 7652 | Rate Constraint in MTons | FALSE | L | Annual | Allowances Withdrawn (n:1) | Thousand Tons | 0 | 0 | 0 | 0 | 0 | 0 | 0
IL MPS- SO2 Cap Annual v6.20 | 373 | 7652 | Rate Constraint in MTons | FALSE | L | Annual | Net Emissions Allowance Position | Thousand Tons | 0 | 0 | 0 | 0 | 0 | 0 | 0
IL MPS- SO2 Cap Annual v6.20 | 373 | 7652 | Rate Constraint in MTons | FALSE | L | Annual | Fuel Consumed | TBtu | 0 | 0 | 0 | 0 | 0 | 0 | 0
IL MPS- SO2 Cap Annual v6.20 | 373 | 7652 | Rate Constraint in MTons | FALSE | L | Annual | Rate | lb/MMBtu | 0 | 0 | 0 | 0 | 0 | 0 | 0
IL MPS- SO2 Cap Annual v6.20 | 373 | 7652 | Rate Constraint in MTons | FALSE | L | Annual | Generation | TWh | 0 | 0 | 0 | 0 | 0 | 0 | 0
IL MPS- SO2 Cap Annual v6.20 | 373 | 7652 | Rate Constraint in MTons | FALSE | L | Annual | Qualifying Generation | TWh | 0 | 0 | 0 | 0 | 0 | 0 | 0
IL MPS- SO2 Cap Annual v6.20 | 373 | 7652 | Rate Constraint in MTons | FALSE | L | Annual | Rate | lb/MWh | 0 | 0 | 0 | 0 | 0 | 0 | 0
IL MPS- SO2 Cap Annual v6.20 | 373 | 7652 | Rate Constraint in MTons | FALSE | L | Annual | Constraint Shadow Price | US2019$/Ton | 0 | 0 | 0 | 0 | 0 | 0 | 0
Kansas Nearman Unit 1NOx Rate Annual v4.10 | 374 | 7320 | Rate Constraint in lbs/MMBtu | FALSE | L | Annual | Seasons Included | Seasons | Winter, WintShld, Summer | Winter, WintShld, Summer | Winter, WintShld, Summer | Winter, WintShld, Summer | Winter, WintShld, Summer | Winter, WintShld, Summer | Winter, WintShld, Summer
Kansas Nearman Unit 1NOx Rate Annual v4.10 | 374 | 7320 | Rate Constraint in lbs/MMBtu | FALSE | L | Annual | Standard NOX | lb/MMBtu | 0.26 | 0.26 | 0.26 | 0.26 | 0.26 | 0.26 | 0.26
Kansas Nearman Unit 1NOx Rate Annual v4.10 | 374 | 7320 | Rate Constraint in lbs/MMBtu | FALSE | L | Annual | Emissions at Affected Plants NOX | Thousand Tons | 1.1453 | 0 | 0 | 0 | 0 | 0 | 0
Kansas Nearman Unit 1NOx Rate Annual v4.10 | 374 | 7320 | Rate Constraint in lbs/MMBtu | FALSE | L | Annual | Allowances Purchased NOX | Thousand Tons | 0 | 0 | 0 | 0 | 0 | 0 | 0
Kansas Nearman Unit 1NOx Rate Annual v4.10 | 374 | 7320 | Rate Constraint in lbs/MMBtu | FALSE | L | Annual | Allowances Sold NOX | Thousand Tons | 0 | 0 | 0 | 0 | 0 | 0 | 0
Kansas Nearman Unit 1NOx Rate Annual v4.10 | 374 | 7320 | Rate Constraint in lbs/MMBtu | FALSE | L | Annual | Allowances Banked | Thousand Tons | 0 | 0 | 0 | 0 | 0 | 0 | 0
Kansas Nearman Unit 1NOx Rate Annual v4.10 | 374 | 7320 | Rate Constraint in lbs/MMBtu | FALSE | L | Annual | Allowances Withdrawn (1:1) | Thousand Tons | 0 | 0 | 0 | 0 | 0 | 0 | 0
Kansas Nearman Unit 1NOx Rate Annual v4.10 | 374 | 7320 | Rate Constraint in lbs/MMBtu | FALSE | L | Annual | Allowances Withdrawn (n:1) | Thousand Tons | 0 | 0 | 0 | 0 | 0 | 0 | 0
Kansas Nearman Unit 1NOx Rate Annual v4.10 | 374 | 7320 | Rate Constraint in lbs/MMBtu | FALSE | L | Annual | Net Emissions Allowance Position | Thousand Tons | 1.1453 | 0 | 0 | 0 | 0 | 0 | 0
Kansas Nearman Unit 1NOx Rate Annual v4.10 | 374 | 7320 | Rate Constraint in lbs/MMBtu | FALSE | L | Annual | Fuel Consumed | TBtu | 10.5387 | 0 | 0 | 0 | 0 | 0 | 0
Kansas Nearman Unit 1NOx Rate Annual v4.10 | 374 | 7320 | Rate Constraint in lbs/MMBtu | FALSE | L | Annual | Rate | lb/MMBtu | 0.21735 | 0 | 0 | 0 | 0 | 0 | 0
Kansas Nearman Unit 1NOx Rate Annual v4.10 | 374 | 7320 | Rate Constraint in lbs/MMBtu | FALSE | L | Annual | Generation | TWh | 0.92234 | 0 | 0 | 0 | 0 | 0 | 0
Kansas Nearman Unit 1NOx Rate Annual v4.10 | 374 | 7320 | Rate Constraint in lbs/MMBtu | FALSE | L | Annual | Qualifying Generation | TWh | 0.92234 | 0 | 0 | 0 | 0 | 0 | 0
Kansas Nearman Unit 1NOx Rate Annual v4.10 | 374 | 7320 | Rate Constraint in lbs/MMBtu | FALSE | L | Annual | Rate | lb/MWh | 2.4834 | 0 | 0 | 0 | 0 | 0 | 0
Kansas Nearman Unit 1NOx Rate Annual v4.10 | 374 | 7320 | Rate Constraint in lbs/MMBtu | FALSE | L | Annual | Constraint Shadow Price | US2019$/Ton | 0 | 0 | 0 | 0 | 0 | 0 | 0
Kansas Quindaro Unit 2 Nox Rate Annual v4.10 | 375 | 7319 | Rate Constraint in lbs/MMBtu | FALSE | L | Annual | Seasons Included | Seasons | Winter, WintShld, Summer | Winter, WintShld, Summer | Winter, WintShld, Summer | Winter, WintShld, Summer | Winter, WintShld, Summer | Winter, WintShld, Summer | Winter, WintShld, Summer
Kansas Quindaro Unit 2 Nox Rate Annual v4.10 | 375 | 7319 | Rate Constraint in lbs/MMBtu | FALSE | L | Annual | Standard NOX | lb/MMBtu | 0.2 | 0.2 | 0.2 | 0.2 | 0.2 | 0.2 | 0.2
Kansas Quindaro Unit 2 Nox Rate Annual v4.10 | 375 | 7319 | Rate Constraint in lbs/MMBtu | FALSE | L | Annual | Emissions at Affected Plants NOX | Thousand Tons | 0 | 0 | 0 | 0 | 0 | 0 | 0
Kansas Quindaro Unit 2 Nox Rate Annual v4.10 | 375 | 7319 | Rate Constraint in lbs/MMBtu | FALSE | L | Annual | Allowances Purchased NOX | Thousand Tons | 0 | 0 | 0 | 0 | 0 | 0 | 0
Kansas Quindaro Unit 2 Nox Rate Annual v4.10 | 375 | 7319 | Rate Constraint in lbs/MMBtu | FALSE | L | Annual | Allowances Sold NOX | Thousand Tons | 0 | 0 | 0 | 0 | 0 | 0 | 0
Kansas Quindaro Unit 2 Nox Rate Annual v4.10 | 375 | 7319 | Rate Constraint in lbs/MMBtu | FALSE | L | Annual | Allowances Banked | Thousand Tons | 0 | 0 | 0 | 0 | 0 | 0 | 0
Kansas Quindaro Unit 2 Nox Rate Annual v4.10 | 375 | 7319 | Rate Constraint in lbs/MMBtu | FALSE | L | Annual | Allowances Withdrawn (1:1) | Thousand Tons | 0 | 0 | 0 | 0 | 0 | 0 | 0
Kansas Quindaro Unit 2 Nox Rate Annual v4.10 | 375 | 7319 | Rate Constraint in lbs/MMBtu | FALSE | L | Annual | Allowances Withdrawn (n:1) | Thousand Tons | 0 | 0 | 0 | 0 | 0 | 0 | 0
Kansas Quindaro Unit 2 Nox Rate Annual v4.10 | 375 | 7319 | Rate Constraint in lbs/MMBtu | FALSE | L | Annual | Net Emissions Allowance Position | Thousand Tons | 0 | 0 | 0 | 0 | 0 | 0 | 0
Kansas Quindaro Unit 2 Nox Rate Annual v4.10 | 375 | 7319 | Rate Constraint in lbs/MMBtu | FALSE | L | Annual | Fuel Consumed | TBtu | 0 | 0 | 0 | 0 | 0 | 0 | 0
Kansas Quindaro Unit 2 Nox Rate Annual v4.10 | 375 | 7319 | Rate Constraint in lbs/MMBtu | FALSE | L | Annual | Rate | lb/MMBtu | 0 | 0 | 0 | 0 | 0 | 0 | 0
Kansas Quindaro Unit 2 Nox Rate Annual v4.10 | 375 | 7319 | Rate Constraint in lbs/MMBtu | FALSE | L | Annual | Generation | TWh | 0 | 0 | 0 | 0 | 0 | 0 | 0
Kansas Quindaro Unit 2 Nox Rate Annual v4.10 | 375 | 7319 | Rate Constraint in lbs/MMBtu | FALSE | L | Annual | Qualifying Generation | TWh | 0 | 0 | 0 | 0 | 0 | 0 | 0
Kansas Quindaro Unit 2 Nox Rate Annual v4.10 | 375 | 7319 | Rate Constraint in lbs/MMBtu | FALSE | L | Annual | Rate | lb/MWh | 0 | 0 | 0 | 0 | 0 | 0 | 0
Kansas Quindaro Unit 2 Nox Rate Annual v4.10 | 375 | 7319 | Rate Constraint in lbs/MMBtu | FALSE | L | Annual | Constraint Shadow Price | US2019$/Ton | 0 | 0 | 0 | 0 | 0 | 0 | 0
KS La Cygne NOX Rate Annual v5.14 | 376 | 7274 | Rate Constraint in lbs/MMBtu | FALSE | L | Annual | Seasons Included | Seasons | Winter, WintShld, Summer | Winter, WintShld, Summer | Winter, WintShld, Summer | Winter, WintShld, Summer | Winter, WintShld, Summer | Winter, WintShld, Summer | Winter, WintShld, Summer
KS La Cygne NOX Rate Annual v5.14 | 376 | 7274 | Rate Constraint in lbs/MMBtu | FALSE | L | Annual | Standard NOX | lb/MMBtu | 0.13 | 0.13 | 0.13 | 0.13 | 0.13 | 0.13 | 0.13
KS La Cygne NOX Rate Annual v5.14 | 376 | 7274 | Rate Constraint in lbs/MMBtu | FALSE | L | Annual | Emissions at Affected Plants NOX | Thousand Tons | 2.0191 | 0 | 0 | 0 | 0 | 0 | 0
KS La Cygne NOX Rate Annual v5.14 | 376 | 7274 | Rate Constraint in lbs/MMBtu | FALSE | L | Annual | Allowances Purchased NOX | Thousand Tons | 0 | 0 | 0 | 0 | 0 | 0 | 0
KS La Cygne NOX Rate Annual v5.14 | 376 | 7274 | Rate Constraint in lbs/MMBtu | FALSE | L | Annual | Allowances Sold NOX | Thousand Tons | 0 | 0 | 0 | 0 | 0 | 0 | 0
KS La Cygne NOX Rate Annual v5.14 | 376 | 7274 | Rate Constraint in lbs/MMBtu | FALSE | L | Annual | Allowances Banked | Thousand Tons | 0 | 0 | 0 | 0 | 0 | 0 | 0
KS La Cygne NOX Rate Annual v5.14 | 376 | 7274 | Rate Constraint in lbs/MMBtu | FALSE | L | Annual | Allowances Withdrawn (1:1) | Thousand Tons | 0 | 0 | 0 | 0 | 0 | 0 | 0
KS La Cygne NOX Rate Annual v5.14 | 376 | 7274 | Rate Constraint in lbs/MMBtu | FALSE | L | Annual | Allowances Withdrawn (n:1) | Thousand Tons | 0 | 0 | 0 | 0 | 0 | 0 | 0
KS La Cygne NOX Rate Annual v5.14 | 376 | 7274 | Rate Constraint in lbs/MMBtu | FALSE | L | Annual | Net Emissions Allowance Position | Thousand Tons | 2.0191 | 0 | 0 | 0 | 0 | 0 | 0
KS La Cygne NOX Rate Annual v5.14 | 376 | 7274 | Rate Constraint in lbs/MMBtu | FALSE | L | Annual | Fuel Consumed | TBtu | 42.0388 | 0 | 0 | 0 | 0 | 0 | 0
KS La Cygne NOX Rate Annual v5.14 | 376 | 7274 | Rate Constraint in lbs/MMBtu | FALSE | L | Annual | Rate | lb/MMBtu | 0.09606 | 0 | 0 | 0 | 0 | 0 | 0
KS La Cygne NOX Rate Annual v5.14 | 376 | 7274 | Rate Constraint in lbs/MMBtu | FALSE | L | Annual | Generation | TWh | 4.0198 | 0 | 0 | 0 | 0 | 0 | 0
KS La Cygne NOX Rate Annual v5.14 | 376 | 7274 | Rate Constraint in lbs/MMBtu | FALSE | L | Annual | Qualifying Generation | TWh | 4.0198 | 0 | 0 | 0 | 0 | 0 | 0
KS La Cygne NOX Rate Annual v5.14 | 376 | 7274 | Rate Constraint in lbs/MMBtu | FALSE | L | Annual | Rate | lb/MWh | 1.0046 | 0 | 0 | 0 | 0 | 0 | 0
KS La Cygne NOX Rate Annual v5.14 | 376 | 7274 | Rate Constraint in lbs/MMBtu | FALSE | L | Annual | Constraint Shadow Price | US2019$/Ton | 0 | 0 | 0 | 0 | 0 | 0 | 0
KS La Cygne SO2 Rate Annual v5.14 | 377 | 7275 | Rate Constraint in lbs/MMBtu | FALSE | L | Annual | Seasons Included | Seasons | Winter, WintShld, Summer | Winter, WintShld, Summer | Winter, WintShld, Summer | Winter, WintShld, Summer | Winter, WintShld, Summer | Winter, WintShld, Summer | Winter, WintShld, Summer
KS La Cygne SO2 Rate Annual v5.14 | 377 | 7275 | Rate Constraint in lbs/MMBtu | FALSE | L | Annual | Standard SO2 | lb/MMBtu | 0.1 | 0.1 | 0.1 | 0.1 | 0.1 | 0.1 | 0.1
KS La Cygne SO2 Rate Annual v5.14 | 377 | 7275 | Rate Constraint in lbs/MMBtu | FALSE | L | Annual | Emissions at Affected Plants SO2 | Thousand Tons | 0.39368 | 0 | 0 | 0 | 0 | 0 | 0
KS La Cygne SO2 Rate Annual v5.14 | 377 | 7275 | Rate Constraint in lbs/MMBtu | FALSE | L | Annual | Allowances Purchased SO2 | Thousand Tons | 0 | 0 | 0 | 0 | 0 | 0 | 0
KS La Cygne SO2 Rate Annual v5.14 | 377 | 7275 | Rate Constraint in lbs/MMBtu | FALSE | L | Annual | Allowances Sold SO2 | Thousand Tons | 0 | 0 | 0 | 0 | 0 | 0 | 0
KS La Cygne SO2 Rate Annual v5.14 | 377 | 7275 | Rate Constraint in lbs/MMBtu | FALSE | L | Annual | Allowances Banked | Thousand Tons | 0 | 0 | 0 | 0 | 0 | 0 | 0
KS La Cygne SO2 Rate Annual v5.14 | 377 | 7275 | Rate Constraint in lbs/MMBtu | FALSE | L | Annual | Allowances Withdrawn (1:1) | Thousand Tons | 0 | 0 | 0 | 0 | 0 | 0 | 0
KS La Cygne SO2 Rate Annual v5.14 | 377 | 7275 | Rate Constraint in lbs/MMBtu | FALSE | L | Annual | Allowances Withdrawn (n:1) | Thousand Tons | 0 | 0 | 0 | 0 | 0 | 0 | 0
KS La Cygne SO2 Rate Annual v5.14 | 377 | 7275 | Rate Constraint in lbs/MMBtu | FALSE | L | Annual | Net Emissions Allowance Position | Thousand Tons | 0.39368 | 0 | 0 | 0 | 0 | 0 | 0
KS La Cygne SO2 Rate Annual v5.14 | 377 | 7275 | Rate Constraint in lbs/MMBtu | FALSE | L | Annual | Fuel Consumed | TBtu | 42.0388 | 0 | 0 | 0 | 0 | 0 | 0
KS La Cygne SO2 Rate Annual v5.14 | 377 | 7275 | Rate Constraint in lbs/MMBtu | FALSE | L | Annual | Rate | lb/MMBtu | 0.018729 | 0 | 0 | 0 | 0 | 0 | 0
KS La Cygne SO2 Rate Annual v5.14 | 377 | 7275 | Rate Constraint in lbs/MMBtu | FALSE | L | Annual | Generation | TWh | 4.0198 | 0 | 0 | 0 | 0 | 0 | 0
KS La Cygne SO2 Rate Annual v5.14 | 377 | 7275 | Rate Constraint in lbs/MMBtu | FALSE | L | Annual | Qualifying Generation | TWh | 4.0198 | 0 | 0 | 0 | 0 | 0 | 0
KS La Cygne SO2 Rate Annual v5.14 | 377 | 7275 | Rate Constraint in lbs/MMBtu | FALSE | L | Annual | Rate | lb/MWh | 0.19587 | 0 | 0 | 0 | 0 | 0 | 0
KS La Cygne SO2 Rate Annual v5.14 | 377 | 7275 | Rate Constraint in lbs/MMBtu | FALSE | L | Annual | Constraint Shadow Price | US2019$/Ton | 0 | 0 | 0 | 0 | 0 | 0 | 0
KY Bluegrass - NOX Cap Annual v6.21 | 378 | 7731 | Rate Constraint in MTons | FALSE | L | Annual | Seasons Included | Seasons | Winter, WintShld, Summer | Winter, WintShld, Summer | Winter, WintShld, Summer | Winter, WintShld, Summer | Winter, WintShld, Summer | Winter, WintShld, Summer | Winter, WintShld, Summer
KY Bluegrass - NOX Cap Annual v6.21 | 378 | 7731 | Rate Constraint in MTons | FALSE | L | Annual | Standard NOX | Thousand Tons | 0.095 | 0.095 | 0.095 | 0.095 | 0.095 | 0.095 | 0.095
KY Bluegrass - NOX Cap Annual v6.21 | 378 | 7731 | Rate Constraint in MTons | FALSE | L | Annual | Emissions at Affected Plants NOX | Thousand Tons | 0.068864 | 0.054333 | 0.065697 | 0.0047118 | 0 | 0 | 0
KY Bluegrass - NOX Cap Annual v6.21 | 378 | 7731 | Rate Constraint in MTons | FALSE | L | Annual | Allowances Purchased NOX | Thousand Tons | 0 | 0 | 0 | 0 | 0 | 0 | 0
KY Bluegrass - NOX Cap Annual v6.21 | 378 | 7731 | Rate Constraint in MTons | FALSE | L | Annual | Allowances Sold NOX | Thousand Tons | 0 | 0 | 0 | 0 | 0 | 0 | 0
KY Bluegrass - NOX Cap Annual v6.21 | 378 | 7731 | Rate Constraint in MTons | FALSE | L | Annual | Allowances Banked | Thousand Tons | 0 | 0 | 0 | 0 | 0 | 0 | 0
KY Bluegrass - NOX Cap Annual v6.21 | 378 | 7731 | Rate Constraint in MTons | FALSE | L | Annual | Allowances Withdrawn (1:1) | Thousand Tons | 0 | 0 | 0 | 0 | 0 | 0 | 0
KY Bluegrass - NOX Cap Annual v6.21 | 378 | 7731 | Rate Constraint in MTons | FALSE | L | Annual | Allowances Withdrawn (n:1) | Thousand Tons | 0 | 0 | 0 | 0 | 0 | 0 | 0
KY Bluegrass - NOX Cap Annual v6.21 | 378 | 7731 | Rate Constraint in MTons | FALSE | L | Annual | Net Emissions Allowance Position | Thousand Tons | 0.068864 | 0.054333 | 0.065697 | 0.0047118 | 0 | 0 | 0
KY Bluegrass - NOX Cap Annual v6.21 | 378 | 7731 | Rate Constraint in MTons | FALSE | L | Annual | Fuel Consumed | TBtu | 2.0583 | 1.625 | 1.9537 | 0.14092 | 0 | 0 | 0
KY Bluegrass - NOX Cap Annual v6.21 | 378 | 7731 | Rate Constraint in MTons | FALSE | L | Annual | Rate | lb/MMBtu | 0.066913 | 0.066872 | 0.067254 | 0.066872 | 0 | 0 | 0
KY Bluegrass - NOX Cap Annual v6.21 | 378 | 7731 | Rate Constraint in MTons | FALSE | L | Annual | Generation | TWh | 0.18555 | 0.14649 | 0.17612 | 0.012703 | 0 | 0 | 0
KY Bluegrass - NOX Cap Annual v6.21 | 378 | 7731 | Rate Constraint in MTons | FALSE | L | Annual | Qualifying Generation | TWh | 0.18555 | 0.14649 | 0.17612 | 0.012703 | 0 | 0 | 0
KY Bluegrass - NOX Cap Annual v6.21 | 378 | 7731 | Rate Constraint in MTons | FALSE | L | Annual | Rate | lb/MWh | 0.74226 | 0.74181 | 0.74605 | 0.74181 | 0 | 0 | 0
KY Bluegrass - NOX Cap Annual v6.21 | 378 | 7731 | Rate Constraint in MTons | FALSE | L | Annual | Constraint Shadow Price | US2019$/Ton | 0 | 0 | 0 | 0 | 0 | 0 | 0
KY Paddys Run - NOX Cap Annual v6.21 | 379 | 7729 | Rate Constraint in MTons | FALSE | L | Annual | Seasons Included | Seasons | Winter, WintShld, Summer | Winter, WintShld, Summer | Winter, WintShld, Summer | Winter, WintShld, Summer | Winter, WintShld, Summer | Winter, WintShld, Summer | Winter, WintShld, Summer
KY Paddys Run - NOX Cap Annual v6.21 | 379 | 7729 | Rate Constraint in MTons | FALSE | L | Annual | Standard NOX | Thousand Tons | 0.1 | 0.1 | 0.1 | 0.1 | 0.1 | 0.1 | 0.1
KY Paddys Run - NOX Cap Annual v6.21 | 379 | 7729 | Rate Constraint in MTons | FALSE | L | Annual | Emissions at Affected Plants NOX | Thousand Tons | 0.1 | 0.1 | 0.1 | 0.001854 | 0 | 0 | 0
KY Paddys Run - NOX Cap Annual v6.21 | 379 | 7729 | Rate Constraint in MTons | FALSE | L | Annual | Allowances Purchased NOX | Thousand Tons | 0 | 0 | 0 | 0 | 0 | 0 | 0
KY Paddys Run - NOX Cap Annual v6.21 | 379 | 7729 | Rate Constraint in MTons | FALSE | L | Annual | Allowances Sold NOX | Thousand Tons | 0 | 0 | 0 | 0 | 0 | 0 | 0
KY Paddys Run - NOX Cap Annual v6.21 | 379 | 7729 | Rate Constraint in MTons | FALSE | L | Annual | Allowances Banked | Thousand Tons | 0 | 0 | 0 | 0 | 0 | 0 | 0
KY Paddys Run - NOX Cap Annual v6.21 | 379 | 7729 | Rate Constraint in MTons | FALSE | L | Annual | Allowances Withdrawn (1:1) | Thousand Tons | 0 | 0 | 0 | 0 | 0 | 0 | 0
KY Paddys Run - NOX Cap Annual v6.21 | 379 | 7729 | Rate Constraint in MTons | FALSE | L | Annual | Allowances Withdrawn (n:1) | Thousand Tons | 0 | 0 | 0 | 0 | 0 | 0 | 0
KY Paddys Run - NOX Cap Annual v6.21 | 379 | 7729 | Rate Constraint in MTons | FALSE | L | Annual | Net Emissions Allowance Position | Thousand Tons | 0.1 | 0.1 | 0.1 | 0.001854 | 0 | 0 | 0
KY Paddys Run - NOX Cap Annual v6.21 | 379 | 7729 | Rate Constraint in MTons | FALSE | L | Annual | Fuel Consumed | TBtu | 1.1622 | 1.297 | 1.1196 | 0.020981 | 0 | 0 | 0
KY Paddys Run - NOX Cap Annual v6.21 | 379 | 7729 | Rate Constraint in MTons | FALSE | L | Annual | Rate | lb/MMBtu | 0.17209 | 0.15421 | 0.17864 | 0.17673 | 0 | 0 | 0
KY Paddys Run - NOX Cap Annual v6.21 | 379 | 7729 | Rate Constraint in MTons | FALSE | L | Annual | Generation | TWh | 0.10454 | 0.11667 | 0.10071 | 0.0018873 | 0 | 0 | 0
KY Paddys Run - NOX Cap Annual v6.21 | 379 | 7729 | Rate Constraint in MTons | FALSE | L | Annual | Qualifying Generation | TWh | 0.10454 | 0.11667 | 0.10071 | 0.0018873 | 0 | 0 | 0
KY Paddys Run - NOX Cap Annual v6.21 | 379 | 7729 | Rate Constraint in MTons | FALSE | L | Annual | Rate | lb/MWh | 1.9131 | 1.7143 | 1.9859 | 1.9647 | 0 | 0 | 0
KY Paddys Run - NOX Cap Annual v6.21 | 379 | 7729 | Rate Constraint in MTons | FALSE | L | Annual | Constraint Shadow Price | US2019$/Ton | 0 | 115.9449 | 0 | 0 | 0 | 0 | 0
LA Big Cajun 1 CT- NOx Summer v4.10 | 380 | 7519 | Rate Constraint in lbs/MMBtu | FALSE | L | Annual | Seasons Included | Seasons | Summer | Summer | Summer | Summer | Summer | Summer | Summer
LA Big Cajun 1 CT- NOx Summer v4.10 | 380 | 7519 | Rate Constraint in lbs/MMBtu | FALSE | L | Annual | Standard NOX | lb/MMBtu | 0.2 | 0.2 | 0.2 | 0.2 | 0.2 | 0.2 | 0.2
LA Big Cajun 1 CT- NOx Summer v4.10 | 380 | 7519 | Rate Constraint in lbs/MMBtu | FALSE | L | Annual | Emissions at Affected Plants NOX | Thousand Tons | 0.00082923 | 0.0032322 | 0.0031449 | 0.00017471 | 0.00017471 | 0 | 0
LA Big Cajun 1 CT- NOx Summer v4.10 | 380 | 7519 | Rate Constraint in lbs/MMBtu | FALSE | L | Annual | Allowances Purchased NOX | Thousand Tons | 0 | 0 | 0 | 0 | 0 | 0 | 0
LA Big Cajun 1 CT- NOx Summer v4.10 | 380 | 7519 | Rate Constraint in lbs/MMBtu | FALSE | L | Annual | Allowances Sold NOX | Thousand Tons | 0 | 0 | 0 | 0 | 0 | 0 | 0
LA Big Cajun 1 CT- NOx Summer v4.10 | 380 | 7519 | Rate Constraint in lbs/MMBtu | FALSE | L | Annual | Allowances Banked | Thousand Tons | 0 | 0 | 0 | 0 | 0 | 0 | 0
LA Big Cajun 1 CT- NOx Summer v4.10 | 380 | 7519 | Rate Constraint in lbs/MMBtu | FALSE | L | Annual | Allowances Withdrawn (1:1) | Thousand Tons | 0 | 0 | 0 | 0 | 0 | 0 | 0
LA Big Cajun 1 CT- NOx Summer v4.10 | 380 | 7519 | Rate Constraint in lbs/MMBtu | FALSE | L | Annual | Allowances Withdrawn (n:1) | Thousand Tons | 0 | 0 | 0 | 0 | 0 | 0 | 0
LA Big Cajun 1 CT- NOx Summer v4.10 | 380 | 7519 | Rate Constraint in lbs/MMBtu | FALSE | L | Annual | Net Emissions Allowance Position | Thousand Tons | 0.00082923 | 0.0032322 | 0.0031449 | 0.00017471 | 0.00017471 | 0 | 0
LA Big Cajun 1 CT- NOx Summer v4.10 | 380 | 7519 | Rate Constraint in lbs/MMBtu | FALSE | L | Annual | Fuel Consumed | TBtu | 0.022833 | 0.088999 | 0.086594 | 0.0048108 | 0.0048108 | 0 | 0
LA Big Cajun 1 CT- NOx Summer v4.10 | 380 | 7519 | Rate Constraint in lbs/MMBtu | FALSE | L | Annual | Rate | lb/MMBtu | 0.072635 | 0.072635 | 0.072635 | 0.072635 | 0.072635 | 0 | 0
LA Big Cajun 1 CT- NOx Summer v4.10 | 380 | 7519 | Rate Constraint in lbs/MMBtu | FALSE | L | Annual | Generation | TWh | 0.0018052 | 0.0070363 | 0.0068462 | 0.00038034 | 0.00038034 | 0 | 0
LA Big Cajun 1 CT- NOx Summer v4.10 | 380 | 7519 | Rate Constraint in lbs/MMBtu | FALSE | L | Annual | Qualifying Generation | TWh | 0.0018052 | 0.0070363 | 0.0068462 | 0.00038034 | 0.00038034 | 0 | 0
LA Big Cajun 1 CT- NOx Summer v4.10 | 380 | 7519 | Rate Constraint in lbs/MMBtu | FALSE | L | Annual | Rate | lb/MWh | 0.91872 | 0.91872 | 0.91872 | 0.91872 | 0.91872 | 0 | 0
LA Big Cajun 1 CT- NOx Summer v4.10 | 380 | 7519 | Rate Constraint in lbs/MMBtu | FALSE | L | Annual | Constraint Shadow Price | US2019$/Ton | 0 | 0 | 0 | 0 | 0 | 0 | 0
LA Big Cajun 1 OGS- NOx Summer v4.10 | 381 | 7520 | Rate Constraint in lbs/MMBtu | FALSE | L | Annual | Seasons Included | Seasons | Summer | Summer | Summer | Summer | Summer | Summer | Summer
LA Big Cajun 1 OGS- NOx Summer v4.10 | 381 | 7520 | Rate Constraint in lbs/MMBtu | FALSE | L | Annual | Standard NOX | lb/MMBtu | 0.1 | 0.1 | 0.1 | 0.1 | 0.1 | 0.1 | 0.1
LA Big Cajun 1 OGS- NOx Summer v4.10 | 381 | 7520 | Rate Constraint in lbs/MMBtu | FALSE | L | Annual | Emissions at Affected Plants NOX | Thousand Tons | 0 | 0 | 0 | 0 | 0 | 0 | 0
LA Big Cajun 1 OGS- NOx Summer v4.10 | 381 | 7520 | Rate Constraint in lbs/MMBtu | FALSE | L | Annual | Allowances Purchased NOX | Thousand Tons | 0 | 0 | 0 | 0 | 0 | 0 | 0
LA Big Cajun 1 OGS- NOx Summer v4.10 | 381 | 7520 | Rate Constraint in lbs/MMBtu | FALSE | L | Annual | Allowances Sold NOX | Thousand Tons | 0 | 0 | 0 | 0 | 0 | 0 | 0
LA Big Cajun 1 OGS- NOx Summer v4.10 | 381 | 7520 | Rate Constraint in lbs/MMBtu | FALSE | L | Annual | Allowances Banked | Thousand Tons | 0 | 0 | 0 | 0 | 0 | 0 | 0
LA Big Cajun 1 OGS- NOx Summer v4.10 | 381 | 7520 | Rate Constraint in lbs/MMBtu | FALSE | L | Annual | Allowances Withdrawn (1:1) | Thousand Tons | 0 | 0 | 0 | 0 | 0 | 0 | 0
LA Big Cajun 1 OGS- NOx Summer v4.10 | 381 | 7520 | Rate Constraint in lbs/MMBtu | FALSE | L | Annual | Allowances Withdrawn (n:1) | Thousand Tons | 0 | 0 | 0 | 0 | 0 | 0 | 0
LA Big Cajun 1 OGS- NOx Summer v4.10 | 381 | 7520 | Rate Constraint in lbs/MMBtu | FALSE | L | Annual | Net Emissions Allowance Position | Thousand Tons | 0 | 0 | 0 | 0 | 0 | 0 | 0
LA Big Cajun 1 OGS- NOx Summer v4.10 | 381 | 7520 | Rate Constraint in lbs/MMBtu | FALSE | L | Annual | Fuel Consumed | TBtu | 0 | 0 | 0 | 0 | 0 | 0 | 0
LA Big Cajun 1 OGS- NOx Summer v4.10 | 381 | 7520 | Rate Constraint in lbs/MMBtu | FALSE | L | Annual | Rate | lb/MMBtu | 0 | 0 | 0 | 0 | 0 | 0 | 0
LA Big Cajun 1 OGS- NOx Summer v4.10 | 381 | 7520 | Rate Constraint in lbs/MMBtu | FALSE | L | Annual | Generation | TWh | 0 | 0 | 0 | 0 | 0 | 0 | 0
LA Big Cajun 1 OGS- NOx Summer v4.10 | 381 | 7520 | Rate Constraint in lbs/MMBtu | FALSE | L | Annual | Qualifying Generation | TWh | 0 | 0 | 0 | 0 | 0 | 0 | 0
LA Big Cajun 1 OGS- NOx Summer v4.10 | 381 | 7520 | Rate Constraint in lbs/MMBtu | FALSE | L | Annual | Rate | lb/MWh | 0 | 0 | 0 | 0 | 0 | 0 | 0
LA Big Cajun 1 OGS- NOx Summer v4.10 | 381 | 7520 | Rate Constraint in lbs/MMBtu | FALSE | L | Annual | Constraint Shadow Price | US2019$/Ton | 0 | 0 | 0 | 0 | 0 | 0 | 0
LA Big Cajun 2- NOx Summer v4.10 | 382 | 7521 | Rate Constraint in lbs/MMBtu | FALSE | L | Annual | Seasons Included | Seasons | Summer | Summer | Summer | Summer | Summer | Summer | Summer
LA Big Cajun 2- NOx Summer v4.10 | 382 | 7521 | Rate Constraint in lbs/MMBtu | FALSE | L | Annual | Standard NOX | lb/MMBtu | 0.21 | 0.21 | 0.21 | 0.21 | 0.21 | 0.21 | 0.21
LA Big Cajun 2- NOx Summer v4.10 | 382 | 7521 | Rate Constraint in lbs/MMBtu | FALSE | L | Annual | Emissions at Affected Plants NOX | Thousand Tons | 0 | 0 | 0 | 0 | 0 | 0 | 0
LA Big Cajun 2- NOx Summer v4.10 | 382 | 7521 | Rate Constraint in lbs/MMBtu | FALSE | L | Annual | Allowances Purchased NOX | Thousand Tons | 0 | 0 | 0 | 0 | 0 | 0 | 0
LA Big Cajun 2- NOx Summer v4.10 | 382 | 7521 | Rate Constraint in lbs/MMBtu | FALSE | L | Annual | Allowances Sold NOX | Thousand Tons | 0 | 0 | 0 | 0 | 0 | 0 | 0
LA Big Cajun 2- NOx Summer v4.10 | 382 | 7521 | Rate Constraint in lbs/MMBtu | FALSE | L | Annual | Allowances Banked | Thousand Tons | 0 | 0 | 0 | 0 | 0 | 0 | 0
LA Big Cajun 2- NOx Summer v4.10 | 382 | 7521 | Rate Constraint in lbs/MMBtu | FALSE | L | Annual | Allowances Withdrawn (1:1) | Thousand Tons | 0 | 0 | 0 | 0 | 0 | 0 | 0
LA Big Cajun 2- NOx Summer v4.10 | 382 | 7521 | Rate Constraint in lbs/MMBtu | FALSE | L | Annual | Allowances Withdrawn (n:1) | Thousand Tons | 0 | 0 | 0 | 0 | 0 | 0 | 0
LA Big Cajun 2- NOx Summer v4.10 | 382 | 7521 | Rate Constraint in lbs/MMBtu | FALSE | L | Annual | Net Emissions Allowance Position | Thousand Tons | 0 | 0 | 0 | 0 | 0 | 0 | 0
LA Big Cajun 2- NOx Summer v4.10 | 382 | 7521 | Rate Constraint in lbs/MMBtu | FALSE | L | Annual | Fuel Consumed | TBtu | 0 | 0 | 0 | 0 | 0 | 0 | 0
LA Big Cajun 2- NOx Summer v4.10 | 382 | 7521 | Rate Constraint in lbs/MMBtu | FALSE | L | Annual | Rate | lb/MMBtu | 0 | 0 | 0 | 0 | 0 | 0 | 0
LA Big Cajun 2- NOx Summer v4.10 | 382 | 7521 | Rate Constraint in lbs/MMBtu | FALSE | L | Annual | Generation | TWh | 0 | 0 | 0 | 0 | 0 | 0 | 0
LA Big Cajun 2- NOx Summer v4.10 | 382 | 7521 | Rate Constraint in lbs/MMBtu | FALSE | L | Annual | Qualifying Generation | TWh | 0 | 0 | 0 | 0 | 0 | 0 | 0
LA Big Cajun 2- NOx Summer v4.10 | 382 | 7521 | Rate Constraint in lbs/MMBtu | FALSE | L | Annual | Rate | lb/MWh | 0 | 0 | 0 | 0 | 0 | 0 | 0
LA Big Cajun 2- NOx Summer v4.10 | 382 | 7521 | Rate Constraint in lbs/MMBtu | FALSE | L | Annual | Constraint Shadow Price | US2019$/Ton | 0 | 0 | 0 | 0 | 0 | 0 | 0
LA Carville Energy LLC -Nox Summer v5.12 | 383 | 7522 | Rate Constraint in lbs/MMBtu | FALSE | L | Annual | Seasons Included | Seasons | Summer | Summer | Summer | Summer | Summer | Summer | Summer
LA Carville Energy LLC -Nox Summer v5.12 | 383 | 7522 | Rate Constraint in lbs/MMBtu | FALSE | L | Annual | Standard NOX | lb/MMBtu | 0.2 | 0.2 | 0.2 | 0.2 | 0.2 | 0.2 | 0.2
LA Carville Energy LLC -Nox Summer v5.12 | 383 | 7522 | Rate Constraint in lbs/MMBtu | FALSE | L | Annual | Emissions at Affected Plants NOX | Thousand Tons | 0.072327 | 0.18038 | 0.18038 | 0.18038 | 0.18038 | 0.18038 | 0.18038
LA Carville Energy LLC -Nox Summer v5.12 | 383 | 7522 | Rate Constraint in lbs/MMBtu | FALSE | L | Annual | Allowances Purchased NOX | Thousand Tons | 0 | 0 | 0 | 0 | 0 | 0 | 0
LA Carville Energy LLC -Nox Summer v5.12 | 383 | 7522 | Rate Constraint in lbs/MMBtu | FALSE | L | Annual | Allowances Sold NOX | Thousand Tons | 0 | 0 | 0 | 0 | 0 | 0 | 0
LA Carville Energy LLC -Nox Summer v5.12 | 383 | 7522 | Rate Constraint in lbs/MMBtu | FALSE | L | Annual | Allowances Banked | Thousand Tons | 0 | 0 | 0 | 0 | 0 | 0 | 0
LA Carville Energy LLC -Nox Summer v5.12 | 383 | 7522 | Rate Constraint in lbs/MMBtu | FALSE | L | Annual | Allowances Withdrawn (1:1) | Thousand Tons | 0 | 0 | 0 | 0 | 0 | 0 | 0
LA Carville Energy LLC -Nox Summer v5.12 | 383 | 7522 | Rate Constraint in lbs/MMBtu | FALSE | L | Annual | Allowances Withdrawn (n:1) | Thousand Tons | 0 | 0 | 0 | 0 | 0 | 0 | 0
LA Carville Energy LLC -Nox Summer v5.12 | 383 | 7522 | Rate Constraint in lbs/MMBtu | FALSE | L | Annual | Net Emissions Allowance Position | Thousand Tons | 0.072327 | 0.18038 | 0.18038 | 0.18038 | 0.18038 | 0.18038 | 0.18038
LA Carville Energy LLC -Nox Summer v5.12 | 383 | 7522 | Rate Constraint in lbs/MMBtu | FALSE | L | Annual | Fuel Consumed | TBtu | 3.4188 | 8.526 | 8.526 | 8.526 | 8.526 | 8.526 | 8.526
LA Carville Energy LLC -Nox Summer v5.12 | 383 | 7522 | Rate Constraint in lbs/MMBtu | FALSE | L | Annual | Rate | lb/MMBtu | 0.042312 | 0.042312 | 0.042312 | 0.042312 | 0.042312 | 0.042312 | 0.042312
LA Carville Energy LLC -Nox Summer v5.12 | 383 | 7522 | Rate Constraint in lbs/MMBtu | FALSE | L | Annual | Generation | TWh | 0.6885 | 1.717 | 1.717 | 1.717 | 1.717 | 1.717 | 1.717
LA Carville Energy LLC -Nox Summer v5.12 | 383 | 7522 | Rate Constraint in lbs/MMBtu | FALSE | L | Annual | Qualifying Generation | TWh | 0.52171 | 1.3011 | 1.3011 | 1.3011 | 1.3011 | 1.3011 | 1.3011
LA Carville Energy LLC -Nox Summer v5.12 | 383 | 7522 | Rate Constraint in lbs/MMBtu | FALSE | L | Annual | Rate | lb/MWh | 0.27727 | 0.27727 | 0.27727 | 0.27727 | 0.27727 | 0.27727 | 0.27727
LA Carville Energy LLC -Nox Summer v5.12 | 383 | 7522 | Rate Constraint in lbs/MMBtu | FALSE | L | Annual | Constraint Shadow Price | US2019$/Ton | 0 | 0 | 0 | 0 | 0 | 0 | 0
LA Formosa Plastics High - NOx Summer v4.10 | 384 | 7523 | Rate Constraint in lbs/MMBtu | FALSE | L | Annual | Seasons Included | Seasons | Summer | Summer | Summer | Summer | Summer | Summer | Summer
LA Formosa Plastics High - NOx Summer v4.10 | 384 | 7523 | Rate Constraint in lbs/MMBtu | FALSE | L | Annual | Standard NOX | lb/MMBtu | 0.52663 | 0.52663 | 0.52663 | 0.52663 | 0.52663 | 0.52663 | 0.52663
LA Formosa Plastics High - NOx Summer v4.10 | 384 | 7523 | Rate Constraint in lbs/MMBtu | FALSE | L | Annual | Emissions at Affected Plants NOX | Thousand Tons | 0.02095 | 0.02095 | 0.02095 | 0.014263 | 0.014269 | 0.014269 | 0.014269
LA Formosa Plastics High - NOx Summer v4.10 | 384 | 7523 | Rate Constraint in lbs/MMBtu | FALSE | L | Annual | Allowances Purchased NOX | Thousand Tons | 0 | 0 | 0 | 0 | 0 | 0 | 0
LA Formosa Plastics High - NOx Summer v4.10 | 384 | 7523 | Rate Constraint in lbs/MMBtu | FALSE | L | Annual | Allowances Sold NOX | Thousand Tons | 0 | 0 | 0 | 0 | 0 | 0 | 0
LA Formosa Plastics High - NOx Summer v4.10 | 384 | 7523 | Rate Constraint in lbs/MMBtu | FALSE | L | Annual | Allowances Banked | Thousand Tons | 0 | 0 | 0 | 0 | 0 | 0 | 0
LA Formosa Plastics High - NOx Summer v4.10 | 384 | 7523 | Rate Constraint in lbs/MMBtu | FALSE | L | Annual | Allowances Withdrawn (1:1) | Thousand Tons | 0 | 0 | 0 | 0 | 0 | 0 | 0
LA Formosa Plastics High - NOx Summer v4.10 | 384 | 7523 | Rate Constraint in lbs/MMBtu | FALSE | L | Annual | Allowances Withdrawn (n:1) | Thousand Tons | 0 | 0 | 0 | 0 | 0 | 0 | 0
LA Formosa Plastics High - NOx Summer v4.10 | 384 | 7523 | Rate Constraint in lbs/MMBtu | FALSE | L | Annual | Net Emissions Allowance Position | Thousand Tons | 0.02095 | 0.02095 | 0.02095 | 0.014263 | 0.014269 | 0.014269 | 0.014269
LA Formosa Plastics High - NOx Summer v4.10 | 384 | 7523 | Rate Constraint in lbs/MMBtu | FALSE | L | Annual | Fuel Consumed | TBtu | 0.15846 | 0.15846 | 0.15846 | 0.10788 | 0.10793 | 0.10793 | 0.10793
LA Formosa Plastics High - NOx Summer v4.10 | 384 | 7523 | Rate Constraint in lbs/MMBtu | FALSE | L | Annual | Rate | lb/MMBtu | 0.26442 | 0.26442 | 0.26442 | 0.26442 | 0.26442 | 0.26442 | 0.26442
LA Formosa Plastics High - NOx Summer v4.10 | 384 | 7523 | Rate Constraint in lbs/MMBtu | FALSE | L | Annual | Generation | TWh | 0.050271 | 0.050271 | 0.050271 | 0.034226 | 0.034239 | 0.034239 | 0.034239
LA Formosa Plastics High - NOx Summer v4.10 | 384 | 7523 | Rate Constraint in lbs/MMBtu | FALSE | L | Annual | Qualifying Generation | TWh | 0.019092 | 0.019092 | 0.019092 | 0.012998 | 0.013003 | 0.013003 | 0.013003
LA Formosa Plastics High - NOx Summer v4.10 | 384 | 7523 | Rate Constraint in lbs/MMBtu | FALSE | L | Annual | Rate | lb/MWh | 2.1947 | 2.1947 | 2.1947 | 2.1947 | 2.1947 | 2.1947 | 2.1947
LA Formosa Plastics High - NOx Summer v4.10 | 384 | 7523 | Rate Constraint in lbs/MMBtu | FALSE | L | Annual | Constraint Shadow Price | US2019$/Ton | 0 | 0 | 0 | 0 | 0 | 0 | 0
LA Formosa Plastics Low - NOx Summer v4.10 | 385 | 7524 | Rate Constraint in lbs/MMBtu | FALSE | L | Annual | Seasons Included | Seasons | Summer | Summer | Summer | Summer | Summer | Summer | Summer
LA Formosa Plastics Low - NOx Summer v4.10 | 385 | 7524 | Rate Constraint in lbs/MMBtu | FALSE | L | Annual | Standard NOX | lb/MMBtu | 0.28506 | 0.28506 | 0.28506 | 0.28506 | 0.28506 | 0.28506 | 0.28506
LA Formosa Plastics Low - NOx Summer v4.10 | 385 | 7524 | Rate Constraint in lbs/MMBtu | FALSE | L | Annual | Emissions at Affected Plants NOX | Thousand Tons | 0.00051032 | 0.0028137 | 0.011627 | 0.0099857 | 0.019392 | 0.017792 | 0.010565
LA Formosa Plastics Low - NOx Summer v4.10 | 385 | 7524 | Rate Constraint in lbs/MMBtu | FALSE | L | Annual | Allowances Purchased NOX | Thousand Tons | 0 | 0 | 0 | 0 | 0 | 0 | 0
LA Formosa Plastics Low - NOx Summer v4.10 | 385 | 7524 | Rate Constraint in lbs/MMBtu | FALSE | L | Annual | Allowances Sold NOX | Thousand Tons | 0 | 0 | 0 | 0 | 0 | 0 | 0
LA Formosa Plastics Low - NOx Summer v4.10 | 385 | 7524 | Rate Constraint in lbs/MMBtu | FALSE | L | Annual | Allowances Banked | Thousand Tons | 0 | 0 | 0 | 0 | 0 | 0 | 0
LA Formosa Plastics Low - NOx Summer v4.10 | 385 | 7524 | Rate Constraint in lbs/MMBtu | FALSE | L | Annual | Allowances Withdrawn (1:1) | Thousand Tons | 0 | 0 | 0 | 0 | 0 | 0 | 0
LA Formosa Plastics Low - NOx Summer v4.10 | 385 | 7524 | Rate Constraint in lbs/MMBtu | FALSE | L | Annual | Allowances Withdrawn (n:1) | Thousand Tons | 0 | 0 | 0 | 0 | 0 | 0 | 0
LA Formosa Plastics Low - NOx Summer v4.10 | 385 | 7524 | Rate Constraint in lbs/MMBtu | FALSE | L | Annual | Net Emissions Allowance Position | Thousand Tons | 0.00051032 | 0.0028137 | 0.011627 | 0.0099857 | 0.019392 | 0.017792 | 0.010565
LA Formosa Plastics Low - NOx Summer v4.10 | 385 | 7524 | Rate Constraint in lbs/MMBtu | FALSE | L | Annual | Fuel Consumed | TBtu | 0.013435 | 0.074075 | 0.3061 | 0.26289 | 0.51054 | 0.46842 | 0.27814
LA Formosa Plastics Low - NOx Summer v4.10 | 385 | 7524 | Rate Constraint in lbs/MMBtu | FALSE | L | Annual | Rate | lb/MMBtu | 0.075968 | 0.075968 | 0.075968 | 0.075968 | 0.075968 | 0.075968 | 0.075968
LA Formosa Plastics Low - NOx Summer v4.10 | 385 | 7524 | Rate Constraint in lbs/MMBtu | FALSE | L | Annual | Generation | TWh | 0.002201 | 0.012135 | 0.050148 | 0.043069 | 0.083639 | 0.076739 | 0.045567
LA Formosa Plastics Low - NOx Summer v4.10 | 385 | 7524 | Rate Constraint in lbs/MMBtu | FALSE | L | Annual | Qualifying Generation | TWh | 0.0015443 | 0.0085144 | 0.035184 | 0.030218 | 0.058682 | 0.053841 | 0.031971
LA Formosa Plastics Low - NOx Summer v4.10 | 385 | 7524 | Rate Constraint in lbs/MMBtu | FALSE | L | Annual | Rate | lb/MWh | 0.66092 | 0.66092 | 0.66092 | 0.66092 | 0.66092 | 0.66092 | 0.66092
LA Formosa Plastics Low - NOx Summer v4.10 | 385 | 7524 | Rate Constraint in lbs/MMBtu | FALSE | L | Annual | Constraint Shadow Price | US2019$/Ton | 0 | 0 | 0 | 0 | 0 | 0 | 0
LA Geismar Cogen -Nox Summer v5.12 | 386 | 7525 | Rate Constraint in lbs/MMBtu | FALSE | L | Annual | Seasons Included | Seasons | Summer | Summer | Summer | Summer | Summer | Summer | Summer
LA Geismar Cogen -Nox Summer v5.12 | 386 | 7525 | Rate Constraint in lbs/MMBtu | FALSE | L | Annual | Standard NOX | lb/MMBtu | 0.2 | 0.2 | 0.2 | 0.2 | 0.2 | 0.2 | 0.2
LA Geismar Cogen -Nox Summer v5.12 | 386 | 7525 | Rate Constraint in lbs/MMBtu | FALSE | L | Annual | Emissions at Affected Plants NOX | Thousand Tons | 0 | 0 | 0 | 0 | 0 | 0 | 0
LA Geismar Cogen -Nox Summer v5.12 | 386 | 7525 | Rate Constraint in lbs/MMBtu | FALSE | L | Annual | Allowances Purchased NOX | Thousand Tons | 0 | 0 | 0 | 0 | 0 | 0 | 0
LA Geismar Cogen -Nox Summer v5.12 | 386 | 7525 | Rate Constraint in lbs/MMBtu | FALSE | L | Annual | Allowances Sold NOX | Thousand Tons | 0 | 0 | 0 | 0 | 0 | 0 | 0
LA Geismar Cogen -Nox Summer v5.12 | 386 | 7525 | Rate Constraint in lbs/MMBtu | FALSE | L | Annual | Allowances Banked | Thousand Tons | 0 | 0 | 0 | 0 | 0 | 0 | 0
LA Geismar Cogen -Nox Summer v5.12 | 386 | 7525 | Rate Constraint in lbs/MMBtu | FALSE | L | Annual | Allowances Withdrawn (1:1) | Thousand Tons | 0 | 0 | 0 | 0 | 0 | 0 | 0
LA Geismar Cogen -Nox Summer v5.12 | 386 | 7525 | Rate Constraint in lbs/MMBtu | FALSE | L | Annual | Allowances Withdrawn (n:1) | Thousand Tons | 0 | 0 | 0 | 0 | 0 | 0 | 0
LA Geismar Cogen -Nox Summer v5.12 | 386 | 7525 | Rate Constraint in lbs/MMBtu | FALSE | L | Annual | Net Emissions Allowance Position | Thousand Tons | 0 | 0 | 0 | 0 | 0 | 0 | 0
LA Geismar Cogen -Nox Summer v5.12 | 386 | 7525 | Rate Constraint in lbs/MMBtu | FALSE | L | Annual | Fuel Consumed | TBtu | 0 | 0 | 0 | 0 | 0 | 0 | 0
LA Geismar Cogen -Nox Summer v5.12 | 386 | 7525 | Rate Constraint in lbs/MMBtu | FALSE | L | Annual | Rate | lb/MMBtu | 0 | 0 | 0 | 0 | 0 | 0 | 0
LA Geismar Cogen -Nox Summer v5.12 | 386 | 7525 | Rate Constraint in lbs/MMBtu | FALSE | L | Annual | Generation | TWh | 0 | 0 | 0 | 0 | 0 | 0 | 0
LA Geismar Cogen -Nox Summer v5.12 | 386 | 7525 | Rate Constraint in lbs/MMBtu | FALSE | L | Annual | Qualifying Generation | TWh | 0 | 0 | 0 | 0 | 0 | 0 | 0
LA Geismar Cogen -Nox Summer v5.12 | 386 | 7525 | Rate Constraint in lbs/MMBtu | FALSE | L | Annual | Rate | lb/MWh | 0 | 0 | 0 | 0 | 0 | 0 | 0
LA Geismar Cogen -Nox Summer v5.12 | 386 | 7525 | Rate Constraint in lbs/MMBtu | FALSE | L | Annual | Constraint Shadow Price | US2019$/Ton | 0 | 0 | 0 | 0 | 0 | 0 | 0
LA Georgia Gulf Plaquemine -Nox Summer v5.12 | 387 | 7526 | Rate Constraint in lbs/MMBtu | FALSE | L | Annual | Seasons Included | Seasons | Summer | Summer | Summer | Summer | Summer | Summer | Summer
LA Georgia Gulf Plaquemine -Nox Summer v5.12 | 387 | 7526 | Rate Constraint in lbs/MMBtu | FALSE | L | Annual | Standard NOX | lb/MMBtu | 0.2 | 0.2 | 0.2 | 0.2 | 0.2 | 0.2 | 0.2
LA Georgia Gulf Plaquemine -Nox Summer v5.12 | 387 | 7526 | Rate Constraint in lbs/MMBtu | FALSE | L | Annual | Emissions at Affected Plants NOX | Thousand Tons | 0 | 0.0069934 | 0.041938 | 0.042458 | 0.098135 | 0.042631 | 0.073445
LA Georgia Gulf Plaquemine -Nox Summer v5.12 | 387 | 7526 | Rate Constraint in lbs/MMBtu | FALSE | L | Annual | Allowances Purchased NOX | Thousand Tons | 0 | 0 | 0 | 0 | 0 | 0 | 0
LA Georgia Gulf Plaquemine -Nox Summer v5.12 | 387 | 7526 | Rate Constraint in lbs/MMBtu | FALSE | L | Annual | Allowances Sold NOX | Thousand Tons | 0 | 0 | 0 | 0 | 0 | 0 | 0
LA Georgia Gulf Plaquemine -Nox Summer v5.12 | 387 | 7526 | Rate Constraint in lbs/MMBtu | FALSE | L | Annual | Allowances Banked | Thousand Tons | 0 | 0 | 0 | 0 | 0 | 0 | 0
LA Georgia Gulf Plaquemine -Nox Summer v5.12 | 387 | 7526 | Rate Constraint in lbs/MMBtu | FALSE | L | Annual | Allowances Withdrawn (1:1) | Thousand Tons | 0 | 0 | 0 | 0 | 0 | 0 | 0
LA Georgia Gulf Plaquemine -Nox Summer v5.12 | 387 | 7526 | Rate Constraint in lbs/MMBtu | FALSE | L | Annual | Allowances Withdrawn (n:1) | Thousand Tons | 0 | 0 | 0 | 0 | 0 | 0 | 0
LA Georgia Gulf Plaquemine -Nox Summer v5.12 | 387 | 7526 | Rate Constraint in lbs/MMBtu | FALSE | L | Annual | Net Emissions Allowance Position | Thousand Tons | 0 | 0.0069934 | 0.041938 | 0.042458 | 0.098135 | 0.042631 | 0.073445
LA Georgia Gulf Plaquemine -Nox Summer v5.12 | 387 | 7526 | Rate Constraint in lbs/MMBtu | FALSE | L | Annual | Fuel Consumed | TBtu | 0 | 0.097215 | 0.58297 | 0.5902 | 1.3642 | 0.59261 | 1.021
LA Georgia Gulf Plaquemine -Nox Summer v5.12 | 387 | 7526 | Rate Constraint in lbs/MMBtu | FALSE | L | Annual | Rate | lb/MMBtu | 0 | 0.14388 | 0.14388 | 0.14388 | 0.14388 | 0.14388 | 0.14388
LA Georgia Gulf Plaquemine -Nox Summer v5.12 | 387 | 7526 | Rate Constraint in lbs/MMBtu | FALSE | L | Annual | Generation | TWh | 0 | 0.016445 | 0.098617 | 0.09984 | 0.23077 | 0.10025 | 0.17271
LA Georgia Gulf Plaquemine -Nox Summer v5.12 | 387 | 7526 | Rate Constraint in lbs/MMBtu | FALSE | L | Annual | Qualifying Generation | TWh | 0 | 0.011174 | 0.067008 | 0.067839 | 0.1568 | 0.068116 | 0.11735
LA Georgia Gulf Plaquemine -Nox Summer v5.12 | 387 | 7526 | Rate Constraint in lbs/MMBtu | FALSE | L | Annual | Rate | lb/MWh | 0 | 1.2517 | 1.2517 | 1.2517 | 1.2517 | 1.2517 | 1.2517
LA Georgia Gulf Plaquemine -Nox Summer v5.12 | 387 | 7526 | Rate Constraint in lbs/MMBtu | FALSE | L | Annual | Constraint Shadow Price | US2019$/Ton | 0 | 0 | 0 | 0 | 0 | 0 | 0
LA Louisiana 1 - NOx Summer v4.10 | 388 | 7527 | Rate Constraint in lbs/MMBtu | FALSE | L | Annual | Seasons Included | Seasons | Summer | Summer | Summer | Summer | Summer | Summer | Summer
LA Louisiana 1 - NOx Summer v4.10 | 388 | 7527 | Rate Constraint in lbs/MMBtu | FALSE | L | Annual | Standard NOX | lb/MMBtu | 0.24144 | 0.24144 | 0.24144 | 0.24144 | 0.24144 | 0.24144 | 0.24144
LA Louisiana 1 - NOx Summer v4.10 | 388 | 7527 | Rate Constraint in lbs/MMBtu | FALSE | L | Annual | Emissions at Affected Plants NOX | Thousand Tons | 0.035845 | 0.097605 | 0.097605 | 0.097605 | 0.097605 | 0.097605 | 0.097605
LA Louisiana 1 - NOx Summer v4.10 | 388 | 7527 | Rate Constraint in lbs/MMBtu | FALSE | L | Annual | Allowances Purchased NOX | Thousand Tons | 0 | 0 | 0 | 0 | 0 | 0 | 0
LA Louisiana 1 - NOx Summer v4.10 | 388 | 7527 | Rate Constraint in lbs/MMBtu | FALSE | L | Annual | Allowances Sold NOX | Thousand Tons | 0 | 0 | 0 | 0 | 0 | 0 | 0
LA Louisiana 1 - NOx Summer v4.10 | 388 | 7527 | Rate Constraint in lbs/MMBtu | FALSE | L | Annual | Allowances Banked | Thousand Tons | 0 | 0 | 0 | 0 | 0 | 0 | 0
LA Louisiana 1 - NOx Summer v4.10 | 388 | 7527 | Rate Constraint in lbs/MMBtu | FALSE | L | Annual | Allowances Withdrawn (1:1) | Thousand Tons | 0 | 0 | 0 | 0 | 0 | 0 | 0
LA Louisiana 1 - NOx Summer v4.10 | 388 | 7527 | Rate Constraint in lbs/MMBtu | FALSE | L | Annual | Allowances Withdrawn (n:1) | Thousand Tons | 0 | 0 | 0 | 0 | 0 | 0 | 0
LA Louisiana 1 - NOx Summer v4.10 | 388 | 7527 | Rate Constraint in lbs/MMBtu | FALSE | L | Annual | Net Emissions Allowance Position | Thousand Tons | 0.035845 | 0.097605 | 0.097605 | 0.097605 | 0.097605 | 0.097605 | 0.097605
LA Louisiana 1 - NOx Summer v4.10 | 388 | 7527 | Rate Constraint in lbs/MMBtu | FALSE | L | Annual | Fuel Consumed | TBtu | 0.35493 | 0.98225 | 0.98225 | 0.98225 | 0.98225 | 0.98225 | 0.98225
LA Louisiana 1 - NOx Summer v4.10 | 388 | 7527 | Rate Constraint in lbs/MMBtu | FALSE | L | Annual | Rate | lb/MMBtu | 0.20199 | 0.19874 | 0.19874 | 0.19874 | 0.19874 | 0.19874 | 0.19874
LA Louisiana 1 - NOx Summer v4.10 | 388 | 7527 | Rate Constraint in lbs/MMBtu | FALSE | L | Annual | Generation | TWh | 0.12912 | 0.26702 | 0.26702 | 0.26702 | 0.26702 | 0.26702 | 0.26702
LA Louisiana 1 - NOx Summer v4.10 | 388 | 7527 | Rate Constraint in lbs/MMBtu | FALSE | L | Annual | Qualifying Generation | TWh | 0.078023 | 0.21593 | 0.21593 | 0.21593 | 0.21593 | 0.21593 | 0.21593
LA Louisiana 1 - NOx Summer v4.10 | 388 | 7527 | Rate Constraint in lbs/MMBtu | FALSE | L | Annual | Rate | lb/MWh | 0.91883 | 0.90406 | 0.90406 | 0.90406 | 0.90406 | 0.90406 | 0.90406
LA Louisiana 1 - NOx Summer v4.10 | 388 | 7527 | Rate Constraint in lbs/MMBtu | FALSE | L | Annual | Constraint Shadow Price | US2019$/Ton | 0 | 0 | 0 | 0 | 0 | 0 | 0
LA New Roads - NOx Summer v4.10 | 389 | 7528 | Rate Constraint in lbs/MMBtu | FALSE | L | Annual | Seasons Included | Seasons | Summer | Summer | Summer | Summer | Summer | Summer | Summer
LA New Roads - NOx Summer v4.10 | 389 | 7528 | Rate Constraint in lbs/MMBtu | FALSE | L | Annual | Standard NOX | lb/MMBtu | 0.2 | 0.2 | 0.2 | 0.2 | 0.2 | 0.2 | 0.2
LA New Roads - NOx Summer v4.10 | 389 | 7528 | Rate Constraint in lbs/MMBtu | FALSE | L | Annual | Emissions at Affected Plants NOX | Thousand Tons | 0.0015654 | 0.0017451 | 0.00030795 | 1.7108e-05 | 1.7108e-05 | 0 | 0
LA New Roads - NOx Summer v4.10 | 389 | 7528 | Rate Constraint in lbs/MMBtu | FALSE | L | Annual | Allowances Purchased NOX | Thousand Tons | 0 | 0 | 0 | 0 | 0 | 0 | 0
LA New Roads - NOx Summer v4.10 | 389 | 7528 | Rate Constraint in lbs/MMBtu | FALSE | L | Annual | Allowances Sold NOX | Thousand Tons | 0 | 0 | 0 | 0 | 0 | 0 | 0
LA New Roads - NOx Summer v4.10 | 389 | 7528 | Rate Constraint in lbs/MMBtu | FALSE | L | Annual | Allowances Banked | Thousand Tons | 0 | 0 | 0 | 0 | 0 | 0 | 0
LA New Roads - NOx Summer v4.10 | 389 | 7528 | Rate Constraint in lbs/MMBtu | FALSE | L | Annual | Allowances Withdrawn (1:1) | Thousand Tons | 0 | 0 | 0 | 0 | 0 | 0 | 0
LA New Roads - NOx Summer v4.10 | 389 | 7528 | Rate Constraint in lbs/MMBtu | FALSE | L | Annual | Allowances Withdrawn (n:1) | Thousand Tons | 0 | 0 | 0 | 0 | 0 | 0 | 0
LA New Roads - NOx Summer v4.10 | 389 | 7528 | Rate Constraint in lbs/MMBtu | FALSE | L | Annual | Net Emissions Allowance Position | Thousand Tons | 0.0015654 | 0.0017451 | 0.00030795 | 1.7108e-05 | 1.7108e-05 | 0 | 0
LA New Roads - NOx Summer v4.10 | 389 | 7528 | Rate Constraint in lbs/MMBtu | FALSE | L | Annual | Fuel Consumed | TBtu | 0.015655 | 0.017451 | 0.0030797 | 0.00017109 | 0.00017109 | 0 | 0
LA New Roads - NOx Summer v4.10 | 389 | 7528 | Rate Constraint in lbs/MMBtu | FALSE | L | Annual | Rate | lb/MMBtu | 0.19999 | 0.19999 | 0.19999 | 0.19999 | 0.19999 | 0 | 0
LA New Roads - NOx Summer v4.10 | 389 | 7528 | Rate Constraint in lbs/MMBtu | FALSE | L | Annual | Generation | TWh | 0.0011847 | 0.0013206 | 0.00023305 | 1.2947e-05 | 1.2947e-05 | 0 | 0
LA New Roads - NOx Summer v4.10 | 389 | 7528 | Rate Constraint in lbs/MMBtu | FALSE | L | Annual | Qualifying Generation | TWh | 0.0011847 | 0.0013206 | 0.00023305 | 1.2947e-05 | 1.2947e-05 | 0 | 0
LA New Roads - NOx Summer v4.10 | 389 | 7528 | Rate Constraint in lbs/MMBtu | FALSE | L | Annual | Rate | lb/MWh | 2.6428 | 2.6428 | 2.6428 | 2.6428 | 2.6428 | 0 | 0
LA New Roads - NOx Summer v4.10 | 389 | 7528 | Rate Constraint in lbs/MMBtu | FALSE | L | Annual | Constraint Shadow Price | US2019$/Ton | 0 | 0 | 0 | 0 | 0 | 0 | 0
LA Plaquemine Cogeneration Plant -Nox Summer v5.12 | 390 | 7529 | Rate Constraint in lbs/MMBtu | FALSE | L | Annual | Seasons Included | Seasons | Summer | Summer | Summer | Summer | Summer | Summer | Summer
LA Plaquemine Cogeneration Plant -Nox Summer v5.12 | 390 | 7529 | Rate Constraint in lbs/MMBtu | FALSE | L | Annual | Standard NOX | lb/MMBtu | 0.2 | 0.2 | 0.2 | 0.2 | 0.2 | 0.2 | 0.2
LA Plaquemine Cogeneration Plant -Nox Summer v5.12 | 390 | 7529 | Rate Constraint in lbs/MMBtu | FALSE | L | Annual | Emissions at Affected Plants NOX | Thousand Tons | 0.074936 | 0.10196 | 0.06221 | 0.026117 | 0.026084 | 0.026084 | 0.026051
LA Plaquemine Cogeneration Plant -Nox Summer v5.12 | 390 | 7529 | Rate Constraint in lbs/MMBtu | FALSE | L | Annual | Allowances Purchased NOX | Thousand Tons | 0 | 0 | 0 | 0 | 0 | 0 | 0
LA Plaquemine Cogeneration Plant -Nox Summer v5.12 | 390 | 7529 | Rate Constraint in lbs/MMBtu | FALSE | L | Annual | Allowances Sold NOX | Thousand Tons | 0 | 0 | 0 | 0 | 0 | 0 | 0
LA Plaquemine Cogeneration Plant -Nox Summer v5.12 | 390 | 7529 | Rate Constraint in lbs/MMBtu | FALSE | L | Annual | Allowances Banked | Thousand Tons | 0 | 0 | 0 | 0 | 0 | 0 | 0
LA Plaquemine Cogeneration Plant -Nox Summer v5.12 | 390 | 7529 | Rate Constraint in lbs/MMBtu | FALSE | L | Annual | Allowances Withdrawn (1:1) | Thousand Tons | 0 | 0 | 0 | 0 | 0 | 0 | 0
LA Plaquemine Cogeneration Plant -Nox Summer v5.12 | 390 | 7529 | Rate Constraint in lbs/MMBtu | FALSE | L | Annual | Allowances Withdrawn (n:1) | Thousand Tons | 0 | 0 | 0 | 0 | 0 | 0 | 0
LA Plaquemine Cogeneration Plant -Nox Summer v5.12 | 390 | 7529 | Rate Constraint in lbs/MMBtu | FALSE | L | Annual | Net Emissions Allowance Position | Thousand Tons | 0.074936 | 0.10196 | 0.06221 | 0.026117 | 0.026084 | 0.026084 | 0.026051
LA Plaquemine Cogeneration Plant -Nox Summer v5.12 | 390 | 7529 | Rate Constraint in lbs/MMBtu | FALSE | L | Annual | Fuel Consumed | TBtu | 11.1053 | 15.1108 | 9.2193 | 3.8705 | 3.8656 | 3.8656 | 3.8606
LA Plaquemine Cogeneration Plant -Nox Summer v5.12 | 390 | 7529 | Rate Constraint in lbs/MMBtu | FALSE | L | Annual | Rate | lb/MMBtu | 0.013496 | 0.013496 | 0.013496 | 0.013496 | 0.013496 | 0.013496 | 0.013496
LA Plaquemine Cogeneration Plant -Nox Summer v5.12 | 390 | 7529 | Rate Constraint in lbs/MMBtu | FALSE | L | Annual | Generation | TWh | 1.603 | 2.1812 | 1.3308 | 0.55871 | 0.558 | 0.558 | 0.55728
LA Plaquemine Cogeneration Plant -Nox Summer v5.12 | 390 | 7529 | Rate Constraint in lbs/MMBtu | FALSE | L | Annual | Qualifying Generation | TWh | 1.4254 | 1.9395 | 1.1833 | 0.49679 | 0.49616 | 0.49616 | 0.49553
LA Plaquemine Cogeneration Plant -Nox Summer v5.12 | 390 | 7529 | Rate Constraint in lbs/MMBtu | FALSE | L | Annual | Rate | lb/MWh | 0.10514 | 0.10514 | 0.10514 | 0.10514 | 0.10514 | 0.10514 | 0.10514
LA Plaquemine Cogeneration Plant -Nox Summer v5.12 | 390 | 7529 | Rate Constraint in lbs/MMBtu | FALSE | L | Annual | Constraint Shadow Price | US2019$/Ton | 0 | 0 | 0 | 0 | 0 | 0 | 0
LA Shell Chemical - NOx Summer v4.10 | 391 | 7530 | Rate Constraint in lbs/MMBtu | FALSE | L | Annual | Seasons Included | Seasons | Summer | Summer | Summer | Summer | Summer | Summer | Summer
LA Shell Chemical - NOx Summer v4.10 | 391 | 7530 | Rate Constraint in lbs/MMBtu | FALSE | L | Annual | Standard NOX | lb/MMBtu | 0.29434 | 0.29434 | 0.29434 | 0.29434 | 0.29434 | 0.29434 | 0.29434
LA Shell Chemical - NOx Summer v4.10 | 391 | 7530 | Rate Constraint in lbs/MMBtu | FALSE | L | Annual | Emissions at Affected Plants NOX | Thousand Tons | 0 | 0.00064925 | 0.04561 | 0.039171 | 0.07607 | 0.069794 | 0.041444
LA Shell Chemical - NOx Summer v4.10 | 391 | 7530 | Rate Constraint in lbs/MMBtu | FALSE | L | Annual | Allowances Purchased NOX | Thousand Tons | 0 | 0 | 0 | 0 | 0 | 0 | 0
LA Shell Chemical - NOx Summer v4.10 | 391 | 7530 | Rate Constraint in lbs/MMBtu | FALSE | L | Annual | Allowances Sold NOX | Thousand Tons | 0 | 0 | 0 | 0 | 0 | 0 | 0
LA Shell Chemical - NOx Summer v4.10 | 391 | 7530 | Rate Constraint in lbs/MMBtu | FALSE | L | Annual | Allowances Banked | Thousand Tons | 0 | 0 | 0 | 0 | 0 | 0 | 0
LA Shell Chemical - NOx Summer v4.10 | 391 | 7530 | Rate Constraint in lbs/MMBtu | FALSE | L | Annual | Allowances Withdrawn (1:1) | Thousand Tons | 0 | 0 | 0 | 0 | 0 | 0 | 0
LA Shell Chemical - NOx Summer v4.10 | 391 | 7530 | Rate Constraint in lbs/MMBtu | FALSE | L | Annual | Allowances Withdrawn (n:1) | Thousand Tons | 0 | 0 | 0 | 0 | 0 | 0 | 0
LA Shell Chemical - NOx Summer v4.10 | 391 | 7530 | Rate Constraint in lbs/MMBtu | FALSE | L | Annual | Net Emissions Allowance Position | Thousand Tons | 0 | 0.00064925 | 0.04561 | 0.039171 | 0.07607 | 0.069794 | 0.041444
LA Shell Chemical - NOx Summer v4.10 | 391 | 7530 | Rate Constraint in lbs/MMBtu | FALSE | L | Annual | Fuel Consumed | TBtu | 0 | 0.0044117 | 0.30992 | 0.26617 | 0.5169 | 0.47426 | 0.28161
LA Shell Chemical - NOx Summer v4.10 | 391 | 7530 | Rate Constraint in lbs/MMBtu | FALSE | L | Annual | Rate | lb/MMBtu | 0 | 0.29433 | 0.29433 | 0.29433 | 0.29433 | 0.29433 | 0.29433
LA Shell Chemical - NOx Summer v4.10 | 391 | 7530 | Rate Constraint in lbs/MMBtu | FALSE | L | Annual | Generation | TWh | 0 | 0.0007463 | 0.052427 | 0.045027 | 0.087441 | 0.080227 | 0.047639
LA Shell Chemical - NOx Summer v4.10 | 391 | 7530 | Rate Constraint in lbs/MMBtu | FALSE | L | Annual | Qualifying Generation | TWh | 0 | 0.00050709 | 0.035623 | 0.030594 | 0.059414 | 0.054512 | 0.032369
LA Shell Chemical - NOx Summer v4.10 | 391 | 7530 | Rate Constraint in lbs/MMBtu | FALSE | L | Annual | Rate | lb/MWh | 0 | 2.5607 | 2.5607 | 2.5607 | 2.5607 | 2.5607 | 2.5607
LA Shell Chemical - NOx Summer v4.10 | 391 | 7530 | Rate Constraint in lbs/MMBtu | FALSE | L | Annual | Constraint Shadow Price | US2019$/Ton | 0 | 0 | 0 | 0 | 0 | 0 | 0
Louisiana Coal Units - SO2 Rate Annual v3.1, Unit 2711 and retrofits | 392 | 7321 | Rate Constraint in lbs/MMBtu | FALSE | L | Annual | Seasons Included | Seasons | Winter, WintShld, Summer | Winter, WintShld, Summer | Winter, WintShld, Summer | Winter, WintShld, Summer | Winter, WintShld, Summer | Winter, WintShld, Summer | Winter, WintShld, Summer
Louisiana Coal Units - SO2 Rate Annual v3.1, Unit 2711 and retrofits | 392 | 7321 | Rate Constraint in lbs/MMBtu | FALSE | L | Annual | Standard SO2 | lb/MMBtu | 1.2 | 1.2 | 1.2 | 1.2 | 1.2 | 1.2 | 1.2
Louisiana Coal Units - SO2 Rate Annual v3.1, Unit 2711 and retrofits | 392 | 7321 | Rate Constraint in lbs/MMBtu | FALSE | L | Annual | Emissions at Affected Plants SO2 | Thousand Tons | 0 | 0 | 0 | 0 | 0 | 0 | 0
Louisiana Coal Units - SO2 Rate Annual v3.1, Unit 2711 and retrofits | 392 | 7321 | Rate Constraint in lbs/MMBtu | FALSE | L | Annual | Allowances Purchased SO2 | Thousand Tons | 0 | 0 | 0 | 0 | 0 | 0 | 0
Louisiana Coal Units - SO2 Rate Annual v3.1, Unit 2711 and retrofits | 392 | 7321 | Rate Constraint in lbs/MMBtu | FALSE | L | Annual | Allowances Sold SO2 | Thousand Tons | 0 | 0 | 0 | 0 | 0 | 0 | 0
Louisiana Coal Units - SO2 Rate Annual v3.1, Unit 2711 and retrofits | 392 | 7321 | Rate Constraint in lbs/MMBtu | FALSE | L | Annual | Allowances Banked | Thousand Tons | 0 | 0 | 0 | 0 | 0 | 0 | 0
Louisiana Coal Units - SO2 Rate Annual v3.1, Unit 2711 and retrofits | 392 | 7321 | Rate Constraint in lbs/MMBtu | FALSE | L | Annual | Allowances Withdrawn (1:1) | Thousand Tons | 0 | 0 | 0 | 0 | 0 | 0 | 0
Louisiana Coal Units - SO2 Rate Annual v3.1, Unit 2711 and retrofits | 392 | 7321 | Rate Constraint in lbs/MMBtu | FALSE | L | Annual | Allowances Withdrawn (n:1) | Thousand Tons | 0 | 0 | 0 | 0 | 0 | 0 | 0
Louisiana Coal Units - SO2 Rate Annual v3.1, Unit 2711 and retrofits | 392 | 7321 | Rate Constraint in lbs/MMBtu | FALSE | L | Annual | Net Emissions Allowance Position | Thousand Tons | 0 | 0 | 0 | 0 | 0 | 0 | 0
Louisiana Coal Units - SO2 Rate Annual v3.1, Unit 2711 and retrofits | 392 | 7321 | Rate Constraint in lbs/MMBtu | FALSE | L | Annual | Fuel Consumed | TBtu | 0 | 0 | 0 | 0 | 0 | 0 | 0
Louisiana Coal Units - SO2 Rate Annual v3.1, Unit 2711 and retrofits | 392 | 7321 | Rate Constraint in lbs/MMBtu | FALSE | L | Annual | Rate | lb/MMBtu | 0 | 0 | 0 | 0 | 0 | 0 | 0
Louisiana Coal Units - SO2 Rate Annual v3.1, Unit 2711 and retrofits | 392 | 7321 | Rate Constraint in lbs/MMBtu | FALSE | L | Annual | Generation | TWh | 0 | 0 | 0 | 0 | 0 | 0 | 0
Louisiana Coal Units - SO2 Rate Annual v3.1, Unit 2711 and retrofits | 392 | 7321 | Rate Constraint in lbs/MMBtu | FALSE | L | Annual | Qualifying Generation | TWh | 0 | 0 | 0 | 0 | 0 | 0 | 0
Louisiana Coal Units - SO2 Rate Annual v3.1, Unit 2711 and retrofits | 392 | 7321 | Rate Constraint in lbs/MMBtu | FALSE | L | Annual | Rate | lb/MWh | 0 | 0 | 0 | 0 | 0 | 0 | 0
Louisiana Coal Units - SO2 Rate Annual v3.1, Unit 2711 and retrofits | 392 | 7321 | Rate Constraint in lbs/MMBtu | FALSE | L | Annual | Constraint Shadow Price | US2019$/Ton | 0 | 0 | 0 | 0 | 0 | 0 | 0
Louisiana Coal Units - SO2 Rate Annual v3.1, Unit 2742 and retrofits | 393 | 7321 | Rate Constraint in lbs/MMBtu | FALSE | L | Annual | Seasons Included | Seasons | Winter, WintShld, Summer | Winter, WintShld, Summer | Winter, WintShld, Summer | Winter, WintShld, Summer | Winter, WintShld, Summer | Winter, WintShld, Summer | Winter, WintShld, Summer
Louisiana Coal Units - SO2 Rate Annual v3.1, Unit 2742 and retrofits | 393 | 7321 | Rate Constraint in lbs/MMBtu | FALSE | L | Annual | Standard SO2 | lb/MMBtu | 1.2 | 1.2 | 1.2 | 1.2 | 1.2 | 1.2 | 1.2
Louisiana Coal Units - SO2 Rate Annual v3.1, Unit 2742 and retrofits | 393 | 7321 | Rate Constraint in lbs/MMBtu | FALSE | L | Annual | Emissions at Affected Plants SO2 | Thousand Tons | 2.7894 | 0 | 0 | 0 | 0 | 0 | 0
Louisiana Coal Units - SO2 Rate Annual v3.1, Unit 2742 and retrofits | 393 | 7321 | Rate Constraint in lbs/MMBtu | FALSE | L | Annual | Allowances Purchased SO2 | Thousand Tons | 0 | 0 | 0 | 0 | 0 | 0 | 0
Louisiana Coal Units - SO2 Rate Annual v3.1, Unit 2742 and retrofits | 393 | 7321 | Rate Constraint in lbs/MMBtu | FALSE | L | Annual | Allowances Sold SO2 | Thousand Tons | 0 | 0 | 0 | 0 | 0 | 0 | 0
Louisiana Coal Units - SO2 Rate Annual v3.1, Unit 2742 and retrofits | 393 | 7321 | Rate Constraint in lbs/MMBtu | FALSE | L | Annual | Allowances Banked | Thousand Tons | 0 | 0 | 0 | 0 | 0 | 0 | 0
Louisiana Coal Units - SO2 Rate Annual v3.1, Unit 2742 and retrofits | 393 | 7321 | Rate Constraint in lbs/MMBtu | FALSE | L | Annual | Allowances Withdrawn (1:1) | Thousand Tons | 0 | 0 | 0 | 0 | 0 | 0 | 0
Louisiana Coal Units - SO2 Rate Annual v3.1, Unit 2742 and retrofits | 393 | 7321 | Rate Constraint in lbs/MMBtu | FALSE | L | Annual | Allowances Withdrawn (n:1) | Thousand Tons | 0 | 0 | 0 | 0 | 0 | 0 | 0
Louisiana Coal Units - SO2 Rate Annual v3.1, Unit 2742 and retrofits | 393 | 7321 | Rate Constraint in lbs/MMBtu | FALSE | L | Annual | Net Emissions Allowance Position | Thousand Tons | 2.7894 | 0 | 0 | 0 | 0 | 0 | 0
Louisiana Coal Units - SO2 Rate Annual v3.1, Unit 2742 and retrofits | 393 | 7321 | Rate Constraint in lbs/MMBtu | FALSE | L | Annual | Fuel Consumed | TBtu | 10.6808 | 0 | 0 | 0 | 0 | 0 | 0
Louisiana Coal Units - SO2 Rate Annual v3.1, Unit 2742 and retrofits | 393 | 7321 | Rate Constraint in lbs/MMBtu | FALSE | L | Annual | Rate | lb/MMBtu | 0.52232 | 0 | 0 | 0 | 0 | 0 | 0
Louisiana Coal Units - SO2 Rate Annual v3.1, Unit 2742 and retrofits | 393 | 7321 | Rate Constraint in lbs/MMBtu | FALSE | L | Annual | Generation | TWh | 0.90103 | 0 | 0 | 0 | 0 | 0 | 0
Louisiana Coal Units - SO2 Rate Annual v3.1, Unit 2742 and retrofits | 393 | 7321 | Rate Constraint in lbs/MMBtu | FALSE | L | Annual | Qualifying Generation | TWh | 0.90103 | 0 | 0 | 0 | 0 | 0 | 0
Louisiana Coal Units - SO2 Rate Annual v3.1, Unit 2742 and retrofits | 393 | 7321 | Rate Constraint in lbs/MMBtu | FALSE | L | Annual | Rate | lb/MWh | 6.1916 | 0 | 0 | 0 | 0 | 0 | 0
Louisiana Coal Units - SO2 Rate Annual v3.1, Unit 2742 and retrofits | 393 | 7321 | Rate Constraint in lbs/MMBtu | FALSE | L | Annual | Constraint Shadow Price | US2019$/Ton | 0 | 0 | 0 | 0 | 0 | 0 | 0
Louisiana Coal Units - SO2 Rate Annual v3.1, Unit 3258 and retrofits | 394 | 7321 | Rate Constraint in lbs/MMBtu | FALSE | L | Annual | Seasons Included | Seasons | Winter, WintShld, Summer | Winter, WintShld, Summer | Winter, WintShld, Summer | Winter, WintShld, Summer | Winter, WintShld, Summer | Winter, WintShld, Summer | Winter, WintShld, Summer
Louisiana Coal Units - SO2 Rate Annual v3.1, Unit 3258 and retrofits | 394 | 7321 | Rate Constraint in lbs/MMBtu | FALSE | L | Annual | Standard SO2 | lb/MMBtu | 1.2 | 1.2 | 1.2 | 1.2 | 1.2 | 1.2 | 1.2
Louisiana Coal Units - SO2 Rate Annual v3.1, Unit 3258 and retrofits | 394 | 7321 | Rate Constraint in lbs/MMBtu | FALSE | L | Annual | Emissions at Affected Plants SO2 | Thousand Tons | 0 | 0 | 0 | 0 | 0 | 0 | 0
Louisiana Coal Units - SO2 Rate Annual v3.1, Unit 3258 and retrofits | 394 | 7321 | Rate Constraint in lbs/MMBtu | FALSE | L | Annual | Allowances Purchased SO2 | Thousand Tons | 0 | 0 | 0 | 0 | 0 | 0 | 0
Louisiana Coal Units - SO2 Rate Annual v3.1, Unit 3258 and retrofits | 394 | 7321 | Rate Constraint in lbs/MMBtu | FALSE | L | Annual | Allowances Sold SO2 | Thousand Tons | 0 | 0 | 0 | 0 | 0 | 0 | 0
Louisiana Coal Units - SO2 Rate Annual v3.1, Unit 3258 and retrofits | 394 | 7321 | Rate Constraint in lbs/MMBtu | FALSE | L | Annual | Allowances Banked | Thousand Tons | 0 | 0 | 0 | 0 | 0 | 0 | 0
Louisiana Coal Units - SO2 Rate Annual v3.1, Unit 3258 and retrofits | 394 | 7321 | Rate Constraint in lbs/MMBtu | FALSE | L | Annual | Allowances Withdrawn (1:1) | Thousand Tons | 0 | 0 | 0 | 0 | 0 | 0 | 0
Louisiana Coal Units - SO2 Rate Annual v3.1, Unit 3258 and retrofits | 394 | 7321 | Rate Constraint in lbs/MMBtu | FALSE | L | Annual | Allowances Withdrawn (n:1) | Thousand Tons | 0 | 0 | 0 | 0 | 0 | 0 | 0
Louisiana Coal Units - SO2 Rate Annual v3.1, Unit 3258 and retrofits | 394 | 7321 | Rate Constraint in lbs/MMBtu | FALSE | L | Annual | Net Emissions Allowance Position | Thousand Tons | 0 | 0 | 0 | 0 | 0 | 0 | 0
Louisiana Coal Units - SO2 Rate Annual v3.1, Unit 3258 and retrofits | 394 | 7321 | Rate Constraint in lbs/MMBtu | FALSE | L | Annual | Fuel Consumed | TBtu | 0 | 0 | 0 | 0 | 0 | 0 | 0
Louisiana Coal Units - SO2 Rate Annual v3.1, Unit 3258 and retrofits | 394 | 7321 | Rate Constraint in lbs/MMBtu | FALSE | L | Annual | Rate | lb/MMBtu | 0 | 0 | 0 | 0 | 0 | 0 | 0
Louisiana Coal Units - SO2 Rate Annual v3.1, Unit 3258 and retrofits | 394 | 7321 | Rate Constraint in lbs/MMBtu | FALSE | L | Annual | Generation | TWh | 0 | 0 | 0 | 0 | 0 | 0 | 0
Louisiana Coal Units - SO2 Rate Annual v3.1, Unit 3258 and retrofits | 394 | 7321 | Rate Constraint in lbs/MMBtu | FALSE | L | Annual | Qualifying Generation | TWh | 0 | 0 | 0 | 0 | 0 | 0 | 0
Louisiana Coal Units - SO2 Rate Annual v3.1, Unit 3258 and retrofits | 394 | 7321 | Rate Constraint in lbs/MMBtu | FALSE | L | Annual | Rate | lb/MWh | 0 | 0 | 0 | 0 | 0 | 0 | 0
Louisiana Coal Units - SO2 Rate Annual v3.1, Unit 3258 and retrofits | 394 | 7321 | Rate Constraint in lbs/MMBtu | FALSE | L | Annual | Constraint Shadow Price | US2019$/Ton | 0 | 0 | 0 | 0 | 0 | 0 | 0
Louisiana Coal Units - SO2 Rate Annual v3.1, Unit 3259 and retrofits | 395 | 7321 | Rate Constraint in lbs/MMBtu | FALSE | L | Annual | Seasons Included | Seasons | Winter, WintShld, Summer | Winter, WintShld, Summer | Winter, WintShld, Summer | Winter, WintShld, Summer | Winter, WintShld, Summer | Winter, WintShld, Summer | Winter, WintShld, Summer
Louisiana Coal Units - SO2 Rate Annual v3.1, Unit 3259 and retrofits | 395 | 7321 | Rate Constraint in lbs/MMBtu | FALSE | L | Annual | Standard SO2 | lb/MMBtu | 1.2 | 1.2 | 1.2 | 1.2 | 1.2 | 1.2 | 1.2
Louisiana Coal Units - SO2 Rate Annual v3.1, Unit 3259 and retrofits | 395 | 7321 | Rate Constraint in lbs/MMBtu | FALSE | L | Annual | Emissions at Affected Plants SO2 | Thousand Tons | 0 | 0 | 0 | 0 | 0 | 0 | 0
Louisiana Coal Units - SO2 Rate Annual v3.1, Unit 3259 and retrofits | 395 | 7321 | Rate Constraint in lbs/MMBtu | FALSE | L | Annual | Allowances Purchased SO2 | Thousand Tons | 0 | 0 | 0 | 0 | 0 | 0 | 0
Louisiana Coal Units - SO2 Rate Annual v3.1, Unit 3259 and retrofits | 395 | 7321 | Rate Constraint in lbs/MMBtu | FALSE | L | Annual | Allowances Sold SO2 | Thousand Tons | 0 | 0 | 0 | 0 | 0 | 0 | 0
Louisiana Coal Units - SO2 Rate Annual v3.1, Unit 3259 and retrofits | 395 | 7321 | Rate Constraint in lbs/MMBtu | FALSE | L | Annual | Allowances Banked | Thousand Tons | 0 | 0 | 0 | 0 | 0 | 0 | 0
Louisiana Coal Units - SO2 Rate Annual v3.1, Unit 3259 and retrofits | 395 | 7321 | Rate Constraint in lbs/MMBtu | FALSE | L | Annual | Allowances Withdrawn (1:1) | Thousand Tons | 0 | 0 | 0 | 0 | 0 | 0 | 0
Louisiana Coal Units - SO2 Rate Annual v3.1, Unit 3259 and retrofits | 395 | 7321 | Rate Constraint in lbs/MMBtu | FALSE | L | Annual | Allowances Withdrawn (n:1) | Thousand Tons | 0 | 0 | 0 | 0 | 0 | 0 | 0
Louisiana Coal Units - SO2 Rate Annual v3.1, Unit 3259 and retrofits | 395 | 7321 | Rate Constraint in lbs/MMBtu | FALSE | L | Annual | Net Emissions Allowance Position | Thousand Tons | 0 | 0 | 0 | 0 | 0 | 0 | 0
Louisiana Coal Units - SO2 Rate Annual v3.1, Unit 3259 and retrofits | 395 | 7321 | Rate Constraint in lbs/MMBtu | FALSE | L | Annual | Fuel Consumed | TBtu | 0.57504 | 0.87341 | 0.39889 | 0.14271 | 0 | 0 | 0
Louisiana Coal Units - SO2 Rate Annual v3.1, Unit 3259 and retrofits | 395 | 7321 | Rate Constraint in lbs/MMBtu | FALSE | L | Annual | Rate | lb/MMBtu | 0 | 0 | 0 | 0 | 0 | 0 | 0
Louisiana Coal Units - SO2 Rate Annual v3.1, Unit 3259 and retrofits | 395 | 7321 | Rate Constraint in lbs/MMBtu | FALSE | L | Annual | Generation | TWh | 0.051226 | 0.077805 | 0.035534 | 0.012713 | 0 | 0 | 0
Louisiana Coal Units - SO2 Rate Annual v3.1, Unit 3259 and retrofits | 395 | 7321 | Rate Constraint in lbs/MMBtu | FALSE | L | Annual | Qualifying Generation | TWh | 0.051226 | 0.077805 | 0.035534 | 0.012713 | 0 | 0 | 0
Louisiana Coal Units - SO2 Rate Annual v3.1, Unit 3259 and retrofits | 395 | 7321 | Rate Constraint in lbs/MMBtu | FALSE | L | Annual | Rate | lb/MWh | 0 | 0 | 0 | 0 | 0 | 0 | 0
Louisiana Coal Units - SO2 Rate Annual v3.1, Unit 3259 and retrofits | 395 | 7321 | Rate Constraint in lbs/MMBtu | FALSE | L | Annual | Constraint Shadow Price | US2019$/Ton | 0 | 0 | 0 | 0 | 0 | 0 | 0
Louisiana Coal Units - SO2 Rate Annual v3.1, Unit 3590 and retrofits | 396 | 7321 | Rate Constraint in lbs/MMBtu | FALSE | L | Annual | Seasons Included | Seasons | Winter, WintShld, Summer | Winter, WintShld, Summer | Winter, WintShld, Summer | Winter, WintShld, Summer | Winter, WintShld, Summer | Winter, WintShld, Summer | Winter, WintShld, Summer
Louisiana Coal Units - SO2 Rate Annual v3.1, Unit 3590 and retrofits | 396 | 7321 | Rate Constraint in lbs/MMBtu | FALSE | L | Annual | Standard SO2 | lb/MMBtu | 1.2 | 1.2 | 1.2 | 1.2 | 1.2 | 1.2 | 1.2
Louisiana Coal Units - SO2 Rate Annual v3.1, Unit 3590 and retrofits | 396 | 7321 | Rate Constraint in lbs/MMBtu | FALSE | L | Annual | Emissions at Affected Plants SO2 | Thousand Tons | 0 | 0 | 0 | 0 | 0 | 0 | 0
Louisiana Coal Units - SO2 Rate Annual v3.1, Unit 3590 and retrofits | 396 | 7321 | Rate Constraint in lbs/MMBtu | FALSE | L | Annual | Allowances Purchased SO2 | Thousand Tons | 0 | 0 | 0 | 0 | 0 | 0 | 0
Louisiana Coal Units - SO2 Rate Annual v3.1, Unit 3590 and retrofits | 396 | 7321 | Rate Constraint in lbs/MMBtu | FALSE | L | Annual | Allowances Sold SO2 | Thousand Tons | 0 | 0 | 0 | 0 | 0 | 0 | 0
Louisiana Coal Units - SO2 Rate Annual v3.1, Unit 3590 and retrofits | 396 | 7321 | Rate Constraint in lbs/MMBtu | FALSE | L | Annual | Allowances Banked | Thousand Tons | 0 | 0 | 0 | 0 | 0 | 0 | 0
Louisiana Coal Units - SO2 Rate Annual v3.1, Unit 3590 and retrofits | 396 | 7321 | Rate Constraint in lbs/MMBtu | FALSE | L | Annual | Allowances Withdrawn (1:1) | Thousand Tons | 0 | 0 | 0 | 0 | 0 | 0 | 0
Louisiana Coal Units - SO2 Rate Annual v3.1, Unit 3590 and retrofits | 396 | 7321 | Rate Constraint in lbs/MMBtu | FALSE | L | Annual | Allowances Withdrawn (n:1) | Thousand Tons | 0 | 0 | 0 | 0 | 0 | 0 | 0
Louisiana Coal Units - SO2 Rate Annual v3.1, Unit 3590 and retrofits | 396 | 7321 | Rate Constraint in lbs/MMBtu | FALSE | L | Annual | Net Emissions Allowance Position | Thousand Tons | 0 | 0 | 0 | 0 | 0 | 0 | 0
Louisiana Coal Units - SO2 Rate Annual v3.1, Unit 3590 and retrofits | 396 | 7321 | Rate Constraint in lbs/MMBtu | FALSE | L | Annual | Fuel Consumed | TBtu | 0 | 0 | 0 | 0 | 0 | 0 | 0
Louisiana Coal Units - SO2 Rate Annual v3.1, Unit 3590 and retrofits | 396 | 7321 | Rate Constraint in lbs/MMBtu | FALSE | L | Annual | Rate | lb/MMBtu | 0 | 0 | 0 | 0 | 0 | 0 | 0
Louisiana Coal Units - SO2 Rate Annual v3.1, Unit 3590 and retrofits | 396 | 7321 | Rate Constraint in lbs/MMBtu | FALSE | L | Annual | Generation | TWh | 0 | 0 | 0 | 0 | 0 | 0 | 0
Louisiana Coal Units - SO2 Rate Annual v3.1, Unit 3590 and retrofits | 396 | 7321 | Rate Constraint in lbs/MMBtu | FALSE | L | Annual | Qualifying Generation | TWh | 0 | 0 | 0 | 0 | 0 | 0 | 0
Louisiana Coal Units - SO2 Rate Annual v3.1, Unit 3590 and retrofits | 396 | 7321 | Rate Constraint in lbs/MMBtu | FALSE | L | Annual | Rate | lb/MWh | 0 | 0 | 0 | 0 | 0 | 0 | 0
Louisiana Coal Units - SO2 Rate Annual v3.1, Unit 3590 and retrofits | 396 | 7321 | Rate Constraint in lbs/MMBtu | FALSE | L | Annual | Constraint Shadow Price | US2019$/Ton | 0 | 0 | 0 | 0 | 0 | 0 | 0
Louisiana Coal Units - SO2 Rate Annual v3.1, Unit 3597 and retrofits | 397 | 7321 | Rate Constraint in lbs/MMBtu | FALSE | L | Annual | Seasons Included | Seasons | Winter, WintShld, Summer | Winter, WintShld, Summer | Winter, WintShld, Summer | Winter, WintShld, Summer | Winter, WintShld, Summer | Winter, WintShld, Summer | Winter, WintShld, Summer
Louisiana Coal Units - SO2 Rate Annual v3.1, Unit 3597 and retrofits | 397 | 7321 | Rate Constraint in lbs/MMBtu | FALSE | L | Annual | Standard SO2 | lb/MMBtu | 1.2 | 1.2 | 1.2 | 1.2 | 1.2 | 1.2 | 1.2
Louisiana Coal Units - SO2 Rate Annual v3.1, Unit 3597 and retrofits | 397 | 7321 | Rate Constraint in lbs/MMBtu | FALSE | L | Annual | Emissions at Affected Plants SO2 | Thousand Tons | 0 | 0 | 0 | 0 | 0 | 0 | 0
Louisiana Coal Units - SO2 Rate Annual v3.1, Unit 3597 and retrofits | 397 | 7321 | Rate Constraint in lbs/MMBtu | FALSE | L | Annual | Allowances Purchased SO2 | Thousand Tons | 0 | 0 | 0 | 0 | 0 | 0 | 0
Louisiana Coal Units - SO2 Rate Annual v3.1, Unit 3597 and retrofits | 397 | 7321 | Rate Constraint in lbs/MMBtu | FALSE | L | Annual | Allowances Sold SO2 | Thousand Tons | 0 | 0 | 0 | 0 | 0 | 0 | 0
Louisiana Coal Units - SO2 Rate Annual v3.1, Unit 3597 and retrofits | 397 | 7321 | Rate Constraint in lbs/MMBtu | FALSE | L | Annual | Allowances Banked | Thousand Tons | 0 | 0 | 0 | 0 | 0 | 0 | 0
Louisiana Coal Units - SO2 Rate Annual v3.1, Unit 3597 and retrofits | 397 | 7321 | Rate Constraint in lbs/MMBtu | FALSE | L | Annual | Allowances Withdrawn (1:1) | Thousand Tons | 0 | 0 | 0 | 0 | 0 | 0 | 0
Louisiana Coal Units - SO2 Rate Annual v3.1, Unit 3597 and retrofits | 397 | 7321 | Rate Constraint in lbs/MMBtu | FALSE | L | Annual | Allowances Withdrawn (n:1) | Thousand Tons | 0 | 0 | 0 | 0 | 0 | 0 | 0
Louisiana Coal Units - SO2 Rate Annual v3.1, Unit 3597 and retrofits | 397 | 7321 | Rate Constraint in lbs/MMBtu | FALSE | L | Annual | Net Emissions Allowance Position | Thousand Tons | 0 | 0 | 0 | 0 | 0 | 0 | 0
Louisiana Coal Units - SO2 Rate Annual v3.1, Unit 3597 and retrofits | 397 | 7321 | Rate Constraint in lbs/MMBtu | FALSE | L | Annual | Fuel Consumed | TBtu | 0 | 0 | 0 | 0 | 0 | 0 | 0
Louisiana Coal Units - SO2 Rate Annual v3.1, Unit 3597 and retrofits | 397 | 7321 | Rate Constraint in lbs/MMBtu | FALSE | L | Annual | Rate | lb/MMBtu | 0 | 0 | 0 | 0 | 0 | 0 | 0
Louisiana Coal Units - SO2 Rate Annual v3.1, Unit 3597 and retrofits | 397 | 7321 | Rate Constraint in lbs/MMBtu | FALSE | L | Annual | Generation | TWh | 0 | 0 | 0 | 0 | 0 | 0 | 0
Louisiana Coal Units - SO2 Rate Annual v3.1, Unit 3597 and retrofits | 397 | 7321 | Rate Constraint in lbs/MMBtu | FALSE | L | Annual | Qualifying Generation | TWh | 0 | 0 | 0 | 0 | 0 | 0 | 0
Louisiana Coal Units - SO2 Rate Annual v3.1, Unit 3597 and retrofits | 397 | 7321 | Rate Constraint in lbs/MMBtu | FALSE | L | Annual | Rate | lb/MWh | 0 | 0 | 0 | 0 | 0 | 0 | 0
Louisiana Coal Units - SO2 Rate Annual v3.1, Unit 3597 and retrofits | 397 | 7321 | Rate Constraint in lbs/MMBtu | FALSE | L | Annual | Constraint Shadow Price | US2019$/Ton | 0 | 0 | 0 | 0 | 0 | 0 | 0
Louisiana Coal Units - SO2 Rate Annual v3.1, Unit 3598 and retrofits | 398 | 7321 | Rate Constraint in lbs/MMBtu | FALSE | L | Annual | Seasons Included | Seasons | Winter, WintShld, Summer | Winter, WintShld, Summer | Winter, WintShld, Summer | Winter, WintShld, Summer | Winter, WintShld, Summer | Winter, WintShld, Summer | Winter, WintShld, Summer
Louisiana Coal Units - SO2 Rate Annual v3.1, Unit 3598 and retrofits | 398 | 7321 | Rate Constraint in lbs/MMBtu | FALSE | L | Annual | Standard SO2 | lb/MMBtu | 1.2 | 1.2 | 1.2 | 1.2 | 1.2 | 1.2 | 1.2
Louisiana Coal Units - SO2 Rate Annual v3.1, Unit 3598 and retrofits | 398 | 7321 | Rate Constraint in lbs/MMBtu | FALSE | L | Annual | Emissions at Affected Plants SO2 | Thousand Tons | 0 | 0 | 0 | 0 | 0 | 0 | 0
Louisiana Coal Units - SO2 Rate Annual v3.1, Unit 3598 and retrofits | 398 | 7321 | Rate Constraint in lbs/MMBtu | FALSE | L | Annual | Allowances Purchased SO2 | Thousand Tons | 0 | 0 | 0 | 0 | 0 | 0 | 0
Louisiana Coal Units - SO2 Rate Annual v3.1, Unit 3598 and retrofits | 398 | 7321 | Rate Constraint in lbs/MMBtu | FALSE | L | Annual | Allowances Sold SO2 | Thousand Tons | 0 | 0 | 0 | 0 | 0 | 0 | 0
Louisiana Coal Units - SO2 Rate Annual v3.1, Unit 3598 and retrofits | 398 | 7321 | Rate Constraint in lbs/MMBtu | FALSE | L | Annual | Allowances Banked | Thousand Tons | 0 | 0 | 0 | 0 | 0 | 0 | 0
Louisiana Coal Units - SO2 Rate Annual v3.1, Unit 3598 and retrofits | 398 | 7321 | Rate Constraint in lbs/MMBtu | FALSE | L | Annual | Allowances Withdrawn (1:1) | Thousand Tons | 0 | 0 | 0 | 0 | 0 | 0 | 0
Louisiana Coal Units - SO2 Rate Annual v3.1, Unit 3598 and retrofits | 398 | 7321 | Rate Constraint in lbs/MMBtu | FALSE | L | Annual | Allowances Withdrawn (n:1) | Thousand Tons | 0 | 0 | 0 | 0 | 0 | 0 | 0
Louisiana Coal Units - SO2 Rate Annual v3.1, Unit 3598 and retrofits | 398 | 7321 | Rate Constraint in lbs/MMBtu | FALSE | L | Annual | Net Emissions Allowance Position | Thousand Tons | 0 | 0 | 0 | 0 | 0 | 0 | 0
Louisiana Coal Units - SO2 Rate Annual v3.1, Unit 3598 and retrofits | 398 | 7321 | Rate Constraint in lbs/MMBtu | FALSE | L | Annual | Fuel Consumed | TBtu | 0 | 0 | 0 | 0 | 0 | 0 | 0
Louisiana Coal Units - SO2 Rate Annual v3.1, Unit 3598 and retrofits | 398 | 7321 | Rate Constraint in lbs/MMBtu | FALSE | L | Annual | Rate | lb/MMBtu | 0 | 0 | 0 | 0 | 0 | 0 | 0
Louisiana Coal Units - SO2 Rate Annual v3.1, Unit 3598 and retrofits | 398 | 7321 | Rate Constraint in lbs/MMBtu | FALSE | L | Annual | Generation | TWh | 0 | 0 | 0 | 0 | 0 | 0 | 0
Louisiana Coal Units - SO2 Rate Annual v3.1, Unit 3598 and retrofits | 398 | 7321 | Rate Constraint in lbs/MMBtu | FALSE | L | Annual | Qualifying Generation | TWh | 0 | 0 | 0 | 0 | 0 | 0 | 0
Louisiana Coal Units - SO2 Rate Annual v3.1, Unit 3598 and retrofits | 398 | 7321 | Rate Constraint in lbs/MMBtu | FALSE | L | Annual | Rate | lb/MWh | 0 | 0 | 0 | 0 | 0 | 0 | 0
Louisiana Coal Units - SO2 Rate Annual v3.1, Unit 3598 and retrofits | 398 | 7321 | Rate Constraint in lbs/MMBtu | FALSE | L | Annual | Constraint Shadow Price | US2019$/Ton | 0 | 0 | 0 | 0 | 0 | 0 | 0
Louisiana Coal Units - SO2 Rate Annual v3.1, Unit 3605 and retrofits | 399 | 7321 | Rate Constraint in lbs/MMBtu | FALSE | L | Annual | Seasons Included | Seasons | Winter, WintShld, Summer | Winter, WintShld, Summer | Winter, WintShld, Summer | Winter, WintShld, Summer | Winter, WintShld, Summer | Winter, WintShld, Summer | Winter, WintShld, Summer
Louisiana Coal Units - SO2 Rate Annual v3.1, Unit 3605 and retrofits | 399 | 7321 | Rate Constraint in lbs/MMBtu | FALSE | L | Annual | Standard SO2 | lb/MMBtu | 1.2 | 1.2 | 1.2 | 1.2 | 1.2 | 1.2 | 1.2
Louisiana Coal Units - SO2 Rate Annual v3.1, Unit 3605 and retrofits | 399 | 7321 | Rate Constraint in lbs/MMBtu | FALSE | L | Annual | Emissions at Affected Plants SO2 | Thousand Tons | 0.65048 | 0 | 0 | 0 | 0 | 0 | 0
Louisiana Coal Units - SO2 Rate Annual v3.1, Unit 3605 and retrofits | 399 | 7321 | Rate Constraint in lbs/MMBtu | FALSE | L | Annual | Allowances Purchased SO2 | Thousand Tons | 0 | 0 | 0 | 0 | 0 | 0 | 0
Louisiana Coal Units - SO2 Rate Annual v3.1, Unit 3605 and retrofits | 399 | 7321 | Rate Constraint in lbs/MMBtu | FALSE | L | Annual | Allowances Sold SO2 | Thousand Tons | 0 | 0 | 0 | 0 | 0 | 0 | 0
Louisiana Coal Units - SO2 Rate Annual v3.1, Unit 3605 and retrofits | 399 | 7321 | Rate Constraint in lbs/MMBtu | FALSE | L | Annual | Allowances Banked | Thousand Tons | 0 | 0 | 0 | 0 | 0 | 0 | 0
Louisiana Coal Units - SO2 Rate Annual v3.1, Unit 3605 and retrofits | 399 | 7321 | Rate Constraint in lbs/MMBtu | FALSE | L | Annual | Allowances Withdrawn (1:1) | Thousand Tons | 0 | 0 | 0 | 0 | 0 | 0 | 0
Louisiana Coal Units - SO2 Rate Annual v3.1, Unit 3605 and retrofits | 399 | 7321 | Rate Constraint in lbs/MMBtu | FALSE | L | Annual | Allowances Withdrawn (n:1) | Thousand Tons | 0 | 0 | 0 | 0 | 0 | 0 | 0
Louisiana Coal Units - SO2 Rate Annual v3.1, Unit 3605 and retrofits | 399 | 7321 | Rate Constraint in lbs/MMBtu | FALSE | L | Annual | Net Emissions Allowance Position | Thousand Tons | 0.65048 | 0 | 0 | 0 | 0 | 0 | 0
Louisiana Coal Units - SO2 Rate Annual v3.1, Unit 3605 and retrofits | 399 | 7321 | Rate Constraint in lbs/MMBtu | FALSE | L | Annual | Fuel Consumed | TBtu | 1.5659 | 0 | 0 | 0 | 0 | 0 | 0
Louisiana Coal Units - SO2 Rate Annual v3.1, Unit 3605 and retrofits | 399 | 7321 | Rate Constraint in lbs/MMBtu | FALSE | L | Annual | Rate | lb/MMBtu | 0.8308 | 0 | 0 | 0 | 0 | 0 | 0
Louisiana Coal Units - SO2 Rate Annual v3.1, Unit 3605 and retrofits | 399 | 7321 | Rate Constraint in lbs/MMBtu | FALSE | L | Annual | Generation | TWh | 0.12846 | 0 | 0 | 0 | 0 | 0 | 0
Louisiana Coal Units - SO2 Rate Annual v3.1, Unit 3605 and retrofits | 399 | 7321 | Rate Constraint in lbs/MMBtu | FALSE | L | Annual | Qualifying Generation | TWh | 0.12739 | 0 | 0 | 0 | 0 | 0 | 0
Louisiana Coal Units - SO2 Rate Annual v3.1, Unit 3605 and retrofits | 399 | 7321 | Rate Constraint in lbs/MMBtu | FALSE | L | Annual | Rate | lb/MWh | 10.2122 | 0 | 0 | 0 | 0 | 0 | 0
Louisiana Coal Units - SO2 Rate Annual v3.1, Unit 3605 and retrofits | 399 | 7321 | Rate Constraint in lbs/MMBtu | FALSE | L | Annual | Constraint Shadow Price | US2019$/Ton | 0 | 0 | 0 | 0 | 0 | 0 | 0
Louisiana Coal Units - SO2 Rate Annual v3.1, Unit 3606 and retrofits | 400 | 7321 | Rate Constraint in lbs/MMBtu | FALSE | L | Annual | Seasons Included | Seasons | Winter, WintShld, Summer | Winter, WintShld, Summer | Winter, WintShld, Summer | Winter, WintShld, Summer | Winter, WintShld, Summer | Winter, WintShld, Summer | Winter, WintShld, Summer
Louisiana Coal Units - SO2 Rate Annual v3.1, Unit 3606 and retrofits | 400 | 7321 | Rate Constraint in lbs/MMBtu | FALSE | L | Annual | Standard SO2 | lb/MMBtu | 1.2 | 1.2 | 1.2 | 1.2 | 1.2 | 1.2 | 1.2
Louisiana Coal Units - SO2 Rate Annual v3.1, Unit 3606 and retrofits | 400 | 7321 | Rate Constraint in lbs/MMBtu | FALSE | L | Annual | Emissions at Affected Plants SO2 | Thousand Tons | 0.62264 | 0 | 0 | 0 | 0 | 0 | 0
Louisiana Coal Units - SO2 Rate Annual v3.1, Unit 3606 and retrofits | 400 | 7321 | Rate Constraint in lbs/MMBtu | FALSE | L | Annual | Allowances Purchased SO2 | Thousand Tons | 0 | 0 | 0 | 0 | 0 | 0 | 0
Louisiana Coal Units - SO2 Rate Annual v3.1, Unit 3606 and retrofits | 400 | 7321 | Rate Constraint in lbs/MMBtu | FALSE | L | Annual | Allowances Sold SO2 | Thousand Tons | 0 | 0 | 0 | 0 | 0 | 0 | 0
Louisiana Coal Units - SO2 Rate Annual v3.1, Unit 3606 and retrofits | 400 | 7321 | Rate Constraint in lbs/MMBtu | FALSE | L | Annual | Allowances Banked | Thousand Tons | 0 | 0 | 0 | 0 | 0 | 0 | 0
Louisiana Coal Units - SO2 Rate Annual v3.1, Unit 3606 and retrofits | 400 | 7321 | Rate Constraint in lbs/MMBtu | FALSE | L | Annual | Allowances Withdrawn (1:1) | Thousand Tons | 0 | 0 | 0 | 0 | 0 | 0 | 0
Louisiana Coal Units - SO2 Rate Annual v3.1, Unit 3606 and retrofits | 400 | 7321 | Rate Constraint in lbs/MMBtu | FALSE | L | Annual | Allowances Withdrawn (n:1) | Thousand Tons | 0 | 0 | 0 | 0 | 0 | 0 | 0
Louisiana Coal Units - SO2 Rate Annual v3.1, Unit 3606 and retrofits | 400 | 7321 | Rate Constraint in lbs/MMBtu | FALSE | L | Annual | Net Emissions Allowance Position | Thousand Tons | 0.62264 | 0 | 0 | 0 | 0 | 0 | 0
Louisiana Coal Units - SO2 Rate Annual v3.1, Unit 3606 and retrofits | 400 | 7321 | Rate Constraint in lbs/MMBtu | FALSE | L | Annual | Fuel Consumed | TBtu | 1.5029 | 0 | 0 | 0 | 0 | 0 | 0
Louisiana Coal Units - SO2 Rate Annual v3.1, Unit 3606 and retrofits | 400 | 7321 | Rate Constraint in lbs/MMBtu | FALSE | L | Annual | Rate | lb/MMBtu | 0.82859 | 0 | 0 | 0 | 0 | 0 | 0
Louisiana Coal Units - SO2 Rate Annual v3.1, Unit 3606 and retrofits | 400 | 7321 | Rate Constraint in lbs/MMBtu | FALSE | L | Annual | Generation | TWh | 0.12296 | 0 | 0 | 0 | 0 | 0 | 0
Louisiana Coal Units - SO2 Rate Annual v3.1, Unit 3606 and retrofits | 400 | 7321 | Rate Constraint in lbs/MMBtu | FALSE | L | Annual | Qualifying Generation | TWh | 0.12227 | 0 | 0 | 0 | 0 | 0 | 0
Louisiana Coal Units - SO2 Rate Annual v3.1, Unit 3606 and retrofits | 400 | 7321 | Rate Constraint in lbs/MMBtu | FALSE | L | Annual | Rate | lb/MWh | 10.1851 | 0 | 0 | 0 | 0 | 0 | 0
Louisiana Coal Units - SO2 Rate Annual v3.1, Unit 3606 and retrofits | 400 | 7321 | Rate Constraint in lbs/MMBtu | FALSE | L | Annual | Constraint Shadow Price | US2019$/Ton | 0 | 0 | 0 | 0 | 0 | 0 | 0
MA - CO2 Cap Annual v6.21 | 401 | 7726 | Rate Constraint in MTons | FALSE | L | Annual | Seasons Included | Seasons |  | Winter, WintShld, Summer | Winter, WintShld, Summer | Winter, WintShld, Summer | Winter, WintShld, Summer | Winter, WintShld, Summer | Winter, WintShld, Summer
MA - CO2 Cap Annual v6.21 | 401 | 7726 | Rate Constraint in MTons | FALSE | L | Annual | Standard CO2 | Thousand Tons | 0 | 14228.6304 | 10671.4728 | 7114.3152 | 5691.4522 | 4268.5891 | 4268.5891
MA - CO2 Cap Annual v6.21 | 401 | 7726 | Rate Constraint in MTons | FALSE | L | Annual | Emissions at Affected Plants CO2 | Thousand Tons | 0 | 6469.7824 | 4423.8892 | 5269.3864 | 4716.5744 | 4268.5891 | 4268.5891
MA - CO2 Cap Annual v6.21 | 401 | 7726 | Rate Constraint in MTons | FALSE | L | Annual | Allowances Purchased CO2 | Thousand Tons | 0 | 0 | 0 | 0 | 0 | 0 | 0
MA - CO2 Cap Annual v6.21 | 401 | 7726 | Rate Constraint in MTons | FALSE | L | Annual | Allowances Sold CO2 | Thousand Tons | 0 | 0 | 0 | 0 | 0 | 0 | 0
MA - CO2 Cap Annual v6.21 | 401 | 7726 | Rate Constraint in MTons | FALSE | L | Annual | Allowances Banked | Thousand Tons | 0 | 0 | 0 | 0 | 0 | 0 | 0
MA - CO2 Cap Annual v6.21 | 401 | 7726 | Rate Constraint in MTons | FALSE | L | Annual | Allowances Withdrawn (1:1) | Thousand Tons | 0 | 0 | 0 | 0 | 0 | 0 | 0
MA - CO2 Cap Annual v6.21 | 401 | 7726 | Rate Constraint in MTons | FALSE | L | Annual | Allowances Withdrawn (n:1) | Thousand Tons | 0 | 0 | 0 | 0 | 0 | 0 | 0
MA - CO2 Cap Annual v6.21 | 401 | 7726 | Rate Constraint in MTons | FALSE | L | Annual | Net Emissions Allowance Position | Thousand Tons | 0 | 6469.7824 | 4423.8892 | 5269.3864 | 4716.5744 | 4268.5891 | 4268.5891
MA - CO2 Cap Annual v6.21 | 401 | 7726 | Rate Constraint in MTons | FALSE | L | Annual | Fuel Consumed | TBtu | 0 | 111.2179 | 78.8357 | 93.7683 | 83.2967 | 73.8724 | 73.9048
MA - CO2 Cap Annual v6.21 | 401 | 7726 | Rate Constraint in MTons | FALSE | L | Annual | Rate | lb/MMBtu | 0 | 116.3443 | 112.2307 | 112.3916 | 113.2475 | 115.5665 | 115.5159
MA - CO2 Cap Annual v6.21 | 401 | 7726 | Rate Constraint in MTons | FALSE | L | Annual | Generation | TWh | 0 | 12.6774 | 8.0838 | 10.0914 | 9.231 | 8.2007 | 8.1941
MA - CO2 Cap Annual v6.21 | 401 | 7726 | Rate Constraint in MTons | FALSE | L | Annual | Qualifying Generation | TWh | 0 | 12.6715 | 8.0806 | 10.0886 | 9.2283 | 8.1984 | 8.1918
MA - CO2 Cap Annual v6.21 | 401 | 7726 | Rate Constraint in MTons | FALSE | L | Annual | Rate | lb/MWh | 0 | 1021.155 | 1094.9474 | 1044.6181 | 1022.2032 | 1041.3219 | 1042.1613
MA - CO2 Cap Annual v6.21 | 401 | 7726 | Rate Constraint in MTons | FALSE | L | Annual | Constraint Shadow Price | US2019$/Ton | 0 | 0 | 0 | 0 | 0 | 2.3187 | 1.0848
MA- CO2 Cap Annual v6.20 | 402 | 7653 | Rate Constraint in MTons | FALSE | L | Annual | Seasons Included | Seasons | Winter, WintShld, Summer | Winter, WintShld, Summer | Winter, WintShld, Summer | Winter, WintShld, Summer | Winter, WintShld, Summer | Winter, WintShld, Summer | Winter, WintShld, Summer
MA- CO2 Cap Annual v6.20 | 402 | 7653 | Rate Constraint in MTons | FALSE | L | Annual | Standard CO2 | Thousand Tons | 7403.4347 | 6909.8732 | 5799.3598 | 4442.0657 | 3208.1619 | 2122.3266 | 1974.2582
MA- CO2 Cap Annual v6.20 | 402 | 7653 | Rate Constraint in MTons | FALSE | L | Annual | Emissions at Affected Plants CO2 | Thousand Tons | 3271.6883 | 3258.6161 | 2052.4919 | 2687.2765 | 2491.0436 | 2153.5822 | 2119.4557
MA- CO2 Cap Annual v6.20 | 402 | 7653 | Rate Constraint in MTons | FALSE | L | Annual | Allowances Purchased CO2 | Thousand Tons | 0 | 0 | 0 | 0 | 0 | 0 | 0
MA- CO2 Cap Annual v6.20 | 402 | 7653 | Rate Constraint in MTons | FALSE | L | Annual | Allowances Sold CO2 | Thousand Tons | 0 | 0 | 0 | 0 | 0 | 0 | 0
MA- CO2 Cap Annual v6.20 | 402 | 7653 | Rate Constraint in MTons | FALSE | L | Annual | Allowances Banked | Thousand Tons | 0 | 0 | 3746.8681 | 0 | 1507.1374 | 0 | 0
MA- CO2 Cap Annual v6.20 | 402 | 7653 | Rate Constraint in MTons | FALSE | L | Annual | Allowances Withdrawn (1:1) | Thousand Tons | 0 | 0 | 0 | 0 | -3208.162 | -31.2556 | -1974.2582
MA- CO2 Cap Annual v6.20 | 402 | 7653 | Rate Constraint in MTons | FALSE | L | Annual | Allowances Withdrawn (n:1) | Thousand Tons | 0 | 0 | 0 | 0 | 0 | 0 | 0
MA- CO2 Cap Annual v6.20 | 402 | 7653 | Rate Constraint in MTons | FALSE | L | Annual | Net Emissions Allowance Position | Thousand Tons | 3271.6883 | 3258.6161 | 5799.3599 | 2687.2765 | 790.019 | 2122.3266 | 145.1974
MA- CO2 Cap Annual v6.20 | 402 | 7653 | Rate Constraint in MTons | FALSE | L | Annual | Fuel Consumed | TBtu | 50.6345 | 50.4121 | 31.7455 | 43.2299 | 40.2082 | 33.5119 | 32.9505
MA- CO2 Cap Annual v6.20 | 402 | 7653 | Rate Constraint in MTons | FALSE | L | Annual | Rate | lb/MMBtu | 129.2275 | 129.279 | 129.3092 | 124.325 | 123.9071 | 128.5263 | 128.6446
MA- CO2 Cap Annual v6.20 | 402 | 7653 | Rate Constraint in MTons | FALSE | L | Annual | Generation | TWh | 7.0378 | 7.0179 | 4.372 | 5.8337 | 5.4262 | 4.5452 | 4.4563
MA- CO2 Cap Annual v6.20 | 402 | 7653 | Rate Constraint in MTons | FALSE | L | Annual | Qualifying Generation | TWh | 7.0378 | 7.0179 | 4.372 | 5.8337 | 5.4262 | 4.5452 | 4.4563
MA- CO2 Cap Annual v6.20 | 402 | 7653 | Rate Constraint in MTons | FALSE | L | Annual | Rate | lb/MWh | 929.7519 | 928.657 | 938.9212 | 921.2951 | 918.146 | 947.622 | 951.2153
MA- CO2 Cap Annual v6.20 | 402 | 7653 | Rate Constraint in MTons | FALSE | L | Annual | Constraint Shadow Price | US2019$/Ton | 0 | 0 | 0 | 0 | 0 | 0 | 0
MA Fac. Spec. - Canal NOx v3.1 | 403 | 7531 | Rate Constraint in lbs/MWh | FALSE | L | Annual | Seasons Included | Seasons | Winter, WintShld, Summer | Winter, WintShld, Summer | Winter, WintShld, Summer | Winter, WintShld, Summer | Winter, WintShld, Summer | Winter, WintShld, Summer | Winter, WintShld, Summer
MA Fac. Spec. - Canal NOx v3.1 | 403 | 7531 | Rate Constraint in lbs/MWh | FALSE | L | Annual | Standard NOX | lb/MWh | 1.5 | 1.5 | 1.5 | 1.5 | 1.5 | 1.5 | 1.5
MA Fac. Spec. - Canal NOx v3.1 | 403 | 7531 | Rate Constraint in lbs/MWh | FALSE | L | Annual | Emissions at Affected Plants NOX | Thousand Tons | 0 | 0 | 0 | 0 | 0 | 0 | 0
MA Fac. Spec. - Canal NOx v3.1 | 403 | 7531 | Rate Constraint in lbs/MWh | FALSE | L | Annual | Allowances Purchased NOX | Thousand Tons | 0 | 0 | 0 | 0 | 0 | 0 | 0
MA Fac. Spec. - Canal NOx v3.1 | 403 | 7531 | Rate Constraint in lbs/MWh | FALSE | L | Annual | Allowances Sold NOX | Thousand Tons | 0 | 0 | 0 | 0 | 0 | 0 | 0
MA Fac. Spec. - Canal NOx v3.1 | 403 | 7531 | Rate Constraint in lbs/MWh | FALSE | L | Annual | Allowances Banked | Thousand Tons | 0 | 0 | 0 | 0 | 0 | 0 | 0
MA Fac. Spec. - Canal NOx v3.1 | 403 | 7531 | Rate Constraint in lbs/MWh | FALSE | L | Annual | Allowances Withdrawn (1:1) | Thousand Tons | 0 | 0 | 0 | 0 | 0 | 0 | 0
MA Fac. Spec. - Canal NOx v3.1 | 403 | 7531 | Rate Constraint in lbs/MWh | FALSE | L | Annual | Allowances Withdrawn (n:1) | Thousand Tons | 0 | 0 | 0 | 0 | 0 | 0 | 0
MA Fac. Spec. - Canal NOx v3.1 | 403 | 7531 | Rate Constraint in lbs/MWh | FALSE | L | Annual | Net Emissions Allowance Position | Thousand Tons | 0 | 0 | 0 | 0 | 0 | 0 | 0
MA Fac. Spec. - Canal NOx v3.1 | 403 | 7531 | Rate Constraint in lbs/MWh | FALSE | L | Annual | Fuel Consumed | TBtu | 0 | 0 | 0 | 0 | 0 | 0 | 0
MA Fac. Spec. - Canal NOx v3.1 | 403 | 7531 | Rate Constraint in lbs/MWh | FALSE | L | Annual | Rate | lb/MMBtu | 0 | 0 | 0 | 0 | 0 | 0 | 0
MA Fac. Spec. - Canal NOx v3.1 | 403 | 7531 | Rate Constraint in lbs/MWh | FALSE | L | Annual | Generation | TWh | 0 | 0 | 0 | 0 | 0 | 0 | 0
MA Fac. Spec. - Canal NOx v3.1 | 403 | 7531 | Rate Constraint in lbs/MWh | FALSE | L | Annual | Qualifying Generation | TWh | 0 | 0 | 0 | 0 | 0 | 0 | 0
MA Fac. Spec. - Canal NOx v3.1 | 403 | 7531 | Rate Constraint in lbs/MWh | FALSE | L | Annual | Constraint Shadow Price | US2019$/Ton | 38886.763 | 11706.4075 | 37127.7067 | 0 | 0 | 10094.6385 | 49589.0569
MA Fac. Spec. - Canal SO2 Annual v3.1 | 404 | 7532 | Rate Constraint in lbs/MWh | FALSE | L | Annual | Seasons Included | Seasons | Winter, WintShld, Summer | Winter, WintShld, Summer | Winter, WintShld, Summer | Winter, WintShld, Summer | Winter, WintShld, Summer | Winter, WintShld, Summer | Winter, WintShld, Summer
MA Fac. Spec. - Canal SO2 Annual v3.1 | 404 | 7532 | Rate Constraint in lbs/MWh | FALSE | L | Annual | Standard SO2 | lb/MWh | 3 | 3 | 3 | 3 | 3 | 3 | 3
MA Fac. Spec. - Canal SO2 Annual v3.1 | 404 | 7532 | Rate Constraint in lbs/MWh | FALSE | L | Annual | Emissions at Affected Plants SO2 | Thousand Tons | 0 | 0 | 0 | 0 | 0 | 0 | 0
MA Fac. Spec. - Canal SO2 Annual v3.1 | 404 | 7532 | Rate Constraint in lbs/MWh | FALSE | L | Annual | Allowances Purchased SO2 | Thousand Tons | 0 | 0 | 0 | 0 | 0 | 0 | 0
MA Fac. Spec. - Canal SO2 Annual v3.1 | 404 | 7532 | Rate Constraint in lbs/MWh | FALSE | L | Annual | Allowances Sold SO2 | Thousand Tons | 0 | 0 | 0 | 0 | 0 | 0 | 0
MA Fac. Spec. - Canal SO2 Annual v3.1 | 404 | 7532 | Rate Constraint in lbs/MWh | FALSE | L | Annual | Allowances Banked | Thousand Tons | 0 | 0 | 0 | 0 | 0 | 0 | 0
MA Fac. Spec. - Canal SO2 Annual v3.1 | 404 | 7532 | Rate Constraint in lbs/MWh | FALSE | L | Annual | Allowances Withdrawn (1:1) | Thousand Tons | 0 | 0 | 0 | 0 | 0 | 0 | 0
MA Fac. Spec. - Canal SO2 Annual v3.1 | 404 | 7532 | Rate Constraint in lbs/MWh | FALSE | L | Annual | Allowances Withdrawn (n:1) | Thousand Tons | 0 | 0 | 0 | 0 | 0 | 0 | 0
MA Fac. Spec. - Canal SO2 Annual v3.1 | 404 | 7532 | Rate Constraint in lbs/MWh | FALSE | L | Annual | Net Emissions Allowance Position | Thousand Tons | 0 | 0 | 0 | 0 | 0 | 0 | 0
MA Fac. Spec. - Canal SO2 Annual v3.1 | 404 | 7532 | Rate Constraint in lbs/MWh | FALSE | L | Annual | Fuel Consumed | TBtu | 0 | 0 | 0 | 0 | 0 | 0 | 0
MA Fac. Spec. - Canal SO2 Annual v3.1 | 404 | 7532 | Rate Constraint in lbs/MWh | FALSE | L | Annual | Rate | lb/MMBtu | 0 | 0 | 0 | 0 | 0 | 0 | 0
MA Fac. Spec. - Canal SO2 Annual v3.1 | 404 | 7532 | Rate Constraint in lbs/MWh | FALSE | L | Annual | Generation | TWh | 0 | 0 | 0 | 0 | 0 | 0 | 0
MA Fac. Spec. - Canal SO2 Annual v3.1 | 404 | 7532 | Rate Constraint in lbs/MWh | FALSE | L | Annual | Qualifying Generation | TWh | 0 | 0 | 0 | 0 | 0 | 0 | 0
MA Fac. Spec. - Canal SO2 Annual v3.1 | 404 | 7532 | Rate Constraint in lbs/MWh | FALSE | L | Annual | Constraint Shadow Price | US2019$/Ton | 0 | 0 | 0 | 1156.7821 | 2258.3726 | 0 | 0
MA Fac. Spec. - MER Output Annual v3.1 | 405 | 7335 | Rate Constraint in lbs/MWh | FALSE | L | Annual | Seasons Included | Seasons | Winter, WintShld, Summer | Winter, WintShld, Summer | Winter, WintShld, Summer | Winter, WintShld, Summer | Winter, WintShld, Summer | Winter, WintShld, Summer | Winter, WintShld, Summer
MA Fac. Spec. - MER Output Annual v3.1 | 405 | 7335 | Rate Constraint in lbs/MWh | FALSE | L | Annual | Standard MER | lb/MWh | 2.5e-06 | 2.5e-06 | 2.5e-06 | 2.5e-06 | 2.5e-06 | 2.5e-06 | 2.5e-06
MA Fac. Spec. - MER Output Annual v3.1 | 405 | 7335 | Rate Constraint in lbs/MWh | FALSE | L | Annual | Emissions at Affected Plants MER | lbs | 0 | 0 | 0 | 0 | 0 | 0 | 0
MA Fac. Spec. - MER Output Annual v3.1 | 405 | 7335 | Rate Constraint in lbs/MWh | FALSE | L | Annual | Allowances Purchased MER | lbs | 0 | 0 | 0 | 0 | 0 | 0 | 0
MA Fac. Spec. - MER Output Annual v3.1 | 405 | 7335 | Rate Constraint in lbs/MWh | FALSE | L | Annual | Allowances Sold MER | lbs | 0 | 0 | 0 | 0 | 0 | 0 | 0
MA Fac. Spec. - MER Output Annual v3.1 | 405 | 7335 | Rate Constraint in lbs/MWh | FALSE | L | Annual | Allowances Banked | lbs | 0 | 0 | 0 | 0 | 0 | 0 | 0
MA Fac. Spec. - MER Output Annual v3.1 | 405 | 7335 | Rate Constraint in lbs/MWh | FALSE | L | Annual | Allowances Withdrawn (1:1) | lbs | 0 | 0 | 0 | 0 | 0 | 0 | 0
MA Fac. Spec. - MER Output Annual v3.1 | 405 | 7335 | Rate Constraint in lbs/MWh | FALSE | L | Annual | Allowances Withdrawn (n:1) | lbs | 0 | 0 | 0 | 0 | 0 | 0 | 0
MA Fac. Spec. - MER Output Annual v3.1 | 405 | 7335 | Rate Constraint in lbs/MWh | FALSE | L | Annual | Net Emissions Allowance Position | lbs | 0 | 0 | 0 | 0 | 0 | 0 | 0
MA Fac. Spec. - MER Output Annual v3.1 | 405 | 7335 | Rate Constraint in lbs/MWh | FALSE | L | Annual | Fuel Consumed | TBtu | 0 | 0 | 0 | 0 | 0 | 0 | 0
MA Fac. Spec. - MER Output Annual v3.1 | 405 | 7335 | Rate Constraint in lbs/MWh | FALSE | L | Annual | Rate | lb/MMBtu | 0 | 0 | 0 | 0 | 0 | 0 | 0
MA Fac. Spec. - MER Output Annual v3.1 | 405 | 7335 | Rate Constraint in lbs/MWh | FALSE | L | Annual | Generation | TWh | 0 | 0 | 0 | 0 | 0 | 0 | 0
MA Fac. Spec. - MER Output Annual v3.1 | 405 | 7335 | Rate Constraint in lbs/MWh | FALSE | L | Annual | Qualifying Generation | TWh | 0 | 0 | 0 | 0 | 0 | 0 | 0
MA Fac. Spec. - MER Output Annual v3.1 | 405 | 7335 | Rate Constraint in lbs/MWh | FALSE | L | Annual | Constraint Shadow Price | US2019$/Lb | 0 | 0 | 0 | 0 | 0 | 0 | 0
MA Fac. Spec. - Mystic Gen NOx v3.1 | 406 | 7533 | Rate Constraint in lbs/MWh | FALSE | L | Annual | Seasons Included | Seasons | Winter, WintShld, Summer | Winter, WintShld, Summer | Winter, WintShld, Summer | Winter, WintShld, Summer | Winter, WintShld, Summer | Winter, WintShld, Summer | Winter, WintShld, Summer
MA Fac. Spec. - Mystic Gen NOx v3.1 | 406 | 7533 | Rate Constraint in lbs/MWh | FALSE | L | Annual | Standard NOX | lb/MWh | 1.5 | 1.5 | 1.5 | 1.5 | 1.5 | 1.5 | 1.5
MA Fac. Spec. - Mystic Gen NOx v3.1 | 406 | 7533 | Rate Constraint in lbs/MWh | FALSE | L | Annual | Emissions at Affected Plants NOX | Thousand Tons | 0 | 0 | 0 | 0 | 0 | 0 | 0
MA Fac. Spec. - Mystic Gen NOx v3.1 | 406 | 7533 | Rate Constraint in lbs/MWh | FALSE | L | Annual | Allowances Purchased NOX | Thousand Tons | 0 | 0 | 0 | 0 | 0 | 0 | 0
MA Fac. Spec. - Mystic Gen NOx v3.1 | 406 | 7533 | Rate Constraint in lbs/MWh | FALSE | L | Annual | Allowances Sold NOX | Thousand Tons | 0 | 0 | 0 | 0 | 0 | 0 | 0
MA Fac. Spec. - Mystic Gen NOx v3.1 | 406 | 7533 | Rate Constraint in lbs/MWh | FALSE | L | Annual | Allowances Banked | Thousand Tons | 0 | 0 | 0 | 0 | 0 | 0 | 0
MA Fac. Spec. - Mystic Gen NOx v3.1 | 406 | 7533 | Rate Constraint in lbs/MWh | FALSE | L | Annual | Allowances Withdrawn (1:1) | Thousand Tons | 0 | 0 | 0 | 0 | 0 | 0 | 0
MA Fac. Spec. - Mystic Gen NOx v3.1 | 406 | 7533 | Rate Constraint in lbs/MWh | FALSE | L | Annual | Allowances Withdrawn (n:1) | Thousand Tons | 0 | 0 | 0 | 0 | 0 | 0 | 0
MA Fac. Spec. - Mystic Gen NOx v3.1 | 406 | 7533 | Rate Constraint in lbs/MWh | FALSE | L | Annual | Net Emissions Allowance Position | Thousand Tons | 0 | 0 | 0 | 0 | 0 | 0 | 0
MA Fac. Spec. - Mystic Gen NOx v3.1 | 406 | 7533 | Rate Constraint in lbs/MWh | FALSE | L | Annual | Fuel Consumed | TBtu | 0 | 0 | 0 | 0 | 0 | 0 | 0
MA Fac. Spec. - Mystic Gen NOx v3.1 | 406 | 7533 | Rate Constraint in lbs/MWh | FALSE | L | Annual | Rate | lb/MMBtu | 0 | 0 | 0 | 0 | 0 | 0 | 0
MA Fac. Spec. - Mystic Gen NOx v3.1 | 406 | 7533 | Rate Constraint in lbs/MWh | FALSE | L | Annual | Generation | TWh | 0 | 0 | 0 | 0 | 0 | 0 | 0
MA Fac. Spec. - Mystic Gen NOx v3.1 | 406 | 7533 | Rate Constraint in lbs/MWh | FALSE | L | Annual | Qualifying Generation | TWh | 0 | 0 | 0 | 0 | 0 | 0 | 0
MA Fac. Spec. - Mystic Gen NOx v3.1 | 406 | 7533 | Rate Constraint in lbs/MWh | FALSE | L | Annual | Constraint Shadow Price | US2019$/Ton | 0 | 0 | 0 | 0 | 0 | 0 | 0
MA Fac. Spec. - Mystic Gen SO2 Annual v3.1 | 407 | 7534 | Rate Constraint in lbs/MWh | FALSE | L | Annual | Seasons Included | Seasons | Winter, WintShld, Summer | Winter, WintShld, Summer | Winter, WintShld, Summer | Winter, WintShld, Summer | Winter, WintShld, Summer | Winter, WintShld, Summer | Winter, WintShld, Summer
MA Fac. Spec. - Mystic Gen SO2 Annual v3.1 | 407 | 7534 | Rate Constraint in lbs/MWh | FALSE | L | Annual | Standard SO2 | lb/MWh | 3 | 3 | 3 | 3 | 3 | 3 | 3
MA Fac. Spec. - Mystic Gen SO2 Annual v3.1 | 407 | 7534 | Rate Constraint in lbs/MWh | FALSE | L | Annual | Emissions at Affected Plants SO2 | Thousand Tons | 0 | 0 | 0 | 0 | 0 | 0 | 0
MA Fac. Spec. - Mystic Gen SO2 Annual v3.1 | 407 | 7534 | Rate Constraint in lbs/MWh | FALSE | L | Annual | Allowances Purchased SO2 | Thousand Tons | 0 | 0 | 0 | 0 | 0 | 0 | 0
MA Fac. Spec. - Mystic Gen SO2 Annual v3.1 | 407 | 7534 | Rate Constraint in lbs/MWh | FALSE | L | Annual | Allowances Sold SO2 | Thousand Tons | 0 | 0 | 0 | 0 | 0 | 0 | 0
MA Fac. Spec. - Mystic Gen SO2 Annual v3.1 | 407 | 7534 | Rate Constraint in lbs/MWh | FALSE | L | Annual | Allowances Banked | Thousand Tons | 0 | 0 | 0 | 0 | 0 | 0 | 0
MA Fac. Spec. - Mystic Gen SO2 Annual v3.1 | 407 | 7534 | Rate Constraint in lbs/MWh | FALSE | L | Annual | Allowances Withdrawn (1:1) | Thousand Tons | 0 | 0 | 0 | 0 | 0 | 0 | 0
MA Fac. Spec. - Mystic Gen SO2 Annual v3.1 | 407 | 7534 | Rate Constraint in lbs/MWh | FALSE | L | Annual | Allowances Withdrawn (n:1) | Thousand Tons | 0 | 0 | 0 | 0 | 0 | 0 | 0
MA Fac. Spec. - Mystic Gen SO2 Annual v3.1 | 407 | 7534 | Rate Constraint in lbs/MWh | FALSE | L | Annual | Net Emissions Allowance Position | Thousand Tons | 0 | 0 | 0 | 0 | 0 | 0 | 0
MA Fac. Spec. - Mystic Gen SO2 Annual v3.1 | 407 | 7534 | Rate Constraint in lbs/MWh | FALSE | L | Annual | Fuel Consumed | TBtu | 0 | 0 | 0 | 0 | 0 | 0 | 0
MA Fac. Spec. - Mystic Gen SO2 Annual v3.1 | 407 | 7534 | Rate Constraint in lbs/MWh | FALSE | L | Annual | Rate | lb/MMBtu | 0 | 0 | 0 | 0 | 0 | 0 | 0
MA Fac. Spec. - Mystic Gen SO2 Annual v3.1 | 407 | 7534 | Rate Constraint in lbs/MWh | FALSE | L | Annual | Generation | TWh | 0 | 0 | 0 | 0 | 0 | 0 | 0
MA Fac. Spec. - Mystic Gen SO2 Annual v3.1 | 407 | 7534 | Rate Constraint in lbs/MWh | FALSE | L | Annual | Qualifying Generation | TWh | 0 | 0 | 0 | 0 | 0 | 0 | 0
MA Fac. Spec. - Mystic Gen SO2 Annual v3.1 | 407 | 7534 | Rate Constraint in lbs/MWh | FALSE | L | Annual | Constraint Shadow Price | US2019$/Ton | 0 | 0 | 0 | 0 | 0 | 0 | 0
MD Coal-fired EGUs NOx rate - NRG & GenOn v5.16 | 408 | 7334 | Rate Constraint in lbs/MMBtu | FALSE | L | Annual | Seasons Included | Seasons | Summer | Summer | Summer | Summer | Summer | Summer | Summer
MD Coal-fired EGUs NOx rate - NRG & GenOn v5.16 | 408 | 7334 | Rate Constraint in lbs/MMBtu | FALSE | L | Annual | Standard NOX | lb/MMBtu | 0.15 | 0.15 | 0.15 | 0.15 | 0.15 | 0.15 | 0.15
MD Coal-fired EGUs NOx rate - NRG & GenOn v5.16 | 408 | 7334 | Rate Constraint in lbs/MMBtu | FALSE | L | Annual | Emissions at Affected Plants NOX | Thousand Tons | 0 | 0 | 0 | 0 | 0 | 0 | 0
MD Coal-fired EGUs NOx rate - NRG & GenOn v5.16 | 408 | 7334 | Rate Constraint in lbs/MMBtu | FALSE | L | Annual | Allowances Purchased NOX | Thousand Tons | 0 | 0 | 0 | 0 | 0 | 0 | 0
MD Coal-fired EGUs NOx rate - NRG & GenOn v5.16 | 408 | 7334 | Rate Constraint in lbs/MMBtu | FALSE | L | Annual | Allowances Sold NOX | Thousand Tons | 0 | 0 | 0 | 0 | 0 | 0 | 0
MD Coal-fired EGUs NOx rate - NRG & GenOn v5.16 | 408 | 7334 | Rate Constraint in lbs/MMBtu | FALSE | L | Annual | Allowances Banked | Thousand Tons | 0 | 0 | 0 | 0 | 0 | 0 | 0
MD Coal-fired EGUs NOx rate - NRG & GenOn v5.16 | 408 | 7334 | Rate Constraint in lbs/MMBtu | FALSE | L | Annual | Allowances Withdrawn (1:1) | Thousand Tons | 0 | 0 | 0 | 0 | 0 | 0 | 0
MD Coal-fired EGUs NOx rate - NRG & GenOn v5.16 | 408 | 7334 | Rate Constraint in lbs/MMBtu | FALSE | L | Annual | Allowances Withdrawn (n:1) | Thousand Tons | 0 | 0 | 0 | 0 | 0 | 0 | 0
MD Coal-fired EGUs NOx rate - NRG & GenOn v5.16 | 408 | 7334 | Rate Constraint in lbs/MMBtu | FALSE | L | Annual | Net Emissions Allowance Position | Thousand Tons | 0 | 0 | 0 | 0 | 0 | 0 | 0
MD Coal-fired EGUs NOx rate - NRG & GenOn v5.16 | 408 | 7334 | Rate Constraint in lbs/MMBtu | FALSE | L | Annual | Fuel Consumed | TBtu | 0 | 0 | 0 | 0 | 0 | 0 | 0
MD Coal-fired EGUs NOx rate - NRG & GenOn v5.16 | 408 | 7334 | Rate Constraint in lbs/MMBtu | FALSE | L | Annual | Rate | lb/MMBtu | 0 | 0 | 0 | 0 | 0 | 0 | 0
MD Coal-fired EGUs NOx rate - NRG & GenOn v5.16 | 408 | 7334 | Rate Constraint in lbs/MMBtu | FALSE | L | Annual | Generation | TWh | 0 | 0 | 0 | 0 | 0 | 0 | 0
MD Coal-fired EGUs NOx rate - NRG & GenOn v5.16 | 408 | 7334 | Rate Constraint in lbs/MMBtu | FALSE | L | Annual | Qualifying Generation | TWh | 0 | 0 | 0 | 0 | 0 | 0 | 0
MD Coal-fired EGUs NOx rate - NRG & GenOn v5.16 | 408 | 7334 | Rate Constraint in lbs/MMBtu | FALSE | L | Annual | Rate | lb/MWh | 0 | 0 | 0 | 0 | 0 | 0 | 0
MD Coal-fired EGUs NOx rate - NRG & GenOn v5.16 | 408 | 7334 | Rate Constraint in lbs/MMBtu | FALSE | L | Annual | Constraint Shadow Price | US2019$/Ton | 0 | 0 | 0 | 0 | 0 | 0 | 0
MD Coal-fired EGUs NOx rate - Raven v5.16 | 409 | 7333 | Rate Constraint in lbs/MMBtu | FALSE | L | Annual | Seasons Included | Seasons | Summer | Summer | Summer | Summer | Summer | Summer | Summer
MD Coal-fired EGUs NOx rate - Raven v5.16 | 409 | 7333 | Rate Constraint in lbs/MMBtu | FALSE | L | Annual | Standard NOX | lb/MMBtu | 0.15 | 0.15 | 0.15 | 0.15 | 0.15 | 0.15 | 0.15
MD Coal-fired EGUs NOx rate - Raven v5.16 | 409 | 7333 | Rate Constraint in lbs/MMBtu | FALSE | L | Annual | Emissions at Affected Plants NOX | Thousand Tons | 0 | 0 | 0 | 0 | 0 | 0 | 0
MD Coal-fired EGUs NOx rate - Raven v5.16 | 409 | 7333 | Rate Constraint in lbs/MMBtu | FALSE | L | Annual | Allowances Purchased NOX | Thousand Tons | 0 | 0 | 0 | 0 | 0 | 0 | 0
MD Coal-fired EGUs NOx rate - Raven v5.16 | 409 | 7333 | Rate Constraint in lbs/MMBtu | FALSE | L | Annual | Allowances Sold NOX | Thousand Tons | 0 | 0 | 0 | 0 | 0 | 0 | 0
MD Coal-fired EGUs NOx rate - Raven v5.16 | 409 | 7333 | Rate Constraint in lbs/MMBtu | FALSE | L | Annual | Allowances Banked | Thousand Tons | 0 | 0 | 0 | 0 | 0 | 0 | 0
MD Coal-fired EGUs NOx rate - Raven v5.16 | 409 | 7333 | Rate Constraint in lbs/MMBtu | FALSE | L | Annual | Allowances Withdrawn (1:1) | Thousand Tons | 0 | 0 | 0 | 0 | 0 | 0 | 0
MD Coal-fired EGUs NOx rate - Raven v5.16 | 409 | 7333 | Rate Constraint in lbs/MMBtu | FALSE | L | Annual | Allowances Withdrawn (n:1) | Thousand Tons | 0 | 0 | 0 | 0 | 0 | 0 | 0
MD Coal-fired EGUs NOx rate - Raven v5.16 | 409 | 7333 | Rate Constraint in lbs/MMBtu | FALSE | L | Annual | Net Emissions Allowance Position | Thousand Tons | 0 | 0 | 0 | 0 | 0 | 0 | 0
MD Coal-fired EGUs NOx rate - Raven v5.16 | 409 | 7333 | Rate Constraint in lbs/MMBtu | FALSE | L | Annual | Fuel Consumed | TBtu | 0 | 0 | 0 | 0 | 0 | 0 | 0
MD Coal-fired EGUs NOx rate - Raven v5.16 | 409 | 7333 | Rate Constraint in lbs/MMBtu | FALSE | L | Annual | Rate | lb/MMBtu | 0 | 0 | 0 | 0 | 0 | 0 | 0
MD Coal-fired EGUs NOx rate - Raven v5.16 | 409 | 7333 | Rate Constraint in lbs/MMBtu | FALSE | L | Annual | Generation | TWh | 0 | 0 | 0 | 0 | 0 | 0 | 0
MD Coal-fired EGUs NOx rate - Raven v5.16 | 409 | 7333 | Rate Constraint in lbs/MMBtu | FALSE | L | Annual | Qualifying Generation | TWh | 0 | 0 | 0 | 0 | 0 | 0 | 0
MD Coal-fired EGUs NOx rate - Raven v5.16 | 409 | 7333 | Rate Constraint in lbs/MMBtu | FALSE | L | Annual | Rate | lb/MWh | 0 | 0 | 0 | 0 | 0 | 0 | 0
MD Coal-fired EGUs NOx rate - Raven v5.16 | 409 | 7333 | Rate Constraint in lbs/MMBtu | FALSE | L | Annual | Constraint Shadow Price | US2019$/Ton | 0 | 0 | 0 | 0 | 0 | 0 | 0
MD Healthy Air Act - Constellation NOx Cap Ann 4.1 | 410 | 7330 | Rate Constraint in MTons | FALSE | L | Annual | Seasons Included | Seasons | Winter, WintShld, Summer | Winter, WintShld, Summer | Winter, WintShld, Summer | Winter, WintShld, Summer | Winter, WintShld, Summer | Winter, WintShld, Summer | Winter, WintShld, Summer
MD Healthy Air Act - Constellation NOx Cap Ann 4.1 | 410 | 7330 | Rate Constraint in MTons | FALSE | L | Annual | Standard NOX | Thousand Tons | 8.026 | 8.026 | 8.026 | 8.026 | 8.026 | 8.026 | 8.026
MD Healthy Air Act - Constellation NOx Cap Ann 4.1 | 410 | 7330 | Rate Constraint in MTons | FALSE | L | Annual | Emissions at Affected Plants NOX | Thousand Tons | 0 | 0 | 0 | 0 | 0 | 0 | 0
MD Healthy Air Act - Constellation NOx Cap Ann 4.1 | 410 | 7330 | Rate Constraint in MTons | FALSE | L | Annual | Allowances Purchased NOX | Thousand Tons | 0 | 0 | 0 | 0 | 0 | 0 | 0
MD Healthy Air Act - Constellation NOx Cap Ann 4.1 | 410 | 7330 | Rate Constraint in MTons | FALSE | L | Annual | Allowances Sold NOX | Thousand Tons | 0 | 0 | 0 | 0 | 0 | 0 | 0
MD Healthy Air Act - Constellation NOx Cap Ann 4.1 | 410 | 7330 | Rate Constraint in MTons | FALSE | L | Annual | Allowances Banked | Thousand Tons | 0 | 0 | 0 | 0 | 0 | 0 | 0
MD Healthy Air Act - Constellation NOx Cap Ann 4.1 | 410 | 7330 | Rate Constraint in MTons | FALSE | L | Annual | Allowances Withdrawn (1:1) | Thousand Tons | 0 | 0 | 0 | 0 | 0 | 0 | 0
MD Healthy Air Act - Constellation NOx Cap Ann 4.1 | 410 | 7330 | Rate Constraint in MTons | FALSE | L | Annual | Allowances Withdrawn (n:1) | Thousand Tons | 0 | 0 | 0 | 0 | 0 | 0 | 0
MD Healthy Air Act - Constellation NOx Cap Ann 4.1 | 410 | 7330 | Rate Constraint in MTons | FALSE | L | Annual | Net Emissions Allowance Position | Thousand Tons | 0 | 0 | 0 | 0 | 0 | 0 | 0
MD Healthy Air Act - Constellation NOx Cap Ann 4.1 | 410 | 7330 | Rate Constraint in MTons | FALSE | L | Annual | Fuel Consumed | TBtu | 0 | 0 | 0 | 0 | 0 | 0 | 0
MD Healthy Air Act - Constellation NOx Cap Ann 4.1 | 410 | 7330 | Rate Constraint in MTons | FALSE | L | Annual | Rate | lb/MMBtu | 0 | 0 | 0 | 0 | 0 | 0 | 0
MD Healthy Air Act - Constellation NOx Cap Ann 4.1 | 410 | 7330 | Rate Constraint in MTons | FALSE | L | Annual | Generation | TWh | 0 | 0 | 0 | 0 | 0 | 0 | 0
MD Healthy Air Act - Constellation NOx Cap Ann 4.1 | 410 | 7330 | Rate Constraint in MTons | FALSE | L | Annual | Qualifying Generation | TWh | 0 | 0 | 0 | 0 | 0 | 0 | 0
MD Healthy Air Act - Constellation NOx Cap Ann 4.1 | 410 | 7330 | Rate Constraint in MTons | FALSE | L | Annual | Rate | lb/MWh | 0 | 0 | 0 | 0 | 0 | 0 | 0
MD Healthy Air Act - Constellation NOx Cap Ann 4.1 | 410 | 7330 | Rate Constraint in MTons | FALSE | L | Annual | Constraint Shadow Price | US2019$/Ton | 0 | 0 | 0 | 0 | 0 | 0 | 0
MD Healthy Air Act - Constellation NOx Cap Sum 4.1 | 411 | 7328 | Rate Constraint in MTons | FALSE | L | Annual | Seasons Included | Seasons | Summer | Summer | Summer | Summer | Summer | Summer | Summer
MD Healthy Air Act - Constellation NOx Cap Sum 4.1 | 411 | 7328 | Rate Constraint in MTons | FALSE | L | Annual | Standard NOX | Thousand Tons | 3.63 | 3.63 | 3.63 | 3.63 | 3.63 | 3.63 | 3.63
MD Healthy Air Act - Constellation NOx Cap Sum 4.1 | 411 | 7328 | Rate Constraint in MTons | FALSE | L | Annual | Emissions at Affected Plants NOX | Thousand Tons | 0 | 0 | 0 | 0 | 0 | 0 | 0
MD Healthy Air Act - Constellation NOx Cap Sum 4.1 | 411 | 7328 | Rate Constraint in MTons | FALSE | L | Annual | Allowances Purchased NOX | Thousand Tons | 0 | 0 | 0 | 0 | 0 | 0 | 0
MD Healthy Air Act - Constellation NOx Cap Sum 4.1 | 411 | 7328 | Rate Constraint in MTons | FALSE | L | Annual | Allowances Sold NOX | Thousand Tons | 0 | 0 | 0 | 0 | 0 | 0 | 0
MD Healthy Air Act - Constellation NOx Cap Sum 4.1 | 411 | 7328 | Rate Constraint in MTons | FALSE | L | Annual | Allowances Banked | Thousand Tons | 0 | 0 | 0 | 0 | 0 | 0 | 0
MD Healthy Air Act - Constellation NOx Cap Sum 4.1 | 411 | 7328 | Rate Constraint in MTons | FALSE | L | Annual | Allowances Withdrawn (1:1) | Thousand Tons | 0 | 0 | 0 | 0 | 0 | 0 | 0
MD Healthy Air Act - Constellation NOx Cap Sum 4.1 | 411 | 7328 | Rate Constraint in MTons | FALSE | L | Annual | Allowances Withdrawn (n:1) | Thousand Tons | 0 | 0 | 0 | 0 | 0 | 0 | 0
MD Healthy Air Act - Constellation NOx Cap Sum 4.1 | 411 | 7328 | Rate Constraint in MTons | FALSE | L | Annual | Net Emissions Allowance Position | Thousand Tons | 0 | 0 | 0 | 0 | 0 | 0 | 0
MD Healthy Air Act - Constellation NOx Cap Sum 4.1 | 411 | 7328 | Rate Constraint in MTons | FALSE | L | Annual | Fuel Consumed | TBtu | 0 | 0 | 0 | 0 | 0 | 0 | 0
MD Healthy Air Act - Constellation NOx Cap Sum 4.1 | 411 | 7328 | Rate Constraint in MTons | FALSE | L | Annual | Rate | lb/MMBtu | 0 | 0 | 0 | 0 | 0 | 0 | 0
MD Healthy Air Act - Constellation NOx Cap Sum 4.1 | 411 | 7328 | Rate Constraint in MTons | FALSE | L | Annual | Generation | TWh | 0 | 0 | 0 | 0 | 0 | 0 | 0
MD Healthy Air Act - Constellation NOx Cap Sum 4.1 | 411 | 7328 | Rate Constraint in MTons | FALSE | L | Annual | Qualifying Generation | TWh | 0 | 0 | 0 | 0 | 0 | 0 | 0
MD Healthy Air Act - Constellation NOx Cap Sum 4.1 | 411 | 7328 | Rate Constraint in MTons | FALSE | L | Annual | Rate | lb/MWh | 0 | 0 | 0 | 0 | 0 | 0 | 0
MD Healthy Air Act - Constellation NOx Cap Sum 4.1 | 411 | 7328 | Rate Constraint in MTons | FALSE | L | Annual | Constraint Shadow Price | US2019$/Ton | 0 | 0 | 0 | 0 | 0 | 0 | 0
MD Healthy Air Act - Constellation SO2 Cap Ann 4.1 | 412 | 7326 | Rate Constraint in MTons | FALSE | L | Annual | Seasons Included | Seasons | Winter, WintShld, Summer | Winter, WintShld, Summer | Winter, WintShld, Summer | Winter, WintShld, Summer | Winter, WintShld, Summer | Winter, WintShld, Summer | Winter, WintShld, Summer
MD Healthy Air Act - Constellation SO2 Cap Ann 4.1 | 412 | 7326 | Rate Constraint in MTons | FALSE | L | Annual | Standard SO2 | Thousand Tons | 17.926 | 17.926 | 17.926 | 17.926 | 17.926 | 17.926 | 17.926
MD Healthy Air Act - Constellation SO2 Cap Ann 4.1 | 412 | 7326 | Rate Constraint in MTons | FALSE | L | Annual | Emissions at Affected Plants SO2 | Thousand Tons | 0 | 0 | 0 | 0 | 0 | 0 | 0
MD Healthy Air Act - Constellation SO2 Cap Ann 4.1 | 412 | 7326 | Rate Constraint in MTons | FALSE | L | Annual | Allowances Purchased SO2 | Thousand Tons | 0 | 0 | 0 | 0 | 0 | 0 | 0
MD Healthy Air Act - Constellation SO2 Cap Ann 4.1 | 412 | 7326 | Rate Constraint in MTons | FALSE | L | Annual | Allowances Sold SO2 | Thousand Tons | 0 | 0 | 0 | 0 | 0 | 0 | 0
MD Healthy Air Act - Constellation SO2 Cap Ann 4.1 | 412 | 7326 | Rate Constraint in MTons | FALSE | L | Annual | Allowances Banked | Thousand Tons | 0 | 0 | 0 | 0 | 0 | 0 | 0
MD Healthy Air Act - Constellation SO2 Cap Ann 4.1 | 412 | 7326 | Rate Constraint in MTons | FALSE | L | Annual | Allowances Withdrawn (1:1) | Thousand Tons | 0 | 0 | 0 | 0 | 0 | 0 | 0
MD Healthy Air Act - Constellation SO2 Cap Ann 4.1 | 412 | 7326 | Rate Constraint in MTons | FALSE | L | Annual | Allowances Withdrawn (n:1) | Thousand Tons | 0 | 0 | 0 | 0 | 0 | 0 | 0
MD Healthy Air Act - Constellation SO2 Cap Ann 4.1 | 412 | 7326 | Rate Constraint in MTons | FALSE | L | Annual | Net Emissions Allowance Position | Thousand Tons | 0 | 0 | 0 | 0 | 0 | 0 | 0
MD Healthy Air Act - Constellation SO2 Cap Ann 4.1 | 412 | 7326 | Rate Constraint in MTons | FALSE | L | Annual | Fuel Consumed | TBtu | 0 | 0 | 0 | 0 | 0 | 0 | 0
MD Healthy Air Act - Constellation SO2 Cap Ann 4.1 | 412 | 7326 | Rate Constraint in MTons | FALSE | L | Annual | Rate | lb/MMBtu | 0 | 0 | 0 | 0 | 0 | 0 | 0
MD Healthy Air Act - Constellation SO2 Cap Ann 4.1 | 412 | 7326 | Rate Constraint in MTons | FALSE | L | Annual | Generation | TWh | 0 | 0 | 0 | 0 | 0 | 0 | 0
MD Healthy Air Act - Constellation SO2 Cap Ann 4.1 | 412 | 7326 | Rate Constraint in MTons | FALSE | L | Annual | Qualifying Generation | TWh | 0 | 0 | 0 | 0 | 0 | 0 | 0
MD Healthy Air Act - Constellation SO2 Cap Ann 4.1 | 412 | 7326 | Rate Constraint in MTons | FALSE | L | Annual | Rate | lb/MWh | 0 | 0 | 0 | 0 | 0 | 0 | 0
MD Healthy Air Act - Constellation SO2 Cap Ann 4.1 | 412 | 7326 | Rate Constraint in MTons | FALSE | L | Annual | Constraint Shadow Price | US2019$/Ton | 0 | 0 | 0 | 0 | 0 | 0 | 0
MD Healthy Air Act - MER Removal Annual v3.1 | 413 | 7332 | MACT Fuel Choice Floor in lbs/MMBtu | FALSE | L | Annual | Seasons Included | Seasons | Winter, WintShld, Summer | Winter, WintShld, Summer | Winter, WintShld, Summer | Winter, WintShld, Summer | Winter, WintShld, Summer | Winter, WintShld, Summer | Winter, WintShld, Summer
MD Healthy Air Act - MER Removal Annual v3.1 | 413 | 7332 | MACT Fuel Choice Floor in lbs/MMBtu | FALSE | L | Annual | Emission Floor | lbs/MMBtu | 0 | 0 | 0 | 0 | 0 | 0 | 0
MD Healthy Air Act - MER Removal Annual v3.1 | 413 | 7332 | MACT Fuel Choice Floor in lbs/MMBtu | FALSE | L | Annual | Emissions at Affected Plants MER | lbs | 0 | 0 | 0 | 0 | 0 | 0 | 0
MD Healthy Air Act - MER Removal Annual v3.1 | 413 | 7332 | MACT Fuel Choice Floor in lbs/MMBtu | FALSE | L | Annual | Allowances Purchased MER | lbs | 0 | 0 | 0 | 0 | 0 | 0 | 0
MD Healthy Air Act - MER Removal Annual v3.1 | 413 | 7332 | MACT Fuel Choice Floor in lbs/MMBtu | FALSE | L | Annual | Allowances Sold MER | lbs | 0 | 0 | 0 | 0 | 0 | 0 | 0
MD Healthy Air Act - MER Removal Annual v3.1 | 413 | 7332 | MACT Fuel Choice Floor in lbs/MMBtu | FALSE | L | Annual | Allowances Banked | lbs | 0 | 0 | 0 | 0 | 0 | 0 | 0
MD Healthy Air Act - MER Removal Annual v3.1 | 413 | 7332 | MACT Fuel Choice Floor in lbs/MMBtu | FALSE | L | Annual | Allowances Withdrawn (1:1) | lbs | 0 | 0 | 0 | 0 | 0 | 0 | 0
MD Healthy Air Act - MER Removal Annual v3.1 | 413 | 7332 | MACT Fuel Choice Floor in lbs/MMBtu | FALSE | L | Annual | Allowances Withdrawn (n:1) | lbs | 0 | 0 | 0 | 0 | 0 | 0 | 0
MD Healthy Air Act - MER Removal Annual v3.1 | 413 | 7332 | MACT Fuel Choice Floor in lbs/MMBtu | FALSE | L | Annual | Net Emissions Allowance Position | lbs | 0 | 0 | 0 | 0 | 0 | 0 | 0
MD Healthy Air Act - MER Removal Annual v3.1 | 413 | 7332 | MACT Fuel Choice Floor in lbs/MMBtu | FALSE | L | Annual | Fuel Consumed | TBtu | 0 | 0 | 0 | 0 | 0 | 0 | 0
MD Healthy Air Act - MER Removal Annual v3.1 | 413 | 7332 | MACT Fuel Choice Floor in lbs/MMBtu | FALSE | L | Annual | Rate | lb/MMBtu | 0 | 0 | 0 | 0 | 0 | 0 | 0
MD Healthy Air Act - MER Removal Annual v3.1 | 413 | 7332 | MACT Fuel Choice Floor in lbs/MMBtu | FALSE | L | Annual | Generation | TWh | 0 | 0 | 0 | 0 | 0 | 0 | 0
MD Healthy Air Act - MER Removal Annual v3.1 | 413 | 7332 | MACT Fuel Choice Floor in lbs/MMBtu | FALSE | L | Annual | Qualifying Generation | TWh | 0 | 0 | 0 | 0 | 0 | 0 | 0
MD Healthy Air Act - MER Removal Annual v3.1 | 413 | 7332 | MACT Fuel Choice Floor in lbs/MMBtu | FALSE | L | Annual | Constraint Shadow Price | US2019$/Lb | 0 | 0 | 0 | 0 | 0 | 0 | 0
MD Healthy Air Act - Mirant NOx Cap Annual v4.10 | 414 | 7331 | Rate Constraint in MTons | FALSE | L | Annual | Seasons Included | Seasons | Winter, WintShld, Summer | Winter, WintShld, Summer | Winter, WintShld, Summer | Winter, WintShld, Summer | Winter, WintShld, Summer | Winter, WintShld, Summer | Winter, WintShld, Summer
MD Healthy Air Act - Mirant NOx Cap Annual v4.10 | 414 | 7331 | Rate Constraint in MTons | FALSE | L | Annual | Standard NOX | Thousand Tons | 8.298 | 8.298 | 8.298 | 8.298 | 8.298 | 8.298 | 8.298
MD Healthy Air Act - Mirant NOx Cap Annual v4.10 | 414 | 7331 | Rate Constraint in MTons | FALSE | L | Annual | Emissions at Affected Plants NOX | Thousand Tons | 0 | 0 | 0 | 0 | 0 | 0 | 0
MD Healthy Air Act - Mirant NOx Cap Annual v4.10 | 414 | 7331 | Rate Constraint in MTons | FALSE | L | Annual | Allowances Purchased NOX | Thousand Tons | 0 | 0 | 0 | 0 | 0 | 0 | 0
MD Healthy Air Act - Mirant NOx Cap Annual v4.10 | 414 | 7331 | Rate Constraint in MTons | FALSE | L | Annual | Allowances Sold NOX | Thousand Tons | 0 | 0 | 0 | 0 | 0 | 0 | 0
MD Healthy Air Act - Mirant NOx Cap Annual v4.10 | 414 | 7331 | Rate Constraint in MTons | FALSE | L | Annual | Allowances Banked | Thousand Tons | 0 | 0 | 0 | 0 | 0 | 0 | 0
MD Healthy Air Act - Mirant NOx Cap Annual v4.10 | 414 | 7331 | Rate Constraint in MTons | FALSE | L | Annual | Allowances Withdrawn (1:1) | Thousand Tons | 0 | 0 | 0 | 0 | 0 | 0 | 0
MD Healthy Air Act - Mirant NOx Cap Annual v4.10 | 414 | 7331 | Rate Constraint in MTons | FALSE | L | Annual | Allowances Withdrawn (n:1) | Thousand Tons | 0 | 0 | 0 | 0 | 0 | 0 | 0
MD Healthy Air Act - Mirant NOx Cap Annual v4.10 | 414 | 7331 | Rate Constraint in MTons | FALSE | L | Annual | Net Emissions Allowance Position | Thousand Tons | 0 | 0 | 0 | 0 | 0 | 0 | 0
MD Healthy Air Act - Mirant NOx Cap Annual v4.10 | 414 | 7331 | Rate Constraint in MTons | FALSE | L | Annual | Fuel Consumed | TBtu | 0 | 0 | 0 | 0 | 0 | 0 | 0
MD Healthy Air Act - Mirant NOx Cap Annual v4.10 | 414 | 7331 | Rate Constraint in MTons | FALSE | L | Annual | Rate | lb/MMBtu | 0 | 0 | 0 | 0 | 0 | 0 | 0
MD Healthy Air Act - Mirant NOx Cap Annual v4.10 | 414 | 7331 | Rate Constraint in MTons | FALSE | L | Annual | Generation | TWh | 0 | 0 | 0 | 0 | 0 | 0 | 0
MD Healthy Air Act - Mirant NOx Cap Annual v4.10 | 414 | 7331 | Rate Constraint in MTons | FALSE | L | Annual | Qualifying Generation | TWh | 0 | 0 | 0 | 0 | 0 | 0 | 0
MD Healthy Air Act - Mirant NOx Cap Annual v4.10 | 414 | 7331 | Rate Constraint in MTons | FALSE | L | Annual | Rate | lb/MWh | 0 | 0 | 0 | 0 | 0 | 0 | 0
MD Healthy Air Act - Mirant NOx Cap Annual v4.10 | 414 | 7331 | Rate Constraint in MTons | FALSE | L | Annual | Constraint Shadow Price | US2019$/Ton | 0 | 0 | 0 | 0 | 0 | 0 | 0
MD Healthy Air Act - Mirant NOx Cap Summer v4.10 | 415 | 7329 | Rate Constraint in MTons | FALSE | L | Annual | Seasons Included | Seasons | Summer | Summer | Summer | Summer | Summer | Summer | Summer
MD Healthy Air Act - Mirant NOx Cap Summer v4.10 | 415 | 7329 | Rate Constraint in MTons | FALSE | L | Annual | Standard NOX | Thousand Tons | 3.567 | 3.567 | 3.567 | 3.567 | 3.567 | 3.567 | 3.567
MD Healthy Air Act - Mirant NOx Cap Summer v4.10 | 415 | 7329 | Rate Constraint in MTons | FALSE | L | Annual | Emissions at Affected Plants NOX | Thousand Tons | 0 | 0 | 0 | 0 | 0 | 0 | 0
MD Healthy Air Act - Mirant NOx Cap Summer v4.10 | 415 | 7329 | Rate Constraint in MTons | FALSE | L | Annual | Allowances Purchased NOX | Thousand Tons | 0 | 0 | 0 | 0 | 0 | 0 | 0
MD Healthy Air Act - Mirant NOx Cap Summer v4.10 | 415 | 7329 | Rate Constraint in MTons | FALSE | L | Annual | Allowances Sold NOX | Thousand Tons | 0 | 0 | 0 | 0 | 0 | 0 | 0
MD Healthy Air Act - Mirant NOx Cap Summer v4.10 | 415 | 7329 | Rate Constraint in MTons | FALSE | L | Annual | Allowances Banked | Thousand Tons | 0 | 0 | 0 | 0 | 0 | 0 | 0
MD Healthy Air Act - Mirant NOx Cap Summer v4.10 | 415 | 7329 | Rate Constraint in MTons | FALSE | L | Annual | Allowances Withdrawn (1:1) | Thousand Tons | 0 | 0 | 0 | 0 | 0 | 0 | 0
MD Healthy Air Act - Mirant NOx Cap Summer v4.10 | 415 | 7329 | Rate Constraint in MTons | FALSE | L | Annual | Allowances Withdrawn (n:1) | Thousand Tons | 0 | 0 | 0 | 0 | 0 | 0 | 0
MD Healthy Air Act - Mirant NOx Cap Summer v4.10 | 415 | 7329 | Rate Constraint in MTons | FALSE | L | Annual | Net Emissions Allowance Position | Thousand Tons | 0 | 0 | 0 | 0 | 0 | 0 | 0
MD Healthy Air Act - Mirant NOx Cap Summer v4.10 | 415 | 7329 | Rate Constraint in MTons | FALSE | L | Annual | Fuel Consumed | TBtu | 0 | 0 | 0 | 0 | 0 | 0 | 0
MD Healthy Air Act - Mirant NOx Cap Summer v4.10 | 415 | 7329 | Rate Constraint in MTons | FALSE | L | Annual | Rate | lb/MMBtu | 0 | 0 | 0 | 0 | 0 | 0 | 0
MD Healthy Air Act - Mirant NOx Cap Summer v4.10 | 415 | 7329 | Rate Constraint in MTons | FALSE | L | Annual | Generation | TWh | 0 | 0 | 0 | 0 | 0 | 0 | 0
MD Healthy Air Act - Mirant NOx Cap Summer v4.10 | 415 | 7329 | Rate Constraint in MTons | FALSE | L | Annual | Qualifying Generation | TWh | 0 | 0 | 0 | 0 | 0 | 0 | 0
MD Healthy Air Act - Mirant NOx Cap Summer v4.10 | 415 | 7329 | Rate Constraint in MTons | FALSE | L | Annual | Rate | lb/MWh | 0 | 0 | 0 | 0 | 0 | 0 | 0
MD Healthy Air Act - Mirant NOx Cap Summer v4.10 | 415 | 7329 | Rate Constraint in MTons | FALSE | L | Annual | Constraint Shadow Price | US2019$/Ton | 0 | 0 | 0 | 0 | 0 | 0 | 0
MD Healthy Air Act - Mirant SO2 Cap Annual v4.10 | 416 | 7327 | Rate Constraint in MTons | FALSE | L | Annual | Seasons Included | Seasons | Winter, WintShld, Summer | Winter, WintShld, Summer | Winter, WintShld, Summer | Winter, WintShld, Summer | Winter, WintShld, Summer | Winter, WintShld, Summer | Winter, WintShld, Summer
MD Healthy Air Act - Mirant SO2 Cap Annual v4.10 | 416 | 7327 | Rate Constraint in MTons | FALSE | L | Annual | Standard SO2 | Thousand Tons | 18.541 | 18.541 | 18.541 | 18.541 | 18.541 | 18.541 | 18.541
MD Healthy Air Act - Mirant SO2 Cap Annual v4.10 | 416 | 7327 | Rate Constraint in MTons | FALSE | L | Annual | Emissions at Affected Plants SO2 | Thousand Tons | 0 | 0 | 0 | 0 | 0 | 0 | 0
MD Healthy Air Act - Mirant SO2 Cap Annual v4.10 | 416 | 7327 | Rate Constraint in MTons | FALSE | L | Annual | Allowances Purchased SO2 | Thousand Tons | 0 | 0 | 0 | 0 | 0 | 0 | 0
MD Healthy Air Act - Mirant SO2 Cap Annual v4.10 | 416 | 7327 | Rate Constraint in MTons | FALSE | L | Annual | Allowances Sold SO2 | Thousand Tons | 0 | 0 | 0 | 0 | 0 | 0 | 0
MD Healthy Air Act - Mirant SO2 Cap Annual v4.10 | 416 | 7327 | Rate Constraint in MTons | FALSE | L | Annual | Allowances Banked | Thousand Tons | 0 | 0 | 0 | 0 | 0 | 0 | 0
MD Healthy Air Act - Mirant SO2 Cap Annual v4.10 | 416 | 7327 | Rate Constraint in MTons | FALSE | L | Annual | Allowances Withdrawn (1:1) | Thousand Tons | 0 | 0 | 0 | 0 | 0 | 0 | 0
MD Healthy Air Act - Mirant SO2 Cap Annual v4.10 | 416 | 7327 | Rate Constraint in MTons | FALSE | L | Annual | Allowances Withdrawn (n:1) | Thousand Tons | 0 | 0 | 0 | 0 | 0 | 0 | 0
MD Healthy Air Act - Mirant SO2 Cap Annual v4.10 | 416 | 7327 | Rate Constraint in MTons | FALSE | L | Annual | Net Emissions Allowance Position | Thousand Tons | 0 | 0 | 0 | 0 | 0 | 0 | 0
MD Healthy Air Act - Mirant SO2 Cap Annual v4.10 | 416 | 7327 | Rate Constraint in MTons | FALSE | L | Annual | Fuel Consumed | TBtu | 0 | 0 | 0 | 0 | 0 | 0 | 0
MD Healthy Air Act - Mirant SO2 Cap Annual v4.10 | 416 | 7327 | Rate Constraint in MTons | FALSE | L | Annual | Rate | lb/MMBtu | 0 | 0 | 0 | 0 | 0 | 0 | 0
MD Healthy Air Act - Mirant SO2 Cap Annual v4.10 | 416 | 7327 | Rate Constraint in MTons | FALSE | L | Annual | Generation | TWh | 0 | 0 | 0 | 0 | 0 | 0 | 0
MD Healthy Air Act - Mirant SO2 Cap Annual v4.10 | 416 | 7327 | Rate Constraint in MTons | FALSE | L | Annual | Qualifying Generation | TWh | 0 | 0 | 0 | 0 | 0 | 0 | 0
MD Healthy Air Act - Mirant SO2 Cap Annual v4.10 | 416 | 7327 | Rate Constraint in MTons | FALSE | L | Annual | Rate | lb/MWh | 0 | 0 | 0 | 0 | 0 | 0 | 0
MD Healthy Air Act - Mirant SO2 Cap Annual v4.10 | 416 | 7327 | Rate Constraint in MTons | FALSE | L | Annual | Constraint Shadow Price | US2019$/Ton | 0 | 0 | 0 | 0 | 0 | 0 | 0
ME Fac. Spec. - NOX 0.15 Rate Annual v3.1, Unit 2471 and retrofits | 417 | 7323 | Rate Constraint in lbs/MMBtu | FALSE | L | Annual | Seasons Included | Seasons | Winter, WintShld, Summer | Winter, WintShld, Summer | Winter, WintShld, Summer | Winter, WintShld, Summer | Winter, WintShld, Summer | Winter, WintShld, Summer | Winter, WintShld, Summer
ME Fac. Spec. - NOX 0.15 Rate Annual v3.1, Unit 2471 and retrofits | 417 | 7323 | Rate Constraint in lbs/MMBtu | FALSE | L | Annual | Standard NOX | lb/MMBtu | 0.15 | 0.15 | 0.15 | 0.15 | 0.15 | 0.15 | 0.15
ME Fac. Spec. - NOX 0.15 Rate Annual v3.1, Unit 2471 and retrofits | 417 | 7323 | Rate Constraint in lbs/MMBtu | FALSE | L | Annual | Emissions at Affected Plants NOX | Thousand Tons | 0 | 0 | 0 | 0 | 0 | 0 | 0
ME Fac. Spec. - NOX 0.15 Rate Annual v3.1, Unit 2471 and retrofits | 417 | 7323 | Rate Constraint in lbs/MMBtu | FALSE | L | Annual | Allowances Purchased NOX | Thousand Tons | 0 | 0 | 0 | 0 | 0 | 0 | 0
ME Fac. Spec. - NOX 0.15 Rate Annual v3.1, Unit 2471 and retrofits | 417 | 7323 | Rate Constraint in lbs/MMBtu | FALSE | L | Annual | Allowances Sold NOX | Thousand Tons | 0 | 0 | 0 | 0 | 0 | 0 | 0
ME Fac. Spec. - NOX 0.15 Rate Annual v3.1, Unit 2471 and retrofits | 417 | 7323 | Rate Constraint in lbs/MMBtu | FALSE | L | Annual | Allowances Banked | Thousand Tons | 0 | 0 | 0 | 0 | 0 | 0 | 0
ME Fac. Spec. - NOX 0.15 Rate Annual v3.1, Unit 2471 and retrofits | 417 | 7323 | Rate Constraint in lbs/MMBtu | FALSE | L | Annual | Allowances Withdrawn (1:1) | Thousand Tons | 0 | 0 | 0 | 0 | 0 | 0 | 0
ME Fac. Spec. - NOX 0.15 Rate Annual v3.1, Unit 2471 and retrofits | 417 | 7323 | Rate Constraint in lbs/MMBtu | FALSE | L | Annual | Allowances Withdrawn (n:1) | Thousand Tons | 0 | 0 | 0 | 0 | 0 | 0 | 0
ME Fac. Spec. - NOX 0.15 Rate Annual v3.1, Unit 2471 and retrofits | 417 | 7323 | Rate Constraint in lbs/MMBtu | FALSE | L | Annual | Net Emissions Allowance Position | Thousand Tons | 0 | 0 | 0 | 0 | 0 | 0 | 0
ME Fac. Spec. - NOX 0.15 Rate Annual v3.1, Unit 2471 and retrofits | 417 | 7323 | Rate Constraint in lbs/MMBtu | FALSE | L | Annual | Fuel Consumed | TBtu | 0 | 0 | 0 | 0 | 0 | 0 | 0
ME Fac. Spec. - NOX 0.15 Rate Annual v3.1, Unit 2471 and retrofits | 417 | 7323 | Rate Constraint in lbs/MMBtu | FALSE | L | Annual | Rate | lb/MMBtu | 0 | 0 | 0 | 0 | 0 | 0 | 0
ME Fac. Spec. - NOX 0.15 Rate Annual v3.1, Unit 2471 and retrofits | 417 | 7323 | Rate Constraint in lbs/MMBtu | FALSE | L | Annual | Generation | TWh | 0 | 0 | 0 | 0 | 0 | 0 | 0
ME Fac. Spec. - NOX 0.15 Rate Annual v3.1, Unit 2471 and retrofits | 417 | 7323 | Rate Constraint in lbs/MMBtu | FALSE | L | Annual | Qualifying Generation | TWh | 0 | 0 | 0 | 0 | 0 | 0 | 0
ME Fac. Spec. - NOX 0.15 Rate Annual v3.1, Unit 2471 and retrofits | 417 | 7323 | Rate Constraint in lbs/MMBtu | FALSE | L | Annual | Rate | lb/MWh | 0 | 0 | 0 | 0 | 0 | 0 | 0
ME Fac. Spec. - NOX 0.15 Rate Annual v3.1, Unit 2471 and retrofits | 417 | 7323 | Rate Constraint in lbs/MMBtu | FALSE | L | Annual | Constraint Shadow Price | US2019$/Ton | 0 | 0 | 0 | 0 | 0 | 0 | 0
ME Fac. Spec. - NOX 0.15 Rate Annual v3.1, Unit 2472 and retrofits | 418 | 7323 | Rate Constraint in lbs/MMBtu | FALSE | L | Annual | Seasons Included | Seasons | Winter, WintShld, Summer | Winter, WintShld, Summer | Winter, WintShld, Summer | Winter, WintShld, Summer | Winter, WintShld, Summer | Winter, WintShld, Summer | Winter, WintShld, Summer
ME Fac. Spec. - NOX 0.15 Rate Annual v3.1, Unit 2472 and retrofits | 418 | 7323 | Rate Constraint in lbs/MMBtu | FALSE | L | Annual | Standard NOX | lb/MMBtu | 0.15 | 0.15 | 0.15 | 0.15 | 0.15 | 0.15 | 0.15
ME Fac. Spec. - NOX 0.15 Rate Annual v3.1, Unit 2472 and retrofits | 418 | 7323 | Rate Constraint in lbs/MMBtu | FALSE | L | Annual | Emissions at Affected Plants NOX | Thousand Tons | 0 | 0 | 0 | 0 | 0 | 0 | 0
ME Fac. Spec. - NOX 0.15 Rate Annual v3.1, Unit 2472 and retrofits | 418 | 7323 | Rate Constraint in lbs/MMBtu | FALSE | L | Annual | Allowances Purchased NOX | Thousand Tons | 0 | 0 | 0 | 0 | 0 | 0 | 0
ME Fac. Spec. - NOX 0.15 Rate Annual v3.1, Unit 2472 and retrofits | 418 | 7323 | Rate Constraint in lbs/MMBtu | FALSE | L | Annual | Allowances Sold NOX | Thousand Tons | 0 | 0 | 0 | 0 | 0 | 0 | 0
ME Fac. Spec. - NOX 0.15 Rate Annual v3.1, Unit 2472 and retrofits | 418 | 7323 | Rate Constraint in lbs/MMBtu | FALSE | L | Annual | Allowances Banked | Thousand Tons | 0 | 0 | 0 | 0 | 0 | 0 | 0
ME Fac. Spec. - NOX 0.15 Rate Annual v3.1, Unit 2472 and retrofits | 418 | 7323 | Rate Constraint in lbs/MMBtu | FALSE | L | Annual | Allowances Withdrawn (1:1) | Thousand Tons | 0 | 0 | 0 | 0 | 0 | 0 | 0
ME Fac. Spec. - NOX 0.15 Rate Annual v3.1, Unit 2472 and retrofits | 418 | 7323 | Rate Constraint in lbs/MMBtu | FALSE | L | Annual | Allowances Withdrawn (n:1) | Thousand Tons | 0 | 0 | 0 | 0 | 0 | 0 | 0
ME Fac. Spec. - NOX 0.15 Rate Annual v3.1, Unit 2472 and retrofits | 418 | 7323 | Rate Constraint in lbs/MMBtu | FALSE | L | Annual | Net Emissions Allowance Position | Thousand Tons | 0 | 0 | 0 | 0 | 0 | 0 | 0
ME Fac. Spec. - NOX 0.15 Rate Annual v3.1, Unit 2472 and retrofits | 418 | 7323 | Rate Constraint in lbs/MMBtu | FALSE | L | Annual | Fuel Consumed | TBtu | 0 | 0 | 0 | 0 | 0 | 0 | 0
ME Fac. Spec. - NOX 0.15 Rate Annual v3.1, Unit 2472 and retrofits | 418 | 7323 | Rate Constraint in lbs/MMBtu | FALSE | L | Annual | Rate | lb/MMBtu | 0 | 0 | 0 | 0 | 0 | 0 | 0
ME Fac. Spec. - NOX 0.15 Rate Annual v3.1, Unit 2472 and retrofits | 418 | 7323 | Rate Constraint in lbs/MMBtu | FALSE | L | Annual | Generation | TWh | 0 | 0 | 0 | 0 | 0 | 0 | 0
ME Fac. Spec. - NOX 0.15 Rate Annual v3.1, Unit 2472 and retrofits | 418 | 7323 | Rate Constraint in lbs/MMBtu | FALSE | L | Annual | Qualifying Generation | TWh | 0 | 0 | 0 | 0 | 0 | 0 | 0
ME Fac. Spec. - NOX 0.15 Rate Annual v3.1, Unit 2472 and retrofits | 418 | 7323 | Rate Constraint in lbs/MMBtu | FALSE | L | Annual | Rate | lb/MWh | 0 | 0 | 0 | 0 | 0 | 0 | 0
ME Fac. Spec. - NOX 0.15 Rate Annual v3.1, Unit 2472 and retrofits | 418 | 7323 | Rate Constraint in lbs/MMBtu | FALSE | L | Annual | Constraint Shadow Price | US2019$/Ton | 0 | 0 | 0 | 0 | 0 | 0 | 0
ME Fac. Spec. - NOX 0.15 Rate Annual v3.1, Unit 2473 and retrofits | 419 | 7323 | Rate Constraint in lbs/MMBtu | FALSE | L | Annual | Seasons Included | Seasons | Winter, WintShld, Summer | Winter, WintShld, Summer | Winter, WintShld, Summer | Winter, WintShld, Summer | Winter, WintShld, Summer | Winter, WintShld, Summer | Winter, WintShld, Summer
ME Fac. Spec. - NOX 0.15 Rate Annual v3.1, Unit 2473 and retrofits | 419 | 7323 | Rate Constraint in lbs/MMBtu | FALSE | L | Annual | Standard NOX | lb/MMBtu | 0.15 | 0.15 | 0.15 | 0.15 | 0.15 | 0.15 | 0.15
ME Fac. Spec. - NOX 0.15 Rate Annual v3.1, Unit 2473 and retrofits | 419 | 7323 | Rate Constraint in lbs/MMBtu | FALSE | L | Annual | Emissions at Affected Plants NOX | Thousand Tons | 0 | 0 | 0 | 0 | 0 | 0 | 0
ME Fac. Spec. - NOX 0.15 Rate Annual v3.1, Unit 2473 and retrofits | 419 | 7323 | Rate Constraint in lbs/MMBtu | FALSE | L | Annual | Allowances Purchased NOX | Thousand Tons | 0 | 0 | 0 | 0 | 0 | 0 | 0
ME Fac. Spec. - NOX 0.15 Rate Annual v3.1, Unit 2473 and retrofits | 419 | 7323 | Rate Constraint in lbs/MMBtu | FALSE | L | Annual | Allowances Sold NOX | Thousand Tons | 0 | 0 | 0 | 0 | 0 | 0 | 0
ME Fac. Spec. - NOX 0.15 Rate Annual v3.1, Unit 2473 and retrofits | 419 | 7323 | Rate Constraint in lbs/MMBtu | FALSE | L | Annual | Allowances Banked | Thousand Tons | 0 | 0 | 0 | 0 | 0 | 0 | 0
ME Fac. Spec. - NOX 0.15 Rate Annual v3.1, Unit 2473 and retrofits | 419 | 7323 | Rate Constraint in lbs/MMBtu | FALSE | L | Annual | Allowances Withdrawn (1:1) | Thousand Tons | 0 | 0 | 0 | 0 | 0 | 0 | 0
ME Fac. Spec. - NOX 0.15 Rate Annual v3.1, Unit 2473 and retrofits | 419 | 7323 | Rate Constraint in lbs/MMBtu | FALSE | L | Annual | Allowances Withdrawn (n:1) | Thousand Tons | 0 | 0 | 0 | 0 | 0 | 0 | 0
ME Fac. Spec. - NOX 0.15 Rate Annual v3.1, Unit 2473 and retrofits | 419 | 7323 | Rate Constraint in lbs/MMBtu | FALSE | L | Annual | Net Emissions Allowance Position | Thousand Tons | 0 | 0 | 0 | 0 | 0 | 0 | 0
ME Fac. Spec. - NOX 0.15 Rate Annual v3.1, Unit 2473 and retrofits | 419 | 7323 | Rate Constraint in lbs/MMBtu | FALSE | L | Annual | Fuel Consumed | TBtu | 0 | 0 | 0 | 0 | 0 | 0 | 0
ME Fac. Spec. - NOX 0.15 Rate Annual v3.1, Unit 2473 and retrofits | 419 | 7323 | Rate Constraint in lbs/MMBtu | FALSE | L | Annual | Rate | lb/MMBtu | 0 | 0 | 0 | 0 | 0 | 0 | 0
ME Fac. Spec. - NOX 0.15 Rate Annual v3.1, Unit 2473 and retrofits | 419 | 7323 | Rate Constraint in lbs/MMBtu | FALSE | L | Annual | Generation | TWh | 0 | 0 | 0 | 0 | 0 | 0 | 0
ME Fac. Spec. - NOX 0.15 Rate Annual v3.1, Unit 2473 and retrofits | 419 | 7323 | Rate Constraint in lbs/MMBtu | FALSE | L | Annual | Qualifying Generation | TWh | 0 | 0 | 0 | 0 | 0 | 0 | 0
ME Fac. Spec. - NOX 0.15 Rate Annual v3.1, Unit 2473 and retrofits | 419 | 7323 | Rate Constraint in lbs/MMBtu | FALSE | L | Annual | Rate | lb/MWh | 0 | 0 | 0 | 0 | 0 | 0 | 0
ME Fac. Spec. - NOX 0.15 Rate Annual v3.1, Unit 2473 and retrofits | 419 | 7323 | Rate Constraint in lbs/MMBtu | FALSE | L | Annual | Constraint Shadow Price | US2019$/Ton | 0 | 0 | 0 | 0 | 0 | 0 | 0
ME Fac. Spec. - NOx 0.20 Rate Annual v3.1, Unit 2472 and retrofits | 420 | 7324 | Rate Constraint in lbs/MMBtu | FALSE | L | Annual | Seasons Included | Seasons | Winter, WintShld, Summer | Winter, WintShld, Summer | Winter, WintShld, Summer | Winter, WintShld, Summer | Winter, WintShld, Summer | Winter, WintShld, Summer | Winter, WintShld, Summer
ME Fac. Spec. - NOx 0.20 Rate Annual v3.1, Unit 2472 and retrofits | 420 | 7324 | Rate Constraint in lbs/MMBtu | FALSE | L | Annual | Standard NOX | lb/MMBtu | 0.2 | 0.2 | 0.2 | 0.2 | 0.2 | 0.2 | 0.2
ME Fac. Spec. - NOx 0.20 Rate Annual v3.1, Unit 2472 and retrofits | 420 | 7324 | Rate Constraint in lbs/MMBtu | FALSE | L | Annual | Emissions at Affected Plants NOX | Thousand Tons | 0 | 0 | 0 | 0 | 0 | 0 | 0
ME Fac. Spec. - NOx 0.20 Rate Annual v3.1, Unit 2472 and retrofits | 420 | 7324 | Rate Constraint in lbs/MMBtu | FALSE | L | Annual | Allowances Purchased NOX | Thousand Tons | 0 | 0 | 0 | 0 | 0 | 0 | 0
ME Fac. Spec. - NOx 0.20 Rate Annual v3.1, Unit 2472 and retrofits | 420 | 7324 | Rate Constraint in lbs/MMBtu | FALSE | L | Annual | Allowances Sold NOX | Thousand Tons | 0 | 0 | 0 | 0 | 0 | 0 | 0
ME Fac. Spec. - NOx 0.20 Rate Annual v3.1, Unit 2472 and retrofits | 420 | 7324 | Rate Constraint in lbs/MMBtu | FALSE | L | Annual | Allowances Banked | Thousand Tons | 0 | 0 | 0 | 0 | 0 | 0 | 0
ME Fac. Spec. - NOx 0.20 Rate Annual v3.1, Unit 2472 and retrofits | 420 | 7324 | Rate Constraint in lbs/MMBtu | FALSE | L | Annual | Allowances Withdrawn (1:1) | Thousand Tons | 0 | 0 | 0 | 0 | 0 | 0 | 0
ME Fac. Spec. - NOx 0.20 Rate Annual v3.1, Unit 2472 and retrofits | 420 | 7324 | Rate Constraint in lbs/MMBtu | FALSE | L | Annual | Allowances Withdrawn (n:1) | Thousand Tons | 0 | 0 | 0 | 0 | 0 | 0 | 0
ME Fac. Spec. - NOx 0.20 Rate Annual v3.1, Unit 2472 and retrofits | 420 | 7324 | Rate Constraint in lbs/MMBtu | FALSE | L | Annual | Net Emissions Allowance Position | Thousand Tons | 0 | 0 | 0 | 0 | 0 | 0 | 0
ME Fac. Spec. - NOx 0.20 Rate Annual v3.1, Unit 2472 and retrofits | 420 | 7324 | Rate Constraint in lbs/MMBtu | FALSE | L | Annual | Fuel Consumed | TBtu | 0 | 0 | 0 | 0 | 0 | 0 | 0
ME Fac. Spec. - NOx 0.20 Rate Annual v3.1, Unit 2472 and retrofits | 420 | 7324 | Rate Constraint in lbs/MMBtu | FALSE | L | Annual | Rate | lb/MMBtu | 0 | 0 | 0 | 0 | 0 | 0 | 0
ME Fac. Spec. - NOx 0.20 Rate Annual v3.1, Unit 2472 and retrofits | 420 | 7324 | Rate Constraint in lbs/MMBtu | FALSE | L | Annual | Generation | TWh | 0 | 0 | 0 | 0 | 0 | 0 | 0
ME Fac. Spec. - NOx 0.20 Rate Annual v3.1, Unit 2472 and retrofits | 420 | 7324 | Rate Constraint in lbs/MMBtu | FALSE | L | Annual | Qualifying Generation | TWh | 0 | 0 | 0 | 0 | 0 | 0 | 0
ME Fac. Spec. - NOx 0.20 Rate Annual v3.1, Unit 2472 and retrofits | 420 | 7324 | Rate Constraint in lbs/MMBtu | FALSE | L | Annual | Rate | lb/MWh | 0 | 0 | 0 | 0 | 0 | 0 | 0
ME Fac. Spec. - NOx 0.20 Rate Annual v3.1, Unit 2472 and retrofits | 420 | 7324 | Rate Constraint in lbs/MMBtu | FALSE | L | Annual | Constraint Shadow Price | US2019$/Ton | 0 | 0 | 0 | 0 | 0 | 0 | 0
ME Fac. Spec. - NOx 0.20 Rate Annual v3.1, Unit 2474 and retrofits | 421 | 7324 | Rate Constraint in lbs/MMBtu | FALSE | L | Annual | Seasons Included | Seasons | Winter, WintShld, Summer | Winter, WintShld, Summer | Winter, WintShld, Summer | Winter, WintShld, Summer | Winter, WintShld, Summer | Winter, WintShld, Summer | Winter, WintShld, Summer
ME Fac. Spec. - NOx 0.20 Rate Annual v3.1, Unit 2474 and retrofits | 421 | 7324 | Rate Constraint in lbs/MMBtu | FALSE | L | Annual | Standard NOX | lb/MMBtu | 0.2 | 0.2 | 0.2 | 0.2 | 0.2 | 0.2 | 0.2
ME Fac. Spec. - NOx 0.20 Rate Annual v3.1, Unit 2474 and retrofits | 421 | 7324 | Rate Constraint in lbs/MMBtu | FALSE | L | Annual | Emissions at Affected Plants NOX | Thousand Tons | 0 | 0 | 0 | 0 | 0 | 0 | 0
ME Fac. Spec. - NOx 0.20 Rate Annual v3.1, Unit 2474 and retrofits | 421 | 7324 | Rate Constraint in lbs/MMBtu | FALSE | L | Annual | Allowances Purchased NOX | Thousand Tons | 0 | 0 | 0 | 0 | 0 | 0 | 0
ME Fac. Spec. - NOx 0.20 Rate Annual v3.1, Unit 2474 and retrofits | 421 | 7324 | Rate Constraint in lbs/MMBtu | FALSE | L | Annual | Allowances Sold NOX | Thousand Tons | 0 | 0 | 0 | 0 | 0 | 0 | 0
ME Fac. Spec. - NOx 0.20 Rate Annual v3.1, Unit 2474 and retrofits | 421 | 7324 | Rate Constraint in lbs/MMBtu | FALSE | L | Annual | Allowances Banked | Thousand Tons | 0 | 0 | 0 | 0 | 0 | 0 | 0
ME Fac. Spec. - NOx 0.20 Rate Annual v3.1, Unit 2474 and retrofits | 421 | 7324 | Rate Constraint in lbs/MMBtu | FALSE | L | Annual | Allowances Withdrawn (1:1) | Thousand Tons | 0 | 0 | 0 | 0 | 0 | 0 | 0
ME Fac. Spec. - NOx 0.20 Rate Annual v3.1, Unit 2474 and retrofits | 421 | 7324 | Rate Constraint in lbs/MMBtu | FALSE | L | Annual | Allowances Withdrawn (n:1) | Thousand Tons | 0 | 0 | 0 | 0 | 0 | 0 | 0
ME Fac. Spec. - NOx 0.20 Rate Annual v3.1, Unit 2474 and retrofits | 421 | 7324 | Rate Constraint in lbs/MMBtu | FALSE | L | Annual | Net Emissions Allowance Position | Thousand Tons | 0 | 0 | 0 | 0 | 0 | 0 | 0
ME Fac. Spec. - NOx 0.20 Rate Annual v3.1, Unit 2474 and retrofits | 421 | 7324 | Rate Constraint in lbs/MMBtu | FALSE | L | Annual | Fuel Consumed | TBtu | 0 | 0 | 0 | 0 | 0 | 0 | 0
ME Fac. Spec. - NOx 0.20 Rate Annual v3.1, Unit 2474 and retrofits | 421 | 7324 | Rate Constraint in lbs/MMBtu | FALSE | L | Annual | Rate | lb/MMBtu | 0 | 0 | 0 | 0 | 0 | 0 | 0
ME Fac. Spec. - NOx 0.20 Rate Annual v3.1, Unit 2474 and retrofits | 421 | 7324 | Rate Constraint in lbs/MMBtu | FALSE | L | Annual | Generation | TWh | 0 | 0 | 0 | 0 | 0 | 0 | 0
ME Fac. Spec. - NOx 0.20 Rate Annual v3.1, Unit 2474 and retrofits | 421 | 7324 | Rate Constraint in lbs/MMBtu | FALSE | L | Annual | Qualifying Generation | TWh | 0 | 0 | 0 | 0 | 0 | 0 | 0
ME Fac. Spec. - NOx 0.20 Rate Annual v3.1, Unit 2474 and retrofits | 421 | 7324 | Rate Constraint in lbs/MMBtu | FALSE | L | Annual | Rate | lb/MWh | 0 | 0 | 0 | 0 | 0 | 0 | 0
ME Fac. Spec. - NOx 0.20 Rate Annual v3.1, Unit 2474 and retrofits | 421 | 7324 | Rate Constraint in lbs/MMBtu | FALSE | L | Annual | Constraint Shadow Price | US2019$/Ton | 0 | 0 | 0 | 0 | 0 | 0 | 0
ME Fac. Spec. - NOX 0.22 Rate Annual v3.1, Unit 2474 and retrofits | 422 | 7322 | Rate Constraint in lbs/MMBtu | FALSE | L | Annual | Seasons Included | Seasons | Winter, WintShld, Summer | Winter, WintShld, Summer | Winter, WintShld, Summer | Winter, WintShld, Summer | Winter, WintShld, Summer | Winter, WintShld, Summer | Winter, WintShld, Summer
ME Fac. Spec. - NOX 0.22 Rate Annual v3.1, Unit 2474 and retrofits | 422 | 7322 | Rate Constraint in lbs/MMBtu | FALSE | L | Annual | Standard NOX | lb/MMBtu | 0.22 | 0.22 | 0.22 | 0.22 | 0.22 | 0.22 | 0.22
ME Fac. Spec. - NOX 0.22 Rate Annual v3.1, Unit 2474 and retrofits | 422 | 7322 | Rate Constraint in lbs/MMBtu | FALSE | L | Annual | Emissions at Affected Plants NOX | Thousand Tons | 0 | 0 | 0 | 0 | 0 | 0 | 0
ME Fac. Spec. - NOX 0.22 Rate Annual v3.1, Unit 2474 and retrofits | 422 | 7322 | Rate Constraint in lbs/MMBtu | FALSE | L | Annual | Allowances Purchased NOX | Thousand Tons | 0 | 0 | 0 | 0 | 0 | 0 | 0
ME Fac. Spec. - NOX 0.22 Rate Annual v3.1, Unit 2474 and retrofits | 422 | 7322 | Rate Constraint in lbs/MMBtu | FALSE | L | Annual | Allowances Sold NOX | Thousand Tons | 0 | 0 | 0 | 0 | 0 | 0 | 0
ME Fac. Spec. - NOX 0.22 Rate Annual v3.1, Unit 2474 and retrofits | 422 | 7322 | Rate Constraint in lbs/MMBtu | FALSE | L | Annual | Allowances Banked | Thousand Tons | 0 | 0 | 0 | 0 | 0 | 0 | 0
ME Fac. Spec. - NOX 0.22 Rate Annual v3.1, Unit 2474 and retrofits | 422 | 7322 | Rate Constraint in lbs/MMBtu | FALSE | L | Annual | Allowances Withdrawn (1:1) | Thousand Tons | 0 | 0 | 0 | 0 | 0 | 0 | 0
ME Fac. Spec. - NOX 0.22 Rate Annual v3.1, Unit 2474 and retrofits | 422 | 7322 | Rate Constraint in lbs/MMBtu | FALSE | L | Annual | Allowances Withdrawn (n:1) | Thousand Tons | 0 | 0 | 0 | 0 | 0 | 0 | 0
ME Fac. Spec. - NOX 0.22 Rate Annual v3.1, Unit 2474 and retrofits | 422 | 7322 | Rate Constraint in lbs/MMBtu | FALSE | L | Annual | Net Emissions Allowance Position | Thousand Tons | 0 | 0 | 0 | 0 | 0 | 0 | 0
ME Fac. Spec. - NOX 0.22 Rate Annual v3.1, Unit 2474 and retrofits | 422 | 7322 | Rate Constraint in lbs/MMBtu | FALSE | L | Annual | Fuel Consumed | TBtu | 0 | 0 | 0 | 0 | 0 | 0 | 0
ME Fac. Spec. - NOX 0.22 Rate Annual v3.1, Unit 2474 and retrofits | 422 | 7322 | Rate Constraint in lbs/MMBtu | FALSE | L | Annual | Rate | lb/MMBtu | 0 | 0 | 0 | 0 | 0 | 0 | 0
ME Fac. Spec. - NOX 0.22 Rate Annual v3.1, Unit 2474 and retrofits | 422 | 7322 | Rate Constraint in lbs/MMBtu | FALSE | L | Annual | Generation | TWh | 0 | 0 | 0 | 0 | 0 | 0 | 0
ME Fac. Spec. - NOX 0.22 Rate Annual v3.1, Unit 2474 and retrofits | 422 | 7322 | Rate Constraint in lbs/MMBtu | FALSE | L | Annual | Qualifying Generation | TWh | 0 | 0 | 0 | 0 | 0 | 0 | 0
ME Fac. Spec. - NOX 0.22 Rate Annual v3.1, Unit 2474 and retrofits | 422 | 7322 | Rate Constraint in lbs/MMBtu | FALSE | L | Annual | Rate | lb/MWh | 0 | 0 | 0 | 0 | 0 | 0 | 0
ME Fac. Spec. - NOX 0.22 Rate Annual v3.1, Unit 2474 and retrofits | 422 | 7322 | Rate Constraint in lbs/MMBtu | FALSE | L | Annual | Constraint Shadow Price | US2019$/Ton | 0 | 0 | 0 | 0 | 0 | 0 | 0
ME Mercury Cap Annual v3.1 | 423 | 7325 | Rate Constraint in MTons | FALSE | L | Annual | Seasons Included | Seasons | Winter, WintShld, Summer | Winter, WintShld, Summer | Winter, WintShld, Summer | Winter, WintShld, Summer | Winter, WintShld, Summer | Winter, WintShld, Summer | Winter, WintShld, Summer
ME Mercury Cap Annual v3.1 | 423 | 7325 | Rate Constraint in MTons | FALSE | L | Annual | Standard MER | lbs | 26 | 26 | 26 | 26 | 26 | 26 | 26
ME Mercury Cap Annual v3.1 | 423 | 7325 | Rate Constraint in MTons | FALSE | L | Annual | Emissions at Affected Plants MER | lbs | 13.5777 | 13.5777 | 13.5777 | 13.5777 | 12.0653 | 12.07 | 10.161
ME Mercury Cap Annual v3.1 | 423 | 7325 | Rate Constraint in MTons | FALSE | L | Annual | Allowances Purchased MER | lbs | 0 | 0 | 0 | 0 | 0 | 0 | 0
ME Mercury Cap Annual v3.1 | 423 | 7325 | Rate Constraint in MTons | FALSE | L | Annual | Allowances Sold MER | lbs | 0 | 0 | 0 | 0 | 0 | 0 | 0
ME Mercury Cap Annual v3.1 | 423 | 7325 | Rate Constraint in MTons | FALSE | L | Annual | Allowances Banked | lbs | 0 | 0 | 0 | 0 | 0 | 0 | 0
ME Mercury Cap Annual v3.1 | 423 | 7325 | Rate Constraint in MTons | FALSE | L | Annual | Allowances Withdrawn (1:1) | lbs | 0 | 0 | 0 | 0 | 0 | 0 | 0
ME Mercury Cap Annual v3.1 | 423 | 7325 | Rate Constraint in MTons | FALSE | L | Annual | Allowances Withdrawn (n:1) | lbs | 0 | 0 | 0 | 0 | 0 | 0 | 0
ME Mercury Cap Annual v3.1 | 423 | 7325 | Rate Constraint in MTons | FALSE | L | Annual | Net Emissions Allowance Position | lbs | 13.5777 | 13.5777 | 13.5777 | 13.5777 | 12.0653 | 12.07 | 10.161
ME Mercury Cap Annual v3.1 | 423 | 7325 | Rate Constraint in MTons | FALSE | L | Annual | Fuel Consumed | TBtu | 0.72596 | 0.72596 | 0.72596 | 0.72596 | 0.6451 | 0.64535 | 0.54328
ME Mercury Cap Annual v3.1 | 423 | 7325 | Rate Constraint in MTons | FALSE | L | Annual | Rate | lb/MMBtu | 1.8703e-05 | 1.8703e-05 | 1.8703e-05 | 1.8703e-05 | 1.8703e-05 | 1.8703e-05 | 1.8703e-05
ME Mercury Cap Annual v3.1 | 423 | 7325 | Rate Constraint in MTons | FALSE | L | Annual | Generation | TWh | 0.13514 | 0.13514 | 0.13514 | 0.13514 | 0.12009 | 0.12013 | 0.10113
ME Mercury Cap Annual v3.1 | 423 | 7325 | Rate Constraint in MTons | FALSE | L | Annual | Qualifying Generation | TWh | 0.13514 | 0.13514 | 0.13514 | 0.13514 | 0.12009 | 0.12013 | 0.10113
ME Mercury Cap Annual v3.1 | 423 | 7325 | Rate Constraint in MTons | FALSE | L | Annual | Rate | lb/MWh | 0.00010047 | 0.00010047 | 0.00010047 | 0.00010047 | 0.00010047 | 0.00010047 | 0.00010047
ME Mercury Cap Annual v3.1 | 423 | 7325 | Rate Constraint in MTons | FALSE | L | Annual | Constraint Shadow Price | US2019$/Lb | 0 | 0 | 0 | 0 | 0 | 0 | 0
MI Hg Rule - MER Annual Reduction v4.10 | 424 | 7336 | MACT Fuel Choice Floor in lbs/MMBtu | FALSE | L | Annual | Seasons Included | Seasons | Winter, WintShld, Summer | Winter, WintShld, Summer | Winter, WintShld, Summer | Winter, WintShld, Summer | Winter, WintShld, Summer | Winter, WintShld, Summer | Winter, WintShld, Summer
MI Hg Rule - MER Annual Reduction v4.10 | 424 | 7336 | MACT Fuel Choice Floor in lbs/MMBtu | FALSE | L | Annual | Emission Floor | lbs/MMBtu | 8.07e-07 | 8.07e-07 | 8.07e-07 | 8.07e-07 | 8.07e-07 | 8.07e-07 | 8.07e-07
MI Hg Rule - MER Annual Reduction v4.10 | 424 | 7336 | MACT Fuel Choice Floor in lbs/MMBtu | FALSE | L | Annual | Emissions at Affected Plants MER | lbs | 94.0186 | 30.0203 | 19.8365 | 0.038768 | 0.038768 | 0 | 0
MI Hg Rule - MER Annual Reduction v4.10 | 424 | 7336 | MACT Fuel Choice Floor in lbs/MMBtu | FALSE | L | Annual | Allowances Purchased MER | lbs | 0 | 0 | 0 | 0 | 0 | 0 | 0
MI Hg Rule - MER Annual Reduction v4.10 | 424 | 7336 | MACT Fuel Choice Floor in lbs/MMBtu | FALSE | L | Annual | Allowances Sold MER | lbs | 0 | 0 | 0 | 0 | 0 | 0 | 0
MI Hg Rule - MER Annual Reduction v4.10 | 424 | 7336 | MACT Fuel Choice Floor in lbs/MMBtu | FALSE | L | Annual | Allowances Banked | lbs | 0 | 0 | 0 | 0 | 0 | 0 | 0
MI Hg Rule - MER Annual Reduction v4.10 | 424 | 7336 | MACT Fuel Choice Floor in lbs/MMBtu | FALSE | L | Annual | Allowances Withdrawn (1:1) | lbs | 0 | 0 | 0 | 0 | 0 | 0 | 0
MI Hg Rule - MER Annual Reduction v4.10 | 424 | 7336 | MACT Fuel Choice Floor in lbs/MMBtu | FALSE | L | Annual | Allowances Withdrawn (n:1) | lbs | 0 | 0 | 0 | 0 | 0 | 0 | 0
MI Hg Rule - MER Annual Reduction v4.10 | 424 | 7336 | MACT Fuel Choice Floor in lbs/MMBtu | FALSE | L | Annual | Net Emissions Allowance Position | lbs | 94.0186 | 30.0203 | 19.8365 | 0.038768 | 0.038768 | 0 | 0
MI Hg Rule - MER Annual Reduction v4.10 | 424 | 7336 | MACT Fuel Choice Floor in lbs/MMBtu | FALSE | L | Annual | Fuel Consumed | TBtu | 221.1731 | 125.8507 | 106.3734 | 0.2079 | 0.2079 | 0 | 0
MI Hg Rule - MER Annual Reduction v4.10 | 424 | 7336 | MACT Fuel Choice Floor in lbs/MMBtu | FALSE | L | Annual | Rate | lb/MMBtu | 4.2509e-07 | 2.3854e-07 | 1.8648e-07 | 1.8648e-07 | 1.8648e-07 | 0 | 0
MI Hg Rule - MER Annual Reduction v4.10 | 424 | 7336 | MACT Fuel Choice Floor in lbs/MMBtu | FALSE | L | Annual | Generation | TWh | 21.7077 | 9.3664 | 7.4726 | 0.014604 | 0.014604 | 0 | 0
MI Hg Rule - MER Annual Reduction v4.10 | 424 | 7336 | MACT Fuel Choice Floor in lbs/MMBtu | FALSE | L | Annual | Qualifying Generation | TWh | 21.7077 | 9.3664 | 7.4726 | 0.014604 | 0.014604 | 0 | 0
MI Hg Rule - MER Annual Reduction v4.10 | 424 | 7336 | MACT Fuel Choice Floor in lbs/MMBtu | FALSE | L | Annual | Constraint Shadow Price | US2019$/Lb | 0 | 0 | 0 | 0 | 0 | 0 | 0
MN Hg Emis Red Act - MER Removal Annual v3.1 | 425 | 7337 | MACT Fuel Choice Floor in lbs/MMBtu | FALSE | L | Annual | Seasons Included | Seasons | Winter, WintShld, Summer | Winter, WintShld, Summer | Winter, WintShld, Summer | Winter, WintShld, Summer | Winter, WintShld, Summer | Winter, WintShld, Summer | Winter, WintShld, Summer
MN Hg Emis Red Act - MER Removal Annual v3.1 | 425 | 7337 | MACT Fuel Choice Floor in lbs/MMBtu | FALSE | L | Annual | Emission Floor | lbs/MMBtu | 0 | 0 | 0 | 0 | 0 | 0 | 0
MN Hg Emis Red Act - MER Removal Annual v3.1 | 425 | 7337 | MACT Fuel Choice Floor in lbs/MMBtu | FALSE | L | Annual | Emissions at Affected Plants MER | lbs | 55.397 | 3.2183 | 0 | 0 | 0 | 0 | 0
MN Hg Emis Red Act - MER Removal Annual v3.1 | 425 | 7337 | MACT Fuel Choice Floor in lbs/MMBtu | FALSE | L | Annual | Allowances Purchased MER | lbs | 0 | 0 | 0 | 0 | 0 | 0 | 0
MN Hg Emis Red Act - MER Removal Annual v3.1 | 425 | 7337 | MACT Fuel Choice Floor in lbs/MMBtu | FALSE | L | Annual | Allowances Sold MER | lbs | 0 | 0 | 0 | 0 | 0 | 0 | 0
MN Hg Emis Red Act - MER Removal Annual v3.1 | 425 | 7337 | MACT Fuel Choice Floor in lbs/MMBtu | FALSE | L | Annual | Allowances Banked | lbs | 0 | 0 | 0 | 0 | 0 | 0 | 0
MN Hg Emis Red Act - MER Removal Annual v3.1 | 425 | 7337 | MACT Fuel Choice Floor in lbs/MMBtu | FALSE | L | Annual | Allowances Withdrawn (1:1) | lbs | 0 | 0 | 0 | 0 | 0 | 0 | 0
MN Hg Emis Red Act - MER Removal Annual v3.1 | 425 | 7337 | MACT Fuel Choice Floor in lbs/MMBtu | FALSE | L | Annual | Allowances Withdrawn (n:1) | lbs | 0 | 0 | 0 | 0 | 0 | 0 | 0
MN Hg Emis Red Act - MER Removal Annual v3.1 | 425 | 7337 | MACT Fuel Choice Floor in lbs/MMBtu | FALSE | L | Annual | Net Emissions Allowance Position | lbs | 55.397 | 3.2183 | 0 | 0 | 0 | 0 | 0
MN Hg Emis Red Act - MER Removal Annual v3.1 | 425 | 7337 | MACT Fuel Choice Floor in lbs/MMBtu | FALSE | L | Annual | Fuel Consumed | TBtu | 112.0638 | 6.5104 | 0 | 0 | 0 | 0 | 0
MN Hg Emis Red Act - MER Removal Annual v3.1 | 425 | 7337 | MACT Fuel Choice Floor in lbs/MMBtu | FALSE | L | Annual | Rate | lb/MMBtu | 4.9433e-07 | 4.9433e-07 | 0 | 0 | 0 | 0 | 0
MN Hg Emis Red Act - MER Removal Annual v3.1 | 425 | 7337 | MACT Fuel Choice Floor in lbs/MMBtu | FALSE | L | Annual | Generation | TWh | 10.8733 | 0.61193 | 0 | 0 | 0 | 0 | 0
MN Hg Emis Red Act - MER Removal Annual v3.1 | 425 | 7337 | MACT Fuel Choice Floor in lbs/MMBtu | FALSE | L | Annual | Qualifying Generation | TWh | 10.8733 | 0.61193 | 0 | 0 | 0 | 0 | 0
MN Hg Emis Red Act - MER Removal Annual v3.1 | 425 | 7337 | MACT Fuel Choice Floor in lbs/MMBtu | FALSE | L | Annual | Constraint Shadow Price | US2019$/Lb | 0 | 0 | 0 | 0 | 0 | 0 | 0
MT Hg Rate Lignite Annual v3.1 | 426 | 7342 | Rate Constraint in lbs/MMBtu | FALSE | L | Annual | Seasons Included | Seasons | Winter, WintShld, Summer | Winter, WintShld, Summer | Winter, WintShld, Summer | Winter, WintShld, Summer | Winter, WintShld, Summer | Winter, WintShld, Summer | Winter, WintShld, Summer
MT Hg Rate Lignite Annual v3.1 | 426 | 7342 | Rate Constraint in lbs/MMBtu | FALSE | L | Annual | Standard MER | lb/MMBtu | 1.5e-06 | 1.5e-06 | 1.5e-06 | 1.5e-06 | 1.5e-06 | 1.5e-06 | 1.5e-06
MT Hg Rate Lignite Annual v3.1 | 426 | 7342 | Rate Constraint in lbs/MMBtu | FALSE | L | Annual | Emissions at Affected Plants MER | lbs | 61.2275 | 58.6493 | 52.4358 | 41.9363 | 32.5704 | 7.2072 | 21.2224
MT Hg Rate Lignite Annual v3.1 | 426 | 7342 | Rate Constraint in lbs/MMBtu | FALSE | L | Annual | Allowances Purchased MER | lbs | 0 | 0 | 0 | 0 | 0 | 0 | 0
MT Hg Rate Lignite Annual v3.1 | 426 | 7342 | Rate Constraint in lbs/MMBtu | FALSE | L | Annual | Allowances Sold MER | lbs | 0 | 0 | 0 | 0 | 0 | 0 | 0
MT Hg Rate Lignite Annual v3.1 | 426 | 7342 | Rate Constraint in lbs/MMBtu | FALSE | L | Annual | Allowances Banked | lbs | 0 | 0 | 107.1943 | 85.8344 | 66.5188 | 14.9204 | 0
MT Hg Rate Lignite Annual v3.1 | 426 | 7342 | Rate Constraint in lbs/MMBtu | FALSE | L | Annual | Allowances Withdrawn (1:1) | lbs | 0 | 0 | 0 | 0 | 0 | 0 | 0
MT Hg Rate Lignite Annual v3.1 | 426 | 7342 | Rate Constraint in lbs/MMBtu | FALSE | L | Annual | Allowances Withdrawn (n:1) | lbs | 0 | 0 | 0 | 0 | 0 | 0 | 0
MT Hg Rate Lignite Annual v3.1 | 426 | 7342 | Rate Constraint in lbs/MMBtu | FALSE | L | Annual | Net Emissions Allowance Position | lbs | 61.2275 | 58.6493 | 159.6302 | 127.7707 | 99.0892 | 22.1276 | 21.2224
MT Hg Rate Lignite Annual v3.1 | 426 | 7342 | Rate Constraint in lbs/MMBtu | FALSE | L | Annual | Fuel Consumed | TBtu | 124.1216 | 118.9895 | 106.4202 | 85.1805 | 66.0595 | 14.7518 | 43.1035
MT Hg Rate Lignite Annual v3.1 | 426 | 7342 | Rate Constraint in lbs/MMBtu | FALSE | L | Annual | Rate | lb/MMBtu | 4.9329e-07 | 4.9289e-07 | 4.9272e-07 | 4.9232e-07 | 4.9305e-07 | 4.8857e-07 | 4.9236e-07
MT Hg Rate Lignite Annual v3.1 | 426 | 7342 | Rate Constraint in lbs/MMBtu | FALSE | L | Annual | Generation | TWh | 11.3966 | 10.9928 | 9.8669 | 7.8997 | 6.1093 | 1.371 | 3.9968
MT Hg Rate Lignite Annual v3.1 | 426 | 7342 | Rate Constraint in lbs/MMBtu | FALSE | L | Annual | Qualifying Generation | TWh | 11.3598 | 10.956 | 9.83 | 7.8629 | 6.091 | 1.3527 | 3.9786
MT Hg Rate Lignite Annual v3.1 | 426 | 7342 | Rate Constraint in lbs/MMBtu | FALSE | L | Annual | Rate | lb/MWh | 5.3898e-06 | 5.3532e-06 | 5.3342e-06 | 5.3335e-06 | 5.3473e-06 | 5.3281e-06 | 5.3342e-06
MT Hg Rate Lignite Annual v3.1 | 426 | 7342 | Rate Constraint in lbs/MMBtu | FALSE | L | Annual | Constraint Shadow Price | US2019$/Lb | 0 | 0 | 0 | 0 | 0 | 0 | 0
MT Hg Rate Non Lignite Annual v3.1 | 427 | 7341 | Rate Constraint in lbs/MMBtu | FALSE | L | Annual | Seasons Included | Seasons | Winter, WintShld, Summer | Winter, WintShld, Summer | Winter, WintShld, Summer | Winter, WintShld, Summer | Winter, WintShld, Summer | Winter, WintShld, Summer | Winter, WintShld, Summer
MT Hg Rate Non Lignite Annual v3.1 | 427 | 7341 | Rate Constraint in lbs/MMBtu | FALSE | L | Annual | Standard MER | lb/MMBtu | 9e-07 | 9e-07 | 9e-07 | 9e-07 | 9e-07 | 9e-07 | 9e-07
MT Hg Rate Non Lignite Annual v3.1 | 427 | 7341 | Rate Constraint in lbs/MMBtu | FALSE | L | Annual | Emissions at Affected Plants MER | lbs | 61.2275 | 58.6493 | 52.4358 | 41.9363 | 32.5704 | 7.2072 | 21.2224
MT Hg Rate Non Lignite Annual v3.1 | 427 | 7341 | Rate Constraint in lbs/MMBtu | FALSE | L | Annual | Allowances Purchased MER | lbs | 0 | 0 | 0 | 0 | 0 | 0 | 0
MT Hg Rate Non Lignite Annual v3.1 | 427 | 7341 | Rate Constraint in lbs/MMBtu | FALSE | L | Annual | Allowances Sold MER | lbs | 0 | 0 | 0 | 0 | 0 | 0 | 0
MT Hg Rate Non Lignite Annual v3.1 | 427 | 7341 | Rate Constraint in lbs/MMBtu | FALSE | L | Annual | Allowances Banked | lbs | 0 | 0 | 43.3423 | 34.726 | 26.8832 | 6.0692 | 0
MT Hg Rate Non Lignite Annual v3.1 | 427 | 7341 | Rate Constraint in lbs/MMBtu | FALSE | L | Annual | Allowances Withdrawn (1:1) | lbs | 0 | 0 | 0 | 0 | 0 | 0 | 0
MT Hg Rate Non Lignite Annual v3.1 | 427 | 7341 | Rate Constraint in lbs/MMBtu | FALSE | L | Annual | Allowances Withdrawn (n:1) | lbs | 0 | 0 | 0 | 0 | 0 | 0 | 0
MT Hg Rate Non Lignite Annual v3.1 | 427 | 7341 | Rate Constraint in lbs/MMBtu | FALSE | L | Annual | Net Emissions Allowance Position | lbs | 61.2275 | 58.6493 | 95.7782 | 76.6623 | 59.4536 | 13.2764 | 21.2224
MT Hg Rate Non Lignite Annual v3.1 | 427 | 7341 | Rate Constraint in lbs/MMBtu | FALSE | L | Annual | Fuel Consumed | TBtu | 124.1216 | 118.9895 | 106.4202 | 85.1805 | 66.0595 | 14.7518 | 43.1035
MT Hg Rate Non Lignite Annual v3.1 | 427 | 7341 | Rate Constraint in lbs/MMBtu | FALSE | L | Annual | Rate | lb/MMBtu | 4.9329e-07 | 4.9289e-07 | 4.9272e-07 | 4.9232e-07 | 4.9305e-07 | 4.8857e-07 | 4.9236e-07
MT Hg Rate Non Lignite Annual v3.1 | 427 | 7341 | Rate Constraint in lbs/MMBtu | FALSE | L | Annual | Generation | TWh | 11.3966 | 10.9928 | 9.8669 | 7.8997 | 6.1093 | 1.371 | 3.9968
MT Hg Rate Non Lignite Annual v3.1 | 427 | 7341 | Rate Constraint in lbs/MMBtu | FALSE | L | Annual | Qualifying Generation | TWh | 11.3598 | 10.956 | 9.83 | 7.8629 | 6.091 | 1.3527 | 3.9786
MT Hg Rate Non Lignite Annual v3.1 | 427 | 7341 | Rate Constraint in lbs/MMBtu | FALSE | L | Annual | Rate | lb/MWh | 5.3898e-06 | 5.3532e-06 | 5.3342e-06 | 5.3335e-06 | 5.3473e-06 | 5.3281e-06 | 5.3342e-06
MT Hg Rate Non Lignite Annual v3.1 | 427 | 7341 | Rate Constraint in lbs/MMBtu | FALSE | L | Annual | Constraint Shadow Price | US2019$/Lb | 0 | 0 | 0 | 0 | 0 | 0 | 0
NC - CO2 Cap Annual v6.21 | 428 | 7725 | Rate Constraint in MTons | FALSE | L | Annual | Seasons Included | Seasons |  | Winter, WintShld, Summer | Winter, WintShld, Summer | Winter, WintShld, Summer | Winter, WintShld, Summer | Winter, WintShld, Summer | Winter, WintShld, Summer
NC - CO2 Cap Annual v6.21 | 428 | 7725 | Rate Constraint in MTons | FALSE | L | Annual | Standard CO2 | Thousand Tons | 0 | 24956.762 | 24956.762 | 24956.762 | 24956.762 | 24956.762 | 24956.762
NC - CO2 Cap Annual v6.21 | 428 | 7725 | Rate Constraint in MTons | FALSE | L | Annual | Emissions at Affected Plants CO2 | Thousand Tons | 0 | 24956.762 | 24956.762 | 24305.3954 | 23296.7904 | 21801.9428 | 24956.762
NC - CO2 Cap Annual v6.21 | 428 | 7725 | Rate Constraint in MTons | FALSE | L | Annual | Allowances Purchased CO2 | Thousand Tons | 0 | 0 | 0 | 0 | 0 | 0 | 0
NC - CO2 Cap Annual v6.21 | 428 | 7725 | Rate Constraint in MTons | FALSE | L | Annual | Allowances Sold CO2 | Thousand Tons | 0 | 0 | 0 | 0 | 0 | 0 | 0
NC - CO2 Cap Annual v6.21 | 428 | 7725 | Rate Constraint in MTons | FALSE | L | Annual | Allowances Banked | Thousand Tons | 0 | 0 | 0 | 0 | 0 | 0 | 0
NC - CO2 Cap Annual v6.21 | 428 | 7725 | Rate Constraint in MTons | FALSE | L | Annual | Allowances Withdrawn (1:1) | Thousand Tons | 0 | 0 | 0 | 0 | 0 | 0 | 0
NC - CO2 Cap Annual v6.21 | 428 | 7725 | Rate Constraint in MTons | FALSE | L | Annual | Allowances Withdrawn (n:1) | Thousand Tons | 0 | 0 | 0 | 0 | 0 | 0 | 0
NC - CO2 Cap Annual v6.21 | 428 | 7725 | Rate Constraint in MTons | FALSE | L | Annual | Net Emissions Allowance Position | Thousand Tons | 0 | 24956.762 | 24956.762 | 24305.3954 | 23296.7904 | 21801.9428 | 24956.762
NC - CO2 Cap Annual v6.21 | 428 | 7725 | Rate Constraint in MTons | FALSE | L | Annual | Fuel Consumed | TBtu | 0 | 414.7386 | 422.3506 | 411.1994 | 394.0423 | 373.6211 | 427.4534
NC - CO2 Cap Annual v6.21 | 428 | 7725 | Rate Constraint in MTons | FALSE | L | Annual | Rate | lb/MMBtu | 0 | 120.3494 | 118.1803 | 118.2171 | 118.2451 | 116.7062 | 116.7695
NC - CO2 Cap Annual v6.21 | 428 | 7725 | Rate Constraint in MTons | FALSE | L | Annual | Generation | TWh | 0 | 86.1929 | 95.1528 | 92.286 | 85.2751 | 79.1923 | 94.3833
NC - CO2 Cap Annual v6.21 | 428 | 7725 | Rate Constraint in MTons | FALSE | L | Annual | Qualifying Generation | TWh | 0 | 59.5972 | 61.865 | 60.0211 | 56.5674 | 54.1736 | 61.3666
NC - CO2 Cap Annual v6.21 | 428 | 7725 | Rate Constraint in MTons | FALSE | L | Annual | Rate | lb/MWh | 0 | 837.5143 | 806.814 | 809.8952 | 823.6827 | 804.892 | 813.3663
NC - CO2 Cap Annual v6.21 | 428 | 7725 | Rate Constraint in MTons | FALSE | L | Annual | Constraint Shadow Price | US2019$/Ton | 0 | 4.2209 | 2.0943 | 0 | 0 | 0 | 0.18747
New Hampshire MER Removal Annual v3.1 | 429 | 7346 | MACT Fuel Choice Floor in lbs/MMBtu | FALSE | L | Annual | Seasons Included | Seasons | Winter, WintShld, Summer | Winter, WintShld, Summer | Winter, WintShld, Summer | Winter, WintShld, Summer | Winter, WintShld, Summer | Winter, WintShld, Summer | Winter, WintShld, Summer
New Hampshire MER Removal Annual v3.1 | 429 | 7346 | MACT Fuel Choice Floor in lbs/MMBtu | FALSE | L | Annual | Emission Floor | lbs/MMBtu | 0 | 0 | 0 | 0 | 0 | 0 | 0
New Hampshire MER Removal Annual v3.1 | 429 | 7346 | MACT Fuel Choice Floor in lbs/MMBtu | FALSE | L | Annual | Emissions at Affected Plants MER | lbs | 0 | 0 | 0 | 0 | 0 | 0 | 0
New Hampshire MER Removal Annual v3.1 | 429 | 7346 | MACT Fuel Choice Floor in lbs/MMBtu | FALSE | L | Annual | Allowances Purchased MER | lbs | 0 | 0 | 0 | 0 | 0 | 0 | 0
New Hampshire MER Removal Annual v3.1 | 429 | 7346 | MACT Fuel Choice Floor in lbs/MMBtu | FALSE | L | Annual | Allowances Sold MER | lbs | 0 | 0 | 0 | 0 | 0 | 0 | 0
New Hampshire MER Removal Annual v3.1 | 429 | 7346 | MACT Fuel Choice Floor in lbs/MMBtu | FALSE | L | Annual | Allowances Banked | lbs | 0 | 0 | 0 | 0 | 0 | 0 | 0
New Hampshire MER Removal Annual v3.1 | 429 | 7346 | MACT Fuel Choice Floor in lbs/MMBtu | FALSE | L | Annual | Allowances Withdrawn (1:1) | lbs | 0 | 0 | 0 | 0 | 0 | 0 | 0
New Hampshire MER Removal Annual v3.1 | 429 | 7346 | MACT Fuel Choice Floor in lbs/MMBtu | FALSE | L | Annual | Allowances Withdrawn (n:1) | lbs | 0 | 0 | 0 | 0 | 0 | 0 | 0
New Hampshire MER Removal Annual v3.1 | 429 | 7346 | MACT Fuel Choice Floor in lbs/MMBtu | FALSE | L | Annual | Net Emissions Allowance Position | lbs | 0 | 0 | 0 | 0 | 0 | 0 | 0
New Hampshire MER Removal Annual v3.1 | 429 | 7346 | MACT Fuel Choice Floor in lbs/MMBtu | FALSE | L | Annual | Fuel Consumed | TBtu | 0 | 0 | 0 | 0 | 0 | 0 | 0
New Hampshire MER Removal Annual v3.1 | 429 | 7346 | MACT Fuel Choice Floor in lbs/MMBtu | FALSE | L | Annual | Rate | lb/MMBtu | 0 | 0 | 0 | 0 | 0 | 0 | 0
New Hampshire MER Removal Annual v3.1 | 429 | 7346 | MACT Fuel Choice Floor in lbs/MMBtu | FALSE | L | Annual | Generation | TWh | 0 | 0 | 0 | 0 | 0 | 0 | 0
New Hampshire MER Removal Annual v3.1 | 429 | 7346 | MACT Fuel Choice Floor in lbs/MMBtu | FALSE | L | Annual | Qualifying Generation | TWh | 0 | 0 | 0 | 0 | 0 | 0 | 0
New Hampshire MER Removal Annual v3.1 | 429 | 7346 | MACT Fuel Choice Floor in lbs/MMBtu | FALSE | L | Annual | Constraint Shadow Price | US2019$/Lb | 0 | 0 | 0 | 0 | 0 | 0 | 0
New Hampshire 6 Unit - NOX Cap Annual v3.1 | 430 | 7343 | Rate Constraint in MTons | FALSE | L | Annual | Seasons Included | Seasons | Winter, WintShld, Summer | Winter, WintShld, Summer | Winter, WintShld, Summer | Winter, WintShld, Summer | Winter, WintShld, Summer | Winter, WintShld, Summer | Winter, WintShld, Summer
New Hampshire 6 Unit - NOX Cap Annual v3.1 | 430 | 7343 | Rate Constraint in MTons | FALSE | L | Annual | Standard NOX | Thousand Tons | 3.64 | 3.64 | 3.64 | 3.64 | 3.64 | 3.64 | 3.64
New Hampshire 6 Unit - NOX Cap Annual v3.1 | 430 | 7343 | Rate Constraint in MTons | FALSE | L | Annual | Emissions at Affected Plants NOX | Thousand Tons | 0 | 0 | 0 | 0 | 0 | 0.27209 | 0.27209
New Hampshire 6 Unit - NOX Cap Annual v3.1 | 430 | 7343 | Rate Constraint in MTons | FALSE | L | Annual | Allowances Purchased NOX | Thousand Tons | 0 | 0 | 0 | 0 | 0 | 0 | 0
New Hampshire 6 Unit - NOX Cap Annual v3.1 | 430 | 7343 | Rate Constraint in MTons | FALSE | L | Annual | Allowances Sold NOX | Thousand Tons | 0 | 0 | 0 | 0 | 0 | 0 | 0
New Hampshire 6 Unit - NOX Cap Annual v3.1 | 430 | 7343 | Rate Constraint in MTons | FALSE | L | Annual | Allowances Banked | Thousand Tons | 0 | 3.64 | 3.64 | 0.728 | 3.64 | 5.096 | 0
New Hampshire 6 Unit - NOX Cap Annual v3.1 | 430 | 7343 | Rate Constraint in MTons | FALSE | L | Annual | Allowances Withdrawn (1:1) | Thousand Tons | 0 | 0 | 0 | -3.64 | -3.64 | -3.64 | -3.64
New Hampshire 6 Unit - NOX Cap Annual v3.1 | 430 | 7343 | Rate Constraint in MTons | FALSE | L | Annual | Allowances Withdrawn (n:1) | Thousand Tons | 0 | 0 | 0 | 0 | 0 | 0 | 0
New Hampshire 6 Unit - NOX Cap Annual v3.1 | 430 | 7343 | Rate Constraint in MTons | FALSE | L | Annual | Net Emissions Allowance Position | Thousand Tons | 0 | 3.64 | 3.64 | -2.912 | 0 | 1.7281 | -3.3679
New Hampshire 6 Unit - NOX Cap Annual v3.1 | 430 | 7343 | Rate Constraint in MTons | FALSE | L | Annual | Fuel Consumed | TBtu | 0 | 0 | 0 | 0 | 0 | 4.061 | 4.061
New Hampshire 6 Unit - NOX Cap Annual v3.1 | 430 | 7343 | Rate Constraint in MTons | FALSE | L | Annual | Rate | lb/MMBtu | 0 | 0 | 0 | 0 | 0 | 0.134 | 0.134
New Hampshire 6 Unit - NOX Cap Annual v3.1 | 430 | 7343 | Rate Constraint in MTons | FALSE | L | Annual | Generation | TWh | 0 | 0 | 0 | 0 | 0 | 0.32085 | 0.32085
New Hampshire 6 Unit - NOX Cap Annual v3.1 | 430 | 7343 | Rate Constraint in MTons | FALSE | L | Annual | Qualifying Generation | TWh | 0 | 0 | 0 | 0 | 0 | 0.32085 | 0.32085
New Hampshire 6 Unit - NOX Cap Annual v3.1 | 430 | 7343 | Rate Constraint in MTons | FALSE | L | Annual | Rate | lb/MWh | 0 | 0 | 0 | 0 | 0 | 1.696 | 1.696
New Hampshire 6 Unit - NOX Cap Annual v3.1 | 430 | 7343 | Rate Constraint in MTons | FALSE | L | Annual | Constraint Shadow Price | US2019$/Ton | 0 | 0 | 0 | 0 | 0 | 0 | 0
New Hampshire 6 Unit - SO2 Cap Annual v3.1 | 431 | 7344 | Rate Constraint in MTons | FALSE | L | Annual | Seasons Included | Seasons | Winter, WintShld, Summer | Winter, WintShld, Summer | Winter, WintShld, Summer | Winter, WintShld, Summer | Winter, WintShld, Summer | Winter, WintShld, Summer | Winter, WintShld, Summer
New Hampshire 6 Unit - SO2 Cap Annual v3.1 | 431 | 7344 | Rate Constraint in MTons | FALSE | L | Annual | Standard SO2 | Thousand Tons | 7.29 | 7.29 | 7.29 | 7.29 | 7.29 | 7.29 | 7.29
New Hampshire 6 Unit - SO2 Cap Annual v3.1 | 431 | 7344 | Rate Constraint in MTons | FALSE | L | Annual | Emissions at Affected Plants SO2 | Thousand Tons | 0 | 0 | 0 | 0 | 0 | 0 | 0
New Hampshire 6 Unit - SO2 Cap Annual v3.1 | 431 | 7344 | Rate Constraint in MTons | FALSE | L | Annual | Allowances Purchased SO2 | Thousand Tons | 0 | 0 | 0 | 0 | 0 | 0 | 0
New Hampshire 6 Unit - SO2 Cap Annual v3.1 | 431 | 7344 | Rate Constraint in MTons | FALSE | L | Annual | Allowances Sold SO2 | Thousand Tons | 0 | 0 | 0 | 0 | 0 | 0 | 0
New Hampshire 6 Unit - SO2 Cap Annual v3.1 | 431 | 7344 | Rate Constraint in MTons | FALSE | L | Annual | Allowances Banked | Thousand Tons | 0 | 7.29 | 6.075 | 7.29 | 0 | 0 | 0
New Hampshire 6 Unit - SO2 Cap Annual v3.1 | 431 | 7344 | Rate Constraint in MTons | FALSE | L | Annual | Allowances Withdrawn (1:1) | Thousand Tons | 0 | 0 | -3.645 | -7.29 | -7.29 | 0 | 0
New Hampshire 6 Unit - SO2 Cap Annual v3.1 | 431 | 7344 | Rate Constraint in MTons | FALSE | L | Annual | Allowances Withdrawn (n:1) | Thousand Tons | 0 | 0 | 0 | 0 | 0 | 0 | 0
New Hampshire 6 Unit - SO2 Cap Annual v3.1 | 431 | 7344 | Rate Constraint in MTons | FALSE | L | Annual | Net Emissions Allowance Position | Thousand Tons | 0 | 7.29 | 2.43 | 0 | -7.29 | 0 | 0
New Hampshire 6 Unit - SO2 Cap Annual v3.1 | 431 | 7344 | Rate Constraint in MTons | FALSE | L | Annual | Fuel Consumed | TBtu | 0 | 0 | 0 | 0 | 0 | 4.061 | 4.061
New Hampshire 6 Unit - SO2 Cap Annual v3.1 | 431 | 7344 | Rate Constraint in MTons | FALSE | L | Annual | Rate | lb/MMBtu | 0 | 0 | 0 | 0 | 0 | 0 | 0
New Hampshire 6 Unit - SO2 Cap Annual v3.1 | 431 | 7344 | Rate Constraint in MTons | FALSE | L | Annual | Generation | TWh | 0 | 0 | 0 | 0 | 0 | 0.32085 | 0.32085
New Hampshire 6 Unit - SO2 Cap Annual v3.1 | 431 | 7344 | Rate Constraint in MTons | FALSE | L | Annual | Qualifying Generation | TWh | 0 | 0 | 0 | 0 | 0 | 0.32085 | 0.32085
New Hampshire 6 Unit - SO2 Cap Annual v3.1 | 431 | 7344 | Rate Constraint in MTons | FALSE | L | Annual | Rate | lb/MWh | 0 | 0 | 0 | 0 | 0 | 0 | 0
New Hampshire 6 Unit - SO2 Cap Annual v3.1 | 431 | 7344 | Rate Constraint in MTons | FALSE | L | Annual | Constraint Shadow Price | US2019$/Ton | 0 | 0 | 0 | 0 | 0 | 0 | 0
New Hampshire State - NOX Cap Summer v3.1 | 432 | 7345 | Rate Constraint in MTons | FALSE | L | Annual | Seasons Included | Seasons | Summer | Summer | Summer | Summer | Summer | Summer | Summer
New Hampshire State - NOX Cap Summer v3.1 | 432 | 7345 | Rate Constraint in MTons | FALSE | L | Annual | Standard NOX | Thousand Tons | 2.4 | 2.4 | 2.4 | 2.4 | 2.4 | 2.4 | 2.4
New Hampshire State - NOX Cap Summer v3.1 | 432 | 7345 | Rate Constraint in MTons | FALSE | L | Annual | Emissions at Affected Plants NOX | Thousand Tons | 0 | 0 | 0 | 0 | 0 | 0.27739 | 0.27739
New Hampshire State - NOX Cap Summer v3.1 | 432 | 7345 | Rate Constraint in MTons | FALSE | L | Annual | Allowances Purchased NOX | Thousand Tons | 0 | 0 | 0 | 0 | 0 | 0 | 0
New Hampshire State - NOX Cap Summer v3.1 | 432 | 7345 | Rate Constraint in MTons | FALSE | L | Annual | Allowances Sold NOX | Thousand Tons | 0 | 0 | 0 | 0 | 0 | 0 | 0
New Hampshire State - NOX Cap Summer v3.1 | 432 | 7345 | Rate Constraint in MTons | FALSE | L | Annual | Allowances Banked | Thousand Tons | 0 | 2.4 | 2 | 2.4 | 0 | 0 | 0
New Hampshire State - NOX Cap Summer v3.1 | 432 | 7345 | Rate Constraint in MTons | FALSE | L | Annual | Allowances Withdrawn (1:1) | Thousand Tons | 0 | 0 | -1.2 | -2.4 | -2.4 | 0 | 0
New Hampshire State - NOX Cap Summer v3.1 | 432 | 7345 | Rate Constraint in MTons | FALSE | L | Annual | Allowances Withdrawn (n:1) | Thousand Tons | 0 | 0 | 0 | 0 | 0 | 0 | 0
New Hampshire State - NOX Cap Summer v3.1 | 432 | 7345 | Rate Constraint in MTons | FALSE | L | Annual | Net Emissions Allowance Position | Thousand Tons | 0 | 2.4 | 0.8 | 0 | -2.4 | 0.27739 | 0.27739
New Hampshire State - NOX Cap Summer v3.1 | 432 | 7345 | Rate Constraint in MTons | FALSE | L | Annual | Fuel Consumed | TBtu | 0 | 0 | 0 | 0 | 0 | 4.0758 | 4.0758
New Hampshire State - NOX Cap Summer v3.1 | 432 | 7345 | Rate Constraint in MTons | FALSE | L | Annual | Rate | lb/MMBtu | 0 | 0 | 0 | 0 | 0 | 0.13611 | 0.13611
New Hampshire State - NOX Cap Summer v3.1 | 432 | 7345 | Rate Constraint in MTons | FALSE | L | Annual | Generation | TWh | 0 | 0 | 0 | 0 | 0 | 0.32182 | 0.32182
New Hampshire State - NOX Cap Summer v3.1 | 432 | 7345 | Rate Constraint in MTons | FALSE | L | Annual | Qualifying Generation | TWh | 0 | 0 | 0 | 0 | 0 | 0.32182 | 0.32182
New Hampshire State - NOX Cap Summer v3.1 | 432 | 7345 | Rate Constraint in MTons | FALSE | L | Annual | Rate | lb/MWh | 0 | 0 | 0 | 0 | 0 | 1.7239 | 1.7239
New Hampshire State - NOX Cap Summer v3.1 | 432 | 7345 | Rate Constraint in MTons | FALSE | L | Annual | Constraint Shadow Price | US2019$/Ton | 0 | 0 | 0 | 0 | 0 | 0 | 0
New Jersey - MER Removal Annual v3.1 | 433 | 7348 | MACT Fuel Choice Floor in lbs/MMBtu | FALSE | L | Annual | Seasons Included | Seasons | Winter, WintShld, Summer | Winter, WintShld, Summer | Winter, WintShld, Summer | Winter, WintShld, Summer | Winter, WintShld, Summer | Winter, WintShld, Summer | Winter, WintShld, Summer
New Jersey - MER Removal Annual v3.1 | 433 | 7348 | MACT Fuel Choice Floor in lbs/MMBtu | FALSE | L | Annual | Emission Floor | lbs/MMBtu | 0 | 0 | 0 | 0 | 0 | 0 | 0
New Jersey - MER Removal Annual v3.1 | 433 | 7348 | MACT Fuel Choice Floor in lbs/MMBtu | FALSE | L | Annual | Emissions at Affected Plants MER | lbs | 0 | 0 | 0 | 0 | 0 | 0 | 0
New Jersey - MER Removal Annual v3.1 | 433 | 7348 | MACT Fuel Choice Floor in lbs/MMBtu | FALSE | L | Annual | Allowances Purchased MER | lbs | 0 | 0 | 0 | 0 | 0 | 0 | 0
New Jersey - MER Removal Annual v3.1 | 433 | 7348 | MACT Fuel Choice Floor in lbs/MMBtu | FALSE | L | Annual | Allowances Sold MER | lbs | 0 | 0 | 0 | 0 | 0 | 0 | 0
New Jersey - MER Removal Annual v3.1 | 433 | 7348 | MACT Fuel Choice Floor in lbs/MMBtu | FALSE | L | Annual | Allowances Banked | lbs | 0 | 0 | 0 | 0 | 0 | 0 | 0
New Jersey - MER Removal Annual v3.1 | 433 | 7348 | MACT Fuel Choice Floor in lbs/MMBtu | FALSE | L | Annual | Allowances Withdrawn (1:1) | lbs | 0 | 0 | 0 | 0 | 0 | 0 | 0
New Jersey - MER Removal Annual v3.1 | 433 | 7348 | MACT Fuel Choice Floor in lbs/MMBtu | FALSE | L | Annual | Allowances Withdrawn (n:1) | lbs | 0 | 0 | 0 | 0 | 0 | 0 | 0
New Jersey - MER Removal Annual v3.1 | 433 | 7348 | MACT Fuel Choice Floor in lbs/MMBtu | FALSE | L | Annual | Net Emissions Allowance Position | lbs | 0 | 0 | 0 | 0 | 0 | 0 | 0
New Jersey - MER Removal Annual v3.1 | 433 | 7348 | MACT Fuel Choice Floor in lbs/MMBtu | FALSE | L | Annual | Fuel Consumed | TBtu | 0 | 0 | 0 | 0 | 0 | 0 | 0
New Jersey - MER Removal Annual v3.1 | 433 | 7348 | MACT Fuel Choice Floor in lbs/MMBtu | FALSE | L | Annual | Rate | lb/MMBtu | 0 | 0 | 0 | 0 | 0 | 0 | 0
New Jersey - MER Removal Annual v3.1 | 433 | 7348 | MACT Fuel Choice Floor in lbs/MMBtu | FALSE | L | Annual | Generation | TWh | 0 | 0 | 0 | 0 | 0 | 0 | 0
New Jersey - MER Removal Annual v3.1 | 433 | 7348 | MACT Fuel Choice Floor in lbs/MMBtu | FALSE | L | Annual | Qualifying Generation | TWh | 0 | 0 | 0 | 0 | 0 | 0 | 0
New Jersey - MER Removal Annual v3.1 | 433 | 7348 | MACT Fuel Choice Floor in lbs/MMBtu | FALSE | L | Annual | Constraint Shadow Price | US2019$/Lb | 0 | 0 | 0 | 0 | 0 | 0 | 0
Newington Station 1 - SO2 Rate v5.12 | 434 | 7347 | Rate Constraint in lbs/MMBtu | FALSE | L | Annual | Seasons Included | Seasons | Winter, WintShld, Summer | Winter, WintShld, Summer | Winter, WintShld, Summer | Winter, WintShld, Summer | Winter, WintShld, Summer | Winter, WintShld, Summer | Winter, WintShld, Summer
Newington Station 1 - SO2 Rate v5.12 | 434 | 7347 | Rate Constraint in lbs/MMBtu | FALSE | L | Annual | Standard SO2 | lb/MMBtu | 0.5 | 0.5 | 0.5 | 0.5 | 0.5 | 0.5 | 0.5
Newington Station 1 - SO2 Rate v5.12 | 434 | 7347 | Rate Constraint in lbs/MMBtu | FALSE | L | Annual | Emissions at Affected Plants SO2 | Thousand Tons | 0 | 0 | 0 | 0 | 0 | 0 | 0
Newington Station 1 - SO2 Rate v5.12 | 434 | 7347 | Rate Constraint in lbs/MMBtu | FALSE | L | Annual | Allowances Purchased SO2 | Thousand Tons | 0 | 0 | 0 | 0 | 0 | 0 | 0
Newington Station 1 - SO2 Rate v5.12 | 434 | 7347 | Rate Constraint in lbs/MMBtu | FALSE | L | Annual | Allowances Sold SO2 | Thousand Tons | 0 | 0 | 0 | 0 | 0 | 0 | 0
Newington Station 1 - SO2 Rate v5.12 | 434 | 7347 | Rate Constraint in lbs/MMBtu | FALSE | L | Annual | Allowances Banked | Thousand Tons | 0 | 0 | 0 | 0 | 0 | 0 | 0
Newington Station 1 - SO2 Rate v5.12 | 434 | 7347 | Rate Constraint in lbs/MMBtu | FALSE | L | Annual | Allowances Withdrawn (1:1) | Thousand Tons | 0 | 0 | 0 | 0 | 0 | 0 | 0
Newington Station 1 - SO2 Rate v5.12 | 434 | 7347 | Rate Constraint in lbs/MMBtu | FALSE | L | Annual | Allowances Withdrawn (n:1) | Thousand Tons | 0 | 0 | 0 | 0 | 0 | 0 | 0
Newington Station 1 - SO2 Rate v5.12 | 434 | 7347 | Rate Constraint in lbs/MMBtu | FALSE | L | Annual | Net Emissions Allowance Position | Thousand Tons | 0 | 0 | 0 | 0 | 0 | 0 | 0
Newington Station 1 - SO2 Rate v5.12 | 434 | 7347 | Rate Constraint in lbs/MMBtu | FALSE | L | Annual | Fuel Consumed | TBtu | 0 | 0 | 0 | 0 | 0 | 4.061 | 4.061
Newington Station 1 - SO2 Rate v5.12 | 434 | 7347 | Rate Constraint in lbs/MMBtu | FALSE | L | Annual | Rate | lb/MMBtu | 0 | 0 | 0 | 0 | 0 | 0 | 0
Newington Station 1 - SO2 Rate v5.12 | 434 | 7347 | Rate Constraint in lbs/MMBtu | FALSE | L | Annual | Generation | TWh | 0 | 0 | 0 | 0 | 0 | 0.32085 | 0.32085
Newington Station 1 - SO2 Rate v5.12 | 434 | 7347 | Rate Constraint in lbs/MMBtu | FALSE | L | Annual | Qualifying Generation | TWh | 0 | 0 | 0 | 0 | 0 | 0.32085 | 0.32085
Newington Station 1 - SO2 Rate v5.12 | 434 | 7347 | Rate Constraint in lbs/MMBtu | FALSE | L | Annual | Rate | lb/MWh | 0 | 0 | 0 | 0 | 0 | 0 | 0
Newington Station 1 - SO2 Rate v5.12 | 434 | 7347 | Rate Constraint in lbs/MMBtu | FALSE | L | Annual | Constraint Shadow Price | US2019$/Ton | 0 | 0 | 0 | 0 | 0 | 0 | 0
NJ ChambersCogen- NOx Annual GPS v4.10, Unit 2207 and retrofits | 435 | 7535 | Rate Constraint in lbs/MWh | FALSE | L | Annual | Seasons Included | Seasons | Winter, WintShld, Summer | Winter, WintShld, Summer | Winter, WintShld, Summer | Winter, WintShld, Summer | Winter, WintShld, Summer | Winter, WintShld, Summer | Winter, WintShld, Summer
NJ ChambersCogen- NOx Annual GPS v4.10, Unit 2207 and retrofits | 435 | 7535 | Rate Constraint in lbs/MWh | FALSE | L | Annual | Standard NOX | lb/MWh | 2.01 | 2.01 | 2.01 | 2.01 | 2.01 | 2.01 | 2.01
NJ ChambersCogen- NOx Annual GPS v4.10, Unit 2207 and retrofits | 435 | 7535 | Rate Constraint in lbs/MWh | FALSE | L | Annual | Emissions at Affected Plants NOX | Thousand Tons | 0 | 0 | 0 | 0 | 0 | 0 | 0
NJ ChambersCogen- NOx Annual GPS v4.10, Unit 2207 and retrofits | 435 | 7535 | Rate Constraint in lbs/MWh | FALSE | L | Annual | Allowances Purchased NOX | Thousand Tons | 0 | 0 | 0 | 0 | 0 | 0 | 0
NJ ChambersCogen- NOx Annual GPS v4.10, Unit 2207 and retrofits | 435 | 7535 | Rate Constraint in lbs/MWh | FALSE | L | Annual | Allowances Sold NOX | Thousand Tons | 0 | 0 | 0 | 0 | 0 | 0 | 0
NJ ChambersCogen- NOx Annual GPS v4.10, Unit 2207 and retrofits | 435 | 7535 | Rate Constraint in lbs/MWh | FALSE | L | Annual | Allowances Banked | Thousand Tons | 0 | 0 | 0 | 0 | 0 | 0 | 0
NJ ChambersCogen- NOx Annual GPS v4.10, Unit 2207 and retrofits | 435 | 7535 | Rate Constraint in lbs/MWh | FALSE | L | Annual | Allowances Withdrawn (1:1) | Thousand Tons | 0 | 0 | 0 | 0 | 0 | 0 | 0
NJ ChambersCogen- NOx Annual GPS v4.10, Unit 2207 and retrofits | 435 | 7535 | Rate Constraint in lbs/MWh | FALSE | L | Annual | Allowances Withdrawn (n:1) | Thousand Tons | 0 | 0 | 0 | 0 | 0 | 0 | 0
NJ ChambersCogen- NOx Annual GPS v4.10, Unit 2207 and retrofits | 435 | 7535 | Rate Constraint in lbs/MWh | FALSE | L | Annual | Net Emissions Allowance Position | Thousand Tons | 0 | 0 | 0 | 0 | 0 | 0 | 0
NJ ChambersCogen- NOx Annual GPS v4.10, Unit 2207 and retrofits | 435 | 7535 | Rate Constraint in lbs/MWh | FALSE | L | Annual | Fuel Consumed | TBtu | 0 | 0 | 0 | 0 | 0 | 0 | 0
NJ ChambersCogen- NOx Annual GPS v4.10, Unit 2207 and retrofits | 435 | 7535 | Rate Constraint in lbs/MWh | FALSE | L | Annual | Rate | lb/MMBtu | 0 | 0 | 0 | 0 | 0 | 0 | 0
NJ ChambersCogen- NOx Annual GPS v4.10, Unit 2207 and retrofits | 435 | 7535 | Rate Constraint in lbs/MWh | FALSE | L | Annual | Generation | TWh | 0 | 0 | 0 | 0 | 0 | 0 | 0
NJ ChambersCogen- NOx Annual GPS v4.10, Unit 2207 and retrofits | 435 | 7535 | Rate Constraint in lbs/MWh | FALSE | L | Annual | Qualifying Generation | TWh | 0 | 0 | 0 | 0 | 0 | 0 | 0
NJ ChambersCogen- NOx Annual GPS v4.10, Unit 2207 and retrofits | 435 | 7535 | Rate Constraint in lbs/MWh | FALSE | L | Annual | Constraint Shadow Price | US2019$/Ton | 0 | 0 | 0 | 0 | 0 | 0 | 0
NJ ChambersCogen- NOx Annual GPS v4.10, Unit 2208 and retrofits | 436 | 7535 | Rate Constraint in lbs/MWh | FALSE | L | Annual | Seasons Included | Seasons | Winter, WintShld, Summer | Winter, WintShld, Summer | Winter, WintShld, Summer | Winter, WintShld, Summer | Winter, WintShld, Summer | Winter, WintShld, Summer | Winter, WintShld, Summer
NJ ChambersCogen- NOx Annual GPS v4.10, Unit 2208 and retrofits | 436 | 7535 | Rate Constraint in lbs/MWh | FALSE | L | Annual | Standard NOX | lb/MWh | 2.01 | 2.01 | 2.01 | 2.01 | 2.01 | 2.01 | 2.01
NJ ChambersCogen- NOx Annual GPS v4.10, Unit 2208 and retrofits | 436 | 7535 | Rate Constraint in lbs/MWh | FALSE | L | Annual | Emissions at Affected Plants NOX | Thousand Tons | 0 | 0 | 0 | 0 | 0 | 0 | 0
NJ ChambersCogen- NOx Annual GPS v4.10, Unit 2208 and retrofits | 436 | 7535 | Rate Constraint in lbs/MWh | FALSE | L | Annual | Allowances Purchased NOX | Thousand Tons | 0 | 0 | 0 | 0 | 0 | 0 | 0
NJ ChambersCogen- NOx Annual GPS v4.10, Unit 2208 and retrofits | 436 | 7535 | Rate Constraint in lbs/MWh | FALSE | L | Annual | Allowances Sold NOX | Thousand Tons | 0 | 0 | 0 | 0 | 0 | 0 | 0
NJ ChambersCogen- NOx Annual GPS v4.10, Unit 2208 and retrofits | 436 | 7535 | Rate Constraint in lbs/MWh | FALSE | L | Annual | Allowances Banked | Thousand Tons | 0 | 0 | 0 | 0 | 0 | 0 | 0
NJ ChambersCogen- NOx Annual GPS v4.10, Unit 2208 and retrofits | 436 | 7535 | Rate Constraint in lbs/MWh | FALSE | L | Annual | Allowances Withdrawn (1:1) | Thousand Tons | 0 | 0 | 0 | 0 | 0 | 0 | 0
NJ ChambersCogen- NOx Annual GPS v4.10, Unit 2208 and retrofits | 436 | 7535 | Rate Constraint in lbs/MWh | FALSE | L | Annual | Allowances Withdrawn (n:1) | Thousand Tons | 0 | 0 | 0 | 0 | 0 | 0 | 0
NJ ChambersCogen- NOx Annual GPS v4.10, Unit 2208 and retrofits | 436 | 7535 | Rate Constraint in lbs/MWh | FALSE | L | Annual | Net Emissions Allowance Position | Thousand Tons | 0 | 0 | 0 | 0 | 0 | 0 | 0
NJ ChambersCogen- NOx Annual GPS v4.10, Unit 2208 and retrofits | 436 | 7535 | Rate Constraint in lbs/MWh | FALSE | L | Annual | Fuel Consumed | TBtu | 0 | 0 | 0 | 0 | 0 | 0 | 0
NJ ChambersCogen- NOx Annual GPS v4.10, Unit 2208 and retrofits | 436 | 7535 | Rate Constraint in lbs/MWh | FALSE | L | Annual | Rate | lb/MMBtu | 0 | 0 | 0 | 0 | 0 | 0 | 0
NJ ChambersCogen- NOx Annual GPS v4.10, Unit 2208 and retrofits | 436 | 7535 | Rate Constraint in lbs/MWh | FALSE | L | Annual | Generation | TWh | 0 | 0 | 0 | 0 | 0 | 0 | 0
NJ ChambersCogen- NOx Annual GPS v4.10, Unit 2208 and retrofits | 436 | 7535 | Rate Constraint in lbs/MWh | FALSE | L | Annual | Qualifying Generation | TWh | 0 | 0 | 0 | 0 | 0 | 0 | 0
NJ ChambersCogen- NOx Annual GPS v4.10, Unit 2208 and retrofits | 436 | 7535 | Rate Constraint in lbs/MWh | FALSE | L | Annual | Constraint Shadow Price | US2019$/Ton | 0 | 0 | 0 | 0 | 0 | 0 | 0
NJ LoganGen- NOx Annual GPS v4.10, Unit 2209 and retrofits | 437 | 7536 | Rate Constraint in lbs/MWh | FALSE | L | Annual | Seasons Included | Seasons | Winter, WintShld, Summer | Winter, WintShld, Summer | Winter, WintShld, Summer | Winter, WintShld, Summer | Winter, WintShld, Summer | Winter, WintShld, Summer | Winter, WintShld, Summer
NJ LoganGen- NOx Annual GPS v4.10, Unit 2209 and retrofits | 437 | 7536 | Rate Constraint in lbs/MWh | FALSE | L | Annual | Standard NOX | lb/MWh | 1.5 | 1.5 | 1.5 | 1.5 | 1.5 | 1.5 | 1.5
NJ LoganGen- NOx Annual GPS v4.10, Unit 2209 and retrofits | 437 | 7536 | Rate Constraint in lbs/MWh | FALSE | L | Annual | Emissions at Affected Plants NOX | Thousand Tons | 0 | 0 | 0 | 0 | 0 | 0 | 0
NJ LoganGen- NOx Annual GPS v4.10, Unit 2209 and retrofits | 437 | 7536 | Rate Constraint in lbs/MWh | FALSE | L | Annual | Allowances Purchased NOX | Thousand Tons | 0 | 0 | 0 | 0 | 0 | 0 | 0
NJ LoganGen- NOx Annual GPS v4.10, Unit 2209 and retrofits | 437 | 7536 | Rate Constraint in lbs/MWh | FALSE | L | Annual | Allowances Sold NOX | Thousand Tons | 0 | 0 | 0 | 0 | 0 | 0 | 0
NJ LoganGen- NOx Annual GPS v4.10, Unit 2209 and retrofits | 437 | 7536 | Rate Constraint in lbs/MWh | FALSE | L | Annual | Allowances Banked | Thousand Tons | 0 | 0 | 0 | 0 | 0 | 0 | 0
NJ LoganGen- NOx Annual GPS v4.10, Unit 2209 and retrofits | 437 | 7536 | Rate Constraint in lbs/MWh | FALSE | L | Annual | Allowances Withdrawn (1:1) | Thousand Tons | 0 | 0 | 0 | 0 | 0 | 0 | 0
NJ LoganGen- NOx Annual GPS v4.10, Unit 2209 and retrofits | 437 | 7536 | Rate Constraint in lbs/MWh | FALSE | L | Annual | Allowances Withdrawn (n:1) | Thousand Tons | 0 | 0 | 0 | 0 | 0 | 0 | 0
NJ LoganGen- NOx Annual GPS v4.10, Unit 2209 and retrofits | 437 | 7536 | Rate Constraint in lbs/MWh | FALSE | L | Annual | Net Emissions Allowance Position | Thousand Tons | 0 | 0 | 0 | 0 | 0 | 0 | 0
NJ LoganGen- NOx Annual GPS v4.10, Unit 2209 and retrofits | 437 | 7536 | Rate Constraint in lbs/MWh | FALSE | L | Annual | Fuel Consumed | TBtu | 0 | 0 | 0 | 0 | 0 | 0 | 0
NJ LoganGen- NOx Annual GPS v4.10, Unit 2209 and retrofits | 437 | 7536 | Rate Constraint in lbs/MWh | FALSE | L | Annual | Rate | lb/MMBtu | 0 | 0 | 0 | 0 | 0 | 0 | 0
NJ LoganGen- NOx Annual GPS v4.10, Unit 2209 and retrofits | 437 | 7536 | Rate Constraint in lbs/MWh | FALSE | L | Annual | Generation | TWh | 0 | 0 | 0 | 0 | 0 | 0 | 0
NJ LoganGen- NOx Annual GPS v4.10, Unit 2209 and retrofits | 437 | 7536 | Rate Constraint in lbs/MWh | FALSE | L | Annual | Qualifying Generation | TWh | 0 | 0 | 0 | 0 | 0 | 0 | 0
NJ LoganGen- NOx Annual GPS v4.10, Unit 2209 and retrofits | 437 | 7536 | Rate Constraint in lbs/MWh | FALSE | L | Annual | Constraint Shadow Price | US2019$/Ton | 0 | 0 | 0 | 0 | 0 | 0 | 0
NJ SO2 Constraint v5.14 | 438 | 7349 | Rate Constraint in lbs/MMBtu | FALSE | L | Annual | Seasons Included | Seasons | Winter, WintShld, Summer | Winter, WintShld, Summer | Winter, WintShld, Summer | Winter, WintShld, Summer | Winter, WintShld, Summer | Winter, WintShld, Summer | Winter, WintShld, Summer
NJ SO2 Constraint v5.14 | 438 | 7349 | Rate Constraint in lbs/MMBtu | FALSE | L | Annual | Standard SO2 | lb/MMBtu | 0.15 | 0.15 | 0.15 | 0.15 | 0.15 | 0.15 | 0.15
NJ SO2 Constraint v5.14 | 438 | 7349 | Rate Constraint in lbs/MMBtu | FALSE | L | Annual | Emissions at Affected Plants SO2 | Thousand Tons | 0 | 0 | 0 | 0 | 0 | 0 | 0
NJ SO2 Constraint v5.14 | 438 | 7349 | Rate Constraint in lbs/MMBtu | FALSE | L | Annual | Allowances Purchased SO2 | Thousand Tons | 0 | 0 | 0 | 0 | 0 | 0 | 0
NJ SO2 Constraint v5.14 | 438 | 7349 | Rate Constraint in lbs/MMBtu | FALSE | L | Annual | Allowances Sold SO2 | Thousand Tons | 0 | 0 | 0 | 0 | 0 | 0 | 0
NJ SO2 Constraint v5.14 | 438 | 7349 | Rate Constraint in lbs/MMBtu | FALSE | L | Annual | Allowances Banked | Thousand Tons | 0 | 0 | 0 | 0 | 0 | 0 | 0
NJ SO2 Constraint v5.14 | 438 | 7349 | Rate Constraint in lbs/MMBtu | FALSE | L | Annual | Allowances Withdrawn (1:1) | Thousand Tons | 0 | 0 | 0 | 0 | 0 | 0 | 0
NJ SO2 Constraint v5.14 | 438 | 7349 | Rate Constraint in lbs/MMBtu | FALSE | L | Annual | Allowances Withdrawn (n:1) | Thousand Tons | 0 | 0 | 0 | 0 | 0 | 0 | 0
NJ SO2 Constraint v5.14 | 438 | 7349 | Rate Constraint in lbs/MMBtu | FALSE | L | Annual | Net Emissions Allowance Position | Thousand Tons | 0 | 0 | 0 | 0 | 0 | 0 | 0
NJ SO2 Constraint v5.14 | 438 | 7349 | Rate Constraint in lbs/MMBtu | FALSE | L | Annual | Fuel Consumed | TBtu | 0 | 0 | 0 | 0 | 0 | 0 | 0
NJ SO2 Constraint v5.14 | 438 | 7349 | Rate Constraint in lbs/MMBtu | FALSE | L | Annual | Rate | lb/MMBtu | 0 | 0 | 0 | 0 | 0 | 0 | 0
NJ SO2 Constraint v5.14 | 438 | 7349 | Rate Constraint in lbs/MMBtu | FALSE | L | Annual | Generation | TWh | 0 | 0 | 0 | 0 | 0 | 0 | 0
NJ SO2 Constraint v5.14 | 438 | 7349 | Rate Constraint in lbs/MMBtu | FALSE | L | Annual | Qualifying Generation | TWh | 0 | 0 | 0 | 0 | 0 | 0 | 0
NJ SO2 Constraint v5.14 | 438 | 7349 | Rate Constraint in lbs/MMBtu | FALSE | L | Annual | Rate | lb/MWh | 0 | 0 | 0 | 0 | 0 | 0 | 0
NJ SO2 Constraint v5.14 | 438 | 7349 | Rate Constraint in lbs/MMBtu | FALSE | L | Annual | Constraint Shadow Price | US2019$/Ton | 15335.416 | 11809.2251 | 8698.8036 | 6666.2138 | 6596.7628 | 6229.033 | 7289.8604
NODA Covanta Bristol 1 NOX Cap Annual v5.15 | 439 | 7255 | Rate Constraint in MTons | FALSE | L | Annual | Seasons Included | Seasons | Winter, WintShld, Summer | Winter, WintShld, Summer | Winter, WintShld, Summer | Winter, WintShld, Summer | Winter, WintShld, Summer | Winter, WintShld, Summer | Winter, WintShld, Summer
NODA Covanta Bristol 1 NOX Cap Annual v5.15 | 439 | 7255 | Rate Constraint in MTons | FALSE | L | Annual | Standard NOX | Thousand Tons | 0.112 | 0.112 | 0.112 | 0.112 | 0.112 | 0.112 | 0.112
NODA Covanta Bristol 1 NOX Cap Annual v5.15 | 439 | 7255 | Rate Constraint in MTons | FALSE | L | Annual | Emissions at Affected Plants NOX | Thousand Tons | 0.095887 | 0.095887 | 0.095887 | 0 | 0 | 0 | 0
NODA Covanta Bristol 1 NOX Cap Annual v5.15 | 439 | 7255 | Rate Constraint in MTons | FALSE | L | Annual | Allowances Purchased NOX | Thousand Tons | 0 | 0 | 0 | 0 | 0 | 0 | 0
NODA Covanta Bristol 1 NOX Cap Annual v5.15 | 439 | 7255 | Rate Constraint in MTons | FALSE | L | Annual | Allowances Sold NOX | Thousand Tons | 0 | 0 | 0 | 0 | 0 | 0 | 0
NODA Covanta Bristol 1 NOX Cap Annual v5.15 | 439 | 7255 | Rate Constraint in MTons | FALSE | L | Annual | Allowances Banked | Thousand Tons | 0 | 0 | 0 | 0 | 0 | 0 | 0
NODA Covanta Bristol 1 NOX Cap Annual v5.15 | 439 | 7255 | Rate Constraint in MTons | FALSE | L | Annual | Allowances Withdrawn (1:1) | Thousand Tons | 0 | 0 | 0 | 0 | 0 | 0 | 0
NODA Covanta Bristol 1 NOX Cap Annual v5.15 | 439 | 7255 | Rate Constraint in MTons | FALSE | L | Annual | Allowances Withdrawn (n:1) | Thousand Tons | 0 | 0 | 0 | 0 | 0 | 0 | 0
NODA Covanta Bristol 1 NOX Cap Annual v5.15 | 439 | 7255 | Rate Constraint in MTons | FALSE | L | Annual | Net Emissions Allowance Position | Thousand Tons | 0.095887 | 0.095887 | 0.095887 | 0 | 0 | 0 | 0
NODA Covanta Bristol 1 NOX Cap Annual v5.15 | 439 | 7255 | Rate Constraint in MTons | FALSE | L | Annual | Fuel Consumed | TBtu | 0.8846 | 0.8846 | 0.8846 | 0 | 0 | 0 | 0
NODA Covanta Bristol 1 NOX Cap Annual v5.15 | 439 | 7255 | Rate Constraint in MTons | FALSE | L | Annual | Rate | lb/MMBtu | 0.21679 | 0.21679 | 0.21679 | 0 | 0 | 0 | 0
NODA Covanta Bristol 1 NOX Cap Annual v5.15 | 439 | 7255 | Rate Constraint in MTons | FALSE | L | Annual | Generation | TWh | 0.047744 | 0.047744 | 0.047744 | 0 | 0 | 0 | 0
NODA Covanta Bristol 1 NOX Cap Annual v5.15 | 439 | 7255 | Rate Constraint in MTons | FALSE | L | Annual | Qualifying Generation | TWh | 0.047744 | 0.047744 | 0.047744 | 0 | 0 | 0 | 0
NODA Covanta Bristol 1 NOX Cap Annual v5.15 | 439 | 7255 | Rate Constraint in MTons | FALSE | L | Annual | Rate | lb/MWh | 4.0167 | 4.0167 | 4.0167 | 0 | 0 | 0 | 0
NODA Covanta Bristol 1 NOX Cap Annual v5.15 | 439 | 7255 | Rate Constraint in MTons | FALSE | L | Annual | Constraint Shadow Price | US2019$/Ton | 0 | 0 | 0 | 0 | 0 | 0 | 0
NODA Covanta Bristol 2 NOX Cap Annual v5.15 | 440 | 7256 | Rate Constraint in MTons | FALSE | L | Annual | Seasons Included | Seasons | Winter, WintShld, Summer | Winter, WintShld, Summer | Winter, WintShld, Summer | Winter, WintShld, Summer | Winter, WintShld, Summer | Winter, WintShld, Summer | Winter, WintShld, Summer
NODA Covanta Bristol 2 NOX Cap Annual v5.15 | 440 | 7256 | Rate Constraint in MTons | FALSE | L | Annual | Standard NOX | Thousand Tons | 0.1917 | 0.1917 | 0.1917 | 0.1917 | 0.1917 | 0.1917 | 0.1917
NODA Covanta Bristol 2 NOX Cap Annual v5.15 | 440 | 7256 | Rate Constraint in MTons | FALSE | L | Annual | Emissions at Affected Plants NOX | Thousand Tons | 0.11581 | 0.11581 | 0.11581 | 0 | 0 | 0 | 0
NODA Covanta Bristol 2 NOX Cap Annual v5.15 | 440 | 7256 | Rate Constraint in MTons | FALSE | L | Annual | Allowances Purchased NOX | Thousand Tons | 0 | 0 | 0 | 0 | 0 | 0 | 0
NODA Covanta Bristol 2 NOX Cap Annual v5.15 | 440 | 7256 | Rate Constraint in MTons | FALSE | L | Annual | Allowances Sold NOX | Thousand Tons | 0 | 0 | 0 | 0 | 0 | 0 | 0
NODA Covanta Bristol 2 NOX Cap Annual v5.15 | 440 | 7256 | Rate Constraint in MTons | FALSE | L | Annual | Allowances Banked | Thousand Tons | 0 | 0 | 0 | 0 | 0 | 0 | 0
NODA Covanta Bristol 2 NOX Cap Annual v5.15 | 440 | 7256 | Rate Constraint in MTons | FALSE | L | Annual | Allowances Withdrawn (1:1) | Thousand Tons | 0 | 0 | 0 | 0 | 0 | 0 | 0
NODA Covanta Bristol 2 NOX Cap Annual v5.15 | 440 | 7256 | Rate Constraint in MTons | FALSE | L | Annual | Allowances Withdrawn (n:1) | Thousand Tons | 0 | 0 | 0 | 0 | 0 | 0 | 0
NODA Covanta Bristol 2 NOX Cap Annual v5.15 | 440 | 7256 | Rate Constraint in MTons | FALSE | L | Annual | Net Emissions Allowance Position | Thousand Tons | 0.11581 | 0.11581 | 0.11581 | 0 | 0 | 0 | 0
NODA Covanta Bristol 2 NOX Cap Annual v5.15 | 440 | 7256 | Rate Constraint in MTons | FALSE | L | Annual | Fuel Consumed | TBtu | 0.8846 | 0.8846 | 0.8846 | 0 | 0 | 0 | 0
NODA Covanta Bristol 2 NOX Cap Annual v5.15 | 440 | 7256 | Rate Constraint in MTons | FALSE | L | Annual | Rate | lb/MMBtu | 0.26183 | 0.26183 | 0.26183 | 0 | 0 | 0 | 0
NODA Covanta Bristol 2 NOX Cap Annual v5.15 | 440 | 7256 | Rate Constraint in MTons | FALSE | L | Annual | Generation | TWh | 0.047744 | 0.047744 | 0.047744 | 0 | 0 | 0 | 0
NODA Covanta Bristol 2 NOX Cap Annual v5.15 | 440 | 7256 | Rate Constraint in MTons | FALSE | L | Annual | Qualifying Generation | TWh | 0.047744 | 0.047744 | 0.047744 | 0 | 0 | 0 | 0
NODA Covanta Bristol 2 NOX Cap Annual v5.15 | 440 | 7256 | Rate Constraint in MTons | FALSE | L | Annual | Rate | lb/MWh | 4.8512 | 4.8512 | 4.8512 | 0 | 0 | 0 | 0
NODA Covanta Bristol 2 NOX Cap Annual v5.15 | 440 | 7256 | Rate Constraint in MTons | FALSE | L | Annual | Constraint Shadow Price | US2019$/Ton | 0 | 0 | 0 | 0 | 0 | 0 | 0
NODA Covanta Mid-Connecticut NOX Cap Annual v5.15 | 441 | 7261 | Rate Constraint in MTons | FALSE | L | Annual | Seasons Included | Seasons | Winter, WintShld, Summer | Winter, WintShld, Summer | Winter, WintShld, Summer | Winter, WintShld, Summer | Winter, WintShld, Summer | Winter, WintShld, Summer | Winter, WintShld, Summer
NODA Covanta Mid-Connecticut NOX Cap Annual v5.15 | 441 | 7261 | Rate Constraint in MTons | FALSE | L | Annual | Standard NOX | Thousand Tons | 1.26 | 1.26 | 1.26 | 1.26 | 1.26 | 1.26 | 1.26
NODA Covanta Mid-Connecticut NOX Cap Annual v5.15 | 441 | 7261 | Rate Constraint in MTons | FALSE | L | Annual | Emissions at Affected Plants NOX | Thousand Tons | 0 | 0 | 0 | 0 | 0 | 0 | 0
NODA Covanta Mid-Connecticut NOX Cap Annual v5.15 | 441 | 7261 | Rate Constraint in MTons | FALSE | L | Annual | Allowances Purchased NOX | Thousand Tons | 0 | 0 | 0 | 0 | 0 | 0 | 0
NODA Covanta Mid-Connecticut NOX Cap Annual v5.15 | 441 | 7261 | Rate Constraint in MTons | FALSE | L | Annual | Allowances Sold NOX | Thousand Tons | 0 | 0 | 0 | 0 | 0 | 0 | 0
NODA Covanta Mid-Connecticut NOX Cap Annual v5.15 | 441 | 7261 | Rate Constraint in MTons | FALSE | L | Annual | Allowances Banked | Thousand Tons | 0 | 0 | 0 | 0 | 0 | 0 | 0
NODA Covanta Mid-Connecticut NOX Cap Annual v5.15 | 441 | 7261 | Rate Constraint in MTons | FALSE | L | Annual | Allowances Withdrawn (1:1) | Thousand Tons | 0 | 0 | 0 | 0 | 0 | 0 | 0
NODA Covanta Mid-Connecticut NOX Cap Annual v5.15 | 441 | 7261 | Rate Constraint in MTons | FALSE | L | Annual | Allowances Withdrawn (n:1) | Thousand Tons | 0 | 0 | 0 | 0 | 0 | 0 | 0
NODA Covanta Mid-Connecticut NOX Cap Annual v5.15 | 441 | 7261 | Rate Constraint in MTons | FALSE | L | Annual | Net Emissions Allowance Position | Thousand Tons | 0 | 0 | 0 | 0 | 0 | 0 | 0
NODA Covanta Mid-Connecticut NOX Cap Annual v5.15 | 441 | 7261 | Rate Constraint in MTons | FALSE | L | Annual | Fuel Consumed | TBtu | 0 | 0 | 0 | 0 | 0 | 0 | 0
NODA Covanta Mid-Connecticut NOX Cap Annual v5.15 | 441 | 7261 | Rate Constraint in MTons | FALSE | L | Annual | Rate | lb/MMBtu | 0 | 0 | 0 | 0 | 0 | 0 | 0
NODA Covanta Mid-Connecticut NOX Cap Annual v5.15 | 441 | 7261 | Rate Constraint in MTons | FALSE | L | Annual | Generation | TWh | 0 | 0 | 0 | 0 | 0 | 0 | 0
NODA Covanta Mid-Connecticut NOX Cap Annual v5.15 | 441 | 7261 | Rate Constraint in MTons | FALSE | L | Annual | Qualifying Generation | TWh | 0 | 0 | 0 | 0 | 0 | 0 | 0
NODA Covanta Mid-Connecticut NOX Cap Annual v5.15 | 441 | 7261 | Rate Constraint in MTons | FALSE | L | Annual | Rate | lb/MWh | 0 | 0 | 0 | 0 | 0 | 0 | 0
NODA Covanta Mid-Connecticut NOX Cap Annual v5.15 | 441 | 7261 | Rate Constraint in MTons | FALSE | L | Annual | Constraint Shadow Price | US2019$/Ton | 0 | 0 | 0 | 0 | 0 | 0 | 0
NODA G G Allen NOx Cap Annual v5.15 | 442 | 7263 | Rate Constraint in MTons | FALSE | L | Annual | Seasons Included | Seasons | Winter, WintShld, Summer | Winter, WintShld, Summer | Winter, WintShld, Summer | Winter, WintShld, Summer | Winter, WintShld, Summer | Winter, WintShld, Summer | Winter, WintShld, Summer
NODA G G Allen NOx Cap Annual v5.15 | 442 | 7263 | Rate Constraint in MTons | FALSE | L | Annual | Standard NOX | Thousand Tons | 0.6 | 0.6 | 0.6 | 0.6 | 0.6 | 0.6 | 0.6
NODA G G Allen NOx Cap Annual v5.15 | 442 | 7263 | Rate Constraint in MTons | FALSE | L | Annual | Emissions at Affected Plants NOX | Thousand Tons | 0 | 0 | 0 | 0 | 0 | 0 | 0
NODA G G Allen NOx Cap Annual v5.15 | 442 | 7263 | Rate Constraint in MTons | FALSE | L | Annual | Allowances Purchased NOX | Thousand Tons | 0 | 0 | 0 | 0 | 0 | 0 | 0
NODA G G Allen NOx Cap Annual v5.15 | 442 | 7263 | Rate Constraint in MTons | FALSE | L | Annual | Allowances Sold NOX | Thousand Tons | 0 | 0 | 0 | 0 | 0 | 0 | 0
NODA G G Allen NOx Cap Annual v5.15 | 442 | 7263 | Rate Constraint in MTons | FALSE | L | Annual | Allowances Banked | Thousand Tons | 0 | 0 | 0 | 0 | 0 | 0 | 0
NODA G G Allen NOx Cap Annual v5.15 | 442 | 7263 | Rate Constraint in MTons | FALSE | L | Annual | Allowances Withdrawn (1:1) | Thousand Tons | 0 | 0 | 0 | 0 | 0 | 0 | 0
NODA G G Allen NOx Cap Annual v5.15 | 442 | 7263 | Rate Constraint in MTons | FALSE | L | Annual | Allowances Withdrawn (n:1) | Thousand Tons | 0 | 0 | 0 | 0 | 0 | 0 | 0
NODA G G Allen NOx Cap Annual v5.15 | 442 | 7263 | Rate Constraint in MTons | FALSE | L | Annual | Net Emissions Allowance Position | Thousand Tons | 0 | 0 | 0 | 0 | 0 | 0 | 0
NODA G G Allen NOx Cap Annual v5.15 | 442 | 7263 | Rate Constraint in MTons | FALSE | L | Annual | Fuel Consumed | TBtu | 0 | 0 | 0 | 0 | 0 | 0 | 0
NODA G G Allen NOx Cap Annual v5.15 | 442 | 7263 | Rate Constraint in MTons | FALSE | L | Annual | Rate | lb/MMBtu | 0 | 0 | 0 | 0 | 0 | 0 | 0
NODA G G Allen NOx Cap Annual v5.15 | 442 | 7263 | Rate Constraint in MTons | FALSE | L | Annual | Generation | TWh | 0 | 0 | 0 | 0 | 0 | 0 | 0
NODA G G Allen NOx Cap Annual v5.15 | 442 | 7263 | Rate Constraint in MTons | FALSE | L | Annual | Qualifying Generation | TWh | 0 | 0 | 0 | 0 | 0 | 0 | 0
NODA G G Allen NOx Cap Annual v5.15 | 442 | 7263 | Rate Constraint in MTons | FALSE | L | Annual | Rate | lb/MWh | 0 | 0 | 0 | 0 | 0 | 0 | 0
NODA G G Allen NOx Cap Annual v5.15 | 442 | 7263 | Rate Constraint in MTons | FALSE | L | Annual | Constraint Shadow Price | US2019$/Ton | 0 | 0 | 0 | 0 | 0 | 0 | 0
NODA Greene County NOx Cap Annual v5.15 | 443 | 7254 | Rate Constraint in MTons | FALSE | L | Annual | Seasons Included | Seasons | Winter, WintShld, Summer | Winter, WintShld, Summer | Winter, WintShld, Summer | Winter, WintShld, Summer | Winter, WintShld, Summer | Winter, WintShld, Summer | Winter, WintShld, Summer
NODA Greene County NOx Cap Annual v5.15 | 443 | 7254 | Rate Constraint in MTons | FALSE | L | Annual | Standard NOX | Thousand Tons | 4.79 | 4.79 | 4.79 | 4.79 | 4.79 | 4.79 | 4.79
NODA Greene County NOx Cap Annual v5.15 | 443 | 7254 | Rate Constraint in MTons | FALSE | L | Annual | Emissions at Affected Plants NOX | Thousand Tons | 0 | 0 | 0 | 0 | 0 | 0 | 0
NODA Greene County NOx Cap Annual v5.15 | 443 | 7254 | Rate Constraint in MTons | FALSE | L | Annual | Allowances Purchased NOX | Thousand Tons | 0 | 0 | 0 | 0 | 0 | 0 | 0
NODA Greene County NOx Cap Annual v5.15 | 443 | 7254 | Rate Constraint in MTons | FALSE | L | Annual | Allowances Sold NOX | Thousand Tons | 0 | 0 | 0 | 0 | 0 | 0 | 0
NODA Greene County NOx Cap Annual v5.15 | 443 | 7254 | Rate Constraint in MTons | FALSE | L | Annual | Allowances Banked | Thousand Tons | 0 | 0 | 0 | 0 | 0 | 0 | 0
NODA Greene County NOx Cap Annual v5.15 | 443 | 7254 | Rate Constraint in MTons | FALSE | L | Annual | Allowances Withdrawn (1:1) | Thousand Tons | 0 | 0 | 0 | 0 | 0 | 0 | 0
NODA Greene County NOx Cap Annual v5.15 | 443 | 7254 | Rate Constraint in MTons | FALSE | L | Annual | Allowances Withdrawn (n:1) | Thousand Tons | 0 | 0 | 0 | 0 | 0 | 0 | 0
NODA Greene County NOx Cap Annual v5.15 | 443 | 7254 | Rate Constraint in MTons | FALSE | L | Annual | Net Emissions Allowance Position | Thousand Tons | 0 | 0 | 0 | 0 | 0 | 0 | 0
NODA Greene County NOx Cap Annual v5.15 | 443 | 7254 | Rate Constraint in MTons | FALSE | L | Annual | Fuel Consumed | TBtu | 0 | 0 | 0 | 0 | 0 | 0 | 0
NODA Greene County NOx Cap Annual v5.15 | 443 | 7254 | Rate Constraint in MTons | FALSE | L | Annual | Rate | lb/MMBtu | 0 | 0 | 0 | 0 | 0 | 0 | 0
NODA Greene County NOx Cap Annual v5.15 | 443 | 7254 | Rate Constraint in MTons | FALSE | L | Annual | Generation | TWh | 0 | 0 | 0 | 0 | 0 | 0 | 0
NODA Greene County NOx Cap Annual v5.15 | 443 | 7254 | Rate Constraint in MTons | FALSE | L | Annual | Qualifying Generation | TWh | 0 | 0 | 0 | 0 | 0 | 0 | 0
NODA Greene County NOx Cap Annual v5.15 | 443 | 7254 | Rate Constraint in MTons | FALSE | L | Annual | Rate | lb/MWh | 0 | 0 | 0 | 0 | 0 | 0 | 0
NODA Greene County NOx Cap Annual v5.15 | 443 | 7254 | Rate Constraint in MTons | FALSE | L | Annual | Constraint Shadow Price | US2019$/Ton | 0 | 0 | 0 | 0 | 0 | 0 | 0
NODA Kemper County IGCC SO2 Cap Annual v5.15 | 444 | 7262 | Rate Constraint in MTons | FALSE | L | Annual | Seasons Included | Seasons | Winter, WintShld, Summer | Winter, WintShld, Summer | Winter, WintShld, Summer | Winter, WintShld, Summer | Winter, WintShld, Summer | Winter, WintShld, Summer | Winter, WintShld, Summer
NODA Kemper County IGCC SO2 Cap Annual v5.15 | 444 | 7262 | Rate Constraint in MTons | FALSE | L | Annual | Standard SO2 | Thousand Tons | 0.116 | 0.116 | 0.116 | 0.116 | 0.116 | 0.116 | 0.116
NODA Kemper County IGCC SO2 Cap Annual v5.15 | 444 | 7262 | Rate Constraint in MTons | FALSE | L | Annual | Emissions at Affected Plants SO2 | Thousand Tons | 0 | 0 | 0 | 0 | 0 | 0 | 0
NODA Kemper County IGCC SO2 Cap Annual v5.15 | 444 | 7262 | Rate Constraint in MTons | FALSE | L | Annual | Allowances Purchased SO2 | Thousand Tons | 0 | 0 | 0 | 0 | 0 | 0 | 0
NODA Kemper County IGCC SO2 Cap Annual v5.15 | 444 | 7262 | Rate Constraint in MTons | FALSE | L | Annual | Allowances Sold SO2 | Thousand Tons | 0 | 0 | 0 | 0 | 0 | 0 | 0
NODA Kemper County IGCC SO2 Cap Annual v5.15 | 444 | 7262 | Rate Constraint in MTons | FALSE | L | Annual | Allowances Banked | Thousand Tons | 0 | 0 | 0 | 0 | 0 | 0 | 0
NODA Kemper County IGCC SO2 Cap Annual v5.15 | 444 | 7262 | Rate Constraint in MTons | FALSE | L | Annual | Allowances Withdrawn (1:1) | Thousand Tons | 0 | 0 | 0 | 0 | 0 | 0 | 0
NODA Kemper County IGCC SO2 Cap Annual v5.15 | 444 | 7262 | Rate Constraint in MTons | FALSE | L | Annual | Allowances Withdrawn (n:1) | Thousand Tons | 0 | 0 | 0 | 0 | 0 | 0 | 0
NODA Kemper County IGCC SO2 Cap Annual v5.15 | 444 | 7262 | Rate Constraint in MTons | FALSE | L | Annual | Net Emissions Allowance Position | Thousand Tons | 0 | 0 | 0 | 0 | 0 | 0 | 0
NODA Kemper County IGCC SO2 Cap Annual v5.15 | 444 | 7262 | Rate Constraint in MTons | FALSE | L | Annual | Fuel Consumed | TBtu | 11.9887 | 14.1635 | 14.0009 | 7.5679 | 0.61846 | 0 | 0
NODA Kemper County IGCC SO2 Cap Annual v5.15 | 444 | 7262 | Rate Constraint in MTons | FALSE | L | Annual | Rate | lb/MMBtu | 0 | 0 | 0 | 0 | 0 | 0 | 0
NODA Kemper County IGCC SO2 Cap Annual v5.15 | 444 | 7262 | Rate Constraint in MTons | FALSE | L | Annual | Generation | TWh | 1.5766 | 1.8626 | 1.8412 | 0.99526 | 0.081333 | 0 | 0
NODA Kemper County IGCC SO2 Cap Annual v5.15 | 444 | 7262 | Rate Constraint in MTons | FALSE | L | Annual | Qualifying Generation | TWh | 1.5766 | 1.8626 | 1.8412 | 0.99526 | 0.081333 | 0 | 0
NODA Kemper County IGCC SO2 Cap Annual v5.15 | 444 | 7262 | Rate Constraint in MTons | FALSE | L | Annual | Rate | lb/MWh | 0 | 0 | 0 | 0 | 0 | 0 | 0
NODA Kemper County IGCC SO2 Cap Annual v5.15 | 444 | 7262 | Rate Constraint in MTons | FALSE | L | Annual | Constraint Shadow Price | US2019$/Ton | 0 | 0 | 0 | 0 | 0 | 0 | 0
NODA Marshalltown NOx Cap Annual v5.15 | 445 | 7252 | Rate Constraint in MTons | FALSE | L | Annual | Seasons Included | Seasons | Winter, WintShld, Summer | Winter, WintShld, Summer | Winter, WintShld, Summer | Winter, WintShld, Summer | Winter, WintShld, Summer | Winter, WintShld, Summer | Winter, WintShld, Summer
NODA Marshalltown NOx Cap Annual v5.15 | 445 | 7252 | Rate Constraint in MTons | FALSE | L | Annual | Standard NOX | Thousand Tons | 0.229 | 0.229 | 0.229 | 0.229 | 0.229 | 0.229 | 0.229
NODA Marshalltown NOx Cap Annual v5.15 | 445 | 7252 | Rate Constraint in MTons | FALSE | L | Annual | Emissions at Affected Plants NOX | Thousand Tons | 0.072821 | 0.084128 | 0.038357 | 0.0089719 | 0.0075738 | 0.0075738 | 0.0075738
NODA Marshalltown NOx Cap Annual v5.15 | 445 | 7252 | Rate Constraint in MTons | FALSE | L | Annual | Allowances Purchased NOX | Thousand Tons | 0 | 0 | 0 | 0 | 0 | 0 | 0
NODA Marshalltown NOx Cap Annual v5.15 | 445 | 7252 | Rate Constraint in MTons | FALSE | L | Annual | Allowances Sold NOX | Thousand Tons | 0 | 0 | 0 | 0 | 0 | 0 | 0
NODA Marshalltown NOx Cap Annual v5.15 | 445 | 7252 | Rate Constraint in MTons | FALSE | L | Annual | Allowances Banked | Thousand Tons | 0 | 0 | 0 | 0 | 0 | 0 | 0
NODA Marshalltown NOx Cap Annual v5.15 | 445 | 7252 | Rate Constraint in MTons | FALSE | L | Annual | Allowances Withdrawn (1:1) | Thousand Tons | 0 | 0 | 0 | 0 | 0 | 0 | 0
NODA Marshalltown NOx Cap Annual v5.15 | 445 | 7252 | Rate Constraint in MTons | FALSE | L | Annual | Allowances Withdrawn (n:1) | Thousand Tons | 0 | 0 | 0 | 0 | 0 | 0 | 0
NODA Marshalltown NOx Cap Annual v5.15 | 445 | 7252 | Rate Constraint in MTons | FALSE | L | Annual | Net Emissions Allowance Position | Thousand Tons | 0.072821 | 0.084128 | 0.038357 | 0.0089719 | 0.0075738 | 0.0075738 | 0.0075738
NODA Marshalltown NOx Cap Annual v5.15 | 445 | 7252 | Rate Constraint in MTons | FALSE | L | Annual | Fuel Consumed | TBtu | 29.6592 | 34.2643 | 15.6224 | 3.6541 | 3.0847 | 3.0847 | 3.0847
NODA Marshalltown NOx Cap Annual v5.15 | 445 | 7252 | Rate Constraint in MTons | FALSE | L | Annual | Rate | lb/MMBtu | 0.0049106 | 0.0049106 | 0.0049106 | 0.0049106 | 0.0049106 | 0.0049106 | 0.0049106
NODA Marshalltown NOx Cap Annual v5.15 | 445 | 7252 | Rate Constraint in MTons | FALSE | L | Annual | Generation | TWh | 4.1768 | 4.8253 | 2.2 | 0.5146 | 0.4344 | 0.4344 | 0.4344
NODA Marshalltown NOx Cap Annual v5.15 | 445 | 7252 | Rate Constraint in MTons | FALSE | L | Annual | Qualifying Generation | TWh | 4.1768 | 4.8253 | 2.2 | 0.5146 | 0.4344 | 0.4344 | 0.4344
NODA Marshalltown NOx Cap Annual v5.15 | 445 | 7252 | Rate Constraint in MTons | FALSE | L | Annual | Rate | lb/MWh | 0.03487 | 0.03487 | 0.03487 | 0.03487 | 0.03487 | 0.03487 | 0.03487
NODA Marshalltown NOx Cap Annual v5.15 | 445 | 7252 | Rate Constraint in MTons | FALSE | L | Annual | Constraint Shadow Price | US2019$/Ton | 0 | 0 | 0 | 0 | 0 | 0 | 0
NODA Nacogdoches SO2 Cap Annual v5.15 | 446 | 7253 | Rate Constraint in MTons | FALSE | L | Annual | Seasons Included | Seasons | Winter, WintShld, Summer | Winter, WintShld, Summer | Winter, WintShld, Summer | Winter, WintShld, Summer | Winter, WintShld, Summer | Winter, WintShld, Summer | Winter, WintShld, Summer
NODA Nacogdoches SO2 Cap Annual v5.15 | 446 | 7253 | Rate Constraint in MTons | FALSE | L | Annual | Standard SO2 | Thousand Tons | 0.277 | 0.277 | 0.277 | 0.277 | 0.277 | 0.277 | 0.277
NODA Nacogdoches SO2 Cap Annual v5.15 | 446 | 7253 | Rate Constraint in MTons | FALSE | L | Annual | Emissions at Affected Plants SO2 | Thousand Tons | 0 | 0 | 0 | 0 | 0 | 0 | 0
NODA Nacogdoches SO2 Cap Annual v5.15 | 446 | 7253 | Rate Constraint in MTons | FALSE | L | Annual | Allowances Purchased SO2 | Thousand Tons | 0 | 0 | 0 | 0 | 0 | 0 | 0
NODA Nacogdoches SO2 Cap Annual v5.15 | 446 | 7253 | Rate Constraint in MTons | FALSE | L | Annual | Allowances Sold SO2 | Thousand Tons | 0 | 0 | 0 | 0 | 0 | 0 | 0
NODA Nacogdoches SO2 Cap Annual v5.15 | 446 | 7253 | Rate Constraint in MTons | FALSE | L | Annual | Allowances Banked | Thousand Tons | 0 | 0 | 0 | 0 | 0 | 0 | 0
NODA Nacogdoches SO2 Cap Annual v5.15 | 446 | 7253 | Rate Constraint in MTons | FALSE | L | Annual | Allowances Withdrawn (1:1) | Thousand Tons | 0 | 0 | 0 | 0 | 0 | 0 | 0
NODA Nacogdoches SO2 Cap Annual v5.15 | 446 | 7253 | Rate Constraint in MTons | FALSE | L | Annual | Allowances Withdrawn (n:1) | Thousand Tons | 0 | 0 | 0 | 0 | 0 | 0 | 0
NODA Nacogdoches SO2 Cap Annual v5.15 | 446 | 7253 | Rate Constraint in MTons | FALSE | L | Annual | Net Emissions Allowance Position | Thousand Tons | 0 | 0 | 0 | 0 | 0 | 0 | 0
NODA Nacogdoches SO2 Cap Annual v5.15 | 446 | 7253 | Rate Constraint in MTons | FALSE | L | Annual | Fuel Consumed | TBtu | 0 | 0 | 0 | 0 | 0 | 0 | 0
NODA Nacogdoches SO2 Cap Annual v5.15 | 446 | 7253 | Rate Constraint in MTons | FALSE | L | Annual | Rate | lb/MMBtu | 0 | 0 | 0 | 0 | 0 | 0 | 0
NODA Nacogdoches SO2 Cap Annual v5.15 | 446 | 7253 | Rate Constraint in MTons | FALSE | L | Annual | Generation | TWh | 0 | 0 | 0 | 0 | 0 | 0 | 0
NODA Nacogdoches SO2 Cap Annual v5.15 | 446 | 7253 | Rate Constraint in MTons | FALSE | L | Annual | Qualifying Generation | TWh | 0 | 0 | 0 | 0 | 0 | 0 | 0
NODA Nacogdoches SO2 Cap Annual v5.15 | 446 | 7253 | Rate Constraint in MTons | FALSE | L | Annual | Rate | lb/MWh | 0 | 0 | 0 | 0 | 0 | 0 | 0
NODA Nacogdoches SO2 Cap Annual v5.15 | 446 | 7253 | Rate Constraint in MTons | FALSE | L | Annual | Constraint Shadow Price | US2019$/Ton | 0 | 0 | 0 | 0 | 0 | 0 | 0
NODA Newark NOx Cap Annual v5.15 | 447 | 7249 | Rate Constraint in MTons | FALSE | L | Annual | Seasons Included | Seasons | Winter, WintShld, Summer | Winter, WintShld, Summer | Winter, WintShld, Summer | Winter, WintShld, Summer | Winter, WintShld, Summer | Winter, WintShld, Summer | Winter, WintShld, Summer
NODA Newark NOx Cap Annual v5.15 | 447 | 7249 | Rate Constraint in MTons | FALSE | L | Annual | Standard NOX | Thousand Tons | 0.278 | 0.278 | 0.278 | 0.278 | 0.278 | 0.278 | 0.278
NODA Newark NOx Cap Annual v5.15 | 447 | 7249 | Rate Constraint in MTons | FALSE | L | Annual | Emissions at Affected Plants NOX | Thousand Tons | 0.097004 | 0.097688 | 0.066703 | 0.047328 | 0.047328 | 0.06532 | 0.082982
NODA Newark NOx Cap Annual v5.15 | 447 | 7249 | Rate Constraint in MTons | FALSE | L | Annual | Allowances Purchased NOX | Thousand Tons | 0 | 0 | 0 | 0 | 0 | 0 | 0
NODA Newark NOx Cap Annual v5.15 | 447 | 7249 | Rate Constraint in MTons | FALSE | L | Annual | Allowances Sold NOX | Thousand Tons | 0 | 0 | 0 | 0 | 0 | 0 | 0
NODA Newark NOx Cap Annual v5.15 | 447 | 7249 | Rate Constraint in MTons | FALSE | L | Annual | Allowances Banked | Thousand Tons | 0 | 0 | 0 | 0 | 0 | 0 | 0
NODA Newark NOx Cap Annual v5.15 | 447 | 7249 | Rate Constraint in MTons | FALSE | L | Annual | Allowances Withdrawn (1:1) | Thousand Tons | 0 | 0 | 0 | 0 | 0 | 0 | 0
NODA Newark NOx Cap Annual v5.15 | 447 | 7249 | Rate Constraint in MTons | FALSE | L | Annual | Allowances Withdrawn (n:1) | Thousand Tons | 0 | 0 | 0 | 0 | 0 | 0 | 0
NODA Newark NOx Cap Annual v5.15 | 447 | 7249 | Rate Constraint in MTons | FALSE | L | Annual | Net Emissions Allowance Position | Thousand Tons | 0.097004 | 0.097688 | 0.066703 | 0.047328 | 0.047328 | 0.06532 | 0.082982
NODA Newark NOx Cap Annual v5.15 | 447 | 7249 | Rate Constraint in MTons | FALSE | L | Annual | Fuel Consumed | TBtu | 32.1668 | 32.3936 | 22.1188 | 15.6942 | 15.6942 | 21.6603 | 27.517
NODA Newark NOx Cap Annual v5.15 | 447 | 7249 | Rate Constraint in MTons | FALSE | L | Annual | Rate | lb/MMBtu | 0.0060313 | 0.0060313 | 0.0060313 | 0.0060313 | 0.0060313 | 0.0060313 | 0.0060313
NODA Newark NOx Cap Annual v5.15 | 447 | 7249 | Rate Constraint in MTons | FALSE | L | Annual | Generation | TWh | 4.5627 | 4.5948 | 3.1374 | 2.2261 | 2.2261 | 3.0724 | 3.9031
NODA Newark NOx Cap Annual v5.15 | 447 | 7249 | Rate Constraint in MTons | FALSE | L | Annual | Qualifying Generation | TWh | 4.5627 | 4.5948 | 3.1374 | 2.2261 | 2.2261 | 3.0724 | 3.9031
NODA Newark NOx Cap Annual v5.15 | 447 | 7249 | Rate Constraint in MTons | FALSE | L | Annual | Rate | lb/MWh | 0.042521 | 0.042521 | 0.042521 | 0.042521 | 0.042521 | 0.042521 | 0.042521
NODA Newark NOx Cap Annual v5.15 | 447 | 7249 | Rate Constraint in MTons | FALSE | L | Annual | Constraint Shadow Price | US2019$/Ton | 0 | 0 | 0 | 0 | 0 | 0 | 0
NODA West Deptford NOx Cap Annual v5.15 | 448 | 7250 | Rate Constraint in MTons | FALSE | L | Annual | Seasons Included | Seasons | Winter, WintShld, Summer | Winter, WintShld, Summer | Winter, WintShld, Summer | Winter, WintShld, Summer | Winter, WintShld, Summer | Winter, WintShld, Summer | Winter, WintShld, Summer
NODA West Deptford NOx Cap Annual v5.15 | 448 | 7250 | Rate Constraint in MTons | FALSE | L | Annual | Standard NOX | Thousand Tons | 0.717 | 0.717 | 0.717 | 0.717 | 0.717 | 0.717 | 0.717
NODA West Deptford NOx Cap Annual v5.15 | 448 | 7250 | Rate Constraint in MTons | FALSE | L | Annual | Emissions at Affected Plants NOX | Thousand Tons | 0.10364 | 0.10357 | 0.069281 | 0.050552 | 0.050552 | 0.050578 | 0.082393
NODA West Deptford NOx Cap Annual v5.15 | 448 | 7250 | Rate Constraint in MTons | FALSE | L | Annual | Allowances Purchased NOX | Thousand Tons | 0 | 0 | 0 | 0 | 0 | 0 | 0
NODA West Deptford NOx Cap Annual v5.15 | 448 | 7250 | Rate Constraint in MTons | FALSE | L | Annual | Allowances Sold NOX | Thousand Tons | 0 | 0 | 0 | 0 | 0 | 0 | 0
NODA West Deptford NOx Cap Annual v5.15 | 448 | 7250 | Rate Constraint in MTons | FALSE | L | Annual | Allowances Banked | Thousand Tons | 0 | 0 | 0 | 0 | 0 | 0 | 0
NODA West Deptford NOx Cap Annual v5.15 | 448 | 7250 | Rate Constraint in MTons | FALSE | L | Annual | Allowances Withdrawn (1:1) | Thousand Tons | 0 | 0 | 0 | 0 | 0 | 0 | 0
NODA West Deptford NOx Cap Annual v5.15 | 448 | 7250 | Rate Constraint in MTons | FALSE | L | Annual | Allowances Withdrawn (n:1) | Thousand Tons | 0 | 0 | 0 | 0 | 0 | 0 | 0
NODA West Deptford NOx Cap Annual v5.15 | 448 | 7250 | Rate Constraint in MTons | FALSE | L | Annual | Net Emissions Allowance Position | Thousand Tons | 0.10364 | 0.10357 | 0.069281 | 0.050552 | 0.050552 | 0.050578 | 0.082393
NODA West Deptford NOx Cap Annual v5.15 | 448 | 7250 | Rate Constraint in MTons | FALSE | L | Annual | Fuel Consumed | TBtu | 33.7899 | 33.7687 | 22.5882 | 16.4819 | 16.4819 | 16.4904 | 26.8633
NODA West Deptford NOx Cap Annual v5.15 | 448 | 7250 | Rate Constraint in MTons | FALSE | L | Annual | Rate | lb/MMBtu | 0.0061343 | 0.0061343 | 0.0061343 | 0.0061343 | 0.0061343 | 0.0061343 | 0.0061343
NODA West Deptford NOx Cap Annual v5.15 | 448 | 7250 | Rate Constraint in MTons | FALSE | L | Annual | Generation | TWh | 4.7766 | 4.7736 | 3.1931 | 2.3299 | 2.3299 | 2.3311 | 3.7975
NODA West Deptford NOx Cap Annual v5.15 | 448 | 7250 | Rate Constraint in MTons | FALSE | L | Annual | Qualifying Generation | TWh | 4.7766 | 4.7736 | 3.1931 | 2.3299 | 2.3299 | 2.3311 | 3.7975
NODA West Deptford NOx Cap Annual v5.15 | 448 | 7250 | Rate Constraint in MTons | FALSE | L | Annual | Rate | lb/MWh | 0.043394 | 0.043394 | 0.043394 | 0.043394 | 0.043394 | 0.043394 | 0.043394
NODA West Deptford NOx Cap Annual v5.15 | 448 | 7250 | Rate Constraint in MTons | FALSE | L | Annual | Constraint Shadow Price | US2019$/Ton | 0 | 0 | 0 | 0 | 0 | 0 | 0
NODA Wheelabrator Lisbon 1 NOX Cap Annual v5.15 | 449 | 7260 | Rate Constraint in MTons | FALSE | L | Annual | Seasons Included | Seasons | Winter, WintShld, Summer | Winter, WintShld, Summer | Winter, WintShld, Summer | Winter, WintShld, Summer | Winter, WintShld, Summer | Winter, WintShld, Summer | Winter, WintShld, Summer
NODA Wheelabrator Lisbon 1 NOX Cap Annual v5.15 | 449 | 7260 | Rate Constraint in MTons | FALSE | L | Annual | Standard NOX | Thousand Tons | 0.148 | 0.148 | 0.148 | 0.148 | 0.148 | 0.148 | 0.148
NODA Wheelabrator Lisbon 1 NOX Cap Annual v5.15 | 449 | 7260 | Rate Constraint in MTons | FALSE | L | Annual | Emissions at Affected Plants NOX | Thousand Tons | 0.12346 | 0.12346 | 0.12346 | 0 | 0 | 0 | 0
NODA Wheelabrator Lisbon 1 NOX Cap Annual v5.15 | 449 | 7260 | Rate Constraint in MTons | FALSE | L | Annual | Allowances Purchased NOX | Thousand Tons | 0 | 0 | 0 | 0 | 0 | 0 | 0
NODA Wheelabrator Lisbon 1 NOX Cap Annual v5.15 | 449 | 7260 | Rate Constraint in MTons | FALSE | L | Annual | Allowances Sold NOX | Thousand Tons | 0 | 0 | 0 | 0 | 0 | 0 | 0
NODA Wheelabrator Lisbon 1 NOX Cap Annual v5.15 | 449 | 7260 | Rate Constraint in MTons | FALSE | L | Annual | Allowances Banked | Thousand Tons | 0 | 0 | 0 | 0 | 0 | 0 | 0
NODA Wheelabrator Lisbon 1 NOX Cap Annual v5.15 | 449 | 7260 | Rate Constraint in MTons | FALSE | L | Annual | Allowances Withdrawn (1:1) | Thousand Tons | 0 | 0 | 0 | 0 | 0 | 0 | 0
NODA Wheelabrator Lisbon 1 NOX Cap Annual v5.15 | 449 | 7260 | Rate Constraint in MTons | FALSE | L | Annual | Allowances Withdrawn (n:1) | Thousand Tons | 0 | 0 | 0 | 0 | 0 | 0 | 0
NODA Wheelabrator Lisbon 1 NOX Cap Annual v5.15 | 449 | 7260 | Rate Constraint in MTons | FALSE | L | Annual | Net Emissions Allowance Position | Thousand Tons | 0.12346 | 0.12346 | 0.12346 | 0 | 0 | 0 | 0
NODA Wheelabrator Lisbon 1 NOX Cap Annual v5.15 | 449 | 7260 | Rate Constraint in MTons | FALSE | L | Annual | Fuel Consumed | TBtu | 0.92981 | 0.92981 | 0.92981 | 0 | 0 | 0 | 0
NODA Wheelabrator Lisbon 1 NOX Cap Annual v5.15 | 449 | 7260 | Rate Constraint in MTons | FALSE | L | Annual | Rate | lb/MMBtu | 0.26556 | 0.26556 | 0.26556 | 0 | 0 | 0 | 0
NODA Wheelabrator Lisbon 1 NOX Cap Annual v5.15 | 449 | 7260 | Rate Constraint in MTons | FALSE | L | Annual | Generation | TWh | 0.050638 | 0.050638 | 0.050638 | 0 | 0 | 0 | 0
NODA Wheelabrator Lisbon 1 NOX Cap Annual v5.15 | 449 | 7260 | Rate Constraint in MTons | FALSE | L | Annual | Qualifying Generation | TWh | 0.050638 | 0.050638 | 0.050638 | 0 | 0 | 0 | 0
NODA Wheelabrator Lisbon 1 NOX Cap Annual v5.15 | 449 | 7260 | Rate Constraint in MTons | FALSE | L | Annual | Rate | lb/MWh | 4.8762 | 4.8762 | 4.8762 | 0 | 0 | 0 | 0
NODA Wheelabrator Lisbon 1 NOX Cap Annual v5.15 | 449 | 7260 | Rate Constraint in MTons | FALSE | L | Annual | Constraint Shadow Price | US2019$/Ton | 0 | 0 | 0 | 0 | 0 | 0 | 0
NODA WheelabratorBridgeport 1 NOX Cap Annual v5.15 | 450 | 7257 | Rate Constraint in MTons | FALSE | L | Annual | Seasons Included | Seasons | Winter, WintShld, Summer | Winter, WintShld, Summer | Winter, WintShld, Summer | Winter, WintShld, Summer | Winter, WintShld, Summer | Winter, WintShld, Summer | Winter, WintShld, Summer
NODA WheelabratorBridgeport 1 NOX Cap Annual v5.15 | 450 | 7257 | Rate Constraint in MTons | FALSE | L | Annual | Standard NOX | Thousand Tons | 0.501 | 0.501 | 0.501 | 0.501 | 0.501 | 0.501 | 0.501
NODA WheelabratorBridgeport 1 NOX Cap Annual v5.15 | 450 | 7257 | Rate Constraint in MTons | FALSE | L | Annual | Emissions at Affected Plants NOX | Thousand Tons | 0.28406 | 0.28406 | 0.28406 | 0 | 0 | 0 | 0
NODA WheelabratorBridgeport 1 NOX Cap Annual v5.15 | 450 | 7257 | Rate Constraint in MTons | FALSE | L | Annual | Allowances Purchased NOX | Thousand Tons | 0 | 0 | 0 | 0 | 0 | 0 | 0
NODA WheelabratorBridgeport 1 NOX Cap Annual v5.15 | 450 | 7257 | Rate Constraint in MTons | FALSE | L | Annual | Allowances Sold NOX | Thousand Tons | 0 | 0 | 0 | 0 | 0 | 0 | 0
NODA WheelabratorBridgeport 1 NOX Cap Annual v5.15 | 450 | 7257 | Rate Constraint in MTons | FALSE | L | Annual | Allowances Banked | Thousand Tons | 0 | 0 | 0 | 0 | 0 | 0 | 0
NODA WheelabratorBridgeport 1 NOX Cap Annual v5.15 | 450 | 7257 | Rate Constraint in MTons | FALSE | L | Annual | Allowances Withdrawn (1:1) | Thousand Tons | 0 | 0 | 0 | 0 | 0 | 0 | 0
NODA WheelabratorBridgeport 1 NOX Cap Annual v5.15 | 450 | 7257 | Rate Constraint in MTons | FALSE | L | Annual | Allowances Withdrawn (n:1) | Thousand Tons | 0 | 0 | 0 | 0 | 0 | 0 | 0
NODA WheelabratorBridgeport 1 NOX Cap Annual v5.15 | 450 | 7257 | Rate Constraint in MTons | FALSE | L | Annual | Net Emissions Allowance Position | Thousand Tons | 0.28406 | 0.28406 | 0.28406 | 0 | 0 | 0 | 0
NODA WheelabratorBridgeport 1 NOX Cap Annual v5.15 | 450 | 7257 | Rate Constraint in MTons | FALSE | L | Annual | Fuel Consumed | TBtu | 2.3409 | 2.3409 | 2.3409 | 0 | 0 | 0 | 0
NODA WheelabratorBridgeport 1 NOX Cap Annual v5.15 | 450 | 7257 | Rate Constraint in MTons | FALSE | L | Annual | Rate | lb/MMBtu | 0.24269 | 0.24269 | 0.24269 | 0 | 0 | 0 | 0
NODA WheelabratorBridgeport 1 NOX Cap Annual v5.15 | 450 | 7257 | Rate Constraint in MTons | FALSE | L | Annual | Generation | TWh | 0.13962 | 0.13962 | 0.13962 | 0 | 0 | 0 | 0
NODA WheelabratorBridgeport 1 NOX Cap Annual v5.15 | 450 | 7257 | Rate Constraint in MTons | FALSE | L | Annual | Qualifying Generation | TWh | 0.13962 | 0.13962 | 0.13962 | 0 | 0 | 0 | 0
NODA WheelabratorBridgeport 1 NOX Cap Annual v5.15 | 450 | 7257 | Rate Constraint in MTons | FALSE | L | Annual | Rate | lb/MWh | 4.0692 | 4.0692 | 4.0692 | 0 | 0 | 0 | 0
NODA WheelabratorBridgeport 1 NOX Cap Annual v5.15 | 450 | 7257 | Rate Constraint in MTons | FALSE | L | Annual | Constraint Shadow Price | US2019$/Ton | 0 | 0 | 0 | 0 | 0 | 0 | 0
NODA WheelabratorBridgeport 2 NOX Cap Annual v5.15 | 451 | 7258 | Rate Constraint in MTons | FALSE | L | Annual | Seasons Included | Seasons | Winter, WintShld, Summer | Winter, WintShld, Summer | Winter, WintShld, Summer | Winter, WintShld, Summer | Winter, WintShld, Summer | Winter, WintShld, Summer | Winter, WintShld, Summer
NODA WheelabratorBridgeport 2 NOX Cap Annual v5.15 | 451 | 7258 | Rate Constraint in MTons | FALSE | L | Annual | Standard NOX | Thousand Tons | 0.501 | 0.501 | 0.501 | 0.501 | 0.501 | 0.501 | 0.501
NODA WheelabratorBridgeport 2 NOX Cap Annual v5.15 | 451 | 7258 | Rate Constraint in MTons | FALSE | L | Annual | Emissions at Affected Plants NOX | Thousand Tons | 0.29148 | 0.29148 | 0.29148 | 0 | 0 | 0 | 0
NODA WheelabratorBridgeport 2 NOX Cap Annual v5.15 | 451 | 7258 | Rate Constraint in MTons | FALSE | L | Annual | Allowances Purchased NOX | Thousand Tons | 0 | 0 | 0 | 0 | 0 | 0 | 0
NODA WheelabratorBridgeport 2 NOX Cap Annual v5.15 | 451 | 7258 | Rate Constraint in MTons | FALSE | L | Annual | Allowances Sold NOX | Thousand Tons | 0 | 0 | 0 | 0 | 0 | 0 | 0
NODA WheelabratorBridgeport 2 NOX Cap Annual v5.15 | 451 | 7258 | Rate Constraint in MTons | FALSE | L | Annual | Allowances Banked | Thousand Tons | 0 | 0 | 0 | 0 | 0 | 0 | 0
NODA WheelabratorBridgeport 2 NOX Cap Annual v5.15 | 451 | 7258 | Rate Constraint in MTons | FALSE | L | Annual | Allowances Withdrawn (1:1) | Thousand Tons | 0 | 0 | 0 | 0 | 0 | 0 | 0
NODA WheelabratorBridgeport 2 NOX Cap Annual v5.15 | 451 | 7258 | Rate Constraint in MTons | FALSE | L | Annual | Allowances Withdrawn (n:1) | Thousand Tons | 0 | 0 | 0 | 0 | 0 | 0 | 0
NODA WheelabratorBridgeport 2 NOX Cap Annual v5.15 | 451 | 7258 | Rate Constraint in MTons | FALSE | L | Annual | Net Emissions Allowance Position | Thousand Tons | 0.29148 | 0.29148 | 0.29148 | 0 | 0 | 0 | 0
NODA WheelabratorBridgeport 2 NOX Cap Annual v5.15 | 451 | 7258 | Rate Constraint in MTons | FALSE | L | Annual | Fuel Consumed | TBtu | 2.3409 | 2.3409 | 2.3409 | 0 | 0 | 0 | 0
NODA WheelabratorBridgeport 2 NOX Cap Annual v5.15 | 451 | 7258 | Rate Constraint in MTons | FALSE | L | Annual | Rate | lb/MMBtu | 0.24903 | 0.24903 | 0.24903 | 0 | 0 | 0 | 0
NODA WheelabratorBridgeport 2 NOX Cap Annual v5.15 | 451 | 7258 | Rate Constraint in MTons | FALSE | L | Annual | Generation | TWh | 0.13962 | 0.13962 | 0.13962 | 0 | 0 | 0 | 0
NODA WheelabratorBridgeport 2 NOX Cap Annual v5.15 | 451 | 7258 | Rate Constraint in MTons | FALSE | L | Annual | Qualifying Generation | TWh | 0.13962 | 0.13962 | 0.13962 | 0 | 0 | 0 | 0
NODA WheelabratorBridgeport 2 NOX Cap Annual v5.15 | 451 | 7258 | Rate Constraint in MTons | FALSE | L | Annual | Rate | lb/MWh | 4.1755 | 4.1755 | 4.1755 | 0 | 0 | 0 | 0
NODA WheelabratorBridgeport 2 NOX Cap Annual v5.15 | 451 | 7258 | Rate Constraint in MTons | FALSE | L | Annual | Constraint Shadow Price | US2019$/Ton | 0 | 0 | 0 | 0 | 0 | 0 | 0
NODA WheelabratorBridgeport 3 NOX Cap Annual v5.15 | 452 | 7259 | Rate Constraint in MTons | FALSE | L | Annual | Seasons Included | Seasons | Winter, WintShld, Summer | Winter, WintShld, Summer | Winter, WintShld, Summer | Winter, WintShld, Summer | Winter, WintShld, Summer | Winter, WintShld, Summer | Winter, WintShld, Summer
NODA WheelabratorBridgeport 3 NOX Cap Annual v5.15 | 452 | 7259 | Rate Constraint in MTons | FALSE | L | Annual | Standard NOX | Thousand Tons | 0.501 | 0.501 | 0.501 | 0.501 | 0.501 | 0.501 | 0.501
NODA WheelabratorBridgeport 3 NOX Cap Annual v5.15 | 452 | 7259 | Rate Constraint in MTons | FALSE | L | Annual | Emissions at Affected Plants NOX | Thousand Tons | 0.28112 | 0.28112 | 0.28112 | 0 | 0 | 0 | 0
NODA WheelabratorBridgeport 3 NOX Cap Annual v5.15 | 452 | 7259 | Rate Constraint in MTons | FALSE | L | Annual | Allowances Purchased NOX | Thousand Tons | 0 | 0 | 0 | 0 | 0 | 0 | 0
NODA WheelabratorBridgeport 3 NOX Cap Annual v5.15 | 452 | 7259 | Rate Constraint in MTons | FALSE | L | Annual | Allowances Sold NOX | Thousand Tons | 0 | 0 | 0 | 0 | 0 | 0 | 0
NODA WheelabratorBridgeport 3 NOX Cap Annual v5.15 | 452 | 7259 | Rate Constraint in MTons | FALSE | L | Annual | Allowances Banked | Thousand Tons | 0 | 0 | 0 | 0 | 0 | 0 | 0
NODA WheelabratorBridgeport 3 NOX Cap Annual v5.15 | 452 | 7259 | Rate Constraint in MTons | FALSE | L | Annual | Allowances Withdrawn (1:1) | Thousand Tons | 0 | 0 | 0 | 0 | 0 | 0 | 0
NODA WheelabratorBridgeport 3 NOX Cap Annual v5.15 | 452 | 7259 | Rate Constraint in MTons | FALSE | L | Annual | Allowances Withdrawn (n:1) | Thousand Tons | 0 | 0 | 0 | 0 | 0 | 0 | 0
NODA WheelabratorBridgeport 3 NOX Cap Annual v5.15 | 452 | 7259 | Rate Constraint in MTons | FALSE | L | Annual | Net Emissions Allowance Position | Thousand Tons | 0.28112 | 0.28112 | 0.28112 | 0 | 0 | 0 | 0
NODA WheelabratorBridgeport 3 NOX Cap Annual v5.15 | 452 | 7259 | Rate Constraint in MTons | FALSE | L | Annual | Fuel Consumed | TBtu | 2.3409 | 2.3409 | 2.3409 | 0 | 0 | 0 | 0
NODA WheelabratorBridgeport 3 NOX Cap Annual v5.15 | 452 | 7259 | Rate Constraint in MTons | FALSE | L | Annual | Rate | lb/MMBtu | 0.24018 | 0.24018 | 0.24018 | 0 | 0 | 0 | 0
NODA WheelabratorBridgeport 3 NOX Cap Annual v5.15 | 452 | 7259 | Rate Constraint in MTons | FALSE | L | Annual | Generation | TWh | 0.13962 | 0.13962 | 0.13962 | 0 | 0 | 0 | 0
NODA WheelabratorBridgeport 3 NOX Cap Annual v5.15 | 452 | 7259 | Rate Constraint in MTons | FALSE | L | Annual | Qualifying Generation | TWh | 0.13962 | 0.13962 | 0.13962 | 0 | 0 | 0 | 0
NODA WheelabratorBridgeport 3 NOX Cap Annual v5.15 | 452 | 7259 | Rate Constraint in MTons | FALSE | L | Annual | Rate | lb/MWh | 4.0271 | 4.0271 | 4.0271 | 0 | 0 | 0 | 0
NODA WheelabratorBridgeport 3 NOX Cap Annual v5.15 | 452 | 7259 | Rate Constraint in MTons | FALSE | L | Annual | Constraint Shadow Price | US2019$/Ton | 0 | 0 | 0 | 0 | 0 | 0 | 0
NODA Woodbridge NOx Cap Annual v5.15 | 453 | 7251 | Rate Constraint in MTons | FALSE | L | Annual | Seasons Included | Seasons | Winter, WintShld, Summer | Winter, WintShld, Summer | Winter, WintShld, Summer | Winter, WintShld, Summer | Winter, WintShld, Summer | Winter, WintShld, Summer | Winter, WintShld, Summer
NODA Woodbridge NOx Cap Annual v5.15 | 453 | 7251 | Rate Constraint in MTons | FALSE | L | Annual | Standard NOX | Thousand Tons | 0.297 | 0.297 | 0.297 | 0.297 | 0.297 | 0.297 | 0.297
NODA Woodbridge NOx Cap Annual v5.15 | 453 | 7251 | Rate Constraint in MTons | FALSE | L | Annual | Emissions at Affected Plants NOX | Thousand Tons | 0.052566 | 0.057543 | 0.036146 | 0.025647 | 0.028208 | 0.025654 | 0.041791
NODA Woodbridge NOx Cap Annual v5.15 | 453 | 7251 | Rate Constraint in MTons | FALSE | L | Annual | Allowances Purchased NOX | Thousand Tons | 0 | 0 | 0 | 0 | 0 | 0 | 0
NODA Woodbridge NOx Cap Annual v5.15 | 453 | 7251 | Rate Constraint in MTons | FALSE | L | Annual | Allowances Sold NOX | Thousand Tons | 0 | 0 | 0 | 0 | 0 | 0 | 0
NODA Woodbridge NOx Cap Annual v5.15 | 453 | 7251 | Rate Constraint in MTons | FALSE | L | Annual | Allowances Banked | Thousand Tons | 0 | 0 | 0 | 0 | 0 | 0 | 0
NODA Woodbridge NOx Cap Annual v5.15 | 453 | 7251 | Rate Constraint in MTons | FALSE | L | Annual | Allowances Withdrawn (1:1) | Thousand Tons | 0 | 0 | 0 | 0 | 0 | 0 | 0
NODA Woodbridge NOx Cap Annual v5.15 | 453 | 7251 | Rate Constraint in MTons | FALSE | L | Annual | Allowances Withdrawn (n:1) | Thousand Tons | 0 | 0 | 0 | 0 | 0 | 0 | 0
NODA Woodbridge NOx Cap Annual v5.15 | 453 | 7251 | Rate Constraint in MTons | FALSE | L | Annual | Net Emissions Allowance Position | Thousand Tons | 0.052566 | 0.057543 | 0.036146 | 0.025647 | 0.028208 | 0.025654 | 0.041791
NODA Woodbridge NOx Cap Annual v5.15 | 453 | 7251 | Rate Constraint in MTons | FALSE | L | Annual | Fuel Consumed | TBtu | 18.8726 | 20.6593 | 12.9773 | 9.2079 | 10.1274 | 9.2103 | 15.0039
NODA Woodbridge NOx Cap Annual v5.15 | 453 | 7251 | Rate Constraint in MTons | FALSE | L | Annual | Rate | lb/MMBtu | 0.0055707 | 0.0055707 | 0.0055707 | 0.0055707 | 0.0055707 | 0.0055707 | 0.0055707
NODA Woodbridge NOx Cap Annual v5.15 | 453 | 7251 | Rate Constraint in MTons | FALSE | L | Annual | Generation | TWh | 2.677 | 2.9304 | 1.8408 | 1.3061 | 1.4365 | 1.3064 | 2.1282
NODA Woodbridge NOx Cap Annual v5.15 | 453 | 7251 | Rate Constraint in MTons | FALSE | L | Annual | Qualifying Generation | TWh | 2.677 | 2.9304 | 1.8408 | 1.3061 | 1.4365 | 1.3064 | 2.1282
NODA Woodbridge NOx Cap Annual v5.15 | 453 | 7251 | Rate Constraint in MTons | FALSE | L | Annual | Rate | lb/MWh | 0.039273 | 0.039273 | 0.039273 | 0.039273 | 0.039273 | 0.039273 | 0.039273
NODA Woodbridge NOx Cap Annual v5.15 | 453 | 7251 | Rate Constraint in MTons | FALSE | L | Annual | Constraint Shadow Price | US2019$/Ton | 0 | 0 | 0 | 0 | 0 | 0 | 0
North Carolina Duke - NOX Cap Annual v3.1 | 454 | 7354 | Rate Constraint in MTons | FALSE | L | Annual | Seasons Included | Seasons | Winter, WintShld, Summer | Winter, WintShld, Summer | Winter, WintShld, Summer | Winter, WintShld, Summer | Winter, WintShld, Summer | Winter, WintShld, Summer | Winter, WintShld, Summer
North Carolina Duke - NOX Cap Annual v3.1 | 454 | 7354 | Rate Constraint in MTons | FALSE | L | Annual | Standard NOX | Thousand Tons | 31 | 31 | 31 | 31 | 31 | 31 | 31
North Carolina Duke - NOX Cap Annual v3.1 | 454 | 7354 | Rate Constraint in MTons | FALSE | L | Annual | Emissions at Affected Plants NOX | Thousand Tons | 6.1694 | 0.48231 | 0.19261 | 0.19261 | 0.19261 | 0 | 0
North Carolina Duke - NOX Cap Annual v3.1 | 454 | 7354 | Rate Constraint in MTons | FALSE | L | Annual | Allowances Purchased NOX | Thousand Tons | 0 | 0 | 0 | 0 | 0 | 0 | 0
North Carolina Duke - NOX Cap Annual v3.1 | 454 | 7354 | Rate Constraint in MTons | FALSE | L | Annual | Allowances Sold NOX | Thousand Tons | 0 | 0 | 0 | 0 | 0 | 0 | 0
North Carolina Duke - NOX Cap Annual v3.1 | 454 | 7354 | Rate Constraint in MTons | FALSE | L | Annual | Allowances Banked | Thousand Tons | 0 | 0 | 0 | 0 | 0 | 0 | 0
North Carolina Duke - NOX Cap Annual v3.1 | 454 | 7354 | Rate Constraint in MTons | FALSE | L | Annual | Allowances Withdrawn (1:1) | Thousand Tons | 0 | 0 | 0 | 0 | 0 | 0 | 0
North Carolina Duke - NOX Cap Annual v3.1 | 454 | 7354 | Rate Constraint in MTons | FALSE | L | Annual | Allowances Withdrawn (n:1) | Thousand Tons | 0 | 0 | 0 | 0 | 0 | 0 | 0
North Carolina Duke - NOX Cap Annual v3.1 | 454 | 7354 | Rate Constraint in MTons | FALSE | L | Annual | Net Emissions Allowance Position | Thousand Tons | 6.1694 | 0.48231 | 0.19261 | 0.19261 | 0.19261 | 0 | 0
North Carolina Duke - NOX Cap Annual v3.1 | 454 | 7354 | Rate Constraint in MTons | FALSE | L | Annual | Fuel Consumed | TBtu | 103.2579 | 16.8288 | 6.7206 | 6.7206 | 6.7206 | 0 | 0
North Carolina Duke - NOX Cap Annual v3.1 | 454 | 7354 | Rate Constraint in MTons | FALSE | L | Annual | Rate | lb/MMBtu | 0.1195 | 0.05732 | 0.05732 | 0.05732 | 0.05732 | 0 | 0
North Carolina Duke - NOX Cap Annual v3.1 | 454 | 7354 | Rate Constraint in MTons | FALSE | L | Annual | Generation | TWh | 11.1822 | 1.8513 | 0.73934 | 0.73934 | 0.73934 | 0 | 0
North Carolina Duke - NOX Cap Annual v3.1 | 454 | 7354 | Rate Constraint in MTons | FALSE | L | Annual | Qualifying Generation | TWh | 11.1822 | 1.8513 | 0.73934 | 0.73934 | 0.73934 | 0 | 0
North Carolina Duke - NOX Cap Annual v3.1 | 454 | 7354 | Rate Constraint in MTons | FALSE | L | Annual | Rate | lb/MWh | 1.1034 | 0.52104 | 0.52104 | 0.52104 | 0.52104 | 0 | 0
North Carolina Duke - NOX Cap Annual v3.1 | 454 | 7354 | Rate Constraint in MTons | FALSE | L | Annual | Constraint Shadow Price | US2019$/Ton | 0 | 0 | 0 | 0 | 0 | 0 | 0
North Carolina Duke - SO2 Cap Annual v3.1 | 455 | 7356 | Rate Constraint in MTons | FALSE | L | Annual | Seasons Included | Seasons | Winter, WintShld, Summer | Winter, WintShld, Summer | Winter, WintShld, Summer | Winter, WintShld, Summer | Winter, WintShld, Summer | Winter, WintShld, Summer | Winter, WintShld, Summer
North Carolina Duke - SO2 Cap Annual v3.1 | 455 | 7356 | Rate Constraint in MTons | FALSE | L | Annual | Standard SO2 | Thousand Tons | 80 | 80 | 80 | 80 | 80 | 80 | 80
North Carolina Duke - SO2 Cap Annual v3.1 | 455 | 7356 | Rate Constraint in MTons | FALSE | L | Annual | Emissions at Affected Plants SO2 | Thousand Tons | 3.7258 | 0.63367 | 0.31241 | 0.31891 | 0.25306 | 0 | 0
North Carolina Duke - SO2 Cap Annual v3.1 | 455 | 7356 | Rate Constraint in MTons | FALSE | L | Annual | Allowances Purchased SO2 | Thousand Tons | 0 | 0 | 0 | 0 | 0 | 0 | 0
North Carolina Duke - SO2 Cap Annual v3.1 | 455 | 7356 | Rate Constraint in MTons | FALSE | L | Annual | Allowances Sold SO2 | Thousand Tons | 0 | 0 | 0 | 0 | 0 | 0 | 0
North Carolina Duke - SO2 Cap Annual v3.1 | 455 | 7356 | Rate Constraint in MTons | FALSE | L | Annual | Allowances Banked | Thousand Tons | 0 | 0 | 0 | 0 | 0 | 0 | 0
North Carolina Duke - SO2 Cap Annual v3.1 | 455 | 7356 | Rate Constraint in MTons | FALSE | L | Annual | Allowances Withdrawn (1:1) | Thousand Tons | 0 | 0 | 0 | 0 | 0 | 0 | 0
North Carolina Duke - SO2 Cap Annual v3.1 | 455 | 7356 | Rate Constraint in MTons | FALSE | L | Annual | Allowances Withdrawn (n:1) | Thousand Tons | 0 | 0 | 0 | 0 | 0 | 0 | 0
North Carolina Duke - SO2 Cap Annual v3.1 | 455 | 7356 | Rate Constraint in MTons | FALSE | L | Annual | Net Emissions Allowance Position | Thousand Tons | 3.7258 | 0.63367 | 0.31241 | 0.31891 | 0.25306 | 0 | 0
North Carolina Duke - SO2 Cap Annual v3.1 | 455 | 7356 | Rate Constraint in MTons | FALSE | L | Annual | Fuel Consumed | TBtu | 103.2579 | 16.8288 | 6.7206 | 6.7206 | 6.7206 | 0 | 0
North Carolina Duke - SO2 Cap Annual v3.1 | 455 | 7356 | Rate Constraint in MTons | FALSE | L | Annual | Rate | lb/MMBtu | 0.072165 | 0.075308 | 0.092971 | 0.094906 | 0.075308 | 0 | 0
North Carolina Duke - SO2 Cap Annual v3.1 | 455 | 7356 | Rate Constraint in MTons | FALSE | L | Annual | Generation | TWh | 11.1822 | 1.8513 | 0.73934 | 0.73934 | 0.73934 | 0 | 0
North Carolina Duke - SO2 Cap Annual v3.1 | 455 | 7356 | Rate Constraint in MTons | FALSE | L | Annual | Qualifying Generation | TWh | 11.1822 | 1.8513 | 0.73934 | 0.73934 | 0.73934 | 0 | 0
North Carolina Duke - SO2 Cap Annual v3.1 | 455 | 7356 | Rate Constraint in MTons | FALSE | L | Annual | Rate | lb/MWh | 0.66638 | 0.68455 | 0.8451 | 0.8627 | 0.68455 | 0 | 0
North Carolina Duke - SO2 Cap Annual v3.1 | 455 | 7356 | Rate Constraint in MTons | FALSE | L | Annual | Constraint Shadow Price | US2019$/Ton | 0 | 0 | 0 | 0 | 0 | 0 | 0
North Carolina Progress - NOX Cap Annual v3.1 | 456 | 7353 | Rate Constraint in MTons | FALSE | L | Annual | Seasons Included | Seasons | Winter, WintShld, Summer | Winter, WintShld, Summer | Winter, WintShld, Summer | Winter, WintShld, Summer | Winter, WintShld, Summer | Winter, WintShld, Summer | Winter, WintShld, Summer
North Carolina Progress - NOX Cap Annual v3.1 | 456 | 7353 | Rate Constraint in MTons | FALSE | L | Annual | Standard NOX | Thousand Tons | 25 | 25 | 25 | 25 | 25 | 25 | 25
North Carolina Progress - NOX Cap Annual v3.1 | 456 | 7353 | Rate Constraint in MTons | FALSE | L | Annual | Emissions at Affected Plants NOX | Thousand Tons | 0 | 0 | 0 | 0 | 0 | 0 | 0
North Carolina Progress - NOX Cap Annual v3.1 | 456 | 7353 | Rate Constraint in MTons | FALSE | L | Annual | Allowances Purchased NOX | Thousand Tons | 0 | 0 | 0 | 0 | 0 | 0 | 0
North Carolina Progress - NOX Cap Annual v3.1 | 456 | 7353 | Rate Constraint in MTons | FALSE | L | Annual | Allowances Sold NOX | Thousand Tons | 0 | 0 | 0 | 0 | 0 | 0 | 0
North Carolina Progress - NOX Cap Annual v3.1 | 456 | 7353 | Rate Constraint in MTons | FALSE | L | Annual | Allowances Banked | Thousand Tons | 0 | 0 | 0 | 0 | 0 | 0 | 0
North Carolina Progress - NOX Cap Annual v3.1 | 456 | 7353 | Rate Constraint in MTons | FALSE | L | Annual | Allowances Withdrawn (1:1) | Thousand Tons | 0 | 0 | 0 | 0 | 0 | 0 | 0
North Carolina Progress - NOX Cap Annual v3.1 | 456 | 7353 | Rate Constraint in MTons | FALSE | L | Annual | Allowances Withdrawn (n:1) | Thousand Tons | 0 | 0 | 0 | 0 | 0 | 0 | 0
North Carolina Progress - NOX Cap Annual v3.1 | 456 | 7353 | Rate Constraint in MTons | FALSE | L | Annual | Net Emissions Allowance Position | Thousand Tons | 0 | 0 | 0 | 0 | 0 | 0 | 0
North Carolina Progress - NOX Cap Annual v3.1 | 456 | 7353 | Rate Constraint in MTons | FALSE | L | Annual | Fuel Consumed | TBtu | 0 | 0 | 0 | 0 | 0 | 0 | 0
North Carolina Progress - NOX Cap Annual v3.1 | 456 | 7353 | Rate Constraint in MTons | FALSE | L | Annual | Rate | lb/MMBtu | 0 | 0 | 0 | 0 | 0 | 0 | 0
North Carolina Progress - NOX Cap Annual v3.1 | 456 | 7353 | Rate Constraint in MTons | FALSE | L | Annual | Generation | TWh | 0 | 0 | 0 | 0 | 0 | 0 | 0
North Carolina Progress - NOX Cap Annual v3.1 | 456 | 7353 | Rate Constraint in MTons | FALSE | L | Annual | Qualifying Generation | TWh | 0 | 0 | 0 | 0 | 0 | 0 | 0
North Carolina Progress - NOX Cap Annual v3.1 | 456 | 7353 | Rate Constraint in MTons | FALSE | L | Annual | Rate | lb/MWh | 0 | 0 | 0 | 0 | 0 | 0 | 0
North Carolina Progress - NOX Cap Annual v3.1 | 456 | 7353 | Rate Constraint in MTons | FALSE | L | Annual | Constraint Shadow Price | US2019$/Ton | 0 | 0 | 0 | 0 | 0 | 0 | 0
North Carolina Progress - SO2 Cap Annual v3.1 | 457 | 7355 | Rate Constraint in MTons | FALSE | L | Annual | Seasons Included | Seasons | Winter, WintShld, Summer | Winter, WintShld, Summer | Winter, WintShld, Summer | Winter, WintShld, Summer | Winter, WintShld, Summer | Winter, WintShld, Summer | Winter, WintShld, Summer
North Carolina Progress - SO2 Cap Annual v3.1 | 457 | 7355 | Rate Constraint in MTons | FALSE | L | Annual | Standard SO2 | Thousand Tons | 50 | 50 | 50 | 50 | 50 | 50 | 50
North Carolina Progress - SO2 Cap Annual v3.1 | 457 | 7355 | Rate Constraint in MTons | FALSE | L | Annual | Emissions at Affected Plants SO2 | Thousand Tons | 0 | 0 | 0 | 0 | 0 | 0 | 0
North Carolina Progress - SO2 Cap Annual v3.1 | 457 | 7355 | Rate Constraint in MTons | FALSE | L | Annual | Allowances Purchased SO2 | Thousand Tons | 0 | 0 | 0 | 0 | 0 | 0 | 0
North Carolina Progress - SO2 Cap Annual v3.1 | 457 | 7355 | Rate Constraint in MTons | FALSE | L | Annual | Allowances Sold SO2 | Thousand Tons | 0 | 0 | 0 | 0 | 0 | 0 | 0
North Carolina Progress - SO2 Cap Annual v3.1 | 457 | 7355 | Rate Constraint in MTons | FALSE | L | Annual | Allowances Banked | Thousand Tons | 0 | 0 | 0 | 0 | 0 | 0 | 0
North Carolina Progress - SO2 Cap Annual v3.1 | 457 | 7355 | Rate Constraint in MTons | FALSE | L | Annual | Allowances Withdrawn (1:1) | Thousand Tons | 0 | 0 | 0 | 0 | 0 | 0 | 0
North Carolina Progress - SO2 Cap Annual v3.1 | 457 | 7355 | Rate Constraint in MTons | FALSE | L | Annual | Allowances Withdrawn (n:1) | Thousand Tons | 0 | 0 | 0 | 0 | 0 | 0 | 0
North Carolina Progress - SO2 Cap Annual v3.1 | 457 | 7355 | Rate Constraint in MTons | FALSE | L | Annual | Net Emissions Allowance Position | Thousand Tons | 0 | 0 | 0 | 0 | 0 | 0 | 0
North Carolina Progress - SO2 Cap Annual v3.1 | 457 | 7355 | Rate Constraint in MTons | FALSE | L | Annual | Fuel Consumed | TBtu | 0 | 0 | 0 | 0 | 0 | 0 | 0
North Carolina Progress - SO2 Cap Annual v3.1 | 457 | 7355 | Rate Constraint in MTons | FALSE | L | Annual | Rate | lb/MMBtu | 0 | 0 | 0 | 0 | 0 | 0 | 0
North Carolina Progress - SO2 Cap Annual v3.1 | 457 | 7355 | Rate Constraint in MTons | FALSE | L | Annual | Generation | TWh | 0 | 0 | 0 | 0 | 0 | 0 | 0
North Carolina Progress - SO2 Cap Annual v3.1 | 457 | 7355 | Rate Constraint in MTons | FALSE | L | Annual | Qualifying Generation | TWh | 0 | 0 | 0 | 0 | 0 | 0 | 0
North Carolina Progress - SO2 Cap Annual v3.1 | 457 | 7355 | Rate Constraint in MTons | FALSE | L | Annual | Rate | lb/MWh | 0 | 0 | 0 | 0 | 0 | 0 | 0
North Carolina Progress - SO2 Cap Annual v3.1 | 457 | 7355 | Rate Constraint in MTons | FALSE | L | Annual | Constraint Shadow Price | US2019$/Ton | 0 | 0 | 0 | 0 | 0 | 0 | 0
NSR A B Brown 1,2 - SO2 Cap Annual v5.16 | 458 | 7503 | Rate Constraint in MTons | FALSE | L | Annual | Seasons Included | Seasons | Winter, WintShld, Summer | Winter, WintShld, Summer | Winter, WintShld, Summer | Winter, WintShld, Summer | Winter, WintShld, Summer | Winter, WintShld, Summer | Winter, WintShld, Summer
NSR A B Brown 1,2 - SO2 Cap Annual v5.16 | 458 | 7503 | Rate Constraint in MTons | FALSE | L | Annual | Standard SO2 | Thousand Tons | 8.028 | 8.028 | 8.028 | 8.028 | 8.028 | 8.028 | 8.028
NSR A B Brown 1,2 - SO2 Cap Annual v5.16 | 458 | 7503 | Rate Constraint in MTons | FALSE | L | Annual | Emissions at Affected Plants SO2 | Thousand Tons | 0 | 0 | 0 | 0 | 0 | 0 | 0
NSR A B Brown 1,2 - SO2 Cap Annual v5.16 | 458 | 7503 | Rate Constraint in MTons | FALSE | L | Annual | Allowances Purchased SO2 | Thousand Tons | 0 | 0 | 0 | 0 | 0 | 0 | 0
NSR A B Brown 1,2 - SO2 Cap Annual v5.16 | 458 | 7503 | Rate Constraint in MTons | FALSE | L | Annual | Allowances Sold SO2 | Thousand Tons | 0 | 0 | 0 | 0 | 0 | 0 | 0
NSR A B Brown 1,2 - SO2 Cap Annual v5.16 | 458 | 7503 | Rate Constraint in MTons | FALSE | L | Annual | Allowances Banked | Thousand Tons | 0 | 0 | 0 | 0 | 0 | 0 | 0
NSR A B Brown 1,2 - SO2 Cap Annual v5.16 | 458 | 7503 | Rate Constraint in MTons | FALSE | L | Annual | Allowances Withdrawn (1:1) | Thousand Tons | 0 | 0 | 0 | 0 | 0 | 0 | 0
NSR A B Brown 1,2 - SO2 Cap Annual v5.16 | 458 | 7503 | Rate Constraint in MTons | FALSE | L | Annual | Allowances Withdrawn (n:1) | Thousand Tons | 0 | 0 | 0 | 0 | 0 | 0 | 0
NSR A B Brown 1,2 - SO2 Cap Annual v5.16 | 458 | 7503 | Rate Constraint in MTons | FALSE | L | Annual | Net Emissions Allowance Position | Thousand Tons | 0 | 0 | 0 | 0 | 0 | 0 | 0
NSR A B Brown 1,2 - SO2 Cap Annual v5.16 | 458 | 7503 | Rate Constraint in MTons | FALSE | L | Annual | Fuel Consumed | TBtu | 0 | 0 | 0 | 0 | 0 | 0 | 0
NSR A B Brown 1,2 - SO2 Cap Annual v5.16 | 458 | 7503 | Rate Constraint in MTons | FALSE | L | Annual | Rate | lb/MMBtu | 0 | 0 | 0 | 0 | 0 | 0 | 0
NSR A B Brown 1,2 - SO2 Cap Annual v5.16 | 458 | 7503 | Rate Constraint in MTons | FALSE | L | Annual | Generation | TWh | 0 | 0 | 0 | 0 | 0 | 0 | 0
NSR A B Brown 1,2 - SO2 Cap Annual v5.16 | 458 | 7503 | Rate Constraint in MTons | FALSE | L | Annual | Qualifying Generation | TWh | 0 | 0 | 0 | 0 | 0 | 0 | 0
NSR A B Brown 1,2 - SO2 Cap Annual v5.16 | 458 | 7503 | Rate Constraint in MTons | FALSE | L | Annual | Rate | lb/MWh | 0 | 0 | 0 | 0 | 0 | 0 | 0
NSR A B Brown 1,2 - SO2 Cap Annual v5.16 | 458 | 7503 | Rate Constraint in MTons | FALSE | L | Annual | Constraint Shadow Price | US2019$/Ton | 0 | 0 | 0 | 0 | 0 | 0 | 0
NSR A B Brown 2 - SO2 Cap Annual v5.16 | 459 | 7504 | Rate Constraint in MTons | FALSE | L | Annual | Seasons Included | Seasons | Winter, WintShld, Summer | Winter, WintShld, Summer | Winter, WintShld, Summer | Winter, WintShld, Summer | Winter, WintShld, Summer | Winter, WintShld, Summer | Winter, WintShld, Summer
NSR A B Brown 2 - SO2 Cap Annual v5.16 | 459 | 7504 | Rate Constraint in MTons | FALSE | L | Annual | Standard SO2 | Thousand Tons | 6.511 | 6.511 | 6.511 | 6.511 | 6.511 | 6.511 | 6.511
NSR A B Brown 2 - SO2 Cap Annual v5.16 | 459 | 7504 | Rate Constraint in MTons | FALSE | L | Annual | Emissions at Affected Plants SO2 | Thousand Tons | 0 | 0 | 0 | 0 | 0 | 0 | 0
NSR A B Brown 2 - SO2 Cap Annual v5.16 | 459 | 7504 | Rate Constraint in MTons | FALSE | L | Annual | Allowances Purchased SO2 | Thousand Tons | 0 | 0 | 0 | 0 | 0 | 0 | 0
NSR A B Brown 2 - SO2 Cap Annual v5.16 | 459 | 7504 | Rate Constraint in MTons | FALSE | L | Annual | Allowances Sold SO2 | Thousand Tons | 0 | 0 | 0 | 0 | 0 | 0 | 0
NSR A B Brown 2 - SO2 Cap Annual v5.16 | 459 | 7504 | Rate Constraint in MTons | FALSE | L | Annual | Allowances Banked | Thousand Tons | 0 | 0 | 0 | 0 | 0 | 0 | 0
NSR A B Brown 2 - SO2 Cap Annual v5.16 | 459 | 7504 | Rate Constraint in MTons | FALSE | L | Annual | Allowances Withdrawn (1:1) | Thousand Tons | 0 | 0 | 0 | 0 | 0 | 0 | 0
NSR A B Brown 2 - SO2 Cap Annual v5.16 | 459 | 7504 | Rate Constraint in MTons | FALSE | L | Annual | Allowances Withdrawn (n:1) | Thousand Tons | 0 | 0 | 0 | 0 | 0 | 0 | 0
NSR A B Brown 2 - SO2 Cap Annual v5.16 | 459 | 7504 | Rate Constraint in MTons | FALSE | L | Annual | Net Emissions Allowance Position | Thousand Tons | 0 | 0 | 0 | 0 | 0 | 0 | 0
NSR A B Brown 2 - SO2 Cap Annual v5.16 | 459 | 7504 | Rate Constraint in MTons | FALSE | L | Annual | Fuel Consumed | TBtu | 0 | 0 | 0 | 0 | 0 | 0 | 0
NSR A B Brown 2 - SO2 Cap Annual v5.16 | 459 | 7504 | Rate Constraint in MTons | FALSE | L | Annual | Rate | lb/MMBtu | 0 | 0 | 0 | 0 | 0 | 0 | 0
NSR A B Brown 2 - SO2 Cap Annual v5.16 | 459 | 7504 | Rate Constraint in MTons | FALSE | L | Annual | Generation | TWh | 0 | 0 | 0 | 0 | 0 | 0 | 0
NSR A B Brown 2 - SO2 Cap Annual v5.16 | 459 | 7504 | Rate Constraint in MTons | FALSE | L | Annual | Qualifying Generation | TWh | 0 | 0 | 0 | 0 | 0 | 0 | 0
NSR A B Brown 2 - SO2 Cap Annual v5.16 | 459 | 7504 | Rate Constraint in MTons | FALSE | L | Annual | Rate | lb/MWh | 0 | 0 | 0 | 0 | 0 | 0 | 0
NSR A B Brown 2 - SO2 Cap Annual v5.16 | 459 | 7504 | Rate Constraint in MTons | FALSE | L | Annual | Constraint Shadow Price | US2019$/Ton | 0 | 0 | 0 | 0 | 0 | 0 | 0
NSR AEP Consent - NOX Cap Annual v3.1 | 460 | 7372 | Rate Constraint in MTons | FALSE | L | Annual | Seasons Included | Seasons | Winter, WintShld, Summer | Winter, WintShld, Summer | Winter, WintShld, Summer | Winter, WintShld, Summer | Winter, WintShld, Summer | Winter, WintShld, Summer | Winter, WintShld, Summer
NSR AEP Consent - NOX Cap Annual v3.1 | 460 | 7372 | Rate Constraint in MTons | FALSE | L | Annual | Standard NOX | Thousand Tons | 52 | 44 | 44 | 44 | 44 | 44 | 44
NSR AEP Consent - NOX Cap Annual v3.1 | 460 | 7372 | Rate Constraint in MTons | FALSE | L | Annual | Emissions at Affected Plants NOX | Thousand Tons | 24.2724 | 18.2034 | 9.4279 | 1.8537 | 0 | 0 | 0
NSR AEP Consent - NOX Cap Annual v3.1 | 460 | 7372 | Rate Constraint in MTons | FALSE | L | Annual | Allowances Purchased NOX | Thousand Tons | 0 | 0 | 0 | 0 | 0 | 0 | 0
NSR AEP Consent - NOX Cap Annual v3.1 | 460 | 7372 | Rate Constraint in MTons | FALSE | L | Annual | Allowances Sold NOX | Thousand Tons | 0 | 0 | 0 | 0 | 0 | 0 | 0
NSR AEP Consent - NOX Cap Annual v3.1 | 460 | 7372 | Rate Constraint in MTons | FALSE | L | Annual | Allowances Banked | Thousand Tons | 0 | 0 | 0 | 0 | 0 | 0 | 0
NSR AEP Consent - NOX Cap Annual v3.1 | 460 | 7372 | Rate Constraint in MTons | FALSE | L | Annual | Allowances Withdrawn (1:1) | Thousand Tons | 0 | 0 | 0 | 0 | 0 | 0 | 0
NSR AEP Consent - NOX Cap Annual v3.1 | 460 | 7372 | Rate Constraint in MTons | FALSE | L | Annual | Allowances Withdrawn (n:1) | Thousand Tons | 0 | 0 | 0 | 0 | 0 | 0 | 0
NSR AEP Consent - NOX Cap Annual v3.1 | 460 | 7372 | Rate Constraint in MTons | FALSE | L | Annual | Net Emissions Allowance Position | Thousand Tons | 24.2724 | 18.2034 | 9.4279 | 1.8537 | 0 | 0 | 0
NSR AEP Consent - NOX Cap Annual v3.1 | 460 | 7372 | Rate Constraint in MTons | FALSE | L | Annual | Fuel Consumed | TBtu | 564.2219 | 422.4853 | 218.0663 | 46.6268 | 0 | 0 | 0
NSR AEP Consent - NOX Cap Annual v3.1 | 460 | 7372 | Rate Constraint in MTons | FALSE | L | Annual | Rate | lb/MMBtu | 0.086038 | 0.086173 | 0.086469 | 0.079512 | 0 | 0 | 0
NSR AEP Consent - NOX Cap Annual v3.1 | 460 | 7372 | Rate Constraint in MTons | FALSE | L | Annual | Generation | TWh | 56.6049 | 38.865 | 17.0878 | 3.4771 | 0 | 0 | 0
NSR AEP Consent - NOX Cap Annual v3.1 | 460 | 7372 | Rate Constraint in MTons | FALSE | L | Annual | Qualifying Generation | TWh | 56.6049 | 38.865 | 17.0878 | 3.4771 | 0 | 0 | 0
NSR AEP Consent - NOX Cap Annual v3.1 | 460 | 7372 | Rate Constraint in MTons | FALSE | L | Annual | Rate | lb/MWh | 0.85761 | 0.93675 | 1.1035 | 1.0662 | 0 | 0 | 0
NSR AEP Consent - NOX Cap Annual v3.1 | 460 | 7372 | Rate Constraint in MTons | FALSE | L | Annual | Constraint Shadow Price | US2019$/Ton | 0 | 0 | 0 | 0 | 0 | 0 | 0
NSR AEP Consent - SO2 Cap Annual v5.13 | 461 | 7371 | Rate Constraint in MTons | FALSE | L | Annual | Seasons Included | Seasons | Winter, WintShld, Summer | Winter, WintShld, Summer | Winter, WintShld, Summer | Winter, WintShld, Summer | Winter, WintShld, Summer | Winter, WintShld, Summer | Winter, WintShld, Summer
NSR AEP Consent - SO2 Cap Annual v5.13 | 461 | 7371 | Rate Constraint in MTons | FALSE | L | Annual | Standard SO2 | Thousand Tons | 94 | 89 | 89 | 89 | 89 | 89 | 89
NSR AEP Consent - SO2 Cap Annual v5.13 | 461 | 7371 | Rate Constraint in MTons | FALSE | L | Annual | Emissions at Affected Plants SO2 | Thousand Tons | 44.8505 | 28.9933 | 7.4615 | 1.5586 | 0 | 0 | 0
NSR AEP Consent - SO2 Cap Annual v5.13 | 461 | 7371 | Rate Constraint in MTons | FALSE | L | Annual | Allowances Purchased SO2 | Thousand Tons | 0 | 0 | 0 | 0 | 0 | 0 | 0
NSR AEP Consent - SO2 Cap Annual v5.13 | 461 | 7371 | Rate Constraint in MTons | FALSE | L | Annual | Allowances Sold SO2 | Thousand Tons | 0 | 0 | 0 | 0 | 0 | 0 | 0
NSR AEP Consent - SO2 Cap Annual v5.13 | 461 | 7371 | Rate Constraint in MTons | FALSE | L | Annual | Allowances Banked | Thousand Tons | 0 | 0 | 0 | 0 | 0 | 0 | 0
NSR AEP Consent - SO2 Cap Annual v5.13 | 461 | 7371 | Rate Constraint in MTons | FALSE | L | Annual | Allowances Withdrawn (1:1) | Thousand Tons | 0 | 0 | 0 | 0 | 0 | 0 | 0
NSR AEP Consent - SO2 Cap Annual v5.13 | 461 | 7371 | Rate Constraint in MTons | FALSE | L | Annual | Allowances Withdrawn (n:1) | Thousand Tons | 0 | 0 | 0 | 0 | 0 | 0 | 0
NSR AEP Consent - SO2 Cap Annual v5.13 | 461 | 7371 | Rate Constraint in MTons | FALSE | L | Annual | Net Emissions Allowance Position | Thousand Tons | 44.8505 | 28.9933 | 7.4615 | 1.5586 | 0 | 0 | 0
NSR AEP Consent - SO2 Cap Annual v5.13 | 461 | 7371 | Rate Constraint in MTons | FALSE | L | Annual | Fuel Consumed | TBtu | 564.2219 | 422.4853 | 218.0663 | 46.6268 | 0 | 0 | 0
NSR AEP Consent - SO2 Cap Annual v5.13 | 461 | 7371 | Rate Constraint in MTons | FALSE | L | Annual | Rate | lb/MMBtu | 0.15898 | 0.13725 | 0.068433 | 0.066856 | 0 | 0 | 0
NSR AEP Consent - SO2 Cap Annual v5.13 | 461 | 7371 | Rate Constraint in MTons | FALSE | L | Annual | Generation | TWh | 56.6049 | 38.865 | 17.0878 | 3.4771 | 0 | 0 | 0
NSR AEP Consent - SO2 Cap Annual v5.13 | 461 | 7371 | Rate Constraint in MTons | FALSE | L | Annual | Qualifying Generation | TWh | 56.6049 | 38.865 | 17.0878 | 3.4771 | 0 | 0 | 0
NSR AEP Consent - SO2 Cap Annual v5.13 | 461 | 7371 | Rate Constraint in MTons | FALSE | L | Annual | Rate | lb/MWh | 1.5847 | 1.492 | 0.87331 | 0.89653 | 0 | 0 | 0
NSR AEP Consent - SO2 Cap Annual v5.13 | 461 | 7371 | Rate Constraint in MTons | FALSE | L | Annual | Constraint Shadow Price | US2019$/Ton | 0 | 0 | 0 | 0 | 0 | 0 | 0
NSR Baldwin 1,2 - NOX Rate Annual v3.1, Unit 2646 and retrofits | 462 | 7442 | Rate Constraint in lbs/MMBtu | FALSE | L | Annual | Seasons Included | Seasons | Winter, WintShld, Summer | Winter, WintShld, Summer | Winter, WintShld, Summer | Winter, WintShld, Summer | Winter, WintShld, Summer | Winter, WintShld, Summer | Winter, WintShld, Summer
NSR Baldwin 1,2 - NOX Rate Annual v3.1, Unit 2646 and retrofits | 462 | 7442 | Rate Constraint in lbs/MMBtu | FALSE | L | Annual | Standard NOX | lb/MMBtu | 0.1 | 0.1 | 0.1 | 0.1 | 0.1 | 0.1 | 0.1
NSR Baldwin 1,2 - NOX Rate Annual v3.1, Unit 2646 and retrofits | 462 | 7442 | Rate Constraint in lbs/MMBtu | FALSE | L | Annual | Emissions at Affected Plants NOX | Thousand Tons | 0 | 0 | 0 | 0 | 0 | 0 | 0
NSR Baldwin 1,2 - NOX Rate Annual v3.1, Unit 2646 and retrofits | 462 | 7442 | Rate Constraint in lbs/MMBtu | FALSE | L | Annual | Allowances Purchased NOX | Thousand Tons | 0 | 0 | 0 | 0 | 0 | 0 | 0
NSR Baldwin 1,2 - NOX Rate Annual v3.1, Unit 2646 and retrofits | 462 | 7442 | Rate Constraint in lbs/MMBtu | FALSE | L | Annual | Allowances Sold NOX | Thousand Tons | 0 | 0 | 0 | 0 | 0 | 0 | 0
NSR Baldwin 1,2 - NOX Rate Annual v3.1, Unit 2646 and retrofits | 462 | 7442 | Rate Constraint in lbs/MMBtu | FALSE | L | Annual | Allowances Banked | Thousand Tons | 0 | 0 | 0 | 0 | 0 | 0 | 0
NSR Baldwin 1,2 - NOX Rate Annual v3.1, Unit 2646 and retrofits | 462 | 7442 | Rate Constraint in lbs/MMBtu | FALSE | L | Annual | Allowances Withdrawn (1:1) | Thousand Tons | 0 | 0 | 0 | 0 | 0 | 0 | 0
NSR Baldwin 1,2 - NOX Rate Annual v3.1, Unit 2646 and retrofits | 462 | 7442 | Rate Constraint in lbs/MMBtu | FALSE | L | Annual | Allowances Withdrawn (n:1) | Thousand Tons | 0 | 0 | 0 | 0 | 0 | 0 | 0
NSR Baldwin 1,2 - NOX Rate Annual v3.1, Unit 2646 and retrofits | 462 | 7442 | Rate Constraint in lbs/MMBtu | FALSE | L | Annual | Net Emissions Allowance Position | Thousand Tons | 0 | 0 | 0 | 0 | 0 | 0 | 0
NSR Baldwin 1,2 - NOX Rate Annual v3.1, Unit 2646 and retrofits | 462 | 7442 | Rate Constraint in lbs/MMBtu | FALSE | L | Annual | Fuel Consumed | TBtu | 0 | 0 | 0 | 0 | 0 | 0 | 0
NSR Baldwin 1,2 - NOX Rate Annual v3.1, Unit 2646 and retrofits | 462 | 7442 | Rate Constraint in lbs/MMBtu | FALSE | L | Annual | Rate | lb/MMBtu | 0 | 0 | 0 | 0 | 0 | 0 | 0
NSR Baldwin 1,2 - NOX Rate Annual v3.1, Unit 2646 and retrofits | 462 | 7442 | Rate Constraint in lbs/MMBtu | FALSE | L | Annual | Generation | TWh | 0 | 0 | 0 | 0 | 0 | 0 | 0
NSR Baldwin 1,2 - NOX Rate Annual v3.1, Unit 2646 and retrofits | 462 | 7442 | Rate Constraint in lbs/MMBtu | FALSE | L | Annual | Qualifying Generation | TWh | 0 | 0 | 0 | 0 | 0 | 0 | 0
NSR Baldwin 1,2 - NOX Rate Annual v3.1, Unit 2646 and retrofits | 462 | 7442 | Rate Constraint in lbs/MMBtu | FALSE | L | Annual | Rate | lb/MWh | 0 | 0 | 0 | 0 | 0 | 0 | 0
NSR Baldwin 1,2 - NOX Rate Annual v3.1, Unit 2646 and retrofits | 462 | 7442 | Rate Constraint in lbs/MMBtu | FALSE | L | Annual | Constraint Shadow Price | US2019$/Ton | 0 | 0 | 0 | 0 | 0 | 0 | 0
NSR Baldwin 1,2 - NOX Rate Annual v3.1, Unit 2647 and retrofits | 463 | 7442 | Rate Constraint in lbs/MMBtu | FALSE | L | Annual | Seasons Included | Seasons | Winter, WintShld, Summer | Winter, WintShld, Summer | Winter, WintShld, Summer | Winter, WintShld, Summer | Winter, WintShld, Summer | Winter, WintShld, Summer | Winter, WintShld, Summer
NSR Baldwin 1,2 - NOX Rate Annual v3.1, Unit 2647 and retrofits | 463 | 7442 | Rate Constraint in lbs/MMBtu | FALSE | L | Annual | Standard NOX | lb/MMBtu | 0.1 | 0.1 | 0.1 | 0.1 | 0.1 | 0.1 | 0.1
NSR Baldwin 1,2 - NOX Rate Annual v3.1, Unit 2647 and retrofits | 463 | 7442 | Rate Constraint in lbs/MMBtu | FALSE | L | Annual | Emissions at Affected Plants NOX | Thousand Tons | 0 | 0 | 0 | 0 | 0 | 0 | 0
NSR Baldwin 1,2 - NOX Rate Annual v3.1, Unit 2647 and retrofits | 463 | 7442 | Rate Constraint in lbs/MMBtu | FALSE | L | Annual | Allowances Purchased NOX | Thousand Tons | 0 | 0 | 0 | 0 | 0 | 0 | 0
NSR Baldwin 1,2 - NOX Rate Annual v3.1, Unit 2647 and retrofits | 463 | 7442 | Rate Constraint in lbs/MMBtu | FALSE | L | Annual | Allowances Sold NOX | Thousand Tons | 0 | 0 | 0 | 0 | 0 | 0 | 0
NSR Baldwin 1,2 - NOX Rate Annual v3.1, Unit 2647 and retrofits | 463 | 7442 | Rate Constraint in lbs/MMBtu | FALSE | L | Annual | Allowances Banked | Thousand Tons | 0 | 0 | 0 | 0 | 0 | 0 | 0
NSR Baldwin 1,2 - NOX Rate Annual v3.1, Unit 2647 and retrofits | 463 | 7442 | Rate Constraint in lbs/MMBtu | FALSE | L | Annual | Allowances Withdrawn (1:1) | Thousand Tons | 0 | 0 | 0 | 0 | 0 | 0 | 0
NSR Baldwin 1,2 - NOX Rate Annual v3.1, Unit 2647 and retrofits | 463 | 7442 | Rate Constraint in lbs/MMBtu | FALSE | L | Annual | Allowances Withdrawn (n:1) | Thousand Tons | 0 | 0 | 0 | 0 | 0 | 0 | 0
NSR Baldwin 1,2 - NOX Rate Annual v3.1, Unit 2647 and retrofits | 463 | 7442 | Rate Constraint in lbs/MMBtu | FALSE | L | Annual | Net Emissions Allowance Position | Thousand Tons | 0 | 0 | 0 | 0 | 0 | 0 | 0
NSR Baldwin 1,2 - NOX Rate Annual v3.1, Unit 2647 and retrofits | 463 | 7442 | Rate Constraint in lbs/MMBtu | FALSE | L | Annual | Fuel Consumed | TBtu | 0 | 0 | 0 | 0 | 0 | 0 | 0
NSR Baldwin 1,2 - NOX Rate Annual v3.1, Unit 2647 and retrofits | 463 | 7442 | Rate Constraint in lbs/MMBtu | FALSE | L | Annual | Rate | lb/MMBtu | 0 | 0 | 0 | 0 | 0 | 0 | 0
NSR Baldwin 1,2 - NOX Rate Annual v3.1, Unit 2647 and retrofits | 463 | 7442 | Rate Constraint in lbs/MMBtu | FALSE | L | Annual | Generation | TWh | 0 | 0 | 0 | 0 | 0 | 0 | 0
NSR Baldwin 1,2 - NOX Rate Annual v3.1, Unit 2647 and retrofits | 463 | 7442 | Rate Constraint in lbs/MMBtu | FALSE | L | Annual | Qualifying Generation | TWh | 0 | 0 | 0 | 0 | 0 | 0 | 0
NSR Baldwin 1,2 - NOX Rate Annual v3.1, Unit 2647 and retrofits | 463 | 7442 | Rate Constraint in lbs/MMBtu | FALSE | L | Annual | Rate | lb/MWh | 0 | 0 | 0 | 0 | 0 | 0 | 0
NSR Baldwin 1,2 - NOX Rate Annual v3.1, Unit 2647 and retrofits | 463 | 7442 | Rate Constraint in lbs/MMBtu | FALSE | L | Annual | Constraint Shadow Price | US2019$/Ton | 0 | 0 | 0 | 0 | 0 | 0 | 0
NSR Baldwin 1-3 - SO2 Rate Annual v3.1, Unit 2646 and retrofits | 464 | 7441 | Rate Constraint in lbs/MMBtu | FALSE | L | Annual | Seasons Included | Seasons | Winter, WintShld, Summer | Winter, WintShld, Summer | Winter, WintShld, Summer | Winter, WintShld, Summer | Winter, WintShld, Summer | Winter, WintShld, Summer | Winter, WintShld, Summer
NSR Baldwin 1-3 - SO2 Rate Annual v3.1, Unit 2646 and retrofits | 464 | 7441 | Rate Constraint in lbs/MMBtu | FALSE | L | Annual | Standard SO2 | lb/MMBtu | 0.1 | 0.1 | 0.1 | 0.1 | 0.1 | 0.1 | 0.1
NSR Baldwin 1-3 - SO2 Rate Annual v3.1, Unit 2646 and retrofits | 464 | 7441 | Rate Constraint in lbs/MMBtu | FALSE | L | Annual | Emissions at Affected Plants SO2 | Thousand Tons | 0 | 0 | 0 | 0 | 0 | 0 | 0
NSR Baldwin 1-3 - SO2 Rate Annual v3.1, Unit 2646 and retrofits | 464 | 7441 | Rate Constraint in lbs/MMBtu | FALSE | L | Annual | Allowances Purchased SO2 | Thousand Tons | 0 | 0 | 0 | 0 | 0 | 0 | 0
NSR Baldwin 1-3 - SO2 Rate Annual v3.1, Unit 2646 and retrofits | 464 | 7441 | Rate Constraint in lbs/MMBtu | FALSE | L | Annual | Allowances Sold SO2 | Thousand Tons | 0 | 0 | 0 | 0 | 0 | 0 | 0
NSR Baldwin 1-3 - SO2 Rate Annual v3.1, Unit 2646 and retrofits | 464 | 7441 | Rate Constraint in lbs/MMBtu | FALSE | L | Annual | Allowances Banked | Thousand Tons | 0 | 0 | 0 | 0 | 0 | 0 | 0
NSR Baldwin 1-3 - SO2 Rate Annual v3.1, Unit 2646 and retrofits | 464 | 7441 | Rate Constraint in lbs/MMBtu | FALSE | L | Annual | Allowances Withdrawn (1:1) | Thousand Tons | 0 | 0 | 0 | 0 | 0 | 0 | 0
NSR Baldwin 1-3 - SO2 Rate Annual v3.1, Unit 2646 and retrofits | 464 | 7441 | Rate Constraint in lbs/MMBtu | FALSE | L | Annual | Allowances Withdrawn (n:1) | Thousand Tons | 0 | 0 | 0 | 0 | 0 | 0 | 0
NSR Baldwin 1-3 - SO2 Rate Annual v3.1, Unit 2646 and retrofits | 464 | 7441 | Rate Constraint in lbs/MMBtu | FALSE | L | Annual | Net Emissions Allowance Position | Thousand Tons | 0 | 0 | 0 | 0 | 0 | 0 | 0
NSR Baldwin 1-3 - SO2 Rate Annual v3.1, Unit 2646 and retrofits | 464 | 7441 | Rate Constraint in lbs/MMBtu | FALSE | L | Annual | Fuel Consumed | TBtu | 0 | 0 | 0 | 0 | 0 | 0 | 0
NSR Baldwin 1-3 - SO2 Rate Annual v3.1, Unit 2646 and retrofits | 464 | 7441 | Rate Constraint in lbs/MMBtu | FALSE | L | Annual | Rate | lb/MMBtu | 0 | 0 | 0 | 0 | 0 | 0 | 0
NSR Baldwin 1-3 - SO2 Rate Annual v3.1, Unit 2646 and retrofits | 464 | 7441 | Rate Constraint in lbs/MMBtu | FALSE | L | Annual | Generation | TWh | 0 | 0 | 0 | 0 | 0 | 0 | 0
NSR Baldwin 1-3 - SO2 Rate Annual v3.1, Unit 2646 and retrofits | 464 | 7441 | Rate Constraint in lbs/MMBtu | FALSE | L | Annual | Qualifying Generation | TWh | 0 | 0 | 0 | 0 | 0 | 0 | 0
NSR Baldwin 1-3 - SO2 Rate Annual v3.1, Unit 2646 and retrofits | 464 | 7441 | Rate Constraint in lbs/MMBtu | FALSE | L | Annual | Rate | lb/MWh | 0 | 0 | 0 | 0 | 0 | 0 | 0
NSR Baldwin 1-3 - SO2 Rate Annual v3.1, Unit 2646 and retrofits | 464 | 7441 | Rate Constraint in lbs/MMBtu | FALSE | L | Annual | Constraint Shadow Price | US2019$/Ton | 0 | 0 | 0 | 0 | 0 | 0 | 0
NSR Baldwin 1-3 - SO2 Rate Annual v3.1, Unit 2647 and retrofits | 465 | 7441 | Rate Constraint in lbs/MMBtu | FALSE | L | Annual | Seasons Included | Seasons | Winter, WintShld, Summer | Winter, WintShld, Summer | Winter, WintShld, Summer | Winter, WintShld, Summer | Winter, WintShld, Summer | Winter, WintShld, Summer | Winter, WintShld, Summer
NSR Baldwin 1-3 - SO2 Rate Annual v3.1, Unit 2647 and retrofits | 465 | 7441 | Rate Constraint in lbs/MMBtu | FALSE | L | Annual | Standard SO2 | lb/MMBtu | 0.1 | 0.1 | 0.1 | 0.1 | 0.1 | 0.1 | 0.1
NSR Baldwin 1-3 - SO2 Rate Annual v3.1, Unit 2647 and retrofits | 465 | 7441 | Rate Constraint in lbs/MMBtu | FALSE | L | Annual | Emissions at Affected Plants SO2 | Thousand Tons | 0 | 0 | 0 | 0 | 0 | 0 | 0
NSR Baldwin 1-3 - SO2 Rate Annual v3.1, Unit 2647 and retrofits | 465 | 7441 | Rate Constraint in lbs/MMBtu | FALSE | L | Annual | Allowances Purchased SO2 | Thousand Tons | 0 | 0 | 0 | 0 | 0 | 0 | 0
NSR Baldwin 1-3 - SO2 Rate Annual v3.1, Unit 2647 and retrofits | 465 | 7441 | Rate Constraint in lbs/MMBtu | FALSE | L | Annual | Allowances Sold SO2 | Thousand Tons | 0 | 0 | 0 | 0 | 0 | 0 | 0
NSR Baldwin 1-3 - SO2 Rate Annual v3.1, Unit 2647 and retrofits | 465 | 7441 | Rate Constraint in lbs/MMBtu | FALSE | L | Annual | Allowances Banked | Thousand Tons | 0 | 0 | 0 | 0 | 0 | 0 | 0
NSR Baldwin 1-3 - SO2 Rate Annual v3.1, Unit 2647 and retrofits | 465 | 7441 | Rate Constraint in lbs/MMBtu | FALSE | L | Annual | Allowances Withdrawn (1:1) | Thousand Tons | 0 | 0 | 0 | 0 | 0 | 0 | 0
NSR Baldwin 1-3 - SO2 Rate Annual v3.1, Unit 2647 and retrofits | 465 | 7441 | Rate Constraint in lbs/MMBtu | FALSE | L | Annual | Allowances Withdrawn (n:1) | Thousand Tons | 0 | 0 | 0 | 0 | 0 | 0 | 0
NSR Baldwin 1-3 - SO2 Rate Annual v3.1, Unit 2647 and retrofits | 465 | 7441 | Rate Constraint in lbs/MMBtu | FALSE | L | Annual | Net Emissions Allowance Position | Thousand Tons | 0 | 0 | 0 | 0 | 0 | 0 | 0
NSR Baldwin 1-3 - SO2 Rate Annual v3.1, Unit 2647 and retrofits | 465 | 7441 | Rate Constraint in lbs/MMBtu | FALSE | L | Annual | Fuel Consumed | TBtu | 0 | 0 | 0 | 0 | 0 | 0 | 0
NSR Baldwin 1-3 - SO2 Rate Annual v3.1, Unit 2647 and retrofits | 465 | 7441 | Rate Constraint in lbs/MMBtu | FALSE | L | Annual | Rate | lb/MMBtu | 0 | 0 | 0 | 0 | 0 | 0 | 0
NSR Baldwin 1-3 - SO2 Rate Annual v3.1, Unit 2647 and retrofits | 465 | 7441 | Rate Constraint in lbs/MMBtu | FALSE | L | Annual | Generation | TWh | 0 | 0 | 0 | 0 | 0 | 0 | 0
NSR Baldwin 1-3 - SO2 Rate Annual v3.1, Unit 2647 and retrofits | 465 | 7441 | Rate Constraint in lbs/MMBtu | FALSE | L | Annual | Qualifying Generation | TWh | 0 | 0 | 0 | 0 | 0 | 0 | 0
NSR Baldwin 1-3 - SO2 Rate Annual v3.1, Unit 2647 and retrofits | 465 | 7441 | Rate Constraint in lbs/MMBtu | FALSE | L | Annual | Rate | lb/MWh | 0 | 0 | 0 | 0 | 0 | 0 | 0
NSR Baldwin 1-3 - SO2 Rate Annual v3.1, Unit 2647 and retrofits | 465 | 7441 | Rate Constraint in lbs/MMBtu | FALSE | L | Annual | Constraint Shadow Price | US2019$/Ton | 0 | 0 | 0 | 0 | 0 | 0 | 0
NSR Big Bend 1-3 - NOX Rate Annual v5.14 | 466 | 7425 | Rate Constraint in lbs/MMBtu | FALSE | L | Annual | Seasons Included | Seasons | Winter, WintShld, Summer | Winter, WintShld, Summer | Winter, WintShld, Summer | Winter, WintShld, Summer | Winter, WintShld, Summer | Winter, WintShld, Summer | Winter, WintShld, Summer
NSR Big Bend 1-3 - NOX Rate Annual v5.14 | 466 | 7425 | Rate Constraint in lbs/MMBtu | FALSE | L | Annual | Standard NOX | lb/MMBtu | 0.12 | 0.12 | 0.12 | 0.12 | 0.12 | 0.12 | 0.12
NSR Big Bend 1-3 - NOX Rate Annual v5.14 | 466 | 7425 | Rate Constraint in lbs/MMBtu | FALSE | L | Annual | Emissions at Affected Plants NOX | Thousand Tons | 0 | 0 | 0 | 0 | 0 | 0 | 0
NSR Big Bend 1-3 - NOX Rate Annual v5.14 | 466 | 7425 | Rate Constraint in lbs/MMBtu | FALSE | L | Annual | Allowances Purchased NOX | Thousand Tons | 0 | 0 | 0 | 0 | 0 | 0 | 0
NSR Big Bend 1-3 - NOX Rate Annual v5.14 | 466 | 7425 | Rate Constraint in lbs/MMBtu | FALSE | L | Annual | Allowances Sold NOX | Thousand Tons | 0 | 0 | 0 | 0 | 0 | 0 | 0
NSR Big Bend 1-3 - NOX Rate Annual v5.14 | 466 | 7425 | Rate Constraint in lbs/MMBtu | FALSE | L | Annual | Allowances Banked | Thousand Tons | 0 | 0 | 0 | 0 | 0 | 0 | 0
NSR Big Bend 1-3 - NOX Rate Annual v5.14 | 466 | 7425 | Rate Constraint in lbs/MMBtu | FALSE | L | Annual | Allowances Withdrawn (1:1) | Thousand Tons | 0 | 0 | 0 | 0 | 0 | 0 | 0
NSR Big Bend 1-3 - NOX Rate Annual v5.14 | 466 | 7425 | Rate Constraint in lbs/MMBtu | FALSE | L | Annual | Allowances Withdrawn (n:1) | Thousand Tons | 0 | 0 | 0 | 0 | 0 | 0 | 0
NSR Big Bend 1-3 - NOX Rate Annual v5.14 | 466 | 7425 | Rate Constraint in lbs/MMBtu | FALSE | L | Annual | Net Emissions Allowance Position | Thousand Tons | 0 | 0 | 0 | 0 | 0 | 0 | 0
NSR Big Bend 1-3 - NOX Rate Annual v5.14 | 466 | 7425 | Rate Constraint in lbs/MMBtu | FALSE | L | Annual | Fuel Consumed | TBtu | 0 | 0 | 0 | 0 | 0 | 0 | 0
NSR Big Bend 1-3 - NOX Rate Annual v5.14 | 466 | 7425 | Rate Constraint in lbs/MMBtu | FALSE | L | Annual | Rate | lb/MMBtu | 0 | 0 | 0 | 0 | 0 | 0 | 0
NSR Big Bend 1-3 - NOX Rate Annual v5.14 | 466 | 7425 | Rate Constraint in lbs/MMBtu | FALSE | L | Annual | Generation | TWh | 0 | 0 | 0 | 0 | 0 | 0 | 0
NSR Big Bend 1-3 - NOX Rate Annual v5.14 | 466 | 7425 | Rate Constraint in lbs/MMBtu | FALSE | L | Annual | Qualifying Generation | TWh | 0 | 0 | 0 | 0 | 0 | 0 | 0
NSR Big Bend 1-3 - NOX Rate Annual v5.14 | 466 | 7425 | Rate Constraint in lbs/MMBtu | FALSE | L | Annual | Rate | lb/MWh | 0 | 0 | 0 | 0 | 0 | 0 | 0
NSR Big Bend 1-3 - NOX Rate Annual v5.14 | 466 | 7425 | Rate Constraint in lbs/MMBtu | FALSE | L | Annual | Constraint Shadow Price | US2019$/Ton | 0 | 0 | 0 | 0 | 0 | 0 | 0
NSR Big Cajun 2- NOx Cap Annual v5.13 | 467 | 7460 | Rate Constraint in MTons | FALSE | L | Annual | Seasons Included | Seasons | Winter, WintShld, Summer | Winter, WintShld, Summer | Winter, WintShld, Summer | Winter, WintShld, Summer | Winter, WintShld, Summer | Winter, WintShld, Summer | Winter, WintShld, Summer
NSR Big Cajun 2- NOx Cap Annual v5.13 | 467 | 7460 | Rate Constraint in MTons | FALSE | L | Annual | Standard NOX | Thousand Tons | 8.95 | 8.95 | 8.95 | 8.95 | 8.95 | 8.95 | 8.95
NSR Big Cajun 2- NOx Cap Annual v5.13 | 467 | 7460 | Rate Constraint in MTons | FALSE | L | Annual | Emissions at Affected Plants NOX | Thousand Tons | 0 | 0 | 0 | 0 | 0 | 0 | 0
NSR Big Cajun 2- NOx Cap Annual v5.13 | 467 | 7460 | Rate Constraint in MTons | FALSE | L | Annual | Allowances Purchased NOX | Thousand Tons | 0 | 0 | 0 | 0 | 0 | 0 | 0
NSR Big Cajun 2- NOx Cap Annual v5.13 | 467 | 7460 | Rate Constraint in MTons | FALSE | L | Annual | Allowances Sold NOX | Thousand Tons | 0 | 0 | 0 | 0 | 0 | 0 | 0
NSR Big Cajun 2- NOx Cap Annual v5.13 | 467 | 7460 | Rate Constraint in MTons | FALSE | L | Annual | Allowances Banked | Thousand Tons | 0 | 0 | 0 | 0 | 0 | 0 | 0
NSR Big Cajun 2- NOx Cap Annual v5.13 | 467 | 7460 | Rate Constraint in MTons | FALSE | L | Annual | Allowances Withdrawn (1:1) | Thousand Tons | 0 | 0 | 0 | 0 | 0 | 0 | 0
NSR Big Cajun 2- NOx Cap Annual v5.13 | 467 | 7460 | Rate Constraint in MTons | FALSE | L | Annual | Allowances Withdrawn (n:1) | Thousand Tons | 0 | 0 | 0 | 0 | 0 | 0 | 0
NSR Big Cajun 2- NOx Cap Annual v5.13 | 467 | 7460 | Rate Constraint in MTons | FALSE | L | Annual | Net Emissions Allowance Position | Thousand Tons | 0 | 0 | 0 | 0 | 0 | 0 | 0
NSR Big Cajun 2- NOx Cap Annual v5.13 | 467 | 7460 | Rate Constraint in MTons | FALSE | L | Annual | Fuel Consumed | TBtu | 0 | 0 | 0 | 0 | 0 | 0 | 0
NSR Big Cajun 2- NOx Cap Annual v5.13 | 467 | 7460 | Rate Constraint in MTons | FALSE | L | Annual | Rate | lb/MMBtu | 0 | 0 | 0 | 0 | 0 | 0 | 0
NSR Big Cajun 2- NOx Cap Annual v5.13 | 467 | 7460 | Rate Constraint in MTons | FALSE | L | Annual | Generation | TWh | 0 | 0 | 0 | 0 | 0 | 0 | 0
NSR Big Cajun 2- NOx Cap Annual v5.13 | 467 | 7460 | Rate Constraint in MTons | FALSE | L | Annual | Qualifying Generation | TWh | 0 | 0 | 0 | 0 | 0 | 0 | 0
NSR Big Cajun 2- NOx Cap Annual v5.13 | 467 | 7460 | Rate Constraint in MTons | FALSE | L | Annual | Rate | lb/MWh | 0 | 0 | 0 | 0 | 0 | 0 | 0
NSR Big Cajun 2- NOx Cap Annual v5.13 | 467 | 7460 | Rate Constraint in MTons | FALSE | L | Annual | Constraint Shadow Price | US2019$/Ton | 0 | 0 | 0 | 0 | 0 | 0 | 0
NSR Big Cajun 2- SO2 Cap Annual v5.13 | 468 | 7458 | Rate Constraint in MTons | FALSE | L | Annual | Seasons Included | Seasons | Winter, WintShld, Summer | Winter, WintShld, Summer | Winter, WintShld, Summer | Winter, WintShld, Summer | Winter, WintShld, Summer | Winter, WintShld, Summer | Winter, WintShld, Summer
NSR Big Cajun 2- SO2 Cap Annual v5.13 | 468 | 7458 | Rate Constraint in MTons | FALSE | L | Annual | Standard SO2 | Thousand Tons | 18.95 | 18.95 | 18.95 | 18.95 | 18.95 | 18.95 | 18.95
NSR Big Cajun 2- SO2 Cap Annual v5.13 | 468 | 7458 | Rate Constraint in MTons | FALSE | L | Annual | Emissions at Affected Plants SO2 | Thousand Tons | 0 | 0 | 0 | 0 | 0 | 0 | 0
NSR Big Cajun 2- SO2 Cap Annual v5.13 | 468 | 7458 | Rate Constraint in MTons | FALSE | L | Annual | Allowances Purchased SO2 | Thousand Tons | 0 | 0 | 0 | 0 | 0 | 0 | 0
NSR Big Cajun 2- SO2 Cap Annual v5.13 | 468 | 7458 | Rate Constraint in MTons | FALSE | L | Annual | Allowances Sold SO2 | Thousand Tons | 0 | 0 | 0 | 0 | 0 | 0 | 0
NSR Big Cajun 2- SO2 Cap Annual v5.13 | 468 | 7458 | Rate Constraint in MTons | FALSE | L | Annual | Allowances Banked | Thousand Tons | 0 | 0 | 0 | 0 | 0 | 0 | 0
NSR Big Cajun 2- SO2 Cap Annual v5.13 | 468 | 7458 | Rate Constraint in MTons | FALSE | L | Annual | Allowances Withdrawn (1:1) | Thousand Tons | 0 | 0 | 0 | 0 | 0 | 0 | 0
NSR Big Cajun 2- SO2 Cap Annual v5.13 | 468 | 7458 | Rate Constraint in MTons | FALSE | L | Annual | Allowances Withdrawn (n:1) | Thousand Tons | 0 | 0 | 0 | 0 | 0 | 0 | 0
NSR Big Cajun 2- SO2 Cap Annual v5.13 | 468 | 7458 | Rate Constraint in MTons | FALSE | L | Annual | Net Emissions Allowance Position | Thousand Tons | 0 | 0 | 0 | 0 | 0 | 0 | 0
NSR Big Cajun 2- SO2 Cap Annual v5.13 | 468 | 7458 | Rate Constraint in MTons | FALSE | L | Annual | Fuel Consumed | TBtu | 0 | 0 | 0 | 0 | 0 | 0 | 0
NSR Big Cajun 2- SO2 Cap Annual v5.13 | 468 | 7458 | Rate Constraint in MTons | FALSE | L | Annual | Rate | lb/MMBtu | 0 | 0 | 0 | 0 | 0 | 0 | 0
NSR Big Cajun 2- SO2 Cap Annual v5.13 | 468 | 7458 | Rate Constraint in MTons | FALSE | L | Annual | Generation | TWh | 0 | 0 | 0 | 0 | 0 | 0 | 0
NSR Big Cajun 2- SO2 Cap Annual v5.13 | 468 | 7458 | Rate Constraint in MTons | FALSE | L | Annual | Qualifying Generation | TWh | 0 | 0 | 0 | 0 | 0 | 0 | 0
NSR Big Cajun 2- SO2 Cap Annual v5.13 | 468 | 7458 | Rate Constraint in MTons | FALSE | L | Annual | Rate | lb/MWh | 0 | 0 | 0 | 0 | 0 | 0 | 0
NSR Big Cajun 2- SO2 Cap Annual v5.13 | 468 | 7458 | Rate Constraint in MTons | FALSE | L | Annual | Constraint Shadow Price | US2019$/Ton | 0 | 0 | 0 | 0 | 0 | 0 | 0
NSR Big Cajun 2- Unit 1 - Hg Rate Annual v5.13 | 469 | 7462 | Rate Constraint in lbs/MMBtu | FALSE | L | Annual | Seasons Included | Seasons | Winter, WintShld, Summer | Winter, WintShld, Summer | Winter, WintShld, Summer | Winter, WintShld, Summer | Winter, WintShld, Summer | Winter, WintShld, Summer | Winter, WintShld, Summer
NSR Big Cajun 2- Unit 1 - Hg Rate Annual v5.13 | 469 | 7462 | Rate Constraint in lbs/MMBtu | FALSE | L | Annual | Standard MER | lb/MMBtu | 0.03 | 0.03 | 0.03 | 0.03 | 0.03 | 0.03 | 0.03
NSR Big Cajun 2- Unit 1 - Hg Rate Annual v5.13 | 469 | 7462 | Rate Constraint in lbs/MMBtu | FALSE | L | Annual | Emissions at Affected Plants MER | lbs | 0 | 0 | 0 | 0 | 0 | 0 | 0
NSR Big Cajun 2- Unit 1 - Hg Rate Annual v5.13 | 469 | 7462 | Rate Constraint in lbs/MMBtu | FALSE | L | Annual | Allowances Purchased MER | lbs | 0 | 0 | 0 | 0 | 0 | 0 | 0
NSR Big Cajun 2- Unit 1 - Hg Rate Annual v5.13 | 469 | 7462 | Rate Constraint in lbs/MMBtu | FALSE | L | Annual | Allowances Sold MER | lbs | 0 | 0 | 0 | 0 | 0 | 0 | 0
NSR Big Cajun 2- Unit 1 - Hg Rate Annual v5.13 | 469 | 7462 | Rate Constraint in lbs/MMBtu | FALSE | L | Annual | Allowances Banked | lbs | 0 | 0 | 0 | 0 | 0 | 0 | 0
NSR Big Cajun 2- Unit 1 - Hg Rate Annual v5.13 | 469 | 7462 | Rate Constraint in lbs/MMBtu | FALSE | L | Annual | Allowances Withdrawn (1:1) | lbs | 0 | 0 | 0 | 0 | 0 | 0 | 0
NSR Big Cajun 2- Unit 1 - Hg Rate Annual v5.13 | 469 | 7462 | Rate Constraint in lbs/MMBtu | FALSE | L | Annual | Allowances Withdrawn (n:1) | lbs | 0 | 0 | 0 | 0 | 0 | 0 | 0
NSR Big Cajun 2- Unit 1 - Hg Rate Annual v5.13 | 469 | 7462 | Rate Constraint in lbs/MMBtu | FALSE | L | Annual | Net Emissions Allowance Position | lbs | 0 | 0 | 0 | 0 | 0 | 0 | 0
NSR Big Cajun 2- Unit 1 - Hg Rate Annual v5.13 | 469 | 7462 | Rate Constraint in lbs/MMBtu | FALSE | L | Annual | Fuel Consumed | TBtu | 0 | 0 | 0 | 0 | 0 | 0 | 0
NSR Big Cajun 2- Unit 1 - Hg Rate Annual v5.13 | 469 | 7462 | Rate Constraint in lbs/MMBtu | FALSE | L | Annual | Rate | lb/MMBtu | 0 | 0 | 0 | 0 | 0 | 0 | 0
NSR Big Cajun 2- Unit 1 - Hg Rate Annual v5.13 | 469 | 7462 | Rate Constraint in lbs/MMBtu | FALSE | L | Annual | Generation | TWh | 0 | 0 | 0 | 0 | 0 | 0 | 0
NSR Big Cajun 2- Unit 1 - Hg Rate Annual v5.13 | 469 | 7462 | Rate Constraint in lbs/MMBtu | FALSE | L | Annual | Qualifying Generation | TWh | 0 | 0 | 0 | 0 | 0 | 0 | 0
NSR Big Cajun 2- Unit 1 - Hg Rate Annual v5.13 | 469 | 7462 | Rate Constraint in lbs/MMBtu | FALSE | L | Annual | Rate | lb/MWh | 0 | 0 | 0 | 0 | 0 | 0 | 0
NSR Big Cajun 2- Unit 1 - Hg Rate Annual v5.13 | 469 | 7462 | Rate Constraint in lbs/MMBtu | FALSE | L | Annual | Constraint Shadow Price | US2019$/Lb | 0 | 0 | 0 | 0 | 0 | 0 | 0
NSR Big Cajun 2- Unit 1 - NOx Rate Annual v5.13 | 470 | 7459 | Rate Constraint in lbs/MMBtu | FALSE | L | Annual | Seasons Included | Seasons | Winter, WintShld, Summer | Winter, WintShld, Summer | Winter, WintShld, Summer | Winter, WintShld, Summer | Winter, WintShld, Summer | Winter, WintShld, Summer | Winter, WintShld, Summer
NSR Big Cajun 2- Unit 1 - NOx Rate Annual v5.13 | 470 | 7459 | Rate Constraint in lbs/MMBtu | FALSE | L | Annual | Standard NOX | lb/MMBtu | 0.15 | 0.15 | 0.15 | 0.15 | 0.15 | 0.15 | 0.15
NSR Big Cajun 2- Unit 1 - NOx Rate Annual v5.13 | 470 | 7459 | Rate Constraint in lbs/MMBtu | FALSE | L | Annual | Emissions at Affected Plants NOX | Thousand Tons | 0 | 0 | 0 | 0 | 0 | 0 | 0
NSR Big Cajun 2- Unit 1 - NOx Rate Annual v5.13 | 470 | 7459 | Rate Constraint in lbs/MMBtu | FALSE | L | Annual | Allowances Purchased NOX | Thousand Tons | 0 | 0 | 0 | 0 | 0 | 0 | 0
NSR Big Cajun 2- Unit 1 - NOx Rate Annual v5.13 | 470 | 7459 | Rate Constraint in lbs/MMBtu | FALSE | L | Annual | Allowances Sold NOX | Thousand Tons | 0 | 0 | 0 | 0 | 0 | 0 | 0
NSR Big Cajun 2- Unit 1 - NOx Rate Annual v5.13 | 470 | 7459 | Rate Constraint in lbs/MMBtu | FALSE | L | Annual | Allowances Banked | Thousand Tons | 0 | 0 | 0 | 0 | 0 | 0 | 0
NSR Big Cajun 2- Unit 1 - NOx Rate Annual v5.13 | 470 | 7459 | Rate Constraint in lbs/MMBtu | FALSE | L | Annual | Allowances Withdrawn (1:1) | Thousand Tons | 0 | 0 | 0 | 0 | 0 | 0 | 0
NSR Big Cajun 2- Unit 1 - NOx Rate Annual v5.13 | 470 | 7459 | Rate Constraint in lbs/MMBtu | FALSE | L | Annual | Allowances Withdrawn (n:1) | Thousand Tons | 0 | 0 | 0 | 0 | 0 | 0 | 0
NSR Big Cajun 2- Unit 1 - NOx Rate Annual v5.13 | 470 | 7459 | Rate Constraint in lbs/MMBtu | FALSE | L | Annual | Net Emissions Allowance Position | Thousand Tons | 0 | 0 | 0 | 0 | 0 | 0 | 0
NSR Big Cajun 2- Unit 1 - NOx Rate Annual v5.13 | 470 | 7459 | Rate Constraint in lbs/MMBtu | FALSE | L | Annual | Fuel Consumed | TBtu | 0 | 0 | 0 | 0 | 0 | 0 | 0
NSR Big Cajun 2- Unit 1 - NOx Rate Annual v5.13 | 470 | 7459 | Rate Constraint in lbs/MMBtu | FALSE | L | Annual | Rate | lb/MMBtu | 0 | 0 | 0 | 0 | 0 | 0 | 0
NSR Big Cajun 2- Unit 1 - NOx Rate Annual v5.13 | 470 | 7459 | Rate Constraint in lbs/MMBtu | FALSE | L | Annual | Generation | TWh | 0 | 0 | 0 | 0 | 0 | 0 | 0
NSR Big Cajun 2- Unit 1 - NOx Rate Annual v5.13 | 470 | 7459 | Rate Constraint in lbs/MMBtu | FALSE | L | Annual | Qualifying Generation | TWh | 0 | 0 | 0 | 0 | 0 | 0 | 0
NSR Big Cajun 2- Unit 1 - NOx Rate Annual v5.13 | 470 | 7459 | Rate Constraint in lbs/MMBtu | FALSE | L | Annual | Rate | lb/MWh | 0 | 0 | 0 | 0 | 0 | 0 | 0
NSR Big Cajun 2- Unit 1 - NOx Rate Annual v5.13 | 470 | 7459 | Rate Constraint in lbs/MMBtu | FALSE | L | Annual | Constraint Shadow Price | US2019$/Ton | 0 | 0 | 0 | 0 | 0 | 0 | 0
NSR Big Cajun 2- Unit 1 - SO2 Rate Annual v5.13 | 471 | 7457 | Rate Constraint in lbs/MMBtu | FALSE | L | Annual | Seasons Included | Seasons | Winter, WintShld, Summer | Winter, WintShld, Summer | Winter, WintShld, Summer | Winter, WintShld, Summer | Winter, WintShld, Summer | Winter, WintShld, Summer | Winter, WintShld, Summer
NSR Big Cajun 2- Unit 1 - SO2 Rate Annual v5.13 | 471 | 7457 | Rate Constraint in lbs/MMBtu | FALSE | L | Annual | Standard SO2 | lb/MMBtu | 0.07 | 0.07 | 0.07 | 0.07 | 0.07 | 0.07 | 0.07
NSR Big Cajun 2- Unit 1 - SO2 Rate Annual v5.13 | 471 | 7457 | Rate Constraint in lbs/MMBtu | FALSE | L | Annual | Emissions at Affected Plants SO2 | Thousand Tons | 0 | 0 | 0 | 0 | 0 | 0 | 0
NSR Big Cajun 2- Unit 1 - SO2 Rate Annual v5.13 | 471 | 7457 | Rate Constraint in lbs/MMBtu | FALSE | L | Annual | Allowances Purchased SO2 | Thousand Tons | 0 | 0 | 0 | 0 | 0 | 0 | 0
NSR Big Cajun 2- Unit 1 - SO2 Rate Annual v5.13 | 471 | 7457 | Rate Constraint in lbs/MMBtu | FALSE | L | Annual | Allowances Sold SO2 | Thousand Tons | 0 | 0 | 0 | 0 | 0 | 0 | 0
NSR Big Cajun 2- Unit 1 - SO2 Rate Annual v5.13 | 471 | 7457 | Rate Constraint in lbs/MMBtu | FALSE | L | Annual | Allowances Banked | Thousand Tons | 0 | 0 | 0 | 0 | 0 | 0 | 0
NSR Big Cajun 2- Unit 1 - SO2 Rate Annual v5.13 | 471 | 7457 | Rate Constraint in lbs/MMBtu | FALSE | L | Annual | Allowances Withdrawn (1:1) | Thousand Tons | 0 | 0 | 0 | 0 | 0 | 0 | 0
NSR Big Cajun 2- Unit 1 - SO2 Rate Annual v5.13 | 471 | 7457 | Rate Constraint in lbs/MMBtu | FALSE | L | Annual | Allowances Withdrawn (n:1) | Thousand Tons | 0 | 0 | 0 | 0 | 0 | 0 | 0
NSR Big Cajun 2- Unit 1 - SO2 Rate Annual v5.13 | 471 | 7457 | Rate Constraint in lbs/MMBtu | FALSE | L | Annual | Net Emissions Allowance Position | Thousand Tons | 0 | 0 | 0 | 0 | 0 | 0 | 0
NSR Big Cajun 2- Unit 1 - SO2 Rate Annual v5.13 | 471 | 7457 | Rate Constraint in lbs/MMBtu | FALSE | L | Annual | Fuel Consumed | TBtu | 0 | 0 | 0 | 0 | 0 | 0 | 0
NSR Big Cajun 2- Unit 1 - SO2 Rate Annual v5.13 | 471 | 7457 | Rate Constraint in lbs/MMBtu | FALSE | L | Annual | Rate | lb/MMBtu | 0 | 0 | 0 | 0 | 0 | 0 | 0
NSR Big Cajun 2- Unit 1 - SO2 Rate Annual v5.13 | 471 | 7457 | Rate Constraint in lbs/MMBtu | FALSE | L | Annual | Generation | TWh | 0 | 0 | 0 | 0 | 0 | 0 | 0
NSR Big Cajun 2- Unit 1 - SO2 Rate Annual v5.13 | 471 | 7457 | Rate Constraint in lbs/MMBtu | FALSE | L | Annual | Qualifying Generation | TWh | 0 | 0 | 0 | 0 | 0 | 0 | 0
NSR Big Cajun 2- Unit 1 - SO2 Rate Annual v5.13 | 471 | 7457 | Rate Constraint in lbs/MMBtu | FALSE | L | Annual | Rate | lb/MWh | 0 | 0 | 0 | 0 | 0 | 0 | 0
NSR Big Cajun 2- Unit 1 - SO2 Rate Annual v5.13 | 471 | 7457 | Rate Constraint in lbs/MMBtu | FALSE | L | Annual | Constraint Shadow Price | US2019$/Ton | 0 | 0 | 0 | 0 | 0 | 0 | 0
NSR Big Cajun 2- Unit 3 - Hg Rate Annual v5.13 | 472 | 7463 | Rate Constraint in lbs/MMBtu | FALSE | L | Annual | Seasons Included | Seasons | Winter, WintShld, Summer | Winter, WintShld, Summer | Winter, WintShld, Summer | Winter, WintShld, Summer | Winter, WintShld, Summer | Winter, WintShld, Summer | Winter, WintShld, Summer
NSR Big Cajun 2- Unit 3 - Hg Rate Annual v5.13 | 472 | 7463 | Rate Constraint in lbs/MMBtu | FALSE | L | Annual | Standard MER | lb/MMBtu | 0.03 | 0.03 | 0.03 | 0.03 | 0.03 | 0.03 | 0.03
NSR Big Cajun 2- Unit 3 - Hg Rate Annual v5.13 | 472 | 7463 | Rate Constraint in lbs/MMBtu | FALSE | L | Annual | Emissions at Affected Plants MER | lbs | 0 | 0 | 0 | 0 | 0 | 0 | 0
NSR Big Cajun 2- Unit 3 - Hg Rate Annual v5.13 | 472 | 7463 | Rate Constraint in lbs/MMBtu | FALSE | L | Annual | Allowances Purchased MER | lbs | 0 | 0 | 0 | 0 | 0 | 0 | 0
NSR Big Cajun 2- Unit 3 - Hg Rate Annual v5.13 | 472 | 7463 | Rate Constraint in lbs/MMBtu | FALSE | L | Annual | Allowances Sold MER | lbs | 0 | 0 | 0 | 0 | 0 | 0 | 0
NSR Big Cajun 2- Unit 3 - Hg Rate Annual v5.13 | 472 | 7463 | Rate Constraint in lbs/MMBtu | FALSE | L | Annual | Allowances Banked | lbs | 0 | 0 | 0 | 0 | 0 | 0 | 0
NSR Big Cajun 2- Unit 3 - Hg Rate Annual v5.13 | 472 | 7463 | Rate Constraint in lbs/MMBtu | FALSE | L | Annual | Allowances Withdrawn (1:1) | lbs | 0 | 0 | 0 | 0 | 0 | 0 | 0
NSR Big Cajun 2- Unit 3 - Hg Rate Annual v5.13 | 472 | 7463 | Rate Constraint in lbs/MMBtu | FALSE | L | Annual | Allowances Withdrawn (n:1) | lbs | 0 | 0 | 0 | 0 | 0 | 0 | 0
NSR Big Cajun 2- Unit 3 - Hg Rate Annual v5.13 | 472 | 7463 | Rate Constraint in lbs/MMBtu | FALSE | L | Annual | Net Emissions Allowance Position | lbs | 0 | 0 | 0 | 0 | 0 | 0 | 0
NSR Big Cajun 2- Unit 3 - Hg Rate Annual v5.13 | 472 | 7463 | Rate Constraint in lbs/MMBtu | FALSE | L | Annual | Fuel Consumed | TBtu | 0 | 0 | 0 | 0 | 0 | 0 | 0
NSR Big Cajun 2- Unit 3 - Hg Rate Annual v5.13 | 472 | 7463 | Rate Constraint in lbs/MMBtu | FALSE | L | Annual | Rate | lb/MMBtu | 0 | 0 | 0 | 0 | 0 | 0 | 0
NSR Big Cajun 2- Unit 3 - Hg Rate Annual v5.13 | 472 | 7463 | Rate Constraint in lbs/MMBtu | FALSE | L | Annual | Generation | TWh | 0 | 0 | 0 | 0 | 0 | 0 | 0
NSR Big Cajun 2- Unit 3 - Hg Rate Annual v5.13 | 472 | 7463 | Rate Constraint in lbs/MMBtu | FALSE | L | Annual | Qualifying Generation | TWh | 0 | 0 | 0 | 0 | 0 | 0 | 0
NSR Big Cajun 2- Unit 3 - Hg Rate Annual v5.13 | 472 | 7463 | Rate Constraint in lbs/MMBtu | FALSE | L | Annual | Rate | lb/MWh | 0 | 0 | 0 | 0 | 0 | 0 | 0
NSR Big Cajun 2- Unit 3 - Hg Rate Annual v5.13 | 472 | 7463 | Rate Constraint in lbs/MMBtu | FALSE | L | Annual | Constraint Shadow Price | US2019$/Lb | 0 | 0 | 0 | 0 | 0 | 0 | 0
NSR Big Cajun 2- Unit 3 - NOx Rate Annual v5.13 | 473 | 7461 | Rate Constraint in lbs/MMBtu | FALSE | L | Annual | Seasons Included | Seasons | Winter, WintShld, Summer | Winter, WintShld, Summer | Winter, WintShld, Summer | Winter, WintShld, Summer | Winter, WintShld, Summer | Winter, WintShld, Summer | Winter, WintShld, Summer
NSR Big Cajun 2- Unit 3 - NOx Rate Annual v5.13 | 473 | 7461 | Rate Constraint in lbs/MMBtu | FALSE | L | Annual | Standard NOX | lb/MMBtu | 0.135 | 0.135 | 0.135 | 0.135 | 0.135 | 0.135 | 0.135
NSR Big Cajun 2- Unit 3 - NOx Rate Annual v5.13 | 473 | 7461 | Rate Constraint in lbs/MMBtu | FALSE | L | Annual | Emissions at Affected Plants NOX | Thousand Tons | 0 | 0 | 0 | 0 | 0 | 0 | 0
NSR Big Cajun 2- Unit 3 - NOx Rate Annual v5.13 | 473 | 7461 | Rate Constraint in lbs/MMBtu | FALSE | L | Annual | Allowances Purchased NOX | Thousand Tons | 0 | 0 | 0 | 0 | 0 | 0 | 0
NSR Big Cajun 2- Unit 3 - NOx Rate Annual v5.13 | 473 | 7461 | Rate Constraint in lbs/MMBtu | FALSE | L | Annual | Allowances Sold NOX | Thousand Tons | 0 | 0 | 0 | 0 | 0 | 0 | 0
NSR Big Cajun 2- Unit 3 - NOx Rate Annual v5.13 | 473 | 7461 | Rate Constraint in lbs/MMBtu | FALSE | L | Annual | Allowances Banked | Thousand Tons | 0 | 0 | 0 | 0 | 0 | 0 | 0
NSR Big Cajun 2- Unit 3 - NOx Rate Annual v5.13 | 473 | 7461 | Rate Constraint in lbs/MMBtu | FALSE | L | Annual | Allowances Withdrawn (1:1) | Thousand Tons | 0 | 0 | 0 | 0 | 0 | 0 | 0
NSR Big Cajun 2- Unit 3 - NOx Rate Annual v5.13 | 473 | 7461 | Rate Constraint in lbs/MMBtu | FALSE | L | Annual | Allowances Withdrawn (n:1) | Thousand Tons | 0 | 0 | 0 | 0 | 0 | 0 | 0
NSR Big Cajun 2- Unit 3 - NOx Rate Annual v5.13 | 473 | 7461 | Rate Constraint in lbs/MMBtu | FALSE | L | Annual | Net Emissions Allowance Position | Thousand Tons | 0 | 0 | 0 | 0 | 0 | 0 | 0
NSR Big Cajun 2- Unit 3 - NOx Rate Annual v5.13 | 473 | 7461 | Rate Constraint in lbs/MMBtu | FALSE | L | Annual | Fuel Consumed | TBtu | 0 | 0 | 0 | 0 | 0 | 0 | 0
NSR Big Cajun 2- Unit 3 - NOx Rate Annual v5.13 | 473 | 7461 | Rate Constraint in lbs/MMBtu | FALSE | L | Annual | Rate | lb/MMBtu | 0 | 0 | 0 | 0 | 0 | 0 | 0
NSR Big Cajun 2- Unit 3 - NOx Rate Annual v5.13 | 473 | 7461 | Rate Constraint in lbs/MMBtu | FALSE | L | Annual | Generation | TWh | 0 | 0 | 0 | 0 | 0 | 0 | 0
NSR Big Cajun 2- Unit 3 - NOx Rate Annual v5.13 | 473 | 7461 | Rate Constraint in lbs/MMBtu | FALSE | L | Annual | Qualifying Generation | TWh | 0 | 0 | 0 | 0 | 0 | 0 | 0
NSR Big Cajun 2- Unit 3 - NOx Rate Annual v5.13 | 473 | 7461 | Rate Constraint in lbs/MMBtu | FALSE | L | Annual | Rate | lb/MWh | 0 | 0 | 0 | 0 | 0 | 0 | 0
NSR Big Cajun 2- Unit 3 - NOx Rate Annual v5.13 | 473 | 7461 | Rate Constraint in lbs/MMBtu | FALSE | L | Annual | Constraint Shadow Price | US2019$/Ton | 0 | 0 | 0 | 0 | 0 | 0 | 0
NSR Boswell 1-3 - SO2 Rate Annual v5.14 | 474 | 7484 | Rate Constraint in lbs/MMBtu | FALSE | L | Annual | Seasons Included | Seasons | Winter, WintShld, Summer | Winter, WintShld, Summer | Winter, WintShld, Summer | Winter, WintShld, Summer | Winter, WintShld, Summer | Winter, WintShld, Summer | Winter, WintShld, Summer
NSR Boswell 1-3 - SO2 Rate Annual v5.14 | 474 | 7484 | Rate Constraint in lbs/MMBtu | FALSE | L | Annual | Standard SO2 | lb/MMBtu | 0.03 | 0.03 | 0.03 | 0.03 | 0.03 | 0.03 | 0.03
NSR Boswell 1-3 - SO2 Rate Annual v5.14 | 474 | 7484 | Rate Constraint in lbs/MMBtu | FALSE | L | Annual | Emissions at Affected Plants SO2 | Thousand Tons | 0.29701 | 0 | 0 | 0 | 0 | 0 | 0
NSR Boswell 1-3 - SO2 Rate Annual v5.14 | 474 | 7484 | Rate Constraint in lbs/MMBtu | FALSE | L | Annual | Allowances Purchased SO2 | Thousand Tons | 0 | 0 | 0 | 0 | 0 | 0 | 0
NSR Boswell 1-3 - SO2 Rate Annual v5.14 | 474 | 7484 | Rate Constraint in lbs/MMBtu | FALSE | L | Annual | Allowances Sold SO2 | Thousand Tons | 0 | 0 | 0 | 0 | 0 | 0 | 0
NSR Boswell 1-3 - SO2 Rate Annual v5.14 | 474 | 7484 | Rate Constraint in lbs/MMBtu | FALSE | L | Annual | Allowances Banked | Thousand Tons | 0 | 0 | 0 | 0 | 0 | 0 | 0
NSR Boswell 1-3 - SO2 Rate Annual v5.14 | 474 | 7484 | Rate Constraint in lbs/MMBtu | FALSE | L | Annual | Allowances Withdrawn (1:1) | Thousand Tons | 0 | 0 | 0 | 0 | 0 | 0 | 0
NSR Boswell 1-3 - SO2 Rate Annual v5.14 | 474 | 7484 | Rate Constraint in lbs/MMBtu | FALSE | L | Annual | Allowances Withdrawn (n:1) | Thousand Tons | 0 | 0 | 0 | 0 | 0 | 0 | 0
NSR Boswell 1-3 - SO2 Rate Annual v5.14 | 474 | 7484 | Rate Constraint in lbs/MMBtu | FALSE | L | Annual | Net Emissions Allowance Position | Thousand Tons | 0.29701 | 0 | 0 | 0 | 0 | 0 | 0
NSR Boswell 1-3 - SO2 Rate Annual v5.14 | 474 | 7484 | Rate Constraint in lbs/MMBtu | FALSE | L | Annual | Fuel Consumed | TBtu | 19.8652 | 0 | 0 | 0 | 0 | 0 | 0
NSR Boswell 1-3 - SO2 Rate Annual v5.14 | 474 | 7484 | Rate Constraint in lbs/MMBtu | FALSE | L | Annual | Rate | lb/MMBtu | 0.029903 | 0 | 0 | 0 | 0 | 0 | 0
NSR Boswell 1-3 - SO2 Rate Annual v5.14 | 474 | 7484 | Rate Constraint in lbs/MMBtu | FALSE | L | Annual | Generation | TWh | 1.8743 | 0 | 0 | 0 | 0 | 0 | 0
NSR Boswell 1-3 - SO2 Rate Annual v5.14 | 474 | 7484 | Rate Constraint in lbs/MMBtu | FALSE | L | Annual | Qualifying Generation | TWh | 1.8743 | 0 | 0 | 0 | 0 | 0 | 0
NSR Boswell 1-3 - SO2 Rate Annual v5.14 | 474 | 7484 | Rate Constraint in lbs/MMBtu | FALSE | L | Annual | Rate | lb/MWh | 0.31694 | 0 | 0 | 0 | 0 | 0 | 0
NSR Boswell 1-3 - SO2 Rate Annual v5.14 | 474 | 7484 | Rate Constraint in lbs/MMBtu | FALSE | L | Annual | Constraint Shadow Price | US2019$/Ton | 0 | 49062.4956 | 47230.9817 | 71009.5959 | 86919.1342 | 117121.915 | 0
NSR Boswell 3 - NOX Rate Annual v5.14 | 475 | 7485 | Rate Constraint in lbs/MMBtu | FALSE | L | Annual | Seasons Included | Seasons | Winter, WintShld, Summer | Winter, WintShld, Summer | Winter, WintShld, Summer | Winter, WintShld, Summer | Winter, WintShld, Summer | Winter, WintShld, Summer | Winter, WintShld, Summer
NSR Boswell 3 - NOX Rate Annual v5.14 | 475 | 7485 | Rate Constraint in lbs/MMBtu | FALSE | L | Annual | Standard NOX | lb/MMBtu | 0.06 | 0.06 | 0.06 | 0.06 | 0.06 | 0.06 | 0.06
NSR Boswell 3 - NOX Rate Annual v5.14 | 475 | 7485 | Rate Constraint in lbs/MMBtu | FALSE | L | Annual | Emissions at Affected Plants NOX | Thousand Tons | 0.56457 | 0 | 0 | 0 | 0 | 0 | 0
NSR Boswell 3 - NOX Rate Annual v5.14 | 475 | 7485 | Rate Constraint in lbs/MMBtu | FALSE | L | Annual | Allowances Purchased NOX | Thousand Tons | 0 | 0 | 0 | 0 | 0 | 0 | 0
NSR Boswell 3 - NOX Rate Annual v5.14 | 475 | 7485 | Rate Constraint in lbs/MMBtu | FALSE | L | Annual | Allowances Sold NOX | Thousand Tons | 0 | 0 | 0 | 0 | 0 | 0 | 0
NSR Boswell 3 - NOX Rate Annual v5.14 | 475 | 7485 | Rate Constraint in lbs/MMBtu | FALSE | L | Annual | Allowances Banked | Thousand Tons | 0 | 0 | 0 | 0 | 0 | 0 | 0
NSR Boswell 3 - NOX Rate Annual v5.14 | 475 | 7485 | Rate Constraint in lbs/MMBtu | FALSE | L | Annual | Allowances Withdrawn (1:1) | Thousand Tons | 0 | 0 | 0 | 0 | 0 | 0 | 0
NSR Boswell 3 - NOX Rate Annual v5.14 | 475 | 7485 | Rate Constraint in lbs/MMBtu | FALSE | L | Annual | Allowances Withdrawn (n:1) | Thousand Tons | 0 | 0 | 0 | 0 | 0 | 0 | 0
NSR Boswell 3 - NOX Rate Annual v5.14 | 475 | 7485 | Rate Constraint in lbs/MMBtu | FALSE | L | Annual | Net Emissions Allowance Position | Thousand Tons | 0.56457 | 0 | 0 | 0 | 0 | 0 | 0
NSR Boswell 3 - NOX Rate Annual v5.14 | 475 | 7485 | Rate Constraint in lbs/MMBtu | FALSE | L | Annual | Fuel Consumed | TBtu | 19.8652 | 0 | 0 | 0 | 0 | 0 | 0
NSR Boswell 3 - NOX Rate Annual v5.14 | 475 | 7485 | Rate Constraint in lbs/MMBtu | FALSE | L | Annual | Rate | lb/MMBtu | 0.05684 | 0 | 0 | 0 | 0 | 0 | 0
NSR Boswell 3 - NOX Rate Annual v5.14 | 475 | 7485 | Rate Constraint in lbs/MMBtu | FALSE | L | Annual | Generation | TWh | 1.8743 | 0 | 0 | 0 | 0 | 0 | 0
NSR Boswell 3 - NOX Rate Annual v5.14 | 475 | 7485 | Rate Constraint in lbs/MMBtu | FALSE | L | Annual | Qualifying Generation | TWh | 1.8743 | 0 | 0 | 0 | 0 | 0 | 0
NSR Boswell 3 - NOX Rate Annual v5.14 | 475 | 7485 | Rate Constraint in lbs/MMBtu | FALSE | L | Annual | Rate | lb/MWh | 0.60245 | 0 | 0 | 0 | 0 | 0 | 0
NSR Boswell 3 - NOX Rate Annual v5.14 | 475 | 7485 | Rate Constraint in lbs/MMBtu | FALSE | L | Annual | Constraint Shadow Price | US2019$/Ton | 0 | 0 | 0 | 0 | 0 | 0 | 0
NSR Boswell 4 - NOX Rate Annual v5.14 | 476 | 7487 | Rate Constraint in lbs/MMBtu | FALSE | L | Annual | Seasons Included | Seasons | Winter, WintShld, Summer | Winter, WintShld, Summer | Winter, WintShld, Summer | Winter, WintShld, Summer | Winter, WintShld, Summer | Winter, WintShld, Summer | Winter, WintShld, Summer
NSR Boswell 4 - NOX Rate Annual v5.14 | 476 | 7487 | Rate Constraint in lbs/MMBtu | FALSE | L | Annual | Standard NOX | lb/MMBtu | 0.12 | 0.12 | 0.12 | 0.12 | 0.12 | 0.12 | 0.12
NSR Boswell 4 - NOX Rate Annual v5.14 | 476 | 7487 | Rate Constraint in lbs/MMBtu | FALSE | L | Annual | Emissions at Affected Plants NOX | Thousand Tons | 1.8174 | 0.33756 | 0 | 0 | 0 | 0 | 0
NSR Boswell 4 - NOX Rate Annual v5.14 | 476 | 7487 | Rate Constraint in lbs/MMBtu | FALSE | L | Annual | Allowances Purchased NOX | Thousand Tons | 0 | 0 | 0 | 0 | 0 | 0 | 0
NSR Boswell 4 - NOX Rate Annual v5.14 | 476 | 7487 | Rate Constraint in lbs/MMBtu | FALSE | L | Annual | Allowances Sold NOX | Thousand Tons | 0 | 0 | 0 | 0 | 0 | 0 | 0
NSR Boswell 4 - NOX Rate Annual v5.14 | 476 | 7487 | Rate Constraint in lbs/MMBtu | FALSE | L | Annual | Allowances Banked | Thousand Tons | 0 | 0 | 0 | 0 | 0 | 0 | 0
NSR Boswell 4 - NOX Rate Annual v5.14 | 476 | 7487 | Rate Constraint in lbs/MMBtu | FALSE | L | Annual | Allowances Withdrawn (1:1) | Thousand Tons | 0 | 0 | 0 | 0 | 0 | 0 | 0
NSR Boswell 4 - NOX Rate Annual v5.14 | 476 | 7487 | Rate Constraint in lbs/MMBtu | FALSE | L | Annual | Allowances Withdrawn (n:1) | Thousand Tons | 0 | 0 | 0 | 0 | 0 | 0 | 0
NSR Boswell 4 - NOX Rate Annual v5.14 | 476 | 7487 | Rate Constraint in lbs/MMBtu | FALSE | L | Annual | Net Emissions Allowance Position | Thousand Tons | 1.8174 | 0.33756 | 0 | 0 | 0 | 0 | 0
NSR Boswell 4 - NOX Rate Annual v5.14 | 476 | 7487 | Rate Constraint in lbs/MMBtu | FALSE | L | Annual | Fuel Consumed | TBtu | 35.0515 | 6.5104 | 0 | 0 | 0 | 0 | 0
NSR Boswell 4 - NOX Rate Annual v5.14 | 476 | 7487 | Rate Constraint in lbs/MMBtu | FALSE | L | Annual | Rate | lb/MMBtu | 0.1037 | 0.1037 | 0 | 0 | 0 | 0 | 0
NSR Boswell 4 - NOX Rate Annual v5.14 | 476 | 7487 | Rate Constraint in lbs/MMBtu | FALSE | L | Annual | Generation | TWh | 3.2946 | 0.61193 | 0 | 0 | 0 | 0 | 0
NSR Boswell 4 - NOX Rate Annual v5.14 | 476 | 7487 | Rate Constraint in lbs/MMBtu | FALSE | L | Annual | Qualifying Generation | TWh | 3.2946 | 0.61193 | 0 | 0 | 0 | 0 | 0
NSR Boswell 4 - NOX Rate Annual v5.14 | 476 | 7487 | Rate Constraint in lbs/MMBtu | FALSE | L | Annual | Rate | lb/MWh | 1.1033 | 1.1033 | 0 | 0 | 0 | 0 | 0
NSR Boswell 4 - NOX Rate Annual v5.14 | 476 | 7487 | Rate Constraint in lbs/MMBtu | FALSE | L | Annual | Constraint Shadow Price | US2019$/Ton | 0 | 0 | 0 | 0 | 0 | 0 | 0
NSR Boswell 4 - SO2 Rate Annual v5.14 | 477 | 7486 | Rate Constraint in lbs/MMBtu | FALSE | L | Annual | Seasons Included | Seasons | Winter, WintShld, Summer | Winter, WintShld, Summer | Winter, WintShld, Summer | Winter, WintShld, Summer | Winter, WintShld, Summer | Winter, WintShld, Summer | Winter, WintShld, Summer
NSR Boswell 4 - SO2 Rate Annual v5.14 | 477 | 7486 | Rate Constraint in lbs/MMBtu | FALSE | L | Annual | Standard SO2 | lb/MMBtu | 0.03 | 0.03 | 0.03 | 0.03 | 0.03 | 0.03 | 0.03
NSR Boswell 4 - SO2 Rate Annual v5.14 | 477 | 7486 | Rate Constraint in lbs/MMBtu | FALSE | L | Annual | Emissions at Affected Plants SO2 | Thousand Tons | 0.41135 | 0.076402 | 0 | 0 | 0 | 0 | 0
NSR Boswell 4 - SO2 Rate Annual v5.14 | 477 | 7486 | Rate Constraint in lbs/MMBtu | FALSE | L | Annual | Allowances Purchased SO2 | Thousand Tons | 0 | 0 | 0 | 0 | 0 | 0 | 0
NSR Boswell 4 - SO2 Rate Annual v5.14 | 477 | 7486 | Rate Constraint in lbs/MMBtu | FALSE | L | Annual | Allowances Sold SO2 | Thousand Tons | 0 | 0 | 0 | 0 | 0 | 0 | 0
NSR Boswell 4 - SO2 Rate Annual v5.14 | 477 | 7486 | Rate Constraint in lbs/MMBtu | FALSE | L | Annual | Allowances Banked | Thousand Tons | 0 | 0 | 0 | 0 | 0 | 0 | 0
NSR Boswell 4 - SO2 Rate Annual v5.14 | 477 | 7486 | Rate Constraint in lbs/MMBtu | FALSE | L | Annual | Allowances Withdrawn (1:1) | Thousand Tons | 0 | 0 | 0 | 0 | 0 | 0 | 0
NSR Boswell 4 - SO2 Rate Annual v5.14 | 477 | 7486 | Rate Constraint in lbs/MMBtu | FALSE | L | Annual | Allowances Withdrawn (n:1) | Thousand Tons | 0 | 0 | 0 | 0 | 0 | 0 | 0
NSR Boswell 4 - SO2 Rate Annual v5.14 | 477 | 7486 | Rate Constraint in lbs/MMBtu | FALSE | L | Annual | Net Emissions Allowance Position | Thousand Tons | 0.41135 | 0.076402 | 0 | 0 | 0 | 0 | 0
NSR Boswell 4 - SO2 Rate Annual v5.14 | 477 | 7486 | Rate Constraint in lbs/MMBtu | FALSE | L | Annual | Fuel Consumed | TBtu | 35.0515 | 6.5104 | 0 | 0 | 0 | 0 | 0
NSR Boswell 4 - SO2 Rate Annual v5.14 | 477 | 7486 | Rate Constraint in lbs/MMBtu | FALSE | L | Annual | Rate | lb/MMBtu | 0.023471 | 0.023471 | 0 | 0 | 0 | 0 | 0
NSR Boswell 4 - SO2 Rate Annual v5.14 | 477 | 7486 | Rate Constraint in lbs/MMBtu | FALSE | L | Annual | Generation | TWh | 3.2946 | 0.61193 | 0 | 0 | 0 | 0 | 0
NSR Boswell 4 - SO2 Rate Annual v5.14 | 477 | 7486 | Rate Constraint in lbs/MMBtu | FALSE | L | Annual | Qualifying Generation | TWh | 3.2946 | 0.61193 | 0 | 0 | 0 | 0 | 0
NSR Boswell 4 - SO2 Rate Annual v5.14 | 477 | 7486 | Rate Constraint in lbs/MMBtu | FALSE | L | Annual | Rate | lb/MWh | 0.24971 | 0.24971 | 0 | 0 | 0 | 0 | 0
NSR Boswell 4 - SO2 Rate Annual v5.14 | 477 | 7486 | Rate Constraint in lbs/MMBtu | FALSE | L | Annual | Constraint Shadow Price | US2019$/Ton | 0 | 0 | 187.3013 | 595.7103 | 0 | 0 | 0
NSR Burlington Unit 1 SO2 Rate v5.16 | 478 | 7660 | Rate Constraint in lbs/MMBtu | FALSE | L | Annual | Seasons Included | Seasons | Winter, WintShld, Summer | Winter, WintShld, Summer | Winter, WintShld, Summer | Winter, WintShld, Summer | Winter, WintShld, Summer | Winter, WintShld, Summer | Winter, WintShld, Summer
NSR Burlington Unit 1 SO2 Rate v5.16 | 478 | 7660 | Rate Constraint in lbs/MMBtu | FALSE | L | Annual | Standard SO2 | lb/MMBtu | 0.75 | 0.75 | 0.75 | 0.75 | 0.75 | 0.75 | 0.75
NSR Burlington Unit 1 SO2 Rate v5.16 | 478 | 7660 | Rate Constraint in lbs/MMBtu | FALSE | L | Annual | Emissions at Affected Plants SO2 | Thousand Tons | 0 | 0 | 0 | 0 | 0 | 0 | 0
NSR Burlington Unit 1 SO2 Rate v5.16 | 478 | 7660 | Rate Constraint in lbs/MMBtu | FALSE | L | Annual | Allowances Purchased SO2 | Thousand Tons | 0 | 0 | 0 | 0 | 0 | 0 | 0
NSR Burlington Unit 1 SO2 Rate v5.16 | 478 | 7660 | Rate Constraint in lbs/MMBtu | FALSE | L | Annual | Allowances Sold SO2 | Thousand Tons | 0 | 0 | 0 | 0 | 0 | 0 | 0
NSR Burlington Unit 1 SO2 Rate v5.16 | 478 | 7660 | Rate Constraint in lbs/MMBtu | FALSE | L | Annual | Allowances Banked | Thousand Tons | 0 | 0 | 0 | 0 | 0 | 0 | 0
NSR Burlington Unit 1 SO2 Rate v5.16 | 478 | 7660 | Rate Constraint in lbs/MMBtu | FALSE | L | Annual | Allowances Withdrawn (1:1) | Thousand Tons | 0 | 0 | 0 | 0 | 0 | 0 | 0
NSR Burlington Unit 1 SO2 Rate v5.16 | 478 | 7660 | Rate Constraint in lbs/MMBtu | FALSE | L | Annual | Allowances Withdrawn (n:1) | Thousand Tons | 0 | 0 | 0 | 0 | 0 | 0 | 0
NSR Burlington Unit 1 SO2 Rate v5.16 | 478 | 7660 | Rate Constraint in lbs/MMBtu | FALSE | L | Annual | Net Emissions Allowance Position | Thousand Tons | 0 | 0 | 0 | 0 | 0 | 0 | 0
NSR Burlington Unit 1 SO2 Rate v5.16 | 478 | 7660 | Rate Constraint in lbs/MMBtu | FALSE | L | Annual | Fuel Consumed | TBtu | 3.5944 | 4.2244 | 0 | 0 | 0 | 0 | 0
NSR Burlington Unit 1 SO2 Rate v5.16 | 478 | 7660 | Rate Constraint in lbs/MMBtu | FALSE | L | Annual | Rate | lb/MMBtu | 0 | 0 | 0 | 0 | 0 | 0 | 0
NSR Burlington Unit 1 SO2 Rate v5.16 | 478 | 7660 | Rate Constraint in lbs/MMBtu | FALSE | L | Annual | Generation | TWh | 0.51833 | 0.60918 | 0 | 0 | 0 | 0 | 0
NSR Burlington Unit 1 SO2 Rate v5.16 | 478 | 7660 | Rate Constraint in lbs/MMBtu | FALSE | L | Annual | Qualifying Generation | TWh | 0.34236 | 0.40236 | 0 | 0 | 0 | 0 | 0
NSR Burlington Unit 1 SO2 Rate v5.16 | 478 | 7660 | Rate Constraint in lbs/MMBtu | FALSE | L | Annual | Rate | lb/MWh | 0 | 0 | 0 | 0 | 0 | 0 | 0
NSR Burlington Unit 1 SO2 Rate v5.16 | 478 | 7660 | Rate Constraint in lbs/MMBtu | FALSE | L | Annual | Constraint Shadow Price | US2019$/Ton | 0 | 0 | 0 | 0 | 0 | 0 | 0
NSR Campbell 1 - SO2 Rate Annual v5.14 | 479 | 7494 | Rate Constraint in lbs/MMBtu | FALSE | L | Annual | Seasons Included | Seasons | Winter, WintShld, Summer | Winter, WintShld, Summer | Winter, WintShld, Summer | Winter, WintShld, Summer | Winter, WintShld, Summer | Winter, WintShld, Summer | Winter, WintShld, Summer
NSR Campbell 1 - SO2 Rate Annual v5.14 | 479 | 7494 | Rate Constraint in lbs/MMBtu | FALSE | L | Annual | Standard SO2 | lb/MMBtu | 0.29 | 0.29 | 0.29 | 0.29 | 0.29 | 0.29 | 0.29
NSR Campbell 1 - SO2 Rate Annual v5.14 | 479 | 7494 | Rate Constraint in lbs/MMBtu | FALSE | L | Annual | Emissions at Affected Plants SO2 | Thousand Tons | 0 | 0 | 0 | 0 | 0 | 0 | 0
NSR Campbell 1 - SO2 Rate Annual v5.14 | 479 | 7494 | Rate Constraint in lbs/MMBtu | FALSE | L | Annual | Allowances Purchased SO2 | Thousand Tons | 0 | 0 | 0 | 0 | 0 | 0 | 0
NSR Campbell 1 - SO2 Rate Annual v5.14 | 479 | 7494 | Rate Constraint in lbs/MMBtu | FALSE | L | Annual | Allowances Sold SO2 | Thousand Tons | 0 | 0 | 0 | 0 | 0 | 0 | 0
NSR Campbell 1 - SO2 Rate Annual v5.14 | 479 | 7494 | Rate Constraint in lbs/MMBtu | FALSE | L | Annual | Allowances Banked | Thousand Tons | 0 | 0 | 0 | 0 | 0 | 0 | 0
NSR Campbell 1 - SO2 Rate Annual v5.14 | 479 | 7494 | Rate Constraint in lbs/MMBtu | FALSE | L | Annual | Allowances Withdrawn (1:1) | Thousand Tons | 0 | 0 | 0 | 0 | 0 | 0 | 0
NSR Campbell 1 - SO2 Rate Annual v5.14 | 479 | 7494 | Rate Constraint in lbs/MMBtu | FALSE | L | Annual | Allowances Withdrawn (n:1) | Thousand Tons | 0 | 0 | 0 | 0 | 0 | 0 | 0
NSR Campbell 1 - SO2 Rate Annual v5.14 | 479 | 7494 | Rate Constraint in lbs/MMBtu | FALSE | L | Annual | Net Emissions Allowance Position | Thousand Tons | 0 | 0 | 0 | 0 | 0 | 0 | 0
NSR Campbell 1 - SO2 Rate Annual v5.14 | 479 | 7494 | Rate Constraint in lbs/MMBtu | FALSE | L | Annual | Fuel Consumed | TBtu | 0 | 0 | 0 | 0 | 0 | 0 | 0
NSR Campbell 1 - SO2 Rate Annual v5.14 | 479 | 7494 | Rate Constraint in lbs/MMBtu | FALSE | L | Annual | Rate | lb/MMBtu | 0 | 0 | 0 | 0 | 0 | 0 | 0
NSR Campbell 1 - SO2 Rate Annual v5.14 | 479 | 7494 | Rate Constraint in lbs/MMBtu | FALSE | L | Annual | Generation | TWh | 0 | 0 | 0 | 0 | 0 | 0 | 0
NSR Campbell 1 - SO2 Rate Annual v5.14 | 479 | 7494 | Rate Constraint in lbs/MMBtu | FALSE | L | Annual | Qualifying Generation | TWh | 0 | 0 | 0 | 0 | 0 | 0 | 0
NSR Campbell 1 - SO2 Rate Annual v5.14 | 479 | 7494 | Rate Constraint in lbs/MMBtu | FALSE | L | Annual | Rate | lb/MWh | 0 | 0 | 0 | 0 | 0 | 0 | 0
NSR Campbell 1 - SO2 Rate Annual v5.14 | 479 | 7494 | Rate Constraint in lbs/MMBtu | FALSE | L | Annual | Constraint Shadow Price | US2019$/Ton | 0 | 0 | 0 | 0 | 0 | 0 | 0
NSR Campbell 1-3 - MER Rate Annual v5.16 | 480 | 7498 | Rate Constraint in lbs/MMBtu | FALSE | L | Annual | Seasons Included | Seasons | Winter, WintShld, Summer | Winter, WintShld, Summer | Winter, WintShld, Summer | Winter, WintShld, Summer | Winter, WintShld, Summer | Winter, WintShld, Summer | Winter, WintShld, Summer
NSR Campbell 1-3 - MER Rate Annual v5.16 | 480 | 7498 | Rate Constraint in lbs/MMBtu | FALSE | L | Annual | Standard MER | lb/MMBtu | 0.015 | 0.015 | 0.015 | 0.015 | 0.015 | 0.015 | 0.015
NSR Campbell 1-3 - MER Rate Annual v5.16 | 480 | 7498 | Rate Constraint in lbs/MMBtu | FALSE | L | Annual | Emissions at Affected Plants MER | lbs | 0 | 0 | 0 | 0 | 0 | 0 | 0
NSR Campbell 1-3 - MER Rate Annual v5.16 | 480 | 7498 | Rate Constraint in lbs/MMBtu | FALSE | L | Annual | Allowances Purchased MER | lbs | 0 | 0 | 0 | 0 | 0 | 0 | 0
NSR Campbell 1-3 - MER Rate Annual v5.16 | 480 | 7498 | Rate Constraint in lbs/MMBtu | FALSE | L | Annual | Allowances Sold MER | lbs | 0 | 0 | 0 | 0 | 0 | 0 | 0
NSR Campbell 1-3 - MER Rate Annual v5.16 | 480 | 7498 | Rate Constraint in lbs/MMBtu | FALSE | L | Annual | Allowances Banked | lbs | 0 | 0 | 0 | 0 | 0 | 0 | 0
NSR Campbell 1-3 - MER Rate Annual v5.16 | 480 | 7498 | Rate Constraint in lbs/MMBtu | FALSE | L | Annual | Allowances Withdrawn (1:1) | lbs | 0 | 0 | 0 | 0 | 0 | 0 | 0
NSR Campbell 1-3 - MER Rate Annual v5.16 | 480 | 7498 | Rate Constraint in lbs/MMBtu | FALSE | L | Annual | Allowances Withdrawn (n:1) | lbs | 0 | 0 | 0 | 0 | 0 | 0 | 0
NSR Campbell 1-3 - MER Rate Annual v5.16 | 480 | 7498 | Rate Constraint in lbs/MMBtu | FALSE | L | Annual | Net Emissions Allowance Position | lbs | 0 | 0 | 0 | 0 | 0 | 0 | 0
NSR Campbell 1-3 - MER Rate Annual v5.16 | 480 | 7498 | Rate Constraint in lbs/MMBtu | FALSE | L | Annual | Fuel Consumed | TBtu | 0 | 0 | 0 | 0 | 0 | 0 | 0
NSR Campbell 1-3 - MER Rate Annual v5.16 | 480 | 7498 | Rate Constraint in lbs/MMBtu | FALSE | L | Annual | Rate | lb/MMBtu | 0 | 0 | 0 | 0 | 0 | 0 | 0
NSR Campbell 1-3 - MER Rate Annual v5.16 | 480 | 7498 | Rate Constraint in lbs/MMBtu | FALSE | L | Annual | Generation | TWh | 0 | 0 | 0 | 0 | 0 | 0 | 0
NSR Campbell 1-3 - MER Rate Annual v5.16 | 480 | 7498 | Rate Constraint in lbs/MMBtu | FALSE | L | Annual | Qualifying Generation | TWh | 0 | 0 | 0 | 0 | 0 | 0 | 0
NSR Campbell 1-3 - MER Rate Annual v5.16 | 480 | 7498 | Rate Constraint in lbs/MMBtu | FALSE | L | Annual | Rate | lb/MWh | 0 | 0 | 0 | 0 | 0 | 0 | 0
NSR Campbell 1-3 - MER Rate Annual v5.16 | 480 | 7498 | Rate Constraint in lbs/MMBtu | FALSE | L | Annual | Constraint Shadow Price | US2019$/Lb | 0 | 0 | 0 | 0 | 0 | 0 | 0
NSR Campbell 2 - SO2 Rate Annual v5.16 | 481 | 7495 | Rate Constraint in lbs/MMBtu | FALSE | L | Annual | Seasons Included | Seasons | Winter, WintShld, Summer | Winter, WintShld, Summer | Winter, WintShld, Summer | Winter, WintShld, Summer | Winter, WintShld, Summer | Winter, WintShld, Summer | Winter, WintShld, Summer
NSR Campbell 2 - SO2 Rate Annual v5.16 | 481 | 7495 | Rate Constraint in lbs/MMBtu | FALSE | L | Annual | Standard SO2 | lb/MMBtu | 0.32 | 0.32 | 0.32 | 0.32 | 0.32 | 0.32 | 0.32
NSR Campbell 2 - SO2 Rate Annual v5.16 | 481 | 7495 | Rate Constraint in lbs/MMBtu | FALSE | L | Annual | Emissions at Affected Plants SO2 | Thousand Tons | 0 | 0 | 0 | 0 | 0 | 0 | 0
NSR Campbell 2 - SO2 Rate Annual v5.16 | 481 | 7495 | Rate Constraint in lbs/MMBtu | FALSE | L | Annual | Allowances Purchased SO2 | Thousand Tons | 0 | 0 | 0 | 0 | 0 | 0 | 0
NSR Campbell 2 - SO2 Rate Annual v5.16 | 481 | 7495 | Rate Constraint in lbs/MMBtu | FALSE | L | Annual | Allowances Sold SO2 | Thousand Tons | 0 | 0 | 0 | 0 | 0 | 0 | 0
NSR Campbell 2 - SO2 Rate Annual v5.16 | 481 | 7495 | Rate Constraint in lbs/MMBtu | FALSE | L | Annual | Allowances Banked | Thousand Tons | 0 | 0 | 0 | 0 | 0 | 0 | 0
NSR Campbell 2 - SO2 Rate Annual v5.16 | 481 | 7495 | Rate Constraint in lbs/MMBtu | FALSE | L | Annual | Allowances Withdrawn (1:1) | Thousand Tons | 0 | 0 | 0 | 0 | 0 | 0 | 0
NSR Campbell 2 - SO2 Rate Annual v5.16 | 481 | 7495 | Rate Constraint in lbs/MMBtu | FALSE | L | Annual | Allowances Withdrawn (n:1) | Thousand Tons | 0 | 0 | 0 | 0 | 0 | 0 | 0
NSR Campbell 2 - SO2 Rate Annual v5.16 | 481 | 7495 | Rate Constraint in lbs/MMBtu | FALSE | L | Annual | Net Emissions Allowance Position | Thousand Tons | 0 | 0 | 0 | 0 | 0 | 0 | 0
NSR Campbell 2 - SO2 Rate Annual v5.16 | 481 | 7495 | Rate Constraint in lbs/MMBtu | FALSE | L | Annual | Fuel Consumed | TBtu | 0 | 0 | 0 | 0 | 0 | 0 | 0
NSR Campbell 2 - SO2 Rate Annual v5.16 | 481 | 7495 | Rate Constraint in lbs/MMBtu | FALSE | L | Annual | Rate | lb/MMBtu | 0 | 0 | 0 | 0 | 0 | 0 | 0
NSR Campbell 2 - SO2 Rate Annual v5.16 | 481 | 7495 | Rate Constraint in lbs/MMBtu | FALSE | L | Annual | Generation | TWh | 0 | 0 | 0 | 0 | 0 | 0 | 0
NSR Campbell 2 - SO2 Rate Annual v5.16 | 481 | 7495 | Rate Constraint in lbs/MMBtu | FALSE | L | Annual | Qualifying Generation | TWh | 0 | 0 | 0 | 0 | 0 | 0 | 0
NSR Campbell 2 - SO2 Rate Annual v5.16 | 481 | 7495 | Rate Constraint in lbs/MMBtu | FALSE | L | Annual | Rate | lb/MWh | 0 | 0 | 0 | 0 | 0 | 0 | 0
NSR Campbell 2 - SO2 Rate Annual v5.16 | 481 | 7495 | Rate Constraint in lbs/MMBtu | FALSE | L | Annual | Constraint Shadow Price | US2019$/Ton | 0 | 0 | 0 | 0 | 0 | 0 | 0
NSR Campbell 2,3 - NOX Rate Annual v5.16 | 482 | 7497 | Rate Constraint in lbs/MMBtu | FALSE | L | Annual | Seasons Included | Seasons | Winter, WintShld, Summer | Winter, WintShld, Summer | Winter, WintShld, Summer | Winter, WintShld, Summer | Winter, WintShld, Summer | Winter, WintShld, Summer | Winter, WintShld, Summer
NSR Campbell 2,3 - NOX Rate Annual v5.16 | 482 | 7497 | Rate Constraint in lbs/MMBtu | FALSE | L | Annual | Standard NOX | lb/MMBtu | 0.08 | 0.08 | 0.08 | 0.08 | 0.08 | 0.08 | 0.08
NSR Campbell 2,3 - NOX Rate Annual v5.16 | 482 | 7497 | Rate Constraint in lbs/MMBtu | FALSE | L | Annual | Emissions at Affected Plants NOX | Thousand Tons | 0 | 0 | 0 | 0 | 0 | 0 | 0
NSR Campbell 2,3 - NOX Rate Annual v5.16 | 482 | 7497 | Rate Constraint in lbs/MMBtu | FALSE | L | Annual | Allowances Purchased NOX | Thousand Tons | 0 | 0 | 0 | 0 | 0 | 0 | 0
NSR Campbell 2,3 - NOX Rate Annual v5.16 | 482 | 7497 | Rate Constraint in lbs/MMBtu | FALSE | L | Annual | Allowances Sold NOX | Thousand Tons | 0 | 0 | 0 | 0 | 0 | 0 | 0
NSR Campbell 2,3 - NOX Rate Annual v5.16 | 482 | 7497 | Rate Constraint in lbs/MMBtu | FALSE | L | Annual | Allowances Banked | Thousand Tons | 0 | 0 | 0 | 0 | 0 | 0 | 0
NSR Campbell 2,3 - NOX Rate Annual v5.16 | 482 | 7497 | Rate Constraint in lbs/MMBtu | FALSE | L | Annual | Allowances Withdrawn (1:1) | Thousand Tons | 0 | 0 | 0 | 0 | 0 | 0 | 0
NSR Campbell 2,3 - NOX Rate Annual v5.16 | 482 | 7497 | Rate Constraint in lbs/MMBtu | FALSE | L | Annual | Allowances Withdrawn (n:1) | Thousand Tons | 0 | 0 | 0 | 0 | 0 | 0 | 0
NSR Campbell 2,3 - NOX Rate Annual v5.16 | 482 | 7497 | Rate Constraint in lbs/MMBtu | FALSE | L | Annual | Net Emissions Allowance Position | Thousand Tons | 0 | 0 | 0 | 0 | 0 | 0 | 0
NSR Campbell 2,3 - NOX Rate Annual v5.16 | 482 | 7497 | Rate Constraint in lbs/MMBtu | FALSE | L | Annual | Fuel Consumed | TBtu | 0 | 0 | 0 | 0 | 0 | 0 | 0
NSR Campbell 2,3 - NOX Rate Annual v5.16 | 482 | 7497 | Rate Constraint in lbs/MMBtu | FALSE | L | Annual | Rate | lb/MMBtu | 0 | 0 | 0 | 0 | 0 | 0 | 0
NSR Campbell 2,3 - NOX Rate Annual v5.16 | 482 | 7497 | Rate Constraint in lbs/MMBtu | FALSE | L | Annual | Generation | TWh | 0 | 0 | 0 | 0 | 0 | 0 | 0
NSR Campbell 2,3 - NOX Rate Annual v5.16 | 482 | 7497 | Rate Constraint in lbs/MMBtu | FALSE | L | Annual | Qualifying Generation | TWh | 0 | 0 | 0 | 0 | 0 | 0 | 0
NSR Campbell 2,3 - NOX Rate Annual v5.16 | 482 | 7497 | Rate Constraint in lbs/MMBtu | FALSE | L | Annual | Rate | lb/MWh | 0 | 0 | 0 | 0 | 0 | 0 | 0
NSR Campbell 2,3 - NOX Rate Annual v5.16 | 482 | 7497 | Rate Constraint in lbs/MMBtu | FALSE | L | Annual | Constraint Shadow Price | US2019$/Ton | 0 | 0 | 0 | 0 | 0 | 0 | 0
NSR Campbell 3 - SO2 Rate Annual v5.14 | 483 | 7496 | Rate Constraint in lbs/MMBtu | FALSE | L | Annual | Seasons Included | Seasons | Winter, WintShld, Summer | Winter, WintShld, Summer | Winter, WintShld, Summer | Winter, WintShld, Summer | Winter, WintShld, Summer | Winter, WintShld, Summer | Winter, WintShld, Summer
NSR Campbell 3 - SO2 Rate Annual v5.14 | 483 | 7496 | Rate Constraint in lbs/MMBtu | FALSE | L | Annual | Standard SO2 | lb/MMBtu | 0.07 | 0.07 | 0.07 | 0.07 | 0.07 | 0.07 | 0.07
NSR Campbell 3 - SO2 Rate Annual v5.14 | 483 | 7496 | Rate Constraint in lbs/MMBtu | FALSE | L | Annual | Emissions at Affected Plants SO2 | Thousand Tons | 0 | 0 | 0 | 0 | 0 | 0 | 0
NSR Campbell 3 - SO2 Rate Annual v5.14 | 483 | 7496 | Rate Constraint in lbs/MMBtu | FALSE | L | Annual | Allowances Purchased SO2 | Thousand Tons | 0 | 0 | 0 | 0 | 0 | 0 | 0
NSR Campbell 3 - SO2 Rate Annual v5.14 | 483 | 7496 | Rate Constraint in lbs/MMBtu | FALSE | L | Annual | Allowances Sold SO2 | Thousand Tons | 0 | 0 | 0 | 0 | 0 | 0 | 0
NSR Campbell 3 - SO2 Rate Annual v5.14 | 483 | 7496 | Rate Constraint in lbs/MMBtu | FALSE | L | Annual | Allowances Banked | Thousand Tons | 0 | 0 | 0 | 0 | 0 | 0 | 0
NSR Campbell 3 - SO2 Rate Annual v5.14 | 483 | 7496 | Rate Constraint in lbs/MMBtu | FALSE | L | Annual | Allowances Withdrawn (1:1) | Thousand Tons | 0 | 0 | 0 | 0 | 0 | 0 | 0
NSR Campbell 3 - SO2 Rate Annual v5.14 | 483 | 7496 | Rate Constraint in lbs/MMBtu | FALSE | L | Annual | Allowances Withdrawn (n:1) | Thousand Tons | 0 | 0 | 0 | 0 | 0 | 0 | 0
NSR Campbell 3 - SO2 Rate Annual v5.14 | 483 | 7496 | Rate Constraint in lbs/MMBtu | FALSE | L | Annual | Net Emissions Allowance Position | Thousand Tons | 0 | 0 | 0 | 0 | 0 | 0 | 0
NSR Campbell 3 - SO2 Rate Annual v5.14 | 483 | 7496 | Rate Constraint in lbs/MMBtu | FALSE | L | Annual | Fuel Consumed | TBtu | 0 | 0 | 0 | 0 | 0 | 0 | 0
NSR Campbell 3 - SO2 Rate Annual v5.14 | 483 | 7496 | Rate Constraint in lbs/MMBtu | FALSE | L | Annual | Rate | lb/MMBtu | 0 | 0 | 0 | 0 | 0 | 0 | 0
NSR Campbell 3 - SO2 Rate Annual v5.14 | 483 | 7496 | Rate Constraint in lbs/MMBtu | FALSE | L | Annual | Generation | TWh | 0 | 0 | 0 | 0 | 0 | 0 | 0
NSR Campbell 3 - SO2 Rate Annual v5.14 | 483 | 7496 | Rate Constraint in lbs/MMBtu | FALSE | L | Annual | Qualifying Generation | TWh | 0 | 0 | 0 | 0 | 0 | 0 | 0
NSR Campbell 3 - SO2 Rate Annual v5.14 | 483 | 7496 | Rate Constraint in lbs/MMBtu | FALSE | L | Annual | Rate | lb/MWh | 0 | 0 | 0 | 0 | 0 | 0 | 0
NSR Campbell 3 - SO2 Rate Annual v5.14 | 483 | 7496 | Rate Constraint in lbs/MMBtu | FALSE | L | Annual | Constraint Shadow Price | US2019$/Ton | 0 | 0 | 0 | 0 | 0 | 0 | 0
NSR Chesterfield 5,6 - NOX Rate Annual v3.1, Unit 3837 and retrofits | 484 | 7431 | Rate Constraint in lbs/MMBtu | FALSE | L | Annual | Seasons Included | Seasons | Winter, WintShld, Summer | Winter, WintShld, Summer | Winter, WintShld, Summer | Winter, WintShld, Summer | Winter, WintShld, Summer | Winter, WintShld, Summer | Winter, WintShld, Summer
NSR Chesterfield 5,6 - NOX Rate Annual v3.1, Unit 3837 and retrofits | 484 | 7431 | Rate Constraint in lbs/MMBtu | FALSE | L | Annual | Standard NOX | lb/MMBtu | 0.1 | 0.1 | 0.1 | 0.1 | 0.1 | 0.1 | 0.1
NSR Chesterfield 5,6 - NOX Rate Annual v3.1, Unit 3837 and retrofits | 484 | 7431 | Rate Constraint in lbs/MMBtu | FALSE | L | Annual | Emissions at Affected Plants NOX | Thousand Tons | 0 | 0 | 0 | 0 | 0 | 0 | 0
NSR Chesterfield 5,6 - NOX Rate Annual v3.1, Unit 3837 and retrofits | 484 | 7431 | Rate Constraint in lbs/MMBtu | FALSE | L | Annual | Allowances Purchased NOX | Thousand Tons | 0 | 0 | 0 | 0 | 0 | 0 | 0
NSR Chesterfield 5,6 - NOX Rate Annual v3.1, Unit 3837 and retrofits | 484 | 7431 | Rate Constraint in lbs/MMBtu | FALSE | L | Annual | Allowances Sold NOX | Thousand Tons | 0 | 0 | 0 | 0 | 0 | 0 | 0
NSR Chesterfield 5,6 - NOX Rate Annual v3.1, Unit 3837 and retrofits | 484 | 7431 | Rate Constraint in lbs/MMBtu | FALSE | L | Annual | Allowances Banked | Thousand Tons | 0 | 0 | 0 | 0 | 0 | 0 | 0
NSR Chesterfield 5,6 - NOX Rate Annual v3.1, Unit 3837 and retrofits | 484 | 7431 | Rate Constraint in lbs/MMBtu | FALSE | L | Annual | Allowances Withdrawn (1:1) | Thousand Tons | 0 | 0 | 0 | 0 | 0 | 0 | 0
NSR Chesterfield 5,6 - NOX Rate Annual v3.1, Unit 3837 and retrofits | 484 | 7431 | Rate Constraint in lbs/MMBtu | FALSE | L | Annual | Allowances Withdrawn (n:1) | Thousand Tons | 0 | 0 | 0 | 0 | 0 | 0 | 0
NSR Chesterfield 5,6 - NOX Rate Annual v3.1, Unit 3837 and retrofits | 484 | 7431 | Rate Constraint in lbs/MMBtu | FALSE | L | Annual | Net Emissions Allowance Position | Thousand Tons | 0 | 0 | 0 | 0 | 0 | 0 | 0
NSR Chesterfield 5,6 - NOX Rate Annual v3.1, Unit 3837 and retrofits | 484 | 7431 | Rate Constraint in lbs/MMBtu | FALSE | L | Annual | Fuel Consumed | TBtu | 0 | 0 | 0 | 0 | 0 | 0 | 0
NSR Chesterfield 5,6 - NOX Rate Annual v3.1, Unit 3837 and retrofits | 484 | 7431 | Rate Constraint in lbs/MMBtu | FALSE | L | Annual | Rate | lb/MMBtu | 0 | 0 | 0 | 0 | 0 | 0 | 0
NSR Chesterfield 5,6 - NOX Rate Annual v3.1, Unit 3837 and retrofits | 484 | 7431 | Rate Constraint in lbs/MMBtu | FALSE | L | Annual | Generation | TWh | 0 | 0 | 0 | 0 | 0 | 0 | 0
NSR Chesterfield 5,6 - NOX Rate Annual v3.1, Unit 3837 and retrofits | 484 | 7431 | Rate Constraint in lbs/MMBtu | FALSE | L | Annual | Qualifying Generation | TWh | 0 | 0 | 0 | 0 | 0 | 0 | 0
NSR Chesterfield 5,6 - NOX Rate Annual v3.1, Unit 3837 and retrofits | 484 | 7431 | Rate Constraint in lbs/MMBtu | FALSE | L | Annual | Rate | lb/MWh | 0 | 0 | 0 | 0 | 0 | 0 | 0
NSR Chesterfield 5,6 - NOX Rate Annual v3.1, Unit 3837 and retrofits | 484 | 7431 | Rate Constraint in lbs/MMBtu | FALSE | L | Annual | Constraint Shadow Price | US2019$/Ton | 0 | 0 | 0 | 0 | 0 | 0 | 0
NSR Chesterfield 5,6 - NOX Rate Annual v3.1, Unit 3838 and retrofits | 485 | 7431 | Rate Constraint in lbs/MMBtu | FALSE | L | Annual | Seasons Included | Seasons | Winter, WintShld, Summer | Winter, WintShld, Summer | Winter, WintShld, Summer | Winter, WintShld, Summer | Winter, WintShld, Summer | Winter, WintShld, Summer | Winter, WintShld, Summer
NSR Chesterfield 5,6 - NOX Rate Annual v3.1, Unit 3838 and retrofits | 485 | 7431 | Rate Constraint in lbs/MMBtu | FALSE | L | Annual | Standard NOX | lb/MMBtu | 0.1 | 0.1 | 0.1 | 0.1 | 0.1 | 0.1 | 0.1
NSR Chesterfield 5,6 - NOX Rate Annual v3.1, Unit 3838 and retrofits | 485 | 7431 | Rate Constraint in lbs/MMBtu | FALSE | L | Annual | Emissions at Affected Plants NOX | Thousand Tons | 0 | 0 | 0 | 0 | 0 | 0 | 0
NSR Chesterfield 5,6 - NOX Rate Annual v3.1, Unit 3838 and retrofits | 485 | 7431 | Rate Constraint in lbs/MMBtu | FALSE | L | Annual | Allowances Purchased NOX | Thousand Tons | 0 | 0 | 0 | 0 | 0 | 0 | 0
NSR Chesterfield 5,6 - NOX Rate Annual v3.1, Unit 3838 and retrofits | 485 | 7431 | Rate Constraint in lbs/MMBtu | FALSE | L | Annual | Allowances Sold NOX | Thousand Tons | 0 | 0 | 0 | 0 | 0 | 0 | 0
NSR Chesterfield 5,6 - NOX Rate Annual v3.1, Unit 3838 and retrofits | 485 | 7431 | Rate Constraint in lbs/MMBtu | FALSE | L | Annual | Allowances Banked | Thousand Tons | 0 | 0 | 0 | 0 | 0 | 0 | 0
NSR Chesterfield 5,6 - NOX Rate Annual v3.1, Unit 3838 and retrofits | 485 | 7431 | Rate Constraint in lbs/MMBtu | FALSE | L | Annual | Allowances Withdrawn (1:1) | Thousand Tons | 0 | 0 | 0 | 0 | 0 | 0 | 0
NSR Chesterfield 5,6 - NOX Rate Annual v3.1, Unit 3838 and retrofits | 485 | 7431 | Rate Constraint in lbs/MMBtu | FALSE | L | Annual | Allowances Withdrawn (n:1) | Thousand Tons | 0 | 0 | 0 | 0 | 0 | 0 | 0
NSR Chesterfield 5,6 - NOX Rate Annual v3.1, Unit 3838 and retrofits | 485 | 7431 | Rate Constraint in lbs/MMBtu | FALSE | L | Annual | Net Emissions Allowance Position | Thousand Tons | 0 | 0 | 0 | 0 | 0 | 0 | 0
NSR Chesterfield 5,6 - NOX Rate Annual v3.1, Unit 3838 and retrofits | 485 | 7431 | Rate Constraint in lbs/MMBtu | FALSE | L | Annual | Fuel Consumed | TBtu | 0 | 0 | 0 | 0 | 0 | 0 | 0
NSR Chesterfield 5,6 - NOX Rate Annual v3.1, Unit 3838 and retrofits | 485 | 7431 | Rate Constraint in lbs/MMBtu | FALSE | L | Annual | Rate | lb/MMBtu | 0 | 0 | 0 | 0 | 0 | 0 | 0
NSR Chesterfield 5,6 - NOX Rate Annual v3.1, Unit 3838 and retrofits | 485 | 7431 | Rate Constraint in lbs/MMBtu | FALSE | L | Annual | Generation | TWh | 0 | 0 | 0 | 0 | 0 | 0 | 0
NSR Chesterfield 5,6 - NOX Rate Annual v3.1, Unit 3838 and retrofits | 485 | 7431 | Rate Constraint in lbs/MMBtu | FALSE | L | Annual | Qualifying Generation | TWh | 0 | 0 | 0 | 0 | 0 | 0 | 0
NSR Chesterfield 5,6 - NOX Rate Annual v3.1, Unit 3838 and retrofits | 485 | 7431 | Rate Constraint in lbs/MMBtu | FALSE | L | Annual | Rate | lb/MWh | 0 | 0 | 0 | 0 | 0 | 0 | 0
NSR Chesterfield 5,6 - NOX Rate Annual v3.1, Unit 3838 and retrofits | 485 | 7431 | Rate Constraint in lbs/MMBtu | FALSE | L | Annual | Constraint Shadow Price | US2019$/Ton | 0 | 0 | 0 | 0 | 0 | 0 | 0
NSR Clifty Creek 1-6 - SO2 Cap Annual v5.16 | 486 | 7502 | Rate Constraint in MTons | FALSE | L | Annual | Seasons Included | Seasons | Winter, WintShld, Summer | Winter, WintShld, Summer | Winter, WintShld, Summer | Winter, WintShld, Summer | Winter, WintShld, Summer | Winter, WintShld, Summer | Winter, WintShld, Summer
NSR Clifty Creek 1-6 - SO2 Cap Annual v5.16 | 486 | 7502 | Rate Constraint in MTons | FALSE | L | Annual | Standard SO2 | Thousand Tons | 11.503 | 11.503 | 11.503 | 11.503 | 11.503 | 11.503 | 11.503
NSR Clifty Creek 1-6 - SO2 Cap Annual v5.16 | 486 | 7502 | Rate Constraint in MTons | FALSE | L | Annual | Emissions at Affected Plants SO2 | Thousand Tons | 3.7737 | 3.9718 | 0 | 0 | 0 | 0 | 0
NSR Clifty Creek 1-6 - SO2 Cap Annual v5.16 | 486 | 7502 | Rate Constraint in MTons | FALSE | L | Annual | Allowances Purchased SO2 | Thousand Tons | 0 | 0 | 0 | 0 | 0 | 0 | 0
NSR Clifty Creek 1-6 - SO2 Cap Annual v5.16 | 486 | 7502 | Rate Constraint in MTons | FALSE | L | Annual | Allowances Sold SO2 | Thousand Tons | 0 | 0 | 0 | 0 | 0 | 0 | 0
NSR Clifty Creek 1-6 - SO2 Cap Annual v5.16 | 486 | 7502 | Rate Constraint in MTons | FALSE | L | Annual | Allowances Banked | Thousand Tons | 0 | 0 | 0 | 0 | 0 | 0 | 0
NSR Clifty Creek 1-6 - SO2 Cap Annual v5.16 | 486 | 7502 | Rate Constraint in MTons | FALSE | L | Annual | Allowances Withdrawn (1:1) | Thousand Tons | 0 | 0 | 0 | 0 | 0 | 0 | 0
NSR Clifty Creek 1-6 - SO2 Cap Annual v5.16 | 486 | 7502 | Rate Constraint in MTons | FALSE | L | Annual | Allowances Withdrawn (n:1) | Thousand Tons | 0 | 0 | 0 | 0 | 0 | 0 | 0
NSR Clifty Creek 1-6 - SO2 Cap Annual v5.16 | 486 | 7502 | Rate Constraint in MTons | FALSE | L | Annual | Net Emissions Allowance Position | Thousand Tons | 3.7737 | 3.9718 | 0 | 0 | 0 | 0 | 0
NSR Clifty Creek 1-6 - SO2 Cap Annual v5.16 | 486 | 7502 | Rate Constraint in MTons | FALSE | L | Annual | Fuel Consumed | TBtu | 76.3457 | 68.7173 | 0 | 0 | 0 | 0 | 0
NSR Clifty Creek 1-6 - SO2 Cap Annual v5.16 | 486 | 7502 | Rate Constraint in MTons | FALSE | L | Annual | Rate | lb/MMBtu | 0.098859 | 0.1156 | 0 | 0 | 0 | 0 | 0
NSR Clifty Creek 1-6 - SO2 Cap Annual v5.16 | 486 | 7502 | Rate Constraint in MTons | FALSE | L | Annual | Generation | TWh | 7.1032 | 6.388 | 0 | 0 | 0 | 0 | 0
NSR Clifty Creek 1-6 - SO2 Cap Annual v5.16 | 486 | 7502 | Rate Constraint in MTons | FALSE | L | Annual | Qualifying Generation | TWh | 7.1032 | 6.388 | 0 | 0 | 0 | 0 | 0
NSR Clifty Creek 1-6 - SO2 Cap Annual v5.16 | 486 | 7502 | Rate Constraint in MTons | FALSE | L | Annual | Rate | lb/MWh | 1.0625 | 1.2435 | 0 | 0 | 0 | 0 | 0
NSR Clifty Creek 1-6 - SO2 Cap Annual v5.16 | 486 | 7502 | Rate Constraint in MTons | FALSE | L | Annual | Constraint Shadow Price | US2019$/Ton | 0 | 0 | 0 | 0 | 0 | 0 | 0
NSR ClinchRiver 1-3 - SO2 Cap Annual v3.1 | 487 | 7373 | Rate Constraint in MTons | FALSE | L | Annual | Seasons Included | Seasons | Winter, WintShld, Summer | Winter, WintShld, Summer | Winter, WintShld, Summer | Winter, WintShld, Summer | Winter, WintShld, Summer | Winter, WintShld, Summer | Winter, WintShld, Summer
NSR ClinchRiver 1-3 - SO2 Cap Annual v3.1 | 487 | 7373 | Rate Constraint in MTons | FALSE | L | Annual | Standard SO2 | Thousand Tons | 16.3 | 16.3 | 16.3 | 16.3 | 16.3 | 16.3 | 16.3
NSR ClinchRiver 1-3 - SO2 Cap Annual v3.1 | 487 | 7373 | Rate Constraint in MTons | FALSE | L | Annual | Emissions at Affected Plants SO2 | Thousand Tons | 0 | 0 | 0 | 0 | 0 | 0 | 0
NSR ClinchRiver 1-3 - SO2 Cap Annual v3.1 | 487 | 7373 | Rate Constraint in MTons | FALSE | L | Annual | Allowances Purchased SO2 | Thousand Tons | 0 | 0 | 0 | 0 | 0 | 0 | 0
NSR ClinchRiver 1-3 - SO2 Cap Annual v3.1 | 487 | 7373 | Rate Constraint in MTons | FALSE | L | Annual | Allowances Sold SO2 | Thousand Tons | 0 | 0 | 0 | 0 | 0 | 0 | 0
NSR ClinchRiver 1-3 - SO2 Cap Annual v3.1 | 487 | 7373 | Rate Constraint in MTons | FALSE | L | Annual | Allowances Banked | Thousand Tons | 0 | 0 | 0 | 0 | 0 | 0 | 0
NSR ClinchRiver 1-3 - SO2 Cap Annual v3.1 | 487 | 7373 | Rate Constraint in MTons | FALSE | L | Annual | Allowances Withdrawn (1:1) | Thousand Tons | 0 | 0 | 0 | 0 | 0 | 0 | 0
NSR ClinchRiver 1-3 - SO2 Cap Annual v3.1 | 487 | 7373 | Rate Constraint in MTons | FALSE | L | Annual | Allowances Withdrawn (n:1) | Thousand Tons | 0 | 0 | 0 | 0 | 0 | 0 | 0
NSR ClinchRiver 1-3 - SO2 Cap Annual v3.1 | 487 | 7373 | Rate Constraint in MTons | FALSE | L | Annual | Net Emissions Allowance Position | Thousand Tons | 0 | 0 | 0 | 0 | 0 | 0 | 0
NSR ClinchRiver 1-3 - SO2 Cap Annual v3.1 | 487 | 7373 | Rate Constraint in MTons | FALSE | L | Annual | Fuel Consumed | TBtu | 0 | 0 | 0 | 0 | 0 | 0 | 0
NSR ClinchRiver 1-3 - SO2 Cap Annual v3.1 | 487 | 7373 | Rate Constraint in MTons | FALSE | L | Annual | Rate | lb/MMBtu | 0 | 0 | 0 | 0 | 0 | 0 | 0
NSR ClinchRiver 1-3 - SO2 Cap Annual v3.1 | 487 | 7373 | Rate Constraint in MTons | FALSE | L | Annual | Generation | TWh | 0 | 0 | 0 | 0 | 0 | 0 | 0
NSR ClinchRiver 1-3 - SO2 Cap Annual v3.1 | 487 | 7373 | Rate Constraint in MTons | FALSE | L | Annual | Qualifying Generation | TWh | 0 | 0 | 0 | 0 | 0 | 0 | 0
NSR ClinchRiver 1-3 - SO2 Cap Annual v3.1 | 487 | 7373 | Rate Constraint in MTons | FALSE | L | Annual | Rate | lb/MWh | 0 | 0 | 0 | 0 | 0 | 0 | 0
NSR ClinchRiver 1-3 - SO2 Cap Annual v3.1 | 487 | 7373 | Rate Constraint in MTons | FALSE | L | Annual | Constraint Shadow Price | US2019$/Ton | 0 | 0 | 0 | 0 | 0 | 0 | 0
NSR Columbia 1 & 2- NOx Cap Annual v5.13 | 488 | 7418 | Rate Constraint in MTons | FALSE | L | Annual | Seasons Included | Seasons | Winter, WintShld, Summer | Winter, WintShld, Summer | Winter, WintShld, Summer | Winter, WintShld, Summer | Winter, WintShld, Summer | Winter, WintShld, Summer | Winter, WintShld, Summer
NSR Columbia 1 & 2- NOx Cap Annual v5.13 | 488 | 7418 | Rate Constraint in MTons | FALSE | L | Annual | Standard NOX | Thousand Tons | 4.3 | 4.3 | 4.3 | 4.3 | 4.3 | 4.3 | 4.3
NSR Columbia 1 & 2- NOx Cap Annual v5.13 | 488 | 7418 | Rate Constraint in MTons | FALSE | L | Annual | Emissions at Affected Plants NOX | Thousand Tons | 0 | 0 | 0 | 0 | 0 | 0 | 0
NSR Columbia 1 & 2- NOx Cap Annual v5.13 | 488 | 7418 | Rate Constraint in MTons | FALSE | L | Annual | Allowances Purchased NOX | Thousand Tons | 0 | 0 | 0 | 0 | 0 | 0 | 0
NSR Columbia 1 & 2- NOx Cap Annual v5.13 | 488 | 7418 | Rate Constraint in MTons | FALSE | L | Annual | Allowances Sold NOX | Thousand Tons | 0 | 0 | 0 | 0 | 0 | 0 | 0
NSR Columbia 1 & 2- NOx Cap Annual v5.13 | 488 | 7418 | Rate Constraint in MTons | FALSE | L | Annual | Allowances Banked | Thousand Tons | 0 | 0 | 0 | 0 | 0 | 0 | 0
NSR Columbia 1 & 2- NOx Cap Annual v5.13 | 488 | 7418 | Rate Constraint in MTons | FALSE | L | Annual | Allowances Withdrawn (1:1) | Thousand Tons | 0 | 0 | 0 | 0 | 0 | 0 | 0
NSR Columbia 1 & 2- NOx Cap Annual v5.13 | 488 | 7418 | Rate Constraint in MTons | FALSE | L | Annual | Allowances Withdrawn (n:1) | Thousand Tons | 0 | 0 | 0 | 0 | 0 | 0 | 0
NSR Columbia 1 & 2- NOx Cap Annual v5.13 | 488 | 7418 | Rate Constraint in MTons | FALSE | L | Annual | Net Emissions Allowance Position | Thousand Tons | 0 | 0 | 0 | 0 | 0 | 0 | 0
NSR Columbia 1 & 2- NOx Cap Annual v5.13 | 488 | 7418 | Rate Constraint in MTons | FALSE | L | Annual | Fuel Consumed | TBtu | 0 | 0 | 0 | 0 | 0 | 0 | 0
NSR Columbia 1 & 2- NOx Cap Annual v5.13 | 488 | 7418 | Rate Constraint in MTons | FALSE | L | Annual | Rate | lb/MMBtu | 0 | 0 | 0 | 0 | 0 | 0 | 0
NSR Columbia 1 & 2- NOx Cap Annual v5.13 | 488 | 7418 | Rate Constraint in MTons | FALSE | L | Annual | Generation | TWh | 0 | 0 | 0 | 0 | 0 | 0 | 0
NSR Columbia 1 & 2- NOx Cap Annual v5.13 | 488 | 7418 | Rate Constraint in MTons | FALSE | L | Annual | Qualifying Generation | TWh | 0 | 0 | 0 | 0 | 0 | 0 | 0
NSR Columbia 1 & 2- NOx Cap Annual v5.13 | 488 | 7418 | Rate Constraint in MTons | FALSE | L | Annual | Rate | lb/MWh | 0 | 0 | 0 | 0 | 0 | 0 | 0
NSR Columbia 1 & 2- NOx Cap Annual v5.13 | 488 | 7418 | Rate Constraint in MTons | FALSE | L | Annual | Constraint Shadow Price | US2019$/Ton | 0 | 0 | 0 | 0 | 0 | 0 | 0
NSR Columbia 1 & 2- SO2 Cap Annual v5.13 | 489 | 7419 | Rate Constraint in MTons | FALSE | L | Annual | Seasons Included | Seasons | Winter, WintShld, Summer | Winter, WintShld, Summer | Winter, WintShld, Summer | Winter, WintShld, Summer | Winter, WintShld, Summer | Winter, WintShld, Summer | Winter, WintShld, Summer
NSR Columbia 1 & 2- SO2 Cap Annual v5.13 | 489 | 7419 | Rate Constraint in MTons | FALSE | L | Annual | Standard SO2 | Thousand Tons | 3.286 | 3.286 | 3.286 | 3.286 | 3.286 | 3.286 | 3.286
NSR Columbia 1 & 2- SO2 Cap Annual v5.13 | 489 | 7419 | Rate Constraint in MTons | FALSE | L | Annual | Emissions at Affected Plants SO2 | Thousand Tons | 0 | 0 | 0 | 0 | 0 | 0 | 0
NSR Columbia 1 & 2- SO2 Cap Annual v5.13 | 489 | 7419 | Rate Constraint in MTons | FALSE | L | Annual | Allowances Purchased SO2 | Thousand Tons | 0 | 0 | 0 | 0 | 0 | 0 | 0
NSR Columbia 1 & 2- SO2 Cap Annual v5.13 | 489 | 7419 | Rate Constraint in MTons | FALSE | L | Annual | Allowances Sold SO2 | Thousand Tons | 0 | 0 | 0 | 0 | 0 | 0 | 0
NSR Columbia 1 & 2- SO2 Cap Annual v5.13 | 489 | 7419 | Rate Constraint in MTons | FALSE | L | Annual | Allowances Banked | Thousand Tons | 0 | 0 | 0 | 0 | 0 | 0 | 0
NSR Columbia 1 & 2- SO2 Cap Annual v5.13 | 489 | 7419 | Rate Constraint in MTons | FALSE | L | Annual | Allowances Withdrawn (1:1) | Thousand Tons | 0 | 0 | 0 | 0 | 0 | 0 | 0
NSR Columbia 1 & 2- SO2 Cap Annual v5.13 | 489 | 7419 | Rate Constraint in MTons | FALSE | L | Annual | Allowances Withdrawn (n:1) | Thousand Tons | 0 | 0 | 0 | 0 | 0 | 0 | 0
NSR Columbia 1 & 2- SO2 Cap Annual v5.13 | 489 | 7419 | Rate Constraint in MTons | FALSE | L | Annual | Net Emissions Allowance Position | Thousand Tons | 0 | 0 | 0 | 0 | 0 | 0 | 0
NSR Columbia 1 & 2- SO2 Cap Annual v5.13 | 489 | 7419 | Rate Constraint in MTons | FALSE | L | Annual | Fuel Consumed | TBtu | 0 | 0 | 0 | 0 | 0 | 0 | 0
NSR Columbia 1 & 2- SO2 Cap Annual v5.13 | 489 | 7419 | Rate Constraint in MTons | FALSE | L | Annual | Rate | lb/MMBtu | 0 | 0 | 0 | 0 | 0 | 0 | 0
NSR Columbia 1 & 2- SO2 Cap Annual v5.13 | 489 | 7419 | Rate Constraint in MTons | FALSE | L | Annual | Generation | TWh | 0 | 0 | 0 | 0 | 0 | 0 | 0
NSR Columbia 1 & 2- SO2 Cap Annual v5.13 | 489 | 7419 | Rate Constraint in MTons | FALSE | L | Annual | Qualifying Generation | TWh | 0 | 0 | 0 | 0 | 0 | 0 | 0
NSR Columbia 1 & 2- SO2 Cap Annual v5.13 | 489 | 7419 | Rate Constraint in MTons | FALSE | L | Annual | Rate | lb/MWh | 0 | 0 | 0 | 0 | 0 | 0 | 0
NSR Columbia 1 & 2- SO2 Cap Annual v5.13 | 489 | 7419 | Rate Constraint in MTons | FALSE | L | Annual | Constraint Shadow Price | US2019$/Ton | 0 | 0 | 0 | 0 | 0 | 0 | 0
NSR Columbia 1 & 2- SO2 Rate Annual v5.13 | 490 | 7479 | Rate Constraint in lbs/MMBtu | FALSE | L | Annual | Seasons Included | Seasons | Winter, WintShld, Summer | Winter, WintShld, Summer | Winter, WintShld, Summer | Winter, WintShld, Summer | Winter, WintShld, Summer | Winter, WintShld, Summer | Winter, WintShld, Summer
NSR Columbia 1 & 2- SO2 Rate Annual v5.13 | 490 | 7479 | Rate Constraint in lbs/MMBtu | FALSE | L | Annual | Standard SO2 | lb/MMBtu | 0.075 | 0.075 | 0.075 | 0.075 | 0.075 | 0.075 | 0.075
NSR Columbia 1 & 2- SO2 Rate Annual v5.13 | 490 | 7479 | Rate Constraint in lbs/MMBtu | FALSE | L | Annual | Emissions at Affected Plants SO2 | Thousand Tons | 0 | 0 | 0 | 0 | 0 | 0 | 0
NSR Columbia 1 & 2- SO2 Rate Annual v5.13 | 490 | 7479 | Rate Constraint in lbs/MMBtu | FALSE | L | Annual | Allowances Purchased SO2 | Thousand Tons | 0 | 0 | 0 | 0 | 0 | 0 | 0
NSR Columbia 1 & 2- SO2 Rate Annual v5.13 | 490 | 7479 | Rate Constraint in lbs/MMBtu | FALSE | L | Annual | Allowances Sold SO2 | Thousand Tons | 0 | 0 | 0 | 0 | 0 | 0 | 0
NSR Columbia 1 & 2- SO2 Rate Annual v5.13 | 490 | 7479 | Rate Constraint in lbs/MMBtu | FALSE | L | Annual | Allowances Banked | Thousand Tons | 0 | 0 | 0 | 0 | 0 | 0 | 0
NSR Columbia 1 & 2- SO2 Rate Annual v5.13 | 490 | 7479 | Rate Constraint in lbs/MMBtu | FALSE | L | Annual | Allowances Withdrawn (1:1) | Thousand Tons | 0 | 0 | 0 | 0 | 0 | 0 | 0
NSR Columbia 1 & 2- SO2 Rate Annual v5.13 | 490 | 7479 | Rate Constraint in lbs/MMBtu | FALSE | L | Annual | Allowances Withdrawn (n:1) | Thousand Tons | 0 | 0 | 0 | 0 | 0 | 0 | 0
NSR Columbia 1 & 2- SO2 Rate Annual v5.13 | 490 | 7479 | Rate Constraint in lbs/MMBtu | FALSE | L | Annual | Net Emissions Allowance Position | Thousand Tons | 0 | 0 | 0 | 0 | 0 | 0 | 0
NSR Columbia 1 & 2- SO2 Rate Annual v5.13 | 490 | 7479 | Rate Constraint in lbs/MMBtu | FALSE | L | Annual | Fuel Consumed | TBtu | 0 | 0 | 0 | 0 | 0 | 0 | 0
NSR Columbia 1 & 2- SO2 Rate Annual v5.13 | 490 | 7479 | Rate Constraint in lbs/MMBtu | FALSE | L | Annual | Rate | lb/MMBtu | 0 | 0 | 0 | 0 | 0 | 0 | 0
NSR Columbia 1 & 2- SO2 Rate Annual v5.13 | 490 | 7479 | Rate Constraint in lbs/MMBtu | FALSE | L | Annual | Generation | TWh | 0 | 0 | 0 | 0 | 0 | 0 | 0
NSR Columbia 1 & 2- SO2 Rate Annual v5.13 | 490 | 7479 | Rate Constraint in lbs/MMBtu | FALSE | L | Annual | Qualifying Generation | TWh | 0 | 0 | 0 | 0 | 0 | 0 | 0
NSR Columbia 1 & 2- SO2 Rate Annual v5.13 | 490 | 7479 | Rate Constraint in lbs/MMBtu | FALSE | L | Annual | Rate | lb/MWh | 0 | 0 | 0 | 0 | 0 | 0 | 0
NSR Columbia 1 & 2- SO2 Rate Annual v5.13 | 490 | 7479 | Rate Constraint in lbs/MMBtu | FALSE | L | Annual | Constraint Shadow Price | US2019$/Ton | 0 | 0 | 0 | 0 | 0 | 0 | 0
NSR Columbia 1- Hg Rate Annual v5.13 | 491 | 7482 | Rate Constraint in lbs/MMBtu | FALSE | L | Annual | Seasons Included | Seasons | Winter, WintShld, Summer | Winter, WintShld, Summer | Winter, WintShld, Summer | Winter, WintShld, Summer | Winter, WintShld, Summer | Winter, WintShld, Summer | Winter, WintShld, Summer
NSR Columbia 1- Hg Rate Annual v5.13 | 491 | 7482 | Rate Constraint in lbs/MMBtu | FALSE | L | Annual | Standard MER | lb/MMBtu | 0.015 | 0.015 | 0.015 | 0.015 | 0.015 | 0.015 | 0.015
NSR Columbia 1- Hg Rate Annual v5.13 | 491 | 7482 | Rate Constraint in lbs/MMBtu | FALSE | L | Annual | Emissions at Affected Plants MER | lbs | 0 | 0 | 0 | 0 | 0 | 0 | 0
NSR Columbia 1- Hg Rate Annual v5.13 | 491 | 7482 | Rate Constraint in lbs/MMBtu | FALSE | L | Annual | Allowances Purchased MER | lbs | 0 | 0 | 0 | 0 | 0 | 0 | 0
NSR Columbia 1- Hg Rate Annual v5.13 | 491 | 7482 | Rate Constraint in lbs/MMBtu | FALSE | L | Annual | Allowances Sold MER | lbs | 0 | 0 | 0 | 0 | 0 | 0 | 0
NSR Columbia 1- Hg Rate Annual v5.13 | 491 | 7482 | Rate Constraint in lbs/MMBtu | FALSE | L | Annual | Allowances Banked | lbs | 0 | 0 | 0 | 0 | 0 | 0 | 0
NSR Columbia 1- Hg Rate Annual v5.13 | 491 | 7482 | Rate Constraint in lbs/MMBtu | FALSE | L | Annual | Allowances Withdrawn (1:1) | lbs | 0 | 0 | 0 | 0 | 0 | 0 | 0
NSR Columbia 1- Hg Rate Annual v5.13 | 491 | 7482 | Rate Constraint in lbs/MMBtu | FALSE | L | Annual | Allowances Withdrawn (n:1) | lbs | 0 | 0 | 0 | 0 | 0 | 0 | 0
NSR Columbia 1- Hg Rate Annual v5.13 | 491 | 7482 | Rate Constraint in lbs/MMBtu | FALSE | L | Annual | Net Emissions Allowance Position | lbs | 0 | 0 | 0 | 0 | 0 | 0 | 0
NSR Columbia 1- Hg Rate Annual v5.13 | 491 | 7482 | Rate Constraint in lbs/MMBtu | FALSE | L | Annual | Fuel Consumed | TBtu | 0 | 0 | 0 | 0 | 0 | 0 | 0
NSR Columbia 1- Hg Rate Annual v5.13 | 491 | 7482 | Rate Constraint in lbs/MMBtu | FALSE | L | Annual | Rate | lb/MMBtu | 0 | 0 | 0 | 0 | 0 | 0 | 0
NSR Columbia 1- Hg Rate Annual v5.13 | 491 | 7482 | Rate Constraint in lbs/MMBtu | FALSE | L | Annual | Generation | TWh | 0 | 0 | 0 | 0 | 0 | 0 | 0
NSR Columbia 1- Hg Rate Annual v5.13 | 491 | 7482 | Rate Constraint in lbs/MMBtu | FALSE | L | Annual | Qualifying Generation | TWh | 0 | 0 | 0 | 0 | 0 | 0 | 0
NSR Columbia 1- Hg Rate Annual v5.13 | 491 | 7482 | Rate Constraint in lbs/MMBtu | FALSE | L | Annual | Rate | lb/MWh | 0 | 0 | 0 | 0 | 0 | 0 | 0
NSR Columbia 1- Hg Rate Annual v5.13 | 491 | 7482 | Rate Constraint in lbs/MMBtu | FALSE | L | Annual | Constraint Shadow Price | US2019$/Lb | 0 | 0 | 0 | 0 | 0 | 0 | 0
NSR Columbia 1- NOx Rate Annual v5.13 | 492 | 7480 | Rate Constraint in lbs/MMBtu | FALSE | L | Annual | Seasons Included | Seasons | Winter, WintShld, Summer | Winter, WintShld, Summer | Winter, WintShld, Summer | Winter, WintShld, Summer | Winter, WintShld, Summer | Winter, WintShld, Summer | Winter, WintShld, Summer
NSR Columbia 1- NOx Rate Annual v5.13 | 492 | 7480 | Rate Constraint in lbs/MMBtu | FALSE | L | Annual | Standard NOX | lb/MMBtu | 0.15 | 0.15 | 0.15 | 0.15 | 0.15 | 0.15 | 0.15
NSR Columbia 1- NOx Rate Annual v5.13 | 492 | 7480 | Rate Constraint in lbs/MMBtu | FALSE | L | Annual | Emissions at Affected Plants NOX | Thousand Tons | 0 | 0 | 0 | 0 | 0 | 0 | 0
NSR Columbia 1- NOx Rate Annual v5.13 | 492 | 7480 | Rate Constraint in lbs/MMBtu | FALSE | L | Annual | Allowances Purchased NOX | Thousand Tons | 0 | 0 | 0 | 0 | 0 | 0 | 0
NSR Columbia 1- NOx Rate Annual v5.13 | 492 | 7480 | Rate Constraint in lbs/MMBtu | FALSE | L | Annual | Allowances Sold NOX | Thousand Tons | 0 | 0 | 0 | 0 | 0 | 0 | 0
NSR Columbia 1- NOx Rate Annual v5.13 | 492 | 7480 | Rate Constraint in lbs/MMBtu | FALSE | L | Annual | Allowances Banked | Thousand Tons | 0 | 0 | 0 | 0 | 0 | 0 | 0
NSR Columbia 1- NOx Rate Annual v5.13 | 492 | 7480 | Rate Constraint in lbs/MMBtu | FALSE | L | Annual | Allowances Withdrawn (1:1) | Thousand Tons | 0 | 0 | 0 | 0 | 0 | 0 | 0
NSR Columbia 1- NOx Rate Annual v5.13 | 492 | 7480 | Rate Constraint in lbs/MMBtu | FALSE | L | Annual | Allowances Withdrawn (n:1) | Thousand Tons | 0 | 0 | 0 | 0 | 0 | 0 | 0
NSR Columbia 1- NOx Rate Annual v5.13 | 492 | 7480 | Rate Constraint in lbs/MMBtu | FALSE | L | Annual | Net Emissions Allowance Position | Thousand Tons | 0 | 0 | 0 | 0 | 0 | 0 | 0
NSR Columbia 1- NOx Rate Annual v5.13 | 492 | 7480 | Rate Constraint in lbs/MMBtu | FALSE | L | Annual | Fuel Consumed | TBtu | 0 | 0 | 0 | 0 | 0 | 0 | 0
NSR Columbia 1- NOx Rate Annual v5.13 | 492 | 7480 | Rate Constraint in lbs/MMBtu | FALSE | L | Annual | Rate | lb/MMBtu | 0 | 0 | 0 | 0 | 0 | 0 | 0
NSR Columbia 1- NOx Rate Annual v5.13 | 492 | 7480 | Rate Constraint in lbs/MMBtu | FALSE | L | Annual | Generation | TWh | 0 | 0 | 0 | 0 | 0 | 0 | 0
NSR Columbia 1- NOx Rate Annual v5.13 | 492 | 7480 | Rate Constraint in lbs/MMBtu | FALSE | L | Annual | Qualifying Generation | TWh | 0 | 0 | 0 | 0 | 0 | 0 | 0
NSR Columbia 1- NOx Rate Annual v5.13 | 492 | 7480 | Rate Constraint in lbs/MMBtu | FALSE | L | Annual | Rate | lb/MWh | 0 | 0 | 0 | 0 | 0 | 0 | 0
NSR Columbia 1- NOx Rate Annual v5.13 | 492 | 7480 | Rate Constraint in lbs/MMBtu | FALSE | L | Annual | Constraint Shadow Price | US2019$/Ton | 0 | 0 | 0 | 0 | 0 | 0 | 0
NSR Columbia 2- Hg Rate Annual v5.13 | 493 | 7483 | Rate Constraint in lbs/MMBtu | FALSE | L | Annual | Seasons Included | Seasons | Winter, WintShld, Summer | Winter, WintShld, Summer | Winter, WintShld, Summer | Winter, WintShld, Summer | Winter, WintShld, Summer | Winter, WintShld, Summer | Winter, WintShld, Summer
NSR Columbia 2- Hg Rate Annual v5.13 | 493 | 7483 | Rate Constraint in lbs/MMBtu | FALSE | L | Annual | Standard MER | lb/MMBtu | 0.015 | 0.015 | 0.015 | 0.015 | 0.015 | 0.015 | 0.015
NSR Columbia 2- Hg Rate Annual v5.13 | 493 | 7483 | Rate Constraint in lbs/MMBtu | FALSE | L | Annual | Emissions at Affected Plants MER | lbs | 0 | 0 | 0 | 0 | 0 | 0 | 0
NSR Columbia 2- Hg Rate Annual v5.13 | 493 | 7483 | Rate Constraint in lbs/MMBtu | FALSE | L | Annual | Allowances Purchased MER | lbs | 0 | 0 | 0 | 0 | 0 | 0 | 0
NSR Columbia 2- Hg Rate Annual v5.13 | 493 | 7483 | Rate Constraint in lbs/MMBtu | FALSE | L | Annual | Allowances Sold MER | lbs | 0 | 0 | 0 | 0 | 0 | 0 | 0
NSR Columbia 2- Hg Rate Annual v5.13 | 493 | 7483 | Rate Constraint in lbs/MMBtu | FALSE | L | Annual | Allowances Banked | lbs | 0 | 0 | 0 | 0 | 0 | 0 | 0
NSR Columbia 2- Hg Rate Annual v5.13 | 493 | 7483 | Rate Constraint in lbs/MMBtu | FALSE | L | Annual | Allowances Withdrawn (1:1) | lbs | 0 | 0 | 0 | 0 | 0 | 0 | 0
NSR Columbia 2- Hg Rate Annual v5.13 | 493 | 7483 | Rate Constraint in lbs/MMBtu | FALSE | L | Annual | Allowances Withdrawn (n:1) | lbs | 0 | 0 | 0 | 0 | 0 | 0 | 0
NSR Columbia 2- Hg Rate Annual v5.13 | 493 | 7483 | Rate Constraint in lbs/MMBtu | FALSE | L | Annual | Net Emissions Allowance Position | lbs | 0 | 0 | 0 | 0 | 0 | 0 | 0
NSR Columbia 2- Hg Rate Annual v5.13 | 493 | 7483 | Rate Constraint in lbs/MMBtu | FALSE | L | Annual | Fuel Consumed | TBtu | 0 | 0 | 0 | 0 | 0 | 0 | 0
NSR Columbia 2- Hg Rate Annual v5.13 | 493 | 7483 | Rate Constraint in lbs/MMBtu | FALSE | L | Annual | Rate | lb/MMBtu | 0 | 0 | 0 | 0 | 0 | 0 | 0
NSR Columbia 2- Hg Rate Annual v5.13 | 493 | 7483 | Rate Constraint in lbs/MMBtu | FALSE | L | Annual | Generation | TWh | 0 | 0 | 0 | 0 | 0 | 0 | 0
NSR Columbia 2- Hg Rate Annual v5.13 | 493 | 7483 | Rate Constraint in lbs/MMBtu | FALSE | L | Annual | Qualifying Generation | TWh | 0 | 0 | 0 | 0 | 0 | 0 | 0
NSR Columbia 2- Hg Rate Annual v5.13 | 493 | 7483 | Rate Constraint in lbs/MMBtu | FALSE | L | Annual | Rate | lb/MWh | 0 | 0 | 0 | 0 | 0 | 0 | 0
NSR Columbia 2- Hg Rate Annual v5.13 | 493 | 7483 | Rate Constraint in lbs/MMBtu | FALSE | L | Annual | Constraint Shadow Price | US2019$/Lb | 0 | 0 | 0 | 0 | 0 | 0 | 0
NSR Columbia 2- NOx Rate Annual v5.13 | 494 | 7481 | Rate Constraint in lbs/MMBtu | FALSE | L | Annual | Seasons Included | Seasons | Winter, WintShld, Summer | Winter, WintShld, Summer | Winter, WintShld, Summer | Winter, WintShld, Summer | Winter, WintShld, Summer | Winter, WintShld, Summer | Winter, WintShld, Summer
NSR Columbia 2- NOx Rate Annual v5.13 | 494 | 7481 | Rate Constraint in lbs/MMBtu | FALSE | L | Annual | Standard NOX | lb/MMBtu | 0.07 | 0.07 | 0.07 | 0.07 | 0.07 | 0.07 | 0.07
NSR Columbia 2- NOx Rate Annual v5.13 | 494 | 7481 | Rate Constraint in lbs/MMBtu | FALSE | L | Annual | Emissions at Affected Plants NOX | Thousand Tons | 0 | 0 | 0 | 0 | 0 | 0 | 0
NSR Columbia 2- NOx Rate Annual v5.13 | 494 | 7481 | Rate Constraint in lbs/MMBtu | FALSE | L | Annual | Allowances Purchased NOX | Thousand Tons | 0 | 0 | 0 | 0 | 0 | 0 | 0
NSR Columbia 2- NOx Rate Annual v5.13 | 494 | 7481 | Rate Constraint in lbs/MMBtu | FALSE | L | Annual | Allowances Sold NOX | Thousand Tons | 0 | 0 | 0 | 0 | 0 | 0 | 0
NSR Columbia 2- NOx Rate Annual v5.13 | 494 | 7481 | Rate Constraint in lbs/MMBtu | FALSE | L | Annual | Allowances Banked | Thousand Tons | 0 | 0 | 0 | 0 | 0 | 0 | 0
NSR Columbia 2- NOx Rate Annual v5.13 | 494 | 7481 | Rate Constraint in lbs/MMBtu | FALSE | L | Annual | Allowances Withdrawn (1:1) | Thousand Tons | 0 | 0 | 0 | 0 | 0 | 0 | 0
NSR Columbia 2- NOx Rate Annual v5.13 | 494 | 7481 | Rate Constraint in lbs/MMBtu | FALSE | L | Annual | Allowances Withdrawn (n:1) | Thousand Tons | 0 | 0 | 0 | 0 | 0 | 0 | 0
NSR Columbia 2- NOx Rate Annual v5.13 | 494 | 7481 | Rate Constraint in lbs/MMBtu | FALSE | L | Annual | Net Emissions Allowance Position | Thousand Tons | 0 | 0 | 0 | 0 | 0 | 0 | 0
NSR Columbia 2- NOx Rate Annual v5.13 | 494 | 7481 | Rate Constraint in lbs/MMBtu | FALSE | L | Annual | Fuel Consumed | TBtu | 0 | 0 | 0 | 0 | 0 | 0 | 0
NSR Columbia 2- NOx Rate Annual v5.13 | 494 | 7481 | Rate Constraint in lbs/MMBtu | FALSE | L | Annual | Rate | lb/MMBtu | 0 | 0 | 0 | 0 | 0 | 0 | 0
NSR Columbia 2- NOx Rate Annual v5.13 | 494 | 7481 | Rate Constraint in lbs/MMBtu | FALSE | L | Annual | Generation | TWh | 0 | 0 | 0 | 0 | 0 | 0 | 0
NSR Columbia 2- NOx Rate Annual v5.13 | 494 | 7481 | Rate Constraint in lbs/MMBtu | FALSE | L | Annual | Qualifying Generation | TWh | 0 | 0 | 0 | 0 | 0 | 0 | 0
NSR Columbia 2- NOx Rate Annual v5.13 | 494 | 7481 | Rate Constraint in lbs/MMBtu | FALSE | L | Annual | Rate | lb/MWh | 0 | 0 | 0 | 0 | 0 | 0 | 0
NSR Columbia 2- NOx Rate Annual v5.13 | 494 | 7481 | Rate Constraint in lbs/MMBtu | FALSE | L | Annual | Constraint Shadow Price | US2019$/Ton | 0 | 0 | 0 | 0 | 0 | 0 | 0
NSR Consumer Energy - NOx Cap Annual v5.14 | 495 | 7420 | Rate Constraint in MTons | FALSE | L | Annual | Seasons Included | Seasons | Winter, WintShld, Summer | Winter, WintShld, Summer | Winter, WintShld, Summer | Winter, WintShld, Summer | Winter, WintShld, Summer | Winter, WintShld, Summer | Winter, WintShld, Summer
NSR Consumer Energy - NOx Cap Annual v5.14 | 495 | 7420 | Rate Constraint in MTons | FALSE | L | Annual | Standard NOX | Thousand Tons | 6.912 | 6.912 | 6.912 | 6.912 | 6.912 | 6.912 | 6.912
NSR Consumer Energy - NOx Cap Annual v5.14 | 495 | 7420 | Rate Constraint in MTons | FALSE | L | Annual | Emissions at Affected Plants NOX | Thousand Tons | 0 | 0 | 0 | 0 | 0 | 0 | 0
NSR Consumer Energy - NOx Cap Annual v5.14 | 495 | 7420 | Rate Constraint in MTons | FALSE | L | Annual | Allowances Purchased NOX | Thousand Tons | 0 | 0 | 0 | 0 | 0 | 0 | 0
NSR Consumer Energy - NOx Cap Annual v5.14 | 495 | 7420 | Rate Constraint in MTons | FALSE | L | Annual | Allowances Sold NOX | Thousand Tons | 0 | 0 | 0 | 0 | 0 | 0 | 0
NSR Consumer Energy - NOx Cap Annual v5.14 | 495 | 7420 | Rate Constraint in MTons | FALSE | L | Annual | Allowances Banked | Thousand Tons | 0 | 0 | 0 | 0 | 0 | 0 | 0
NSR Consumer Energy - NOx Cap Annual v5.14 | 495 | 7420 | Rate Constraint in MTons | FALSE | L | Annual | Allowances Withdrawn (1:1) | Thousand Tons | 0 | 0 | 0 | 0 | 0 | 0 | 0
NSR Consumer Energy - NOx Cap Annual v5.14 | 495 | 7420 | Rate Constraint in MTons | FALSE | L | Annual | Allowances Withdrawn (n:1) | Thousand Tons | 0 | 0 | 0 | 0 | 0 | 0 | 0
NSR Consumer Energy - NOx Cap Annual v5.14 | 495 | 7420 | Rate Constraint in MTons | FALSE | L | Annual | Net Emissions Allowance Position | Thousand Tons | 0 | 0 | 0 | 0 | 0 | 0 | 0
NSR Consumer Energy - NOx Cap Annual v5.14 | 495 | 7420 | Rate Constraint in MTons | FALSE | L | Annual | Fuel Consumed | TBtu | 0 | 0 | 0 | 0 | 0 | 0 | 0
NSR Consumer Energy - NOx Cap Annual v5.14 | 495 | 7420 | Rate Constraint in MTons | FALSE | L | Annual | Rate | lb/MMBtu | 0 | 0 | 0 | 0 | 0 | 0 | 0
NSR Consumer Energy - NOx Cap Annual v5.14 | 495 | 7420 | Rate Constraint in MTons | FALSE | L | Annual | Generation | TWh | 0 | 0 | 0 | 0 | 0 | 0 | 0
NSR Consumer Energy - NOx Cap Annual v5.14 | 495 | 7420 | Rate Constraint in MTons | FALSE | L | Annual | Qualifying Generation | TWh | 0 | 0 | 0 | 0 | 0 | 0 | 0
NSR Consumer Energy - NOx Cap Annual v5.14 | 495 | 7420 | Rate Constraint in MTons | FALSE | L | Annual | Rate | lb/MWh | 0 | 0 | 0 | 0 | 0 | 0 | 0
NSR Consumer Energy - NOx Cap Annual v5.14 | 495 | 7420 | Rate Constraint in MTons | FALSE | L | Annual | Constraint Shadow Price | US2019$/Ton | 0 | 0 | 0 | 0 | 0 | 0 | 0
NSR Consumer Energy - SO2 Cap Annual v5.14 | 496 | 7421 | Rate Constraint in MTons | FALSE | L | Annual | Seasons Included | Seasons | Winter, WintShld, Summer | Winter, WintShld, Summer | Winter, WintShld, Summer | Winter, WintShld, Summer | Winter, WintShld, Summer | Winter, WintShld, Summer | Winter, WintShld, Summer
NSR Consumer Energy - SO2 Cap Annual v5.14 | 496 | 7421 | Rate Constraint in MTons | FALSE | L | Annual | Standard SO2 | Thousand Tons | 10.9 | 10.9 | 10.9 | 10.9 | 10.9 | 10.9 | 10.9
NSR Consumer Energy - SO2 Cap Annual v5.14 | 496 | 7421 | Rate Constraint in MTons | FALSE | L | Annual | Emissions at Affected Plants SO2 | Thousand Tons | 0 | 0 | 0 | 0 | 0 | 0 | 0
NSR Consumer Energy - SO2 Cap Annual v5.14 | 496 | 7421 | Rate Constraint in MTons | FALSE | L | Annual | Allowances Purchased SO2 | Thousand Tons | 0 | 0 | 0 | 0 | 0 | 0 | 0
NSR Consumer Energy - SO2 Cap Annual v5.14 | 496 | 7421 | Rate Constraint in MTons | FALSE | L | Annual | Allowances Sold SO2 | Thousand Tons | 0 | 0 | 0 | 0 | 0 | 0 | 0
NSR Consumer Energy - SO2 Cap Annual v5.14 | 496 | 7421 | Rate Constraint in MTons | FALSE | L | Annual | Allowances Banked | Thousand Tons | 0 | 0 | 0 | 0 | 0 | 0 | 0
NSR Consumer Energy - SO2 Cap Annual v5.14 | 496 | 7421 | Rate Constraint in MTons | FALSE | L | Annual | Allowances Withdrawn (1:1) | Thousand Tons | 0 | 0 | 0 | 0 | 0 | 0 | 0
NSR Consumer Energy - SO2 Cap Annual v5.14 | 496 | 7421 | Rate Constraint in MTons | FALSE | L | Annual | Allowances Withdrawn (n:1) | Thousand Tons | 0 | 0 | 0 | 0 | 0 | 0 | 0
NSR Consumer Energy - SO2 Cap Annual v5.14 | 496 | 7421 | Rate Constraint in MTons | FALSE | L | Annual | Net Emissions Allowance Position | Thousand Tons | 0 | 0 | 0 | 0 | 0 | 0 | 0
NSR Consumer Energy - SO2 Cap Annual v5.14 | 496 | 7421 | Rate Constraint in MTons | FALSE | L | Annual | Fuel Consumed | TBtu | 0 | 0 | 0 | 0 | 0 | 0 | 0
NSR Consumer Energy - SO2 Cap Annual v5.14 | 496 | 7421 | Rate Constraint in MTons | FALSE | L | Annual | Rate | lb/MMBtu | 0 | 0 | 0 | 0 | 0 | 0 | 0
NSR Consumer Energy - SO2 Cap Annual v5.14 | 496 | 7421 | Rate Constraint in MTons | FALSE | L | Annual | Generation | TWh | 0 | 0 | 0 | 0 | 0 | 0 | 0
NSR Consumer Energy - SO2 Cap Annual v5.14 | 496 | 7421 | Rate Constraint in MTons | FALSE | L | Annual | Qualifying Generation | TWh | 0 | 0 | 0 | 0 | 0 | 0 | 0
NSR Consumer Energy - SO2 Cap Annual v5.14 | 496 | 7421 | Rate Constraint in MTons | FALSE | L | Annual | Rate | lb/MWh | 0 | 0 | 0 | 0 | 0 | 0 | 0
NSR Consumer Energy - SO2 Cap Annual v5.14 | 496 | 7421 | Rate Constraint in MTons | FALSE | L | Annual | Constraint Shadow Price | US2019$/Ton | 0 | 0 | 0 | 0 | 0 | 0 | 0
NSR Cooper 2 - NOX Rate Annual v3.1, Unit 2651 and retrofits | 497 | 7447 | Rate Constraint in lbs/MMBtu | FALSE | L | Annual | Seasons Included | Seasons | Winter, WintShld, Summer | Winter, WintShld, Summer | Winter, WintShld, Summer | Winter, WintShld, Summer | Winter, WintShld, Summer | Winter, WintShld, Summer | Winter, WintShld, Summer
NSR Cooper 2 - NOX Rate Annual v3.1, Unit 2651 and retrofits | 497 | 7447 | Rate Constraint in lbs/MMBtu | FALSE | L | Annual | Standard NOX | lb/MMBtu | 0.08 | 0.08 | 0.08 | 0.08 | 0.08 | 0.08 | 0.08
NSR Cooper 2 - NOX Rate Annual v3.1, Unit 2651 and retrofits | 497 | 7447 | Rate Constraint in lbs/MMBtu | FALSE | L | Annual | Emissions at Affected Plants NOX | Thousand Tons | 0.095622 | 0 | 0 | 0 | 0 | 0 | 0
NSR Cooper 2 - NOX Rate Annual v3.1, Unit 2651 and retrofits | 497 | 7447 | Rate Constraint in lbs/MMBtu | FALSE | L | Annual | Allowances Purchased NOX | Thousand Tons | 0 | 0 | 0 | 0 | 0 | 0 | 0
NSR Cooper 2 - NOX Rate Annual v3.1, Unit 2651 and retrofits | 497 | 7447 | Rate Constraint in lbs/MMBtu | FALSE | L | Annual | Allowances Sold NOX | Thousand Tons | 0 | 0 | 0 | 0 | 0 | 0 | 0
NSR Cooper 2 - NOX Rate Annual v3.1, Unit 2651 and retrofits | 497 | 7447 | Rate Constraint in lbs/MMBtu | FALSE | L | Annual | Allowances Banked | Thousand Tons | 0 | 0 | 0 | 0 | 0 | 0 | 0
NSR Cooper 2 - NOX Rate Annual v3.1, Unit 2651 and retrofits | 497 | 7447 | Rate Constraint in lbs/MMBtu | FALSE | L | Annual | Allowances Withdrawn (1:1) | Thousand Tons | 0 | 0 | 0 | 0 | 0 | 0 | 0
NSR Cooper 2 - NOX Rate Annual v3.1, Unit 2651 and retrofits | 497 | 7447 | Rate Constraint in lbs/MMBtu | FALSE | L | Annual | Allowances Withdrawn (n:1) | Thousand Tons | 0 | 0 | 0 | 0 | 0 | 0 | 0
NSR Cooper 2 - NOX Rate Annual v3.1, Unit 2651 and retrofits | 497 | 7447 | Rate Constraint in lbs/MMBtu | FALSE | L | Annual | Net Emissions Allowance Position | Thousand Tons | 0.095622 | 0 | 0 | 0 | 0 | 0 | 0
NSR Cooper 2 - NOX Rate Annual v3.1, Unit 2651 and retrofits | 497 | 7447 | Rate Constraint in lbs/MMBtu | FALSE | L | Annual | Fuel Consumed | TBtu | 2.5499 | 0 | 0 | 0 | 0 | 0 | 0
NSR Cooper 2 - NOX Rate Annual v3.1, Unit 2651 and retrofits | 497 | 7447 | Rate Constraint in lbs/MMBtu | FALSE | L | Annual | Rate | lb/MMBtu | 0.075 | 0 | 0 | 0 | 0 | 0 | 0
NSR Cooper 2 - NOX Rate Annual v3.1, Unit 2651 and retrofits | 497 | 7447 | Rate Constraint in lbs/MMBtu | FALSE | L | Annual | Generation | TWh | 0.23873 | 0 | 0 | 0 | 0 | 0 | 0
NSR Cooper 2 - NOX Rate Annual v3.1, Unit 2651 and retrofits | 497 | 7447 | Rate Constraint in lbs/MMBtu | FALSE | L | Annual | Qualifying Generation | TWh | 0.23873 | 0 | 0 | 0 | 0 | 0 | 0
NSR Cooper 2 - NOX Rate Annual v3.1, Unit 2651 and retrofits | 497 | 7447 | Rate Constraint in lbs/MMBtu | FALSE | L | Annual | Rate | lb/MWh | 0.80107 | 0 | 0 | 0 | 0 | 0 | 0
NSR Cooper 2 - NOX Rate Annual v3.1, Unit 2651 and retrofits | 497 | 7447 | Rate Constraint in lbs/MMBtu | FALSE | L | Annual | Constraint Shadow Price | US2019$/Ton | 0 | 0 | 0 | 0 | 0 | 0 | 0
NSR Cooper 2 - SO2 Rate Annual v3.1, Unit 2651 and retrofits | 498 | 7446 | Rate Constraint in lbs/MMBtu | FALSE | L | Annual | Seasons Included | Seasons | Winter, WintShld, Summer | Winter, WintShld, Summer | Winter, WintShld, Summer | Winter, WintShld, Summer | Winter, WintShld, Summer | Winter, WintShld, Summer | Winter, WintShld, Summer
NSR Cooper 2 - SO2 Rate Annual v3.1, Unit 2651 and retrofits | 498 | 7446 | Rate Constraint in lbs/MMBtu | FALSE | L | Annual | Standard SO2 | lb/MMBtu | 0.1 | 0.1 | 0.1 | 0.1 | 0.1 | 0.1 | 0.1
NSR Cooper 2 - SO2 Rate Annual v3.1, Unit 2651 and retrofits | 498 | 7446 | Rate Constraint in lbs/MMBtu | FALSE | L | Annual | Emissions at Affected Plants SO2 | Thousand Tons | 0.10879 | 0 | 0 | 0 | 0 | 0 | 0
NSR Cooper 2 - SO2 Rate Annual v3.1, Unit 2651 and retrofits | 498 | 7446 | Rate Constraint in lbs/MMBtu | FALSE | L | Annual | Allowances Purchased SO2 | Thousand Tons | 0 | 0 | 0 | 0 | 0 | 0 | 0
NSR Cooper 2 - SO2 Rate Annual v3.1, Unit 2651 and retrofits | 498 | 7446 | Rate Constraint in lbs/MMBtu | FALSE | L | Annual | Allowances Sold SO2 | Thousand Tons | 0 | 0 | 0 | 0 | 0 | 0 | 0
NSR Cooper 2 - SO2 Rate Annual v3.1, Unit 2651 and retrofits | 498 | 7446 | Rate Constraint in lbs/MMBtu | FALSE | L | Annual | Allowances Banked | Thousand Tons | 0 | 0 | 0 | 0 | 0 | 0 | 0
NSR Cooper 2 - SO2 Rate Annual v3.1, Unit 2651 and retrofits | 498 | 7446 | Rate Constraint in lbs/MMBtu | FALSE | L | Annual | Allowances Withdrawn (1:1) | Thousand Tons | 0 | 0 | 0 | 0 | 0 | 0 | 0
NSR Cooper 2 - SO2 Rate Annual v3.1, Unit 2651 and retrofits | 498 | 7446 | Rate Constraint in lbs/MMBtu | FALSE | L | Annual | Allowances Withdrawn (n:1) | Thousand Tons | 0 | 0 | 0 | 0 | 0 | 0 | 0
NSR Cooper 2 - SO2 Rate Annual v3.1, Unit 2651 and retrofits | 498 | 7446 | Rate Constraint in lbs/MMBtu | FALSE | L | Annual | Net Emissions Allowance Position | Thousand Tons | 0.10879 | 0 | 0 | 0 | 0 | 0 | 0
NSR Cooper 2 - SO2 Rate Annual v3.1, Unit 2651 and retrofits | 498 | 7446 | Rate Constraint in lbs/MMBtu | FALSE | L | Annual | Fuel Consumed | TBtu | 2.5499 | 0 | 0 | 0 | 0 | 0 | 0
NSR Cooper 2 - SO2 Rate Annual v3.1, Unit 2651 and retrofits | 498 | 7446 | Rate Constraint in lbs/MMBtu | FALSE | L | Annual | Rate | lb/MMBtu | 0.085332 | 0 | 0 | 0 | 0 | 0 | 0
NSR Cooper 2 - SO2 Rate Annual v3.1, Unit 2651 and retrofits | 498 | 7446 | Rate Constraint in lbs/MMBtu | FALSE | L | Annual | Generation | TWh | 0.23873 | 0 | 0 | 0 | 0 | 0 | 0
NSR Cooper 2 - SO2 Rate Annual v3.1, Unit 2651 and retrofits | 498 | 7446 | Rate Constraint in lbs/MMBtu | FALSE | L | Annual | Qualifying Generation | TWh | 0.23873 | 0 | 0 | 0 | 0 | 0 | 0
NSR Cooper 2 - SO2 Rate Annual v3.1, Unit 2651 and retrofits | 498 | 7446 | Rate Constraint in lbs/MMBtu | FALSE | L | Annual | Rate | lb/MWh | 0.91143 | 0 | 0 | 0 | 0 | 0 | 0
NSR Cooper 2 - SO2 Rate Annual v3.1, Unit 2651 and retrofits | 498 | 7446 | Rate Constraint in lbs/MMBtu | FALSE | L | Annual | Constraint Shadow Price | US2019$/Ton | 0 | 0 | 0 | 0 | 0 | 0 | 0
NSR Coronado 1,2 - NOX Cap Annual v6.17 | 499 | 7394 | Rate Constraint in MTons | FALSE | L | Annual | Seasons Included | Seasons | Winter, WintShld, Summer | Winter, WintShld, Summer | Winter, WintShld, Summer | Winter, WintShld, Summer | Winter, WintShld, Summer | Winter, WintShld, Summer | Winter, WintShld, Summer
NSR Coronado 1,2 - NOX Cap Annual v6.17 | 499 | 7394 | Rate Constraint in MTons | FALSE | L | Annual | Standard NOX | Thousand Tons | 7.3 | 7.3 | 7.3 | 7.3 | 7.3 | 7.3 | 7.3
NSR Coronado 1,2 - NOX Cap Annual v6.17 | 499 | 7394 | Rate Constraint in MTons | FALSE | L | Annual | Emissions at Affected Plants NOX | Thousand Tons | 0.1967 | 0 | 0 | 0 | 0 | 0 | 0
NSR Coronado 1,2 - NOX Cap Annual v6.17 | 499 | 7394 | Rate Constraint in MTons | FALSE | L | Annual | Allowances Purchased NOX | Thousand Tons | 0 | 0 | 0 | 0 | 0 | 0 | 0
NSR Coronado 1,2 - NOX Cap Annual v6.17 | 499 | 7394 | Rate Constraint in MTons | FALSE | L | Annual | Allowances Sold NOX | Thousand Tons | 0 | 0 | 0 | 0 | 0 | 0 | 0
NSR Coronado 1,2 - NOX Cap Annual v6.17 | 499 | 7394 | Rate Constraint in MTons | FALSE | L | Annual | Allowances Banked | Thousand Tons | 0 | 0 | 0 | 0 | 0 | 0 | 0
NSR Coronado 1,2 - NOX Cap Annual v6.17 | 499 | 7394 | Rate Constraint in MTons | FALSE | L | Annual | Allowances Withdrawn (1:1) | Thousand Tons | 0 | 0 | 0 | 0 | 0 | 0 | 0
NSR Coronado 1,2 - NOX Cap Annual v6.17 | 499 | 7394 | Rate Constraint in MTons | FALSE | L | Annual | Allowances Withdrawn (n:1) | Thousand Tons | 0 | 0 | 0 | 0 | 0 | 0 | 0
NSR Coronado 1,2 - NOX Cap Annual v6.17 | 499 | 7394 | Rate Constraint in MTons | FALSE | L | Annual | Net Emissions Allowance Position | Thousand Tons | 0.1967 | 0 | 0 | 0 | 0 | 0 | 0
NSR Coronado 1,2 - NOX Cap Annual v6.17 | 499 | 7394 | Rate Constraint in MTons | FALSE | L | Annual | Fuel Consumed | TBtu | 6.71 | 0 | 0 | 0 | 0 | 0 | 0
NSR Coronado 1,2 - NOX Cap Annual v6.17 | 499 | 7394 | Rate Constraint in MTons | FALSE | L | Annual | Rate | lb/MMBtu | 0.05863 | 0 | 0 | 0 | 0 | 0 | 0
NSR Coronado 1,2 - NOX Cap Annual v6.17 | 499 | 7394 | Rate Constraint in MTons | FALSE | L | Annual | Generation | TWh | 0.62767 | 0 | 0 | 0 | 0 | 0 | 0
NSR Coronado 1,2 - NOX Cap Annual v6.17 | 499 | 7394 | Rate Constraint in MTons | FALSE | L | Annual | Qualifying Generation | TWh | 0.62767 | 0 | 0 | 0 | 0 | 0 | 0
NSR Coronado 1,2 - NOX Cap Annual v6.17 | 499 | 7394 | Rate Constraint in MTons | FALSE | L | Annual | Rate | lb/MWh | 0.62678 | 0 | 0 | 0 | 0 | 0 | 0
NSR Coronado 1,2 - NOX Cap Annual v6.17 | 499 | 7394 | Rate Constraint in MTons | FALSE | L | Annual | Constraint Shadow Price | US2019$/Ton | 0 | 0 | 0 | 0 | 0 | 0 | 0
NSR Cross 1,2 - NOX Rate Annual v3.1, Unit 3825 and retrofits | 500 | 7432 | Rate Constraint in lbs/MMBtu | FALSE | L | Annual | Seasons Included | Seasons | Winter, WintShld, Summer | Winter, WintShld, Summer | Winter, WintShld, Summer | Winter, WintShld, Summer | Winter, WintShld, Summer | Winter, WintShld, Summer | Winter, WintShld, Summer
NSR Cross 1,2 - NOX Rate Annual v3.1, Unit 3825 and retrofits | 500 | 7432 | Rate Constraint in lbs/MMBtu | FALSE | L | Annual | Standard NOX | lb/MMBtu | 0.1 | 0.1 | 0.1 | 0.1 | 0.1 | 0.1 | 0.1
NSR Cross 1,2 - NOX Rate Annual v3.1, Unit 3825 and retrofits | 500 | 7432 | Rate Constraint in lbs/MMBtu | FALSE | L | Annual | Emissions at Affected Plants NOX | Thousand Tons | 0.95729 | 0.26942 | 0.22105 | 0.22105 | 0.22105 | 0 | 0
NSR Cross 1,2 - NOX Rate Annual v3.1, Unit 3825 and retrofits | 500 | 7432 | Rate Constraint in lbs/MMBtu | FALSE | L | Annual | Allowances Purchased NOX | Thousand Tons | 0 | 0 | 0 | 0 | 0 | 0 | 0
NSR Cross 1,2 - NOX Rate Annual v3.1, Unit 3825 and retrofits | 500 | 7432 | Rate Constraint in lbs/MMBtu | FALSE | L | Annual | Allowances Sold NOX | Thousand Tons | 0 | 0 | 0 | 0 | 0 | 0 | 0
NSR Cross 1,2 - NOX Rate Annual v3.1, Unit 3825 and retrofits | 500 | 7432 | Rate Constraint in lbs/MMBtu | FALSE | L | Annual | Allowances Banked | Thousand Tons | 0 | 0 | 0 | 0 | 0 | 0 | 0
NSR Cross 1,2 - NOX Rate Annual v3.1, Unit 3825 and retrofits | 500 | 7432 | Rate Constraint in lbs/MMBtu | FALSE | L | Annual | Allowances Withdrawn (1:1) | Thousand Tons | 0 | 0 | 0 | 0 | 0 | 0 | 0
NSR Cross 1,2 - NOX Rate Annual v3.1, Unit 3825 and retrofits | 500 | 7432 | Rate Constraint in lbs/MMBtu | FALSE | L | Annual | Allowances Withdrawn (n:1) | Thousand Tons | 0 | 0 | 0 | 0 | 0 | 0 | 0
NSR Cross 1,2 - NOX Rate Annual v3.1, Unit 3825 and retrofits | 500 | 7432 | Rate Constraint in lbs/MMBtu | FALSE | L | Annual | Net Emissions Allowance Position | Thousand Tons | 0.95729 | 0.26942 | 0.22105 | 0.22105 | 0.22105 | 0 | 0
NSR Cross 1,2 - NOX Rate Annual v3.1, Unit 3825 and retrofits | 500 | 7432 | Rate Constraint in lbs/MMBtu | FALSE | L | Annual | Fuel Consumed | TBtu | 23.2579 | 6.5458 | 5.3704 | 5.3704 | 5.3704 | 0 | 0
NSR Cross 1,2 - NOX Rate Annual v3.1, Unit 3825 and retrofits | 500 | 7432 | Rate Constraint in lbs/MMBtu | FALSE | L | Annual | Rate | lb/MMBtu | 0.08232 | 0.08232 | 0.08232 | 0.08232 | 0.08232 | 0 | 0
NSR Cross 1,2 - NOX Rate Annual v3.1, Unit 3825 and retrofits | 500 | 7432 | Rate Constraint in lbs/MMBtu | FALSE | L | Annual | Generation | TWh | 2.2004 | 0.61928 | 0.50808 | 0.50808 | 0.50808 | 0 | 0
NSR Cross 1,2 - NOX Rate Annual v3.1, Unit 3825 and retrofits | 500 | 7432 | Rate Constraint in lbs/MMBtu | FALSE | L | Annual | Qualifying Generation | TWh | 2.2004 | 0.61928 | 0.50808 | 0.50808 | 0.50808 | 0 | 0
NSR Cross 1,2 - NOX Rate Annual v3.1, Unit 3825 and retrofits | 500 | 7432 | Rate Constraint in lbs/MMBtu | FALSE | L | Annual | Rate | lb/MWh | 0.87012 | 0.87012 | 0.87012 | 0.87012 | 0.87012 | 0 | 0
NSR Cross 1,2 - NOX Rate Annual v3.1, Unit 3825 and retrofits | 500 | 7432 | Rate Constraint in lbs/MMBtu | FALSE | L | Annual | Constraint Shadow Price | US2019$/Ton | 0 | 0 | 0 | 0 | 0 | 0 | 0
NSR Cross 1,2 - NOX Rate Annual v3.1, Unit 3826 and retrofits | 501 | 7432 | Rate Constraint in lbs/MMBtu | FALSE | L | Annual | Seasons Included | Seasons | Winter, WintShld, Summer | Winter, WintShld, Summer | Winter, WintShld, Summer | Winter, WintShld, Summer | Winter, WintShld, Summer | Winter, WintShld, Summer | Winter, WintShld, Summer
NSR Cross 1,2 - NOX Rate Annual v3.1, Unit 3826 and retrofits | 501 | 7432 | Rate Constraint in lbs/MMBtu | FALSE | L | Annual | Standard NOX | lb/MMBtu | 0.1 | 0.1 | 0.1 | 0.1 | 0.1 | 0.1 | 0.1
NSR Cross 1,2 - NOX Rate Annual v3.1, Unit 3826 and retrofits | 501 | 7432 | Rate Constraint in lbs/MMBtu | FALSE | L | Annual | Emissions at Affected Plants NOX | Thousand Tons | 0.79778 | 0.22931 | 0.18097 | 0.18097 | 0.18097 | 0 | 0
NSR Cross 1,2 - NOX Rate Annual v3.1, Unit 3826 and retrofits | 501 | 7432 | Rate Constraint in lbs/MMBtu | FALSE | L | Annual | Allowances Purchased NOX | Thousand Tons | 0 | 0 | 0 | 0 | 0 | 0 | 0
NSR Cross 1,2 - NOX Rate Annual v3.1, Unit 3826 and retrofits | 501 | 7432 | Rate Constraint in lbs/MMBtu | FALSE | L | Annual | Allowances Sold NOX | Thousand Tons | 0 | 0 | 0 | 0 | 0 | 0 | 0
NSR Cross 1,2 - NOX Rate Annual v3.1, Unit 3826 and retrofits | 501 | 7432 | Rate Constraint in lbs/MMBtu | FALSE | L | Annual | Allowances Banked | Thousand Tons | 0 | 0 | 0 | 0 | 0 | 0 | 0
NSR Cross 1,2 - NOX Rate Annual v3.1, Unit 3826 and retrofits | 501 | 7432 | Rate Constraint in lbs/MMBtu | FALSE | L | Annual | Allowances Withdrawn (1:1) | Thousand Tons | 0 | 0 | 0 | 0 | 0 | 0 | 0
NSR Cross 1,2 - NOX Rate Annual v3.1, Unit 3826 and retrofits | 501 | 7432 | Rate Constraint in lbs/MMBtu | FALSE | L | Annual | Allowances Withdrawn (n:1) | Thousand Tons | 0 | 0 | 0 | 0 | 0 | 0 | 0
NSR Cross 1,2 - NOX Rate Annual v3.1, Unit 3826 and retrofits | 501 | 7432 | Rate Constraint in lbs/MMBtu | FALSE | L | Annual | Net Emissions Allowance Position | Thousand Tons | 0.79778 | 0.22931 | 0.18097 | 0.18097 | 0.18097 | 0 | 0
NSR Cross 1,2 - NOX Rate Annual v3.1, Unit 3826 and retrofits | 501 | 7432 | Rate Constraint in lbs/MMBtu | FALSE | L | Annual | Fuel Consumed | TBtu | 23.0572 | 6.6274 | 5.2304 | 5.2304 | 5.2304 | 0 | 0
NSR Cross 1,2 - NOX Rate Annual v3.1, Unit 3826 and retrofits | 501 | 7432 | Rate Constraint in lbs/MMBtu | FALSE | L | Annual | Rate | lb/MMBtu | 0.0692 | 0.0692 | 0.0692 | 0.0692 | 0.0692 | 0 | 0
NSR Cross 1,2 - NOX Rate Annual v3.1, Unit 3826 and retrofits | 501 | 7432 | Rate Constraint in lbs/MMBtu | FALSE | L | Annual | Generation | TWh | 2.2012 | 0.63269 | 0.49932 | 0.49932 | 0.49932 | 0 | 0
NSR Cross 1,2 - NOX Rate Annual v3.1, Unit 3826 and retrofits | 501 | 7432 | Rate Constraint in lbs/MMBtu | FALSE | L | Annual | Qualifying Generation | TWh | 2.2012 | 0.63269 | 0.49932 | 0.49932 | 0.49932 | 0 | 0
NSR Cross 1,2 - NOX Rate Annual v3.1, Unit 3826 and retrofits | 501 | 7432 | Rate Constraint in lbs/MMBtu | FALSE | L | Annual | Rate | lb/MWh | 0.72487 | 0.72487 | 0.72487 | 0.72487 | 0.72487 | 0 | 0
NSR Cross 1,2 - NOX Rate Annual v3.1, Unit 3826 and retrofits | 501 | 7432 | Rate Constraint in lbs/MMBtu | FALSE | L | Annual | Constraint Shadow Price | US2019$/Ton | 0 | 0 | 0 | 0 | 0 | 0 | 0
NSR Dairyland- NOx Cap Annual v5.13 | 502 | 7414 | Rate Constraint in MTons | FALSE | L | Annual | Seasons Included | Seasons | Winter, WintShld, Summer | Winter, WintShld, Summer | Winter, WintShld, Summer | Winter, WintShld, Summer | Winter, WintShld, Summer | Winter, WintShld, Summer | Winter, WintShld, Summer
NSR Dairyland- NOx Cap Annual v5.13 | 502 | 7414 | Rate Constraint in MTons | FALSE | L | Annual | Standard NOX | Thousand Tons | 3.236 | 3.236 | 3.236 | 3.236 | 3.236 | 3.236 | 3.236
NSR Dairyland- NOx Cap Annual v5.13 | 502 | 7414 | Rate Constraint in MTons | FALSE | L | Annual | Emissions at Affected Plants NOX | Thousand Tons | 0.5577 | 0.13518 | 0 | 0 | 0 | 0 | 0
NSR Dairyland- NOx Cap Annual v5.13 | 502 | 7414 | Rate Constraint in MTons | FALSE | L | Annual | Allowances Purchased NOX | Thousand Tons | 0 | 0 | 0 | 0 | 0 | 0 | 0
NSR Dairyland- NOx Cap Annual v5.13 | 502 | 7414 | Rate Constraint in MTons | FALSE | L | Annual | Allowances Sold NOX | Thousand Tons | 0 | 0 | 0 | 0 | 0 | 0 | 0
NSR Dairyland- NOx Cap Annual v5.13 | 502 | 7414 | Rate Constraint in MTons | FALSE | L | Annual | Allowances Banked | Thousand Tons | 0 | 0 | 0 | 0 | 0 | 0 | 0
NSR Dairyland- NOx Cap Annual v5.13 | 502 | 7414 | Rate Constraint in MTons | FALSE | L | Annual | Allowances Withdrawn (1:1) | Thousand Tons | 0 | 0 | 0 | 0 | 0 | 0 | 0
NSR Dairyland- NOx Cap Annual v5.13 | 502 | 7414 | Rate Constraint in MTons | FALSE | L | Annual | Allowances Withdrawn (n:1) | Thousand Tons | 0 | 0 | 0 | 0 | 0 | 0 | 0
NSR Dairyland- NOx Cap Annual v5.13 | 502 | 7414 | Rate Constraint in MTons | FALSE | L | Annual | Net Emissions Allowance Position | Thousand Tons | 0.5577 | 0.13518 | 0 | 0 | 0 | 0 | 0
NSR Dairyland- NOx Cap Annual v5.13 | 502 | 7414 | Rate Constraint in MTons | FALSE | L | Annual | Fuel Consumed | TBtu | 14.6803 | 3.5584 | 0 | 0 | 0 | 0 | 0
NSR Dairyland- NOx Cap Annual v5.13 | 502 | 7414 | Rate Constraint in MTons | FALSE | L | Annual | Rate | lb/MMBtu | 0.07598 | 0.07598 | 0 | 0 | 0 | 0 | 0
NSR Dairyland- NOx Cap Annual v5.13 | 502 | 7414 | Rate Constraint in MTons | FALSE | L | Annual | Generation | TWh | 1.306 | 0.31656 | 0 | 0 | 0 | 0 | 0
NSR Dairyland- NOx Cap Annual v5.13 | 502 | 7414 | Rate Constraint in MTons | FALSE | L | Annual | Qualifying Generation | TWh | 1.306 | 0.31656 | 0 | 0 | 0 | 0 | 0
NSR Dairyland- NOx Cap Annual v5.13 | 502 | 7414 | Rate Constraint in MTons | FALSE | L | Annual | Rate | lb/MWh | 0.85409 | 0.85409 | 0 | 0 | 0 | 0 | 0
NSR Dairyland- NOx Cap Annual v5.13 | 502 | 7414 | Rate Constraint in MTons | FALSE | L | Annual | Constraint Shadow Price | US2019$/Ton | 0 | 0 | 0 | 0 | 0 | 0 | 0
NSR Dairyland- SO2 Cap Annual v5.13 | 503 | 7415 | Rate Constraint in MTons | FALSE | L | Annual | Seasons Included | Seasons | Winter, WintShld, Summer | Winter, WintShld, Summer | Winter, WintShld, Summer | Winter, WintShld, Summer | Winter, WintShld, Summer | Winter, WintShld, Summer | Winter, WintShld, Summer
NSR Dairyland- SO2 Cap Annual v5.13 | 503 | 7415 | Rate Constraint in MTons | FALSE | L | Annual | Standard SO2 | Thousand Tons | 4.578 | 4.578 | 4.578 | 4.578 | 4.578 | 4.578 | 4.578
NSR Dairyland- SO2 Cap Annual v5.13 | 503 | 7415 | Rate Constraint in MTons | FALSE | L | Annual | Emissions at Affected Plants SO2 | Thousand Tons | 0.61917 | 0.16013 | 0 | 0 | 0 | 0 | 0
NSR Dairyland- SO2 Cap Annual v5.13 | 503 | 7415 | Rate Constraint in MTons | FALSE | L | Annual | Allowances Purchased SO2 | Thousand Tons | 0 | 0 | 0 | 0 | 0 | 0 | 0
NSR Dairyland- SO2 Cap Annual v5.13 | 503 | 7415 | Rate Constraint in MTons | FALSE | L | Annual | Allowances Sold SO2 | Thousand Tons | 0 | 0 | 0 | 0 | 0 | 0 | 0
NSR Dairyland- SO2 Cap Annual v5.13 | 503 | 7415 | Rate Constraint in MTons | FALSE | L | Annual | Allowances Banked | Thousand Tons | 0 | 0 | 0 | 0 | 0 | 0 | 0
NSR Dairyland- SO2 Cap Annual v5.13 | 503 | 7415 | Rate Constraint in MTons | FALSE | L | Annual | Allowances Withdrawn (1:1) | Thousand Tons | 0 | 0 | 0 | 0 | 0 | 0 | 0
NSR Dairyland- SO2 Cap Annual v5.13 | 503 | 7415 | Rate Constraint in MTons | FALSE | L | Annual | Allowances Withdrawn (n:1) | Thousand Tons | 0 | 0 | 0 | 0 | 0 | 0 | 0
NSR Dairyland- SO2 Cap Annual v5.13 | 503 | 7415 | Rate Constraint in MTons | FALSE | L | Annual | Net Emissions Allowance Position | Thousand Tons | 0.61917 | 0.16013 | 0 | 0 | 0 | 0 | 0
NSR Dairyland- SO2 Cap Annual v5.13 | 503 | 7415 | Rate Constraint in MTons | FALSE | L | Annual | Fuel Consumed | TBtu | 14.6803 | 3.5584 | 0 | 0 | 0 | 0 | 0
NSR Dairyland- SO2 Cap Annual v5.13 | 503 | 7415 | Rate Constraint in MTons | FALSE | L | Annual | Rate | lb/MMBtu | 0.084354 | 0.09 | 0 | 0 | 0 | 0 | 0
NSR Dairyland- SO2 Cap Annual v5.13 | 503 | 7415 | Rate Constraint in MTons | FALSE | L | Annual | Generation | TWh | 1.306 | 0.31656 | 0 | 0 | 0 | 0 | 0
NSR Dairyland- SO2 Cap Annual v5.13 | 503 | 7415 | Rate Constraint in MTons | FALSE | L | Annual | Qualifying Generation | TWh | 1.306 | 0.31656 | 0 | 0 | 0 | 0 | 0
NSR Dairyland- SO2 Cap Annual v5.13 | 503 | 7415 | Rate Constraint in MTons | FALSE | L | Annual | Rate | lb/MWh | 0.94823 | 1.0117 | 0 | 0 | 0 | 0 | 0
NSR Dairyland- SO2 Cap Annual v5.13 | 503 | 7415 | Rate Constraint in MTons | FALSE | L | Annual | Constraint Shadow Price | US2019$/Ton | 0 | 0 | 0 | 0 | 0 | 0 | 0
NSR Dominion Consent - NOX Cap Annual v3.1 | 504 | 7375 | Rate Constraint in MTons | FALSE | L | Annual | Seasons Included | Seasons | Winter, WintShld, Summer | Winter, WintShld, Summer | Winter, WintShld, Summer | Winter, WintShld, Summer | Winter, WintShld, Summer | Winter, WintShld, Summer | Winter, WintShld, Summer
NSR Dominion Consent - NOX Cap Annual v3.1 | 504 | 7375 | Rate Constraint in MTons | FALSE | L | Annual | Standard NOX | Thousand Tons | 30.25 | 30.25 | 30.25 | 30.25 | 30.25 | 30.25 | 30.25
NSR Dominion Consent - NOX Cap Annual v3.1 | 504 | 7375 | Rate Constraint in MTons | FALSE | L | Annual | Emissions at Affected Plants NOX | Thousand Tons | 0.96488 | 0.14798 | 0.1264 | 0.085016 | 0.081614 | 0 | 0
NSR Dominion Consent - NOX Cap Annual v3.1 | 504 | 7375 | Rate Constraint in MTons | FALSE | L | Annual | Allowances Purchased NOX | Thousand Tons | 0 | 0 | 0 | 0 | 0 | 0 | 0
NSR Dominion Consent - NOX Cap Annual v3.1 | 504 | 7375 | Rate Constraint in MTons | FALSE | L | Annual | Allowances Sold NOX | Thousand Tons | 0 | 0 | 0 | 0 | 0 | 0 | 0
NSR Dominion Consent - NOX Cap Annual v3.1 | 504 | 7375 | Rate Constraint in MTons | FALSE | L | Annual | Allowances Banked | Thousand Tons | 0 | 0 | 0 | 0 | 0 | 0 | 0
NSR Dominion Consent - NOX Cap Annual v3.1 | 504 | 7375 | Rate Constraint in MTons | FALSE | L | Annual | Allowances Withdrawn (1:1) | Thousand Tons | 0 | 0 | 0 | 0 | 0 | 0 | 0
NSR Dominion Consent - NOX Cap Annual v3.1 | 504 | 7375 | Rate Constraint in MTons | FALSE | L | Annual | Allowances Withdrawn (n:1) | Thousand Tons | 0 | 0 | 0 | 0 | 0 | 0 | 0
NSR Dominion Consent - NOX Cap Annual v3.1 | 504 | 7375 | Rate Constraint in MTons | FALSE | L | Annual | Net Emissions Allowance Position | Thousand Tons | 0.96488 | 0.14798 | 0.1264 | 0.085016 | 0.081614 | 0 | 0
NSR Dominion Consent - NOX Cap Annual v3.1 | 504 | 7375 | Rate Constraint in MTons | FALSE | L | Annual | Fuel Consumed | TBtu | 49.7513 | 28.2806 | 24.1559 | 16.2477 | 15.5975 | 0 | 0
NSR Dominion Consent - NOX Cap Annual v3.1 | 504 | 7375 | Rate Constraint in MTons | FALSE | L | Annual | Rate | lb/MMBtu | 0.038788 | 0.010465 | 0.010465 | 0.010465 | 0.010465 | 0 | 0
NSR Dominion Consent - NOX Cap Annual v3.1 | 504 | 7375 | Rate Constraint in MTons | FALSE | L | Annual | Generation | TWh | 6.0453 | 3.9153 | 3.3443 | 2.2494 | 2.1594 | 0 | 0
NSR Dominion Consent - NOX Cap Annual v3.1 | 504 | 7375 | Rate Constraint in MTons | FALSE | L | Annual | Qualifying Generation | TWh | 6.0453 | 3.9153 | 3.3443 | 2.2494 | 2.1594 | 0 | 0
NSR Dominion Consent - NOX Cap Annual v3.1 | 504 | 7375 | Rate Constraint in MTons | FALSE | L | Annual | Rate | lb/MWh | 0.31921 | 0.075588 | 0.075588 | 0.075588 | 0.075588 | 0 | 0
NSR Dominion Consent - NOX Cap Annual v3.1 | 504 | 7375 | Rate Constraint in MTons | FALSE | L | Annual | Constraint Shadow Price | US2019$/Ton | 0 | 0 | 0 | 0 | 0 | 0 | 0
NSR Dominion Consent - NOX Rate Annual v3.1 | 505 | 7376 | Rate Constraint in lbs/MMBtu | FALSE | L | Annual | Seasons Included | Seasons | Winter, WintShld, Summer | Winter, WintShld, Summer | Winter, WintShld, Summer | Winter, WintShld, Summer | Winter, WintShld, Summer | Winter, WintShld, Summer | Winter, WintShld, Summer
NSR Dominion Consent - NOX Rate Annual v3.1 | 505 | 7376 | Rate Constraint in lbs/MMBtu | FALSE | L | Annual | Standard NOX | lb/MMBtu | 0.15 | 0.15 | 0.15 | 0.15 | 0.15 | 0.15 | 0.15
NSR Dominion Consent - NOX Rate Annual v3.1 | 505 | 7376 | Rate Constraint in lbs/MMBtu | FALSE | L | Annual | Emissions at Affected Plants NOX | Thousand Tons | 0.96488 | 0.14798 | 0.1264 | 0.085016 | 0.081614 | 0 | 0
NSR Dominion Consent - NOX Rate Annual v3.1 | 505 | 7376 | Rate Constraint in lbs/MMBtu | FALSE | L | Annual | Allowances Purchased NOX | Thousand Tons | 0 | 0 | 0 | 0 | 0 | 0 | 0
NSR Dominion Consent - NOX Rate Annual v3.1 | 505 | 7376 | Rate Constraint in lbs/MMBtu | FALSE | L | Annual | Allowances Sold NOX | Thousand Tons | 0 | 0 | 0 | 0 | 0 | 0 | 0
NSR Dominion Consent - NOX Rate Annual v3.1 | 505 | 7376 | Rate Constraint in lbs/MMBtu | FALSE | L | Annual | Allowances Banked | Thousand Tons | 0 | 0 | 0 | 0 | 0 | 0 | 0
NSR Dominion Consent - NOX Rate Annual v3.1 | 505 | 7376 | Rate Constraint in lbs/MMBtu | FALSE | L | Annual | Allowances Withdrawn (1:1) | Thousand Tons | 0 | 0 | 0 | 0 | 0 | 0 | 0
NSR Dominion Consent - NOX Rate Annual v3.1 | 505 | 7376 | Rate Constraint in lbs/MMBtu | FALSE | L | Annual | Allowances Withdrawn (n:1) | Thousand Tons | 0 | 0 | 0 | 0 | 0 | 0 | 0
NSR Dominion Consent - NOX Rate Annual v3.1 | 505 | 7376 | Rate Constraint in lbs/MMBtu | FALSE | L | Annual | Net Emissions Allowance Position | Thousand Tons | 0.96488 | 0.14798 | 0.1264 | 0.085016 | 0.081614 | 0 | 0
NSR Dominion Consent - NOX Rate Annual v3.1 | 505 | 7376 | Rate Constraint in lbs/MMBtu | FALSE | L | Annual | Fuel Consumed | TBtu | 49.7513 | 28.2806 | 24.1559 | 16.2477 | 15.5975 | 0 | 0
NSR Dominion Consent - NOX Rate Annual v3.1 | 505 | 7376 | Rate Constraint in lbs/MMBtu | FALSE | L | Annual | Rate | lb/MMBtu | 0.038788 | 0.010465 | 0.010465 | 0.010465 | 0.010465 | 0 | 0
NSR Dominion Consent - NOX Rate Annual v3.1 | 505 | 7376 | Rate Constraint in lbs/MMBtu | FALSE | L | Annual | Generation | TWh | 6.0453 | 3.9153 | 3.3443 | 2.2494 | 2.1594 | 0 | 0
NSR Dominion Consent - NOX Rate Annual v3.1 | 505 | 7376 | Rate Constraint in lbs/MMBtu | FALSE | L | Annual | Qualifying Generation | TWh | 6.0453 | 3.9153 | 3.3443 | 2.2494 | 2.1594 | 0 | 0
NSR Dominion Consent - NOX Rate Annual v3.1 | 505 | 7376 | Rate Constraint in lbs/MMBtu | FALSE | L | Annual | Rate | lb/MWh | 0.31921 | 0.075588 | 0.075588 | 0.075588 | 0.075588 | 0 | 0
NSR Dominion Consent - NOX Rate Annual v3.1 | 505 | 7376 | Rate Constraint in lbs/MMBtu | FALSE | L | Annual | Constraint Shadow Price | US2019$/Ton | 0 | 0 | 0 | 0 | 0 | 0 | 0
NSR Edgewater 3-5- NOx Cap Annual v5.13 | 506 | 7416 | Rate Constraint in MTons | FALSE | L | Annual | Seasons Included | Seasons | Winter, WintShld, Summer | Winter, WintShld, Summer | Winter, WintShld, Summer | Winter, WintShld, Summer | Winter, WintShld, Summer | Winter, WintShld, Summer | Winter, WintShld, Summer
NSR Edgewater 3-5- NOx Cap Annual v5.13 | 506 | 7416 | Rate Constraint in MTons | FALSE | L | Annual | Standard NOX | Thousand Tons | 1.1 | 1.1 | 1.1 | 1.1 | 1.1 | 1.1 | 1.1
NSR Edgewater 3-5- NOx Cap Annual v5.13 | 506 | 7416 | Rate Constraint in MTons | FALSE | L | Annual | Emissions at Affected Plants NOX | Thousand Tons | 0 | 0 | 0 | 0 | 0 | 0 | 0
NSR Edgewater 3-5- NOx Cap Annual v5.13 | 506 | 7416 | Rate Constraint in MTons | FALSE | L | Annual | Allowances Purchased NOX | Thousand Tons | 0 | 0 | 0 | 0 | 0 | 0 | 0
NSR Edgewater 3-5- NOx Cap Annual v5.13 | 506 | 7416 | Rate Constraint in MTons | FALSE | L | Annual | Allowances Sold NOX | Thousand Tons | 0 | 0 | 0 | 0 | 0 | 0 | 0
NSR Edgewater 3-5- NOx Cap Annual v5.13 | 506 | 7416 | Rate Constraint in MTons | FALSE | L | Annual | Allowances Banked | Thousand Tons | 0 | 0 | 0 | 0 | 0 | 0 | 0
NSR Edgewater 3-5- NOx Cap Annual v5.13 | 506 | 7416 | Rate Constraint in MTons | FALSE | L | Annual | Allowances Withdrawn (1:1) | Thousand Tons | 0 | 0 | 0 | 0 | 0 | 0 | 0
NSR Edgewater 3-5- NOx Cap Annual v5.13 | 506 | 7416 | Rate Constraint in MTons | FALSE | L | Annual | Allowances Withdrawn (n:1) | Thousand Tons | 0 | 0 | 0 | 0 | 0 | 0 | 0
NSR Edgewater 3-5- NOx Cap Annual v5.13 | 506 | 7416 | Rate Constraint in MTons | FALSE | L | Annual | Net Emissions Allowance Position | Thousand Tons | 0 | 0 | 0 | 0 | 0 | 0 | 0
NSR Edgewater 3-5- NOx Cap Annual v5.13 | 506 | 7416 | Rate Constraint in MTons | FALSE | L | Annual | Fuel Consumed | TBtu | 0 | 0 | 0 | 0 | 0 | 0 | 0
NSR Edgewater 3-5- NOx Cap Annual v5.13 | 506 | 7416 | Rate Constraint in MTons | FALSE | L | Annual | Rate | lb/MMBtu | 0 | 0 | 0 | 0 | 0 | 0 | 0
NSR Edgewater 3-5- NOx Cap Annual v5.13 | 506 | 7416 | Rate Constraint in MTons | FALSE | L | Annual | Generation | TWh | 0 | 0 | 0 | 0 | 0 | 0 | 0
NSR Edgewater 3-5- NOx Cap Annual v5.13 | 506 | 7416 | Rate Constraint in MTons | FALSE | L | Annual | Qualifying Generation | TWh | 0 | 0 | 0 | 0 | 0 | 0 | 0
NSR Edgewater 3-5- NOx Cap Annual v5.13 | 506 | 7416 | Rate Constraint in MTons | FALSE | L | Annual | Rate | lb/MWh | 0 | 0 | 0 | 0 | 0 | 0 | 0
NSR Edgewater 3-5- NOx Cap Annual v5.13 | 506 | 7416 | Rate Constraint in MTons | FALSE | L | Annual | Constraint Shadow Price | US2019$/Ton | 0 | 0 | 0 | 0 | 0 | 0 | 0
NSR Edgewater 3-5- SO2 Cap Annual v5.13 | 507 | 7417 | Rate Constraint in MTons | FALSE | L | Annual | Seasons Included | Seasons | Winter, WintShld, Summer | Winter, WintShld, Summer | Winter, WintShld, Summer | Winter, WintShld, Summer | Winter, WintShld, Summer | Winter, WintShld, Summer | Winter, WintShld, Summer
NSR Edgewater 3-5- SO2 Cap Annual v5.13 | 507 | 7417 | Rate Constraint in MTons | FALSE | L | Annual | Standard SO2 | Thousand Tons | 1.1 | 1.1 | 1.1 | 1.1 | 1.1 | 1.1 | 1.1
NSR Edgewater 3-5- SO2 Cap Annual v5.13 | 507 | 7417 | Rate Constraint in MTons | FALSE | L | Annual | Emissions at Affected Plants SO2 | Thousand Tons | 0 | 0 | 0 | 0 | 0 | 0 | 0
NSR Edgewater 3-5- SO2 Cap Annual v5.13 | 507 | 7417 | Rate Constraint in MTons | FALSE | L | Annual | Allowances Purchased SO2 | Thousand Tons | 0 | 0 | 0 | 0 | 0 | 0 | 0
NSR Edgewater 3-5- SO2 Cap Annual v5.13 | 507 | 7417 | Rate Constraint in MTons | FALSE | L | Annual | Allowances Sold SO2 | Thousand Tons | 0 | 0 | 0 | 0 | 0 | 0 | 0
NSR Edgewater 3-5- SO2 Cap Annual v5.13 | 507 | 7417 | Rate Constraint in MTons | FALSE | L | Annual | Allowances Banked | Thousand Tons | 0 | 0 | 0 | 0 | 0 | 0 | 0
NSR Edgewater 3-5- SO2 Cap Annual v5.13 | 507 | 7417 | Rate Constraint in MTons | FALSE | L | Annual | Allowances Withdrawn (1:1) | Thousand Tons | 0 | 0 | 0 | 0 | 0 | 0 | 0
NSR Edgewater 3-5- SO2 Cap Annual v5.13 | 507 | 7417 | Rate Constraint in MTons | FALSE | L | Annual | Allowances Withdrawn (n:1) | Thousand Tons | 0 | 0 | 0 | 0 | 0 | 0 | 0
NSR Edgewater 3-5- SO2 Cap Annual v5.13 | 507 | 7417 | Rate Constraint in MTons | FALSE | L | Annual | Net Emissions Allowance Position | Thousand Tons | 0 | 0 | 0 | 0 | 0 | 0 | 0
NSR Edgewater 3-5- SO2 Cap Annual v5.13 | 507 | 7417 | Rate Constraint in MTons | FALSE | L | Annual | Fuel Consumed | TBtu | 0 | 0 | 0 | 0 | 0 | 0 | 0
NSR Edgewater 3-5- SO2 Cap Annual v5.13 | 507 | 7417 | Rate Constraint in MTons | FALSE | L | Annual | Rate | lb/MMBtu | 0 | 0 | 0 | 0 | 0 | 0 | 0
NSR Edgewater 3-5- SO2 Cap Annual v5.13 | 507 | 7417 | Rate Constraint in MTons | FALSE | L | Annual | Generation | TWh | 0 | 0 | 0 | 0 | 0 | 0 | 0
NSR Edgewater 3-5- SO2 Cap Annual v5.13 | 507 | 7417 | Rate Constraint in MTons | FALSE | L | Annual | Qualifying Generation | TWh | 0 | 0 | 0 | 0 | 0 | 0 | 0
NSR Edgewater 3-5- SO2 Cap Annual v5.13 | 507 | 7417 | Rate Constraint in MTons | FALSE | L | Annual | Rate | lb/MWh | 0 | 0 | 0 | 0 | 0 | 0 | 0
NSR Edgewater 3-5- SO2 Cap Annual v5.13 | 507 | 7417 | Rate Constraint in MTons | FALSE | L | Annual | Constraint Shadow Price | US2019$/Ton | 0 | 0 | 0 | 0 | 0 | 0 | 0
NSR Edgewater 5- Hg Rate Annual v5.13 | 508 | 7478 | Rate Constraint in lbs/MMBtu | FALSE | L | Annual | Seasons Included | Seasons | Winter, WintShld, Summer | Winter, WintShld, Summer | Winter, WintShld, Summer | Winter, WintShld, Summer | Winter, WintShld, Summer | Winter, WintShld, Summer | Winter, WintShld, Summer
NSR Edgewater 5- Hg Rate Annual v5.13 | 508 | 7478 | Rate Constraint in lbs/MMBtu | FALSE | L | Annual | Standard MER | lb/MMBtu | 0.015 | 0.015 | 0.015 | 0.015 | 0.015 | 0.015 | 0.015
NSR Edgewater 5- Hg Rate Annual v5.13 | 508 | 7478 | Rate Constraint in lbs/MMBtu | FALSE | L | Annual | Emissions at Affected Plants MER | lbs | 0 | 0 | 0 | 0 | 0 | 0 | 0
NSR Edgewater 5- Hg Rate Annual v5.13 | 508 | 7478 | Rate Constraint in lbs/MMBtu | FALSE | L | Annual | Allowances Purchased MER | lbs | 0 | 0 | 0 | 0 | 0 | 0 | 0
NSR Edgewater 5- Hg Rate Annual v5.13 | 508 | 7478 | Rate Constraint in lbs/MMBtu | FALSE | L | Annual | Allowances Sold MER | lbs | 0 | 0 | 0 | 0 | 0 | 0 | 0
NSR Edgewater 5- Hg Rate Annual v5.13 | 508 | 7478 | Rate Constraint in lbs/MMBtu | FALSE | L | Annual | Allowances Banked | lbs | 0 | 0 | 0 | 0 | 0 | 0 | 0
NSR Edgewater 5- Hg Rate Annual v5.13 | 508 | 7478 | Rate Constraint in lbs/MMBtu | FALSE | L | Annual | Allowances Withdrawn (1:1) | lbs | 0 | 0 | 0 | 0 | 0 | 0 | 0
NSR Edgewater 5- Hg Rate Annual v5.13 | 508 | 7478 | Rate Constraint in lbs/MMBtu | FALSE | L | Annual | Allowances Withdrawn (n:1) | lbs | 0 | 0 | 0 | 0 | 0 | 0 | 0
NSR Edgewater 5- Hg Rate Annual v5.13 | 508 | 7478 | Rate Constraint in lbs/MMBtu | FALSE | L | Annual | Net Emissions Allowance Position | lbs | 0 | 0 | 0 | 0 | 0 | 0 | 0
NSR Edgewater 5- Hg Rate Annual v5.13 | 508 | 7478 | Rate Constraint in lbs/MMBtu | FALSE | L | Annual | Fuel Consumed | TBtu | 0 | 0 | 0 | 0 | 0 | 0 | 0
NSR Edgewater 5- Hg Rate Annual v5.13 | 508 | 7478 | Rate Constraint in lbs/MMBtu | FALSE | L | Annual | Rate | lb/MMBtu | 0 | 0 | 0 | 0 | 0 | 0 | 0
NSR Edgewater 5- Hg Rate Annual v5.13 | 508 | 7478 | Rate Constraint in lbs/MMBtu | FALSE | L | Annual | Generation | TWh | 0 | 0 | 0 | 0 | 0 | 0 | 0
NSR Edgewater 5- Hg Rate Annual v5.13 | 508 | 7478 | Rate Constraint in lbs/MMBtu | FALSE | L | Annual | Qualifying Generation | TWh | 0 | 0 | 0 | 0 | 0 | 0 | 0
NSR Edgewater 5- Hg Rate Annual v5.13 | 508 | 7478 | Rate Constraint in lbs/MMBtu | FALSE | L | Annual | Rate | lb/MWh | 0 | 0 | 0 | 0 | 0 | 0 | 0
NSR Edgewater 5- Hg Rate Annual v5.13 | 508 | 7478 | Rate Constraint in lbs/MMBtu | FALSE | L | Annual | Constraint Shadow Price | US2019$/Lb | 0 | 0 | 0 | 0 | 0 | 0 | 0
NSR Edgewater 5- NOx Rate Annual v5.13 | 509 | 7477 | Rate Constraint in lbs/MMBtu | FALSE | L | Annual | Seasons Included | Seasons | Winter, WintShld, Summer | Winter, WintShld, Summer | Winter, WintShld, Summer | Winter, WintShld, Summer | Winter, WintShld, Summer | Winter, WintShld, Summer | Winter, WintShld, Summer
NSR Edgewater 5- NOx Rate Annual v5.13 | 509 | 7477 | Rate Constraint in lbs/MMBtu | FALSE | L | Annual | Standard NOX | lb/MMBtu | 0.07 | 0.07 | 0.07 | 0.07 | 0.07 | 0.07 | 0.07
NSR Edgewater 5- NOx Rate Annual v5.13 | 509 | 7477 | Rate Constraint in lbs/MMBtu | FALSE | L | Annual | Emissions at Affected Plants NOX | Thousand Tons | 0 | 0 | 0 | 0 | 0 | 0 | 0
NSR Edgewater 5- NOx Rate Annual v5.13 | 509 | 7477 | Rate Constraint in lbs/MMBtu | FALSE | L | Annual | Allowances Purchased NOX | Thousand Tons | 0 | 0 | 0 | 0 | 0 | 0 | 0
NSR Edgewater 5- NOx Rate Annual v5.13 | 509 | 7477 | Rate Constraint in lbs/MMBtu | FALSE | L | Annual | Allowances Sold NOX | Thousand Tons | 0 | 0 | 0 | 0 | 0 | 0 | 0
NSR Edgewater 5- NOx Rate Annual v5.13 | 509 | 7477 | Rate Constraint in lbs/MMBtu | FALSE | L | Annual | Allowances Banked | Thousand Tons | 0 | 0 | 0 | 0 | 0 | 0 | 0
NSR Edgewater 5- NOx Rate Annual v5.13 | 509 | 7477 | Rate Constraint in lbs/MMBtu | FALSE | L | Annual | Allowances Withdrawn (1:1) | Thousand Tons | 0 | 0 | 0 | 0 | 0 | 0 | 0
NSR Edgewater 5- NOx Rate Annual v5.13 | 509 | 7477 | Rate Constraint in lbs/MMBtu | FALSE | L | Annual | Allowances Withdrawn (n:1) | Thousand Tons | 0 | 0 | 0 | 0 | 0 | 0 | 0
NSR Edgewater 5- NOx Rate Annual v5.13 | 509 | 7477 | Rate Constraint in lbs/MMBtu | FALSE | L | Annual | Net Emissions Allowance Position | Thousand Tons | 0 | 0 | 0 | 0 | 0 | 0 | 0
NSR Edgewater 5- NOx Rate Annual v5.13 | 509 | 7477 | Rate Constraint in lbs/MMBtu | FALSE | L | Annual | Fuel Consumed | TBtu | 0 | 0 | 0 | 0 | 0 | 0 | 0
NSR Edgewater 5- NOx Rate Annual v5.13 | 509 | 7477 | Rate Constraint in lbs/MMBtu | FALSE | L | Annual | Rate | lb/MMBtu | 0 | 0 | 0 | 0 | 0 | 0 | 0
NSR Edgewater 5- NOx Rate Annual v5.13 | 509 | 7477 | Rate Constraint in lbs/MMBtu | FALSE | L | Annual | Generation | TWh | 0 | 0 | 0 | 0 | 0 | 0 | 0
NSR Edgewater 5- NOx Rate Annual v5.13 | 509 | 7477 | Rate Constraint in lbs/MMBtu | FALSE | L | Annual | Qualifying Generation | TWh | 0 | 0 | 0 | 0 | 0 | 0 | 0
NSR Edgewater 5- NOx Rate Annual v5.13 | 509 | 7477 | Rate Constraint in lbs/MMBtu | FALSE | L | Annual | Rate | lb/MWh | 0 | 0 | 0 | 0 | 0 | 0 | 0
NSR Edgewater 5- NOx Rate Annual v5.13 | 509 | 7477 | Rate Constraint in lbs/MMBtu | FALSE | L | Annual | Constraint Shadow Price | US2019$/Ton | 0 | 0 | 0 | 0 | 0 | 0 | 0
NSR Edgewater 5- SO2 Rate Annual v5.13 | 510 | 7476 | Rate Constraint in lbs/MMBtu | FALSE | L | Annual | Seasons Included | Seasons | Winter, WintShld, Summer | Winter, WintShld, Summer | Winter, WintShld, Summer | Winter, WintShld, Summer | Winter, WintShld, Summer | Winter, WintShld, Summer | Winter, WintShld, Summer
NSR Edgewater 5- SO2 Rate Annual v5.13 | 510 | 7476 | Rate Constraint in lbs/MMBtu | FALSE | L | Annual | Standard SO2 | lb/MMBtu | 0.075 | 0.075 | 0.075 | 0.075 | 0.075 | 0.075 | 0.075
NSR Edgewater 5- SO2 Rate Annual v5.13 | 510 | 7476 | Rate Constraint in lbs/MMBtu | FALSE | L | Annual | Emissions at Affected Plants SO2 | Thousand Tons | 0 | 0 | 0 | 0 | 0 | 0 | 0
NSR Edgewater 5- SO2 Rate Annual v5.13 | 510 | 7476 | Rate Constraint in lbs/MMBtu | FALSE | L | Annual | Allowances Purchased SO2 | Thousand Tons | 0 | 0 | 0 | 0 | 0 | 0 | 0
NSR Edgewater 5- SO2 Rate Annual v5.13 | 510 | 7476 | Rate Constraint in lbs/MMBtu | FALSE | L | Annual | Allowances Sold SO2 | Thousand Tons | 0 | 0 | 0 | 0 | 0 | 0 | 0
NSR Edgewater 5- SO2 Rate Annual v5.13 | 510 | 7476 | Rate Constraint in lbs/MMBtu | FALSE | L | Annual | Allowances Banked | Thousand Tons | 0 | 0 | 0 | 0 | 0 | 0 | 0
NSR Edgewater 5- SO2 Rate Annual v5.13 | 510 | 7476 | Rate Constraint in lbs/MMBtu | FALSE | L | Annual | Allowances Withdrawn (1:1) | Thousand Tons | 0 | 0 | 0 | 0 | 0 | 0 | 0
NSR Edgewater 5- SO2 Rate Annual v5.13 | 510 | 7476 | Rate Constraint in lbs/MMBtu | FALSE | L | Annual | Allowances Withdrawn (n:1) | Thousand Tons | 0 | 0 | 0 | 0 | 0 | 0 | 0
NSR Edgewater 5- SO2 Rate Annual v5.13 | 510 | 7476 | Rate Constraint in lbs/MMBtu | FALSE | L | Annual | Net Emissions Allowance Position | Thousand Tons | 0 | 0 | 0 | 0 | 0 | 0 | 0
NSR Edgewater 5- SO2 Rate Annual v5.13 | 510 | 7476 | Rate Constraint in lbs/MMBtu | FALSE | L | Annual | Fuel Consumed | TBtu | 0 | 0 | 0 | 0 | 0 | 0 | 0
NSR Edgewater 5- SO2 Rate Annual v5.13 | 510 | 7476 | Rate Constraint in lbs/MMBtu | FALSE | L | Annual | Rate | lb/MMBtu | 0 | 0 | 0 | 0 | 0 | 0 | 0
NSR Edgewater 5- SO2 Rate Annual v5.13 | 510 | 7476 | Rate Constraint in lbs/MMBtu | FALSE | L | Annual | Generation | TWh | 0 | 0 | 0 | 0 | 0 | 0 | 0
NSR Edgewater 5- SO2 Rate Annual v5.13 | 510 | 7476 | Rate Constraint in lbs/MMBtu | FALSE | L | Annual | Qualifying Generation | TWh | 0 | 0 | 0 | 0 | 0 | 0 | 0
NSR Edgewater 5- SO2 Rate Annual v5.13 | 510 | 7476 | Rate Constraint in lbs/MMBtu | FALSE | L | Annual | Rate | lb/MWh | 0 | 0 | 0 | 0 | 0 | 0 | 0
NSR Edgewater 5- SO2 Rate Annual v5.13 | 510 | 7476 | Rate Constraint in lbs/MMBtu | FALSE | L | Annual | Constraint Shadow Price | US2019$/Ton | 0 | 0 | 0 | 0 | 0 | 0 | 0
NSR EKPC Consent - NOX Cap Annual v3.1 | 511 | 7378 | Rate Constraint in MTons | FALSE | L | Annual | Seasons Included | Seasons | Winter, WintShld, Summer | Winter, WintShld, Summer | Winter, WintShld, Summer | Winter, WintShld, Summer | Winter, WintShld, Summer | Winter, WintShld, Summer | Winter, WintShld, Summer
NSR EKPC Consent - NOX Cap Annual v3.1 | 511 | 7378 | Rate Constraint in MTons | FALSE | L | Annual | Standard NOX | Thousand Tons | 8 | 8 | 8 | 8 | 8 | 8 | 8
NSR EKPC Consent - NOX Cap Annual v3.1 | 511 | 7378 | Rate Constraint in MTons | FALSE | L | Annual | Emissions at Affected Plants NOX | Thousand Tons | 2.3707 | 1.9825 | 1.6236 | 1.5797 | 0 | 0 | 0
NSR EKPC Consent - NOX Cap Annual v3.1 | 511 | 7378 | Rate Constraint in MTons | FALSE | L | Annual | Allowances Purchased NOX | Thousand Tons | 0 | 0 | 0 | 0 | 0 | 0 | 0
NSR EKPC Consent - NOX Cap Annual v3.1 | 511 | 7378 | Rate Constraint in MTons | FALSE | L | Annual | Allowances Sold NOX | Thousand Tons | 0 | 0 | 0 | 0 | 0 | 0 | 0
NSR EKPC Consent - NOX Cap Annual v3.1 | 511 | 7378 | Rate Constraint in MTons | FALSE | L | Annual | Allowances Banked | Thousand Tons | 0 | 0 | 0 | 0 | 0 | 0 | 0
NSR EKPC Consent - NOX Cap Annual v3.1 | 511 | 7378 | Rate Constraint in MTons | FALSE | L | Annual | Allowances Withdrawn (1:1) | Thousand Tons | 0 | 0 | 0 | 0 | 0 | 0 | 0
NSR EKPC Consent - NOX Cap Annual v3.1 | 511 | 7378 | Rate Constraint in MTons | FALSE | L | Annual | Allowances Withdrawn (n:1) | Thousand Tons | 0 | 0 | 0 | 0 | 0 | 0 | 0
NSR EKPC Consent - NOX Cap Annual v3.1 | 511 | 7378 | Rate Constraint in MTons | FALSE | L | Annual | Net Emissions Allowance Position | Thousand Tons | 2.3707 | 1.9825 | 1.6236 | 1.5797 | 0 | 0 | 0
NSR EKPC Consent - NOX Cap Annual v3.1 | 511 | 7378 | Rate Constraint in MTons | FALSE | L | Annual | Fuel Consumed | TBtu | 55.9415 | 48.6547 | 40.7415 | 39.7676 | 0 | 0 | 0
NSR EKPC Consent - NOX Cap Annual v3.1 | 511 | 7378 | Rate Constraint in MTons | FALSE | L | Annual | Rate | lb/MMBtu | 0.084755 | 0.081492 | 0.079701 | 0.079446 | 0 | 0 | 0
NSR EKPC Consent - NOX Cap Annual v3.1 | 511 | 7378 | Rate Constraint in MTons | FALSE | L | Annual | Generation | TWh | 5.5051 | 4.8064 | 3.0996 | 3.0034 | 0 | 0 | 0
NSR EKPC Consent - NOX Cap Annual v3.1 | 511 | 7378 | Rate Constraint in MTons | FALSE | L | Annual | Qualifying Generation | TWh | 5.5051 | 4.8064 | 3.0996 | 3.0034 | 0 | 0 | 0
NSR EKPC Consent - NOX Cap Annual v3.1 | 511 | 7378 | Rate Constraint in MTons | FALSE | L | Annual | Rate | lb/MWh | 0.86126 | 0.82494 | 1.0476 | 1.0519 | 0 | 0 | 0
NSR EKPC Consent - NOX Cap Annual v3.1 | 511 | 7378 | Rate Constraint in MTons | FALSE | L | Annual | Constraint Shadow Price | US2019$/Ton | 0 | 0 | 0 | 0 | 0 | 0 | 0
NSR EKPC Consent - SO2 Cap Annual v3.1 | 512 | 7377 | Rate Constraint in MTons | FALSE | L | Annual | Seasons Included | Seasons | Winter, WintShld, Summer | Winter, WintShld, Summer | Winter, WintShld, Summer | Winter, WintShld, Summer | Winter, WintShld, Summer | Winter, WintShld, Summer | Winter, WintShld, Summer
NSR EKPC Consent - SO2 Cap Annual v3.1 | 512 | 7377 | Rate Constraint in MTons | FALSE | L | Annual | Standard SO2 | Thousand Tons | 28 | 28 | 28 | 28 | 28 | 28 | 28
NSR EKPC Consent - SO2 Cap Annual v3.1 | 512 | 7377 | Rate Constraint in MTons | FALSE | L | Annual | Emissions at Affected Plants SO2 | Thousand Tons | 2.3864 | 2.065 | 1.832 | 1.7674 | 0 | 0 | 0
NSR EKPC Consent - SO2 Cap Annual v3.1 | 512 | 7377 | Rate Constraint in MTons | FALSE | L | Annual | Allowances Purchased SO2 | Thousand Tons | 0 | 0 | 0 | 0 | 0 | 0 | 0
NSR EKPC Consent - SO2 Cap Annual v3.1 | 512 | 7377 | Rate Constraint in MTons | FALSE | L | Annual | Allowances Sold SO2 | Thousand Tons | 0 | 0 | 0 | 0 | 0 | 0 | 0
NSR EKPC Consent - SO2 Cap Annual v3.1 | 512 | 7377 | Rate Constraint in MTons | FALSE | L | Annual | Allowances Banked | Thousand Tons | 0 | 0 | 0 | 0 | 0 | 0 | 0
NSR EKPC Consent - SO2 Cap Annual v3.1 | 512 | 7377 | Rate Constraint in MTons | FALSE | L | Annual | Allowances Withdrawn (1:1) | Thousand Tons | 0 | 0 | 0 | 0 | 0 | 0 | 0
NSR EKPC Consent - SO2 Cap Annual v3.1 | 512 | 7377 | Rate Constraint in MTons | FALSE | L | Annual | Allowances Withdrawn (n:1) | Thousand Tons | 0 | 0 | 0 | 0 | 0 | 0 | 0
NSR EKPC Consent - SO2 Cap Annual v3.1 | 512 | 7377 | Rate Constraint in MTons | FALSE | L | Annual | Net Emissions Allowance Position | Thousand Tons | 2.3864 | 2.065 | 1.832 | 1.7674 | 0 | 0 | 0
NSR EKPC Consent - SO2 Cap Annual v3.1 | 512 | 7377 | Rate Constraint in MTons | FALSE | L | Annual | Fuel Consumed | TBtu | 55.9415 | 48.6547 | 40.7415 | 39.7676 | 0 | 0 | 0
NSR EKPC Consent - SO2 Cap Annual v3.1 | 512 | 7377 | Rate Constraint in MTons | FALSE | L | Annual | Rate | lb/MMBtu | 0.085316 | 0.084885 | 0.089932 | 0.088885 | 0 | 0 | 0
NSR EKPC Consent - SO2 Cap Annual v3.1 | 512 | 7377 | Rate Constraint in MTons | FALSE | L | Annual | Generation | TWh | 5.5051 | 4.8064 | 3.0996 | 3.0034 | 0 | 0 | 0
NSR EKPC Consent - SO2 Cap Annual v3.1 | 512 | 7377 | Rate Constraint in MTons | FALSE | L | Annual | Qualifying Generation | TWh | 5.5051 | 4.8064 | 3.0996 | 3.0034 | 0 | 0 | 0
NSR EKPC Consent - SO2 Cap Annual v3.1 | 512 | 7377 | Rate Constraint in MTons | FALSE | L | Annual | Rate | lb/MWh | 0.86696 | 0.85929 | 1.1821 | 1.1769 | 0 | 0 | 0
NSR EKPC Consent - SO2 Cap Annual v3.1 | 512 | 7377 | Rate Constraint in MTons | FALSE | L | Annual | Constraint Shadow Price | US2019$/Ton | 0 | 0 | 0 | 0 | 0 | 0 | 0
NSR FB Culley 3 - NOX Rate Annual v3.1, Unit 3568 and retrofits | 513 | 7424 | Rate Constraint in lbs/MMBtu | FALSE | L | Annual | Seasons Included | Seasons | Winter, WintShld, Summer | Winter, WintShld, Summer | Winter, WintShld, Summer | Winter, WintShld, Summer | Winter, WintShld, Summer | Winter, WintShld, Summer | Winter, WintShld, Summer
NSR FB Culley 3 - NOX Rate Annual v3.1, Unit 3568 and retrofits | 513 | 7424 | Rate Constraint in lbs/MMBtu | FALSE | L | Annual | Standard NOX | lb/MMBtu | 0.121 | 0.121 | 0.121 | 0.121 | 0.121 | 0.121 | 0.121
NSR FB Culley 3 - NOX Rate Annual v3.1, Unit 3568 and retrofits | 513 | 7424 | Rate Constraint in lbs/MMBtu | FALSE | L | Annual | Emissions at Affected Plants NOX | Thousand Tons | 0.79113 | 0.49188 | 0 | 0 | 0 | 0 | 0
NSR FB Culley 3 - NOX Rate Annual v3.1, Unit 3568 and retrofits | 513 | 7424 | Rate Constraint in lbs/MMBtu | FALSE | L | Annual | Allowances Purchased NOX | Thousand Tons | 0 | 0 | 0 | 0 | 0 | 0 | 0
NSR FB Culley 3 - NOX Rate Annual v3.1, Unit 3568 and retrofits | 513 | 7424 | Rate Constraint in lbs/MMBtu | FALSE | L | Annual | Allowances Sold NOX | Thousand Tons | 0 | 0 | 0 | 0 | 0 | 0 | 0
NSR FB Culley 3 - NOX Rate Annual v3.1, Unit 3568 and retrofits | 513 | 7424 | Rate Constraint in lbs/MMBtu | FALSE | L | Annual | Allowances Banked | Thousand Tons | 0 | 0 | 0 | 0 | 0 | 0 | 0
NSR FB Culley 3 - NOX Rate Annual v3.1, Unit 3568 and retrofits | 513 | 7424 | Rate Constraint in lbs/MMBtu | FALSE | L | Annual | Allowances Withdrawn (1:1) | Thousand Tons | 0 | 0 | 0 | 0 | 0 | 0 | 0
NSR FB Culley 3 - NOX Rate Annual v3.1, Unit 3568 and retrofits | 513 | 7424 | Rate Constraint in lbs/MMBtu | FALSE | L | Annual | Allowances Withdrawn (n:1) | Thousand Tons | 0 | 0 | 0 | 0 | 0 | 0 | 0
NSR FB Culley 3 - NOX Rate Annual v3.1, Unit 3568 and retrofits | 513 | 7424 | Rate Constraint in lbs/MMBtu | FALSE | L | Annual | Net Emissions Allowance Position | Thousand Tons | 0.79113 | 0.49188 | 0 | 0 | 0 | 0 | 0
NSR FB Culley 3 - NOX Rate Annual v3.1, Unit 3568 and retrofits | 513 | 7424 | Rate Constraint in lbs/MMBtu | FALSE | L | Annual | Fuel Consumed | TBtu | 16.5136 | 10.8492 | 0 | 0 | 0 | 0 | 0
NSR FB Culley 3 - NOX Rate Annual v3.1, Unit 3568 and retrofits | 513 | 7424 | Rate Constraint in lbs/MMBtu | FALSE | L | Annual | Rate | lb/MMBtu | 0.095816 | 0.090676 | 0 | 0 | 0 | 0 | 0
NSR FB Culley 3 - NOX Rate Annual v3.1, Unit 3568 and retrofits | 513 | 7424 | Rate Constraint in lbs/MMBtu | FALSE | L | Annual | Generation | TWh | 1.5279 | 1.0038 | 0 | 0 | 0 | 0 | 0
NSR FB Culley 3 - NOX Rate Annual v3.1, Unit 3568 and retrofits | 513 | 7424 | Rate Constraint in lbs/MMBtu | FALSE | L | Annual | Qualifying Generation | TWh | 1.5279 | 1.0038 | 0 | 0 | 0 | 0 | 0
NSR FB Culley 3 - NOX Rate Annual v3.1, Unit 3568 and retrofits | 513 | 7424 | Rate Constraint in lbs/MMBtu | FALSE | L | Annual | Rate | lb/MWh | 1.0356 | 0.98003 | 0 | 0 | 0 | 0 | 0
NSR FB Culley 3 - NOX Rate Annual v3.1, Unit 3568 and retrofits | 513 | 7424 | Rate Constraint in lbs/MMBtu | FALSE | L | Annual | Constraint Shadow Price | US2019$/Ton | 0 | 0 | 0 | 0 | 0 | 0 | 0
NSR Four Corners 4,5 - NOX Cap Annual v5.16 | 514 | 7501 | Rate Constraint in MTons | FALSE | L | Annual | Seasons Included | Seasons | Winter, WintShld, Summer | Winter, WintShld, Summer | Winter, WintShld, Summer | Winter, WintShld, Summer | Winter, WintShld, Summer | Winter, WintShld, Summer | Winter, WintShld, Summer
NSR Four Corners 4,5 - NOX Cap Annual v5.16 | 514 | 7501 | Rate Constraint in MTons | FALSE | L | Annual | Standard NOX | Thousand Tons | 4.968 | 4.968 | 4.968 | 4.968 | 4.968 | 4.968 | 4.968
NSR Four Corners 4,5 - NOX Cap Annual v5.16 | 514 | 7501 | Rate Constraint in MTons | FALSE | L | Annual | Emissions at Affected Plants NOX | Thousand Tons | 2.7574 | 2.7574 | 0 | 0 | 0 | 0 | 0
NSR Four Corners 4,5 - NOX Cap Annual v5.16 | 514 | 7501 | Rate Constraint in MTons | FALSE | L | Annual | Allowances Purchased NOX | Thousand Tons | 0 | 0 | 0 | 0 | 0 | 0 | 0
NSR Four Corners 4,5 - NOX Cap Annual v5.16 | 514 | 7501 | Rate Constraint in MTons | FALSE | L | Annual | Allowances Sold NOX | Thousand Tons | 0 | 0 | 0 | 0 | 0 | 0 | 0
NSR Four Corners 4,5 - NOX Cap Annual v5.16 | 514 | 7501 | Rate Constraint in MTons | FALSE | L | Annual | Allowances Banked | Thousand Tons | 0 | 0 | 0 | 0 | 0 | 0 | 0
NSR Four Corners 4,5 - NOX Cap Annual v5.16 | 514 | 7501 | Rate Constraint in MTons | FALSE | L | Annual | Allowances Withdrawn (1:1) | Thousand Tons | 0 | 0 | 0 | 0 | 0 | 0 | 0
NSR Four Corners 4,5 - NOX Cap Annual v5.16 | 514 | 7501 | Rate Constraint in MTons | FALSE | L | Annual | Allowances Withdrawn (n:1) | Thousand Tons | 0 | 0 | 0 | 0 | 0 | 0 | 0
NSR Four Corners 4,5 - NOX Cap Annual v5.16 | 514 | 7501 | Rate Constraint in MTons | FALSE | L | Annual | Net Emissions Allowance Position | Thousand Tons | 2.7574 | 2.7574 | 0 | 0 | 0 | 0 | 0
NSR Four Corners 4,5 - NOX Cap Annual v5.16 | 514 | 7501 | Rate Constraint in MTons | FALSE | L | Annual | Fuel Consumed | TBtu | 89.4286 | 89.4286 | 0 | 0 | 0 | 0 | 0
NSR Four Corners 4,5 - NOX Cap Annual v5.16 | 514 | 7501 | Rate Constraint in MTons | FALSE | L | Annual | Rate | lb/MMBtu | 0.061668 | 0.061668 | 0 | 0 | 0 | 0 | 0
NSR Four Corners 4,5 - NOX Cap Annual v5.16 | 514 | 7501 | Rate Constraint in MTons | FALSE | L | Annual | Generation | TWh | 9.155 | 9.155 | 0 | 0 | 0 | 0 | 0
NSR Four Corners 4,5 - NOX Cap Annual v5.16 | 514 | 7501 | Rate Constraint in MTons | FALSE | L | Annual | Qualifying Generation | TWh | 9.155 | 9.155 | 0 | 0 | 0 | 0 | 0
NSR Four Corners 4,5 - NOX Cap Annual v5.16 | 514 | 7501 | Rate Constraint in MTons | FALSE | L | Annual | Rate | lb/MWh | 0.60239 | 0.60239 | 0 | 0 | 0 | 0 | 0
NSR Four Corners 4,5 - NOX Cap Annual v5.16 | 514 | 7501 | Rate Constraint in MTons | FALSE | L | Annual | Constraint Shadow Price | US2019$/Ton | 0 | 0 | 0 | 0 | 0 | 0 | 0
NSR Four Corners 4,5 - NOX Rate Annual v5.16 | 515 | 7500 | Rate Constraint in lbs/MMBtu | FALSE | L | Annual | Seasons Included | Seasons | Winter, WintShld, Summer | Winter, WintShld, Summer | Winter, WintShld, Summer | Winter, WintShld, Summer | Winter, WintShld, Summer | Winter, WintShld, Summer | Winter, WintShld, Summer
NSR Four Corners 4,5 - NOX Rate Annual v5.16 | 515 | 7500 | Rate Constraint in lbs/MMBtu | FALSE | L | Annual | Standard NOX | lb/MMBtu | 0.08 | 0.08 | 0.08 | 0.08 | 0.08 | 0.08 | 0.08
NSR Four Corners 4,5 - NOX Rate Annual v5.16 | 515 | 7500 | Rate Constraint in lbs/MMBtu | FALSE | L | Annual | Emissions at Affected Plants NOX | Thousand Tons | 2.7574 | 2.7574 | 0 | 0 | 0 | 0 | 0
NSR Four Corners 4,5 - NOX Rate Annual v5.16 | 515 | 7500 | Rate Constraint in lbs/MMBtu | FALSE | L | Annual | Allowances Purchased NOX | Thousand Tons | 0 | 0 | 0 | 0 | 0 | 0 | 0
NSR Four Corners 4,5 - NOX Rate Annual v5.16 | 515 | 7500 | Rate Constraint in lbs/MMBtu | FALSE | L | Annual | Allowances Sold NOX | Thousand Tons | 0 | 0 | 0 | 0 | 0 | 0 | 0
NSR Four Corners 4,5 - NOX Rate Annual v5.16 | 515 | 7500 | Rate Constraint in lbs/MMBtu | FALSE | L | Annual | Allowances Banked | Thousand Tons | 0 | 0 | 0 | 0 | 0 | 0 | 0
NSR Four Corners 4,5 - NOX Rate Annual v5.16 | 515 | 7500 | Rate Constraint in lbs/MMBtu | FALSE | L | Annual | Allowances Withdrawn (1:1) | Thousand Tons | 0 | 0 | 0 | 0 | 0 | 0 | 0
NSR Four Corners 4,5 - NOX Rate Annual v5.16 | 515 | 7500 | Rate Constraint in lbs/MMBtu | FALSE | L | Annual | Allowances Withdrawn (n:1) | Thousand Tons | 0 | 0 | 0 | 0 | 0 | 0 | 0
NSR Four Corners 4,5 - NOX Rate Annual v5.16 | 515 | 7500 | Rate Constraint in lbs/MMBtu | FALSE | L | Annual | Net Emissions Allowance Position | Thousand Tons | 2.7574 | 2.7574 | 0 | 0 | 0 | 0 | 0
NSR Four Corners 4,5 - NOX Rate Annual v5.16 | 515 | 7500 | Rate Constraint in lbs/MMBtu | FALSE | L | Annual | Fuel Consumed | TBtu | 89.4286 | 89.4286 | 0 | 0 | 0 | 0 | 0
NSR Four Corners 4,5 - NOX Rate Annual v5.16 | 515 | 7500 | Rate Constraint in lbs/MMBtu | FALSE | L | Annual | Rate | lb/MMBtu | 0.061668 | 0.061668 | 0 | 0 | 0 | 0 | 0
NSR Four Corners 4,5 - NOX Rate Annual v5.16 | 515 | 7500 | Rate Constraint in lbs/MMBtu | FALSE | L | Annual | Generation | TWh | 9.155 | 9.155 | 0 | 0 | 0 | 0 | 0
NSR Four Corners 4,5 - NOX Rate Annual v5.16 | 515 | 7500 | Rate Constraint in lbs/MMBtu | FALSE | L | Annual | Qualifying Generation | TWh | 9.155 | 9.155 | 0 | 0 | 0 | 0 | 0
NSR Four Corners 4,5 - NOX Rate Annual v5.16 | 515 | 7500 | Rate Constraint in lbs/MMBtu | FALSE | L | Annual | Rate | lb/MWh | 0.60239 | 0.60239 | 0 | 0 | 0 | 0 | 0
NSR Four Corners 4,5 - NOX Rate Annual v5.16 | 515 | 7500 | Rate Constraint in lbs/MMBtu | FALSE | L | Annual | Constraint Shadow Price | US2019$/Ton | 0 | 0 | 0 | 0 | 0 | 0 | 0
NSR Four Corners 4,5 - SO2 Cap Annual v5.16 | 516 | 7499 | Rate Constraint in MTons | FALSE | L | Annual | Seasons Included | Seasons | Winter, WintShld, Summer | Winter, WintShld, Summer | Winter, WintShld, Summer | Winter, WintShld, Summer | Winter, WintShld, Summer | Winter, WintShld, Summer | Winter, WintShld, Summer
NSR Four Corners 4,5 - SO2 Cap Annual v5.16 | 516 | 7499 | Rate Constraint in MTons | FALSE | L | Annual | Standard SO2 | Thousand Tons | 6.8 | 6.8 | 6.8 | 6.8 | 6.8 | 6.8 | 6.8
NSR Four Corners 4,5 - SO2 Cap Annual v5.16 | 516 | 7499 | Rate Constraint in MTons | FALSE | L | Annual | Emissions at Affected Plants SO2 | Thousand Tons | 6.8 | 6.8 | 0 | 0 | 0 | 0 | 0
NSR Four Corners 4,5 - SO2 Cap Annual v5.16 | 516 | 7499 | Rate Constraint in MTons | FALSE | L | Annual | Allowances Purchased SO2 | Thousand Tons | 0 | 0 | 0 | 0 | 0 | 0 | 0
NSR Four Corners 4,5 - SO2 Cap Annual v5.16 | 516 | 7499 | Rate Constraint in MTons | FALSE | L | Annual | Allowances Sold SO2 | Thousand Tons | 0 | 0 | 0 | 0 | 0 | 0 | 0
NSR Four Corners 4,5 - SO2 Cap Annual v5.16 | 516 | 7499 | Rate Constraint in MTons | FALSE | L | Annual | Allowances Banked | Thousand Tons | 0 | 0 | 0 | 0 | 0 | 0 | 0
NSR Four Corners 4,5 - SO2 Cap Annual v5.16 | 516 | 7499 | Rate Constraint in MTons | FALSE | L | Annual | Allowances Withdrawn (1:1) | Thousand Tons | 0 | 0 | 0 | 0 | 0 | 0 | 0
NSR Four Corners 4,5 - SO2 Cap Annual v5.16 | 516 | 7499 | Rate Constraint in MTons | FALSE | L | Annual | Allowances Withdrawn (n:1) | Thousand Tons | 0 | 0 | 0 | 0 | 0 | 0 | 0
NSR Four Corners 4,5 - SO2 Cap Annual v5.16 | 516 | 7499 | Rate Constraint in MTons | FALSE | L | Annual | Net Emissions Allowance Position | Thousand Tons | 6.8 | 6.8 | 0 | 0 | 0 | 0 | 0
NSR Four Corners 4,5 - SO2 Cap Annual v5.16 | 516 | 7499 | Rate Constraint in MTons | FALSE | L | Annual | Fuel Consumed | TBtu | 89.4286 | 89.4286 | 0 | 0 | 0 | 0 | 0
NSR Four Corners 4,5 - SO2 Cap Annual v5.16 | 516 | 7499 | Rate Constraint in MTons | FALSE | L | Annual | Rate | lb/MMBtu | 0.15208 | 0.15208 | 0 | 0 | 0 | 0 | 0
NSR Four Corners 4,5 - SO2 Cap Annual v5.16 | 516 | 7499 | Rate Constraint in MTons | FALSE | L | Annual | Generation | TWh | 9.155 | 9.155 | 0 | 0 | 0 | 0 | 0
NSR Four Corners 4,5 - SO2 Cap Annual v5.16 | 516 | 7499 | Rate Constraint in MTons | FALSE | L | Annual | Qualifying Generation | TWh | 9.155 | 9.155 | 0 | 0 | 0 | 0 | 0
NSR Four Corners 4,5 - SO2 Cap Annual v5.16 | 516 | 7499 | Rate Constraint in MTons | FALSE | L | Annual | Rate | lb/MWh | 1.4855 | 1.4855 | 0 | 0 | 0 | 0 | 0
NSR Four Corners 4,5 - SO2 Cap Annual v5.16 | 516 | 7499 | Rate Constraint in MTons | FALSE | L | Annual | Constraint Shadow Price | US2019$/Ton | 5461.403 | 2656.9024 | 0 | 0 | 0 | 0 | 0
NSR Harrison 1-3 - NOX Rate Annual v5.16 | 517 | 7268 | Rate Constraint in lbs/MMBtu | FALSE | L | Annual | Seasons Included | Seasons | Winter, WintShld, Summer | Winter, WintShld, Summer | Winter, WintShld, Summer | Winter, WintShld, Summer | Winter, WintShld, Summer | Winter, WintShld, Summer | Winter, WintShld, Summer
NSR Harrison 1-3 - NOX Rate Annual v5.16 | 517 | 7268 | Rate Constraint in lbs/MMBtu | FALSE | L | Annual | Standard NOX | lb/MMBtu | 0.25 | 0.25 | 0.25 | 0.25 | 0.25 | 0.25 | 0.25
NSR Harrison 1-3 - NOX Rate Annual v5.16 | 517 | 7268 | Rate Constraint in lbs/MMBtu | FALSE | L | Annual | Emissions at Affected Plants NOX | Thousand Tons | 5.4147 | 5.0917 | 0 | 0 | 0 | 0 | 0
NSR Harrison 1-3 - NOX Rate Annual v5.16 | 517 | 7268 | Rate Constraint in lbs/MMBtu | FALSE | L | Annual | Allowances Purchased NOX | Thousand Tons | 0 | 0 | 0 | 0 | 0 | 0 | 0
NSR Harrison 1-3 - NOX Rate Annual v5.16 | 517 | 7268 | Rate Constraint in lbs/MMBtu | FALSE | L | Annual | Allowances Sold NOX | Thousand Tons | 0 | 0 | 0 | 0 | 0 | 0 | 0
NSR Harrison 1-3 - NOX Rate Annual v5.16 | 517 | 7268 | Rate Constraint in lbs/MMBtu | FALSE | L | Annual | Allowances Banked | Thousand Tons | 0 | 0 | 0 | 0 | 0 | 0 | 0
NSR Harrison 1-3 - NOX Rate Annual v5.16 | 517 | 7268 | Rate Constraint in lbs/MMBtu | FALSE | L | Annual | Allowances Withdrawn (1:1) | Thousand Tons | 0 | 0 | 0 | 0 | 0 | 0 | 0
NSR Harrison 1-3 - NOX Rate Annual v5.16 | 517 | 7268 | Rate Constraint in lbs/MMBtu | FALSE | L | Annual | Allowances Withdrawn (n:1) | Thousand Tons | 0 | 0 | 0 | 0 | 0 | 0 | 0
NSR Harrison 1-3 - NOX Rate Annual v5.16 | 517 | 7268 | Rate Constraint in lbs/MMBtu | FALSE | L | Annual | Net Emissions Allowance Position | Thousand Tons | 5.4147 | 5.0917 | 0 | 0 | 0 | 0 | 0
NSR Harrison 1-3 - NOX Rate Annual v5.16 | 517 | 7268 | Rate Constraint in lbs/MMBtu | FALSE | L | Annual | Fuel Consumed | TBtu | 127.565 | 120.245 | 0 | 0 | 0 | 0 | 0
NSR Harrison 1-3 - NOX Rate Annual v5.16 | 517 | 7268 | Rate Constraint in lbs/MMBtu | FALSE | L | Annual | Rate | lb/MMBtu | 0.084894 | 0.084688 | 0 | 0 | 0 | 0 | 0
NSR Harrison 1-3 - NOX Rate Annual v5.16 | 517 | 7268 | Rate Constraint in lbs/MMBtu | FALSE | L | Annual | Generation | TWh | 12.5803 | 11.8585 | 0 | 0 | 0 | 0 | 0
NSR Harrison 1-3 - NOX Rate Annual v5.16 | 517 | 7268 | Rate Constraint in lbs/MMBtu | FALSE | L | Annual | Qualifying Generation | TWh | 12.5803 | 11.8585 | 0 | 0 | 0 | 0 | 0
NSR Harrison 1-3 - NOX Rate Annual v5.16 | 517 | 7268 | Rate Constraint in lbs/MMBtu | FALSE | L | Annual | Rate | lb/MWh | 0.86083 | 0.85874 | 0 | 0 | 0 | 0 | 0
NSR Harrison 1-3 - NOX Rate Annual v5.16 | 517 | 7268 | Rate Constraint in lbs/MMBtu | FALSE | L | Annual | Constraint Shadow Price | US2019$/Ton | 0 | 0 | 0 | 0 | 0 | 0 | 0
NSR Harrison 1-3 - NOX Rate Summer v5.16 | 518 | 7269 | Rate Constraint in lbs/MMBtu | FALSE | L | Annual | Seasons Included | Seasons | Summer | Summer | Summer | Summer | Summer | Summer | Summer
NSR Harrison 1-3 - NOX Rate Summer v5.16 | 518 | 7269 | Rate Constraint in lbs/MMBtu | FALSE | L | Annual | Standard NOX | lb/MMBtu | 0.2 | 0.2 | 0.2 | 0.2 | 0.2 | 0.2 | 0.2
NSR Harrison 1-3 - NOX Rate Summer v5.16 | 518 | 7269 | Rate Constraint in lbs/MMBtu | FALSE | L | Annual | Emissions at Affected Plants NOX | Thousand Tons | 1.7029 | 1.6901 | 0 | 0 | 0 | 0 | 0
NSR Harrison 1-3 - NOX Rate Summer v5.16 | 518 | 7269 | Rate Constraint in lbs/MMBtu | FALSE | L | Annual | Allowances Purchased NOX | Thousand Tons | 0 | 0 | 0 | 0 | 0 | 0 | 0
NSR Harrison 1-3 - NOX Rate Summer v5.16 | 518 | 7269 | Rate Constraint in lbs/MMBtu | FALSE | L | Annual | Allowances Sold NOX | Thousand Tons | 0 | 0 | 0 | 0 | 0 | 0 | 0
NSR Harrison 1-3 - NOX Rate Summer v5.16 | 518 | 7269 | Rate Constraint in lbs/MMBtu | FALSE | L | Annual | Allowances Banked | Thousand Tons | 0 | 0 | 0 | 0 | 0 | 0 | 0
NSR Harrison 1-3 - NOX Rate Summer v5.16 | 518 | 7269 | Rate Constraint in lbs/MMBtu | FALSE | L | Annual | Allowances Withdrawn (1:1) | Thousand Tons | 0 | 0 | 0 | 0 | 0 | 0 | 0
NSR Harrison 1-3 - NOX Rate Summer v5.16 | 518 | 7269 | Rate Constraint in lbs/MMBtu | FALSE | L | Annual | Allowances Withdrawn (n:1) | Thousand Tons | 0 | 0 | 0 | 0 | 0 | 0 | 0
NSR Harrison 1-3 - NOX Rate Summer v5.16 | 518 | 7269 | Rate Constraint in lbs/MMBtu | FALSE | L | Annual | Net Emissions Allowance Position | Thousand Tons | 1.7029 | 1.6901 | 0 | 0 | 0 | 0 | 0
NSR Harrison 1-3 - NOX Rate Summer v5.16 | 518 | 7269 | Rate Constraint in lbs/MMBtu | FALSE | L | Annual | Fuel Consumed | TBtu | 43.9512 | 43.6201 | 0 | 0 | 0 | 0 | 0
NSR Harrison 1-3 - NOX Rate Summer v5.16 | 518 | 7269 | Rate Constraint in lbs/MMBtu | FALSE | L | Annual | Rate | lb/MMBtu | 0.07749 | 0.07749 | 0 | 0 | 0 | 0 | 0
NSR Harrison 1-3 - NOX Rate Summer v5.16 | 518 | 7269 | Rate Constraint in lbs/MMBtu | FALSE | L | Annual | Generation | TWh | 4.3344 | 4.3018 | 0 | 0 | 0 | 0 | 0
NSR Harrison 1-3 - NOX Rate Summer v5.16 | 518 | 7269 | Rate Constraint in lbs/MMBtu | FALSE | L | Annual | Qualifying Generation | TWh | 4.3344 | 4.3018 | 0 | 0 | 0 | 0 | 0
NSR Harrison 1-3 - NOX Rate Summer v5.16 | 518 | 7269 | Rate Constraint in lbs/MMBtu | FALSE | L | Annual | Rate | lb/MWh | 0.78575 | 0.78575 | 0 | 0 | 0 | 0 | 0
NSR Harrison 1-3 - NOX Rate Summer v5.16 | 518 | 7269 | Rate Constraint in lbs/MMBtu | FALSE | L | Annual | Constraint Shadow Price | US2019$/Ton | 0 | 0 | 0 | 0 | 0 | 0 | 0
NSR HL Spurlock 1 - NOX Rate Annual v3.1, Unit 3813 and retrofits | 519 | 7444 | Rate Constraint in lbs/MMBtu | FALSE | L | Annual | Seasons Included | Seasons | Winter, WintShld, Summer | Winter, WintShld, Summer | Winter, WintShld, Summer | Winter, WintShld, Summer | Winter, WintShld, Summer | Winter, WintShld, Summer | Winter, WintShld, Summer
NSR HL Spurlock 1 - NOX Rate Annual v3.1, Unit 3813 and retrofits | 519 | 7444 | Rate Constraint in lbs/MMBtu | FALSE | L | Annual | Standard NOX | lb/MMBtu | 0.1 | 0.1 | 0.1 | 0.1 | 0.1 | 0.1 | 0.1
NSR HL Spurlock 1 - NOX Rate Annual v3.1, Unit 3813 and retrofits | 519 | 7444 | Rate Constraint in lbs/MMBtu | FALSE | L | Annual | Emissions at Affected Plants NOX | Thousand Tons | 0.84458 | 0.84453 | 0.22179 | 0.17815 | 0 | 0 | 0
NSR HL Spurlock 1 - NOX Rate Annual v3.1, Unit 3813 and retrofits | 519 | 7444 | Rate Constraint in lbs/MMBtu | FALSE | L | Annual | Allowances Purchased NOX | Thousand Tons | 0 | 0 | 0 | 0 | 0 | 0 | 0
NSR HL Spurlock 1 - NOX Rate Annual v3.1, Unit 3813 and retrofits | 519 | 7444 | Rate Constraint in lbs/MMBtu | FALSE | L | Annual | Allowances Sold NOX | Thousand Tons | 0 | 0 | 0 | 0 | 0 | 0 | 0
NSR HL Spurlock 1 - NOX Rate Annual v3.1, Unit 3813 and retrofits | 519 | 7444 | Rate Constraint in lbs/MMBtu | FALSE | L | Annual | Allowances Banked | Thousand Tons | 0 | 0 | 0 | 0 | 0 | 0 | 0
NSR HL Spurlock 1 - NOX Rate Annual v3.1, Unit 3813 and retrofits | 519 | 7444 | Rate Constraint in lbs/MMBtu | FALSE | L | Annual | Allowances Withdrawn (1:1) | Thousand Tons | 0 | 0 | 0 | 0 | 0 | 0 | 0
NSR HL Spurlock 1 - NOX Rate Annual v3.1, Unit 3813 and retrofits | 519 | 7444 | Rate Constraint in lbs/MMBtu | FALSE | L | Annual | Allowances Withdrawn (n:1) | Thousand Tons | 0 | 0 | 0 | 0 | 0 | 0 | 0
NSR HL Spurlock 1 - NOX Rate Annual v3.1, Unit 3813 and retrofits | 519 | 7444 | Rate Constraint in lbs/MMBtu | FALSE | L | Annual | Net Emissions Allowance Position | Thousand Tons | 0.84458 | 0.84453 | 0.22179 | 0.17815 | 0 | 0 | 0
NSR HL Spurlock 1 - NOX Rate Annual v3.1, Unit 3813 and retrofits | 519 | 7444 | Rate Constraint in lbs/MMBtu | FALSE | L | Annual | Fuel Consumed | TBtu | 19.6054 | 19.6041 | 4.9229 | 3.9543 | 0 | 0 | 0
NSR HL Spurlock 1 - NOX Rate Annual v3.1, Unit 3813 and retrofits | 519 | 7444 | Rate Constraint in lbs/MMBtu | FALSE | L | Annual | Rate | lb/MMBtu | 0.086158 | 0.086159 | 0.090106 | 0.090106 | 0 | 0 | 0
NSR HL Spurlock 1 - NOX Rate Annual v3.1, Unit 3813 and retrofits | 519 | 7444 | Rate Constraint in lbs/MMBtu | FALSE | L | Annual | Generation | TWh | 1.9478 | 1.9477 | 0.48909 | 0.39286 | 0 | 0 | 0
NSR HL Spurlock 1 - NOX Rate Annual v3.1, Unit 3813 and retrofits | 519 | 7444 | Rate Constraint in lbs/MMBtu | FALSE | L | Annual | Qualifying Generation | TWh | 1.9371 | 1.937 | 0.4864 | 0.3907 | 0 | 0 | 0
NSR HL Spurlock 1 - NOX Rate Annual v3.1, Unit 3813 and retrofits | 519 | 7444 | Rate Constraint in lbs/MMBtu | FALSE | L | Annual | Rate | lb/MWh | 0.87201 | 0.87201 | 0.91196 | 0.91196 | 0 | 0 | 0
NSR HL Spurlock 1 - NOX Rate Annual v3.1, Unit 3813 and retrofits | 519 | 7444 | Rate Constraint in lbs/MMBtu | FALSE | L | Annual | Constraint Shadow Price | US2019$/Ton | 0 | 0 | 0 | 0 | 0 | 0 | 0
NSR HL Spurlock 2 - NOX Rate Annual v3.1, Unit 3814 and retrofits | 520 | 7445 | Rate Constraint in lbs/MMBtu | FALSE | L | Annual | Seasons Included | Seasons | Winter, WintShld, Summer | Winter, WintShld, Summer | Winter, WintShld, Summer | Winter, WintShld, Summer | Winter, WintShld, Summer | Winter, WintShld, Summer | Winter, WintShld, Summer
NSR HL Spurlock 2 - NOX Rate Annual v3.1, Unit 3814 and retrofits | 520 | 7445 | Rate Constraint in lbs/MMBtu | FALSE | L | Annual | Standard NOX | lb/MMBtu | 0.1 | 0.1 | 0.1 | 0.1 | 0.1 | 0.1 | 0.1
NSR HL Spurlock 2 - NOX Rate Annual v3.1, Unit 3814 and retrofits | 520 | 7445 | Rate Constraint in lbs/MMBtu | FALSE | L | Annual | Emissions at Affected Plants NOX | Thousand Tons | 1.2619 | 1.1333 | 1.4006 | 1.4006 | 0 | 0 | 0
NSR HL Spurlock 2 - NOX Rate Annual v3.1, Unit 3814 and retrofits | 520 | 7445 | Rate Constraint in lbs/MMBtu | FALSE | L | Annual | Allowances Purchased NOX | Thousand Tons | 0 | 0 | 0 | 0 | 0 | 0 | 0
NSR HL Spurlock 2 - NOX Rate Annual v3.1, Unit 3814 and retrofits | 520 | 7445 | Rate Constraint in lbs/MMBtu | FALSE | L | Annual | Allowances Sold NOX | Thousand Tons | 0 | 0 | 0 | 0 | 0 | 0 | 0
NSR HL Spurlock 2 - NOX Rate Annual v3.1, Unit 3814 and retrofits | 520 | 7445 | Rate Constraint in lbs/MMBtu | FALSE | L | Annual | Allowances Banked | Thousand Tons | 0 | 0 | 0 | 0 | 0 | 0 | 0
NSR HL Spurlock 2 - NOX Rate Annual v3.1, Unit 3814 and retrofits | 520 | 7445 | Rate Constraint in lbs/MMBtu | FALSE | L | Annual | Allowances Withdrawn (1:1) | Thousand Tons | 0 | 0 | 0 | 0 | 0 | 0 | 0
NSR HL Spurlock 2 - NOX Rate Annual v3.1, Unit 3814 and retrofits | 520 | 7445 | Rate Constraint in lbs/MMBtu | FALSE | L | Annual | Allowances Withdrawn (n:1) | Thousand Tons | 0 | 0 | 0 | 0 | 0 | 0 | 0
NSR HL Spurlock 2 - NOX Rate Annual v3.1, Unit 3814 and retrofits | 520 | 7445 | Rate Constraint in lbs/MMBtu | FALSE | L | Annual | Net Emissions Allowance Position | Thousand Tons | 1.2619 | 1.1333 | 1.4006 | 1.4006 | 0 | 0 | 0
NSR HL Spurlock 2 - NOX Rate Annual v3.1, Unit 3814 and retrofits | 520 | 7445 | Rate Constraint in lbs/MMBtu | FALSE | L | Annual | Fuel Consumed | TBtu | 32.0283 | 28.9422 | 35.7914 | 35.7914 | 0 | 0 | 0
NSR HL Spurlock 2 - NOX Rate Annual v3.1, Unit 3814 and retrofits | 520 | 7445 | Rate Constraint in lbs/MMBtu | FALSE | L | Annual | Rate | lb/MMBtu | 0.078801 | 0.078313 | 0.078262 | 0.078262 | 0 | 0 | 0
NSR HL Spurlock 2 - NOX Rate Annual v3.1, Unit 3814 and retrofits | 520 | 7445 | Rate Constraint in lbs/MMBtu | FALSE | L | Annual | Generation | TWh | 3.1635 | 2.8587 | 2.6105 | 2.6105 | 0 | 0 | 0
NSR HL Spurlock 2 - NOX Rate Annual v3.1, Unit 3814 and retrofits | 520 | 7445 | Rate Constraint in lbs/MMBtu | FALSE | L | Annual | Qualifying Generation | TWh | 3.1635 | 2.8587 | 2.6105 | 2.6105 | 0 | 0 | 0
NSR HL Spurlock 2 - NOX Rate Annual v3.1, Unit 3814 and retrofits | 520 | 7445 | Rate Constraint in lbs/MMBtu | FALSE | L | Annual | Rate | lb/MWh | 0.7978 | 0.79286 | 1.073 | 1.073 | 0 | 0 | 0
NSR HL Spurlock 2 - NOX Rate Annual v3.1, Unit 3814 and retrofits | 520 | 7445 | Rate Constraint in lbs/MMBtu | FALSE | L | Annual | Constraint Shadow Price | US2019$/Ton | 0 | 0 | 0 | 0 | 0 | 0 | 0
NSR HL Spurlock 2 - SO2 Rate Annual v3.1, Unit 3814 and retrofits | 521 | 7443 | Rate Constraint in lbs/MMBtu | FALSE | L | Annual | Seasons Included | Seasons | Winter, WintShld, Summer | Winter, WintShld, Summer | Winter, WintShld, Summer | Winter, WintShld, Summer | Winter, WintShld, Summer | Winter, WintShld, Summer | Winter, WintShld, Summer
NSR HL Spurlock 2 - SO2 Rate Annual v3.1, Unit 3814 and retrofits | 521 | 7443 | Rate Constraint in lbs/MMBtu | FALSE | L | Annual | Standard SO2 | lb/MMBtu | 0.1 | 0.1 | 0.1 | 0.1 | 0.1 | 0.1 | 0.1
NSR HL Spurlock 2 - SO2 Rate Annual v3.1, Unit 3814 and retrofits | 521 | 7443 | Rate Constraint in lbs/MMBtu | FALSE | L | Annual | Emissions at Affected Plants SO2 | Thousand Tons | 1.4748 | 1.3327 | 1.6481 | 1.6481 | 0 | 0 | 0
NSR HL Spurlock 2 - SO2 Rate Annual v3.1, Unit 3814 and retrofits | 521 | 7443 | Rate Constraint in lbs/MMBtu | FALSE | L | Annual | Allowances Purchased SO2 | Thousand Tons | 0 | 0 | 0 | 0 | 0 | 0 | 0
NSR HL Spurlock 2 - SO2 Rate Annual v3.1, Unit 3814 and retrofits | 521 | 7443 | Rate Constraint in lbs/MMBtu | FALSE | L | Annual | Allowances Sold SO2 | Thousand Tons | 0 | 0 | 0 | 0 | 0 | 0 | 0
NSR HL Spurlock 2 - SO2 Rate Annual v3.1, Unit 3814 and retrofits | 521 | 7443 | Rate Constraint in lbs/MMBtu | FALSE | L | Annual | Allowances Banked | Thousand Tons | 0 | 0 | 0 | 0 | 0 | 0 | 0
NSR HL Spurlock 2 - SO2 Rate Annual v3.1, Unit 3814 and retrofits | 521 | 7443 | Rate Constraint in lbs/MMBtu | FALSE | L | Annual | Allowances Withdrawn (1:1) | Thousand Tons | 0 | 0 | 0 | 0 | 0 | 0 | 0
NSR HL Spurlock 2 - SO2 Rate Annual v3.1, Unit 3814 and retrofits | 521 | 7443 | Rate Constraint in lbs/MMBtu | FALSE | L | Annual | Allowances Withdrawn (n:1) | Thousand Tons | 0 | 0 | 0 | 0 | 0 | 0 | 0
NSR HL Spurlock 2 - SO2 Rate Annual v3.1, Unit 3814 and retrofits | 521 | 7443 | Rate Constraint in lbs/MMBtu | FALSE | L | Annual | Net Emissions Allowance Position | Thousand Tons | 1.4748 | 1.3327 | 1.6481 | 1.6481 | 0 | 0 | 0
NSR HL Spurlock 2 - SO2 Rate Annual v3.1, Unit 3814 and retrofits | 521 | 7443 | Rate Constraint in lbs/MMBtu | FALSE | L | Annual | Fuel Consumed | TBtu | 32.0283 | 28.9422 | 35.7914 | 35.7914 | 0 | 0 | 0
NSR HL Spurlock 2 - SO2 Rate Annual v3.1, Unit 3814 and retrofits | 521 | 7443 | Rate Constraint in lbs/MMBtu | FALSE | L | Annual | Rate | lb/MMBtu | 0.092094 | 0.092094 | 0.092094 | 0.092094 | 0 | 0 | 0
NSR HL Spurlock 2 - SO2 Rate Annual v3.1, Unit 3814 and retrofits | 521 | 7443 | Rate Constraint in lbs/MMBtu | FALSE | L | Annual | Generation | TWh | 3.1635 | 2.8587 | 2.6105 | 2.6105 | 0 | 0 | 0
NSR HL Spurlock 2 - SO2 Rate Annual v3.1, Unit 3814 and retrofits | 521 | 7443 | Rate Constraint in lbs/MMBtu | FALSE | L | Annual | Qualifying Generation | TWh | 3.1635 | 2.8587 | 2.6105 | 2.6105 | 0 | 0 | 0
NSR HL Spurlock 2 - SO2 Rate Annual v3.1, Unit 3814 and retrofits | 521 | 7443 | Rate Constraint in lbs/MMBtu | FALSE | L | Annual | Rate | lb/MWh | 0.93239 | 0.93239 | 1.2627 | 1.2627 | 0 | 0 | 0
NSR HL Spurlock 2 - SO2 Rate Annual v3.1, Unit 3814 and retrofits | 521 | 7443 | Rate Constraint in lbs/MMBtu | FALSE | L | Annual | Constraint Shadow Price | US2019$/Ton | 44380.836 | 29382.857 | 28894.8007 | 79831.6848 | 17674.9478 | 8688.0373 | 13182.2728
NSR IL Power - NOX Cap Annual v3.1 | 522 | 7381 | Rate Constraint in MTons | FALSE | L | Annual | Seasons Included | Seasons | Winter, WintShld, Summer | Winter, WintShld, Summer | Winter, WintShld, Summer | Winter, WintShld, Summer | Winter, WintShld, Summer | Winter, WintShld, Summer | Winter, WintShld, Summer
NSR IL Power - NOX Cap Annual v3.1 | 522 | 7381 | Rate Constraint in MTons | FALSE | L | Annual | Standard NOX | Thousand Tons | 13.8 | 13.8 | 13.8 | 13.8 | 13.8 | 13.8 | 13.8
NSR IL Power - NOX Cap Annual v3.1 | 522 | 7381 | Rate Constraint in MTons | FALSE | L | Annual | Emissions at Affected Plants NOX | Thousand Tons | 0 | 0 | 0 | 0 | 0 | 0 | 0
NSR IL Power - NOX Cap Annual v3.1 | 522 | 7381 | Rate Constraint in MTons | FALSE | L | Annual | Allowances Purchased NOX | Thousand Tons | 0 | 0 | 0 | 0 | 0 | 0 | 0
NSR IL Power - NOX Cap Annual v3.1 | 522 | 7381 | Rate Constraint in MTons | FALSE | L | Annual | Allowances Sold NOX | Thousand Tons | 0 | 0 | 0 | 0 | 0 | 0 | 0
NSR IL Power - NOX Cap Annual v3.1 | 522 | 7381 | Rate Constraint in MTons | FALSE | L | Annual | Allowances Banked | Thousand Tons | 0 | 0 | 0 | 0 | 0 | 0 | 0
NSR IL Power - NOX Cap Annual v3.1 | 522 | 7381 | Rate Constraint in MTons | FALSE | L | Annual | Allowances Withdrawn (1:1) | Thousand Tons | 0 | 0 | 0 | 0 | 0 | 0 | 0
NSR IL Power - NOX Cap Annual v3.1 | 522 | 7381 | Rate Constraint in MTons | FALSE | L | Annual | Allowances Withdrawn (n:1) | Thousand Tons | 0 | 0 | 0 | 0 | 0 | 0 | 0
NSR IL Power - NOX Cap Annual v3.1 | 522 | 7381 | Rate Constraint in MTons | FALSE | L | Annual | Net Emissions Allowance Position | Thousand Tons | 0 | 0 | 0 | 0 | 0 | 0 | 0
NSR IL Power - NOX Cap Annual v3.1 | 522 | 7381 | Rate Constraint in MTons | FALSE | L | Annual | Fuel Consumed | TBtu | 0 | 0 | 0 | 0 | 0 | 0 | 0
NSR IL Power - NOX Cap Annual v3.1 | 522 | 7381 | Rate Constraint in MTons | FALSE | L | Annual | Rate | lb/MMBtu | 0 | 0 | 0 | 0 | 0 | 0 | 0
NSR IL Power - NOX Cap Annual v3.1 | 522 | 7381 | Rate Constraint in MTons | FALSE | L | Annual | Generation | TWh | 0 | 0 | 0 | 0 | 0 | 0 | 0
NSR IL Power - NOX Cap Annual v3.1 | 522 | 7381 | Rate Constraint in MTons | FALSE | L | Annual | Qualifying Generation | TWh | 0 | 0 | 0 | 0 | 0 | 0 | 0
NSR IL Power - NOX Cap Annual v3.1 | 522 | 7381 | Rate Constraint in MTons | FALSE | L | Annual | Rate | lb/MWh | 0 | 0 | 0 | 0 | 0 | 0 | 0
NSR IL Power - NOX Cap Annual v3.1 | 522 | 7381 | Rate Constraint in MTons | FALSE | L | Annual | Constraint Shadow Price | US2019$/Ton | 0 | 0 | 0 | 0 | 0 | 0 | 0
NSR IL Power - SO2 Cap Annual v3.1 | 523 | 7382 | Rate Constraint in MTons | FALSE | L | Annual | Seasons Included | Seasons | Winter, WintShld, Summer | Winter, WintShld, Summer | Winter, WintShld, Summer | Winter, WintShld, Summer | Winter, WintShld, Summer | Winter, WintShld, Summer | Winter, WintShld, Summer
NSR IL Power - SO2 Cap Annual v3.1 | 523 | 7382 | Rate Constraint in MTons | FALSE | L | Annual | Standard SO2 | Thousand Tons | 29 | 29 | 29 | 29 | 29 | 29 | 29
NSR IL Power - SO2 Cap Annual v3.1 | 523 | 7382 | Rate Constraint in MTons | FALSE | L | Annual | Emissions at Affected Plants SO2 | Thousand Tons | 0 | 0 | 0 | 0 | 0 | 0 | 0
NSR IL Power - SO2 Cap Annual v3.1 | 523 | 7382 | Rate Constraint in MTons | FALSE | L | Annual | Allowances Purchased SO2 | Thousand Tons | 0 | 0 | 0 | 0 | 0 | 0 | 0
NSR IL Power - SO2 Cap Annual v3.1 | 523 | 7382 | Rate Constraint in MTons | FALSE | L | Annual | Allowances Sold SO2 | Thousand Tons | 0 | 0 | 0 | 0 | 0 | 0 | 0
NSR IL Power - SO2 Cap Annual v3.1 | 523 | 7382 | Rate Constraint in MTons | FALSE | L | Annual | Allowances Banked | Thousand Tons | 0 | 0 | 0 | 0 | 0 | 0 | 0
NSR IL Power - SO2 Cap Annual v3.1 | 523 | 7382 | Rate Constraint in MTons | FALSE | L | Annual | Allowances Withdrawn (1:1) | Thousand Tons | 0 | 0 | 0 | 0 | 0 | 0 | 0
NSR IL Power - SO2 Cap Annual v3.1 | 523 | 7382 | Rate Constraint in MTons | FALSE | L | Annual | Allowances Withdrawn (n:1) | Thousand Tons | 0 | 0 | 0 | 0 | 0 | 0 | 0
NSR IL Power - SO2 Cap Annual v3.1 | 523 | 7382 | Rate Constraint in MTons | FALSE | L | Annual | Net Emissions Allowance Position | Thousand Tons | 0 | 0 | 0 | 0 | 0 | 0 | 0
NSR IL Power - SO2 Cap Annual v3.1 | 523 | 7382 | Rate Constraint in MTons | FALSE | L | Annual | Fuel Consumed | TBtu | 0 | 0 | 0 | 0 | 0 | 0 | 0
NSR IL Power - SO2 Cap Annual v3.1 | 523 | 7382 | Rate Constraint in MTons | FALSE | L | Annual | Rate | lb/MMBtu | 0 | 0 | 0 | 0 | 0 | 0 | 0
NSR IL Power - SO2 Cap Annual v3.1 | 523 | 7382 | Rate Constraint in MTons | FALSE | L | Annual | Generation | TWh | 0 | 0 | 0 | 0 | 0 | 0 | 0
NSR IL Power - SO2 Cap Annual v3.1 | 523 | 7382 | Rate Constraint in MTons | FALSE | L | Annual | Qualifying Generation | TWh | 0 | 0 | 0 | 0 | 0 | 0 | 0
NSR IL Power - SO2 Cap Annual v3.1 | 523 | 7382 | Rate Constraint in MTons | FALSE | L | Annual | Rate | lb/MWh | 0 | 0 | 0 | 0 | 0 | 0 | 0
NSR IL Power - SO2 Cap Annual v3.1 | 523 | 7382 | Rate Constraint in MTons | FALSE | L | Annual | Constraint Shadow Price | US2019$/Ton | 0 | 0 | 0 | 0 | 0 | 0 | 0
NSR Interstate System-Wide NOX Cap v5.16 | 524 | 7515 | Rate Constraint in MTons | FALSE | L | Annual | Seasons Included | Seasons | Winter, WintShld, Summer | Winter, WintShld, Summer | Winter, WintShld, Summer | Winter, WintShld, Summer | Winter, WintShld, Summer | Winter, WintShld, Summer | Winter, WintShld, Summer
NSR Interstate System-Wide NOX Cap v5.16 | 524 | 7515 | Rate Constraint in MTons | FALSE | L | Annual | Standard NOX | Thousand Tons | 6.8 | 6.8 | 6.8 | 6.8 | 6.8 | 6.8 | 6.8
NSR Interstate System-Wide NOX Cap v5.16 | 524 | 7515 | Rate Constraint in MTons | FALSE | L | Annual | Emissions at Affected Plants NOX | Thousand Tons | 2.1507 | 1.822 | 0 | 0 | 0 | 0 | 0
NSR Interstate System-Wide NOX Cap v5.16 | 524 | 7515 | Rate Constraint in MTons | FALSE | L | Annual | Allowances Purchased NOX | Thousand Tons | 0 | 0 | 0 | 0 | 0 | 0 | 0
NSR Interstate System-Wide NOX Cap v5.16 | 524 | 7515 | Rate Constraint in MTons | FALSE | L | Annual | Allowances Sold NOX | Thousand Tons | 0 | 0 | 0 | 0 | 0 | 0 | 0
NSR Interstate System-Wide NOX Cap v5.16 | 524 | 7515 | Rate Constraint in MTons | FALSE | L | Annual | Allowances Banked | Thousand Tons | 0 | 0 | 0 | 0 | 0 | 0 | 0
NSR Interstate System-Wide NOX Cap v5.16 | 524 | 7515 | Rate Constraint in MTons | FALSE | L | Annual | Allowances Withdrawn (1:1) | Thousand Tons | 0 | 0 | 0 | 0 | 0 | 0 | 0
NSR Interstate System-Wide NOX Cap v5.16 | 524 | 7515 | Rate Constraint in MTons | FALSE | L | Annual | Allowances Withdrawn (n:1) | Thousand Tons | 0 | 0 | 0 | 0 | 0 | 0 | 0
NSR Interstate System-Wide NOX Cap v5.16 | 524 | 7515 | Rate Constraint in MTons | FALSE | L | Annual | Net Emissions Allowance Position | Thousand Tons | 2.1507 | 1.822 | 0 | 0 | 0 | 0 | 0
NSR Interstate System-Wide NOX Cap v5.16 | 524 | 7515 | Rate Constraint in MTons | FALSE | L | Annual | Fuel Consumed | TBtu | 51.3703 | 42.7315 | 0 | 0 | 0 | 0 | 0
NSR Interstate System-Wide NOX Cap v5.16 | 524 | 7515 | Rate Constraint in MTons | FALSE | L | Annual | Rate | lb/MMBtu | 0.083733 | 0.085278 | 0 | 0 | 0 | 0 | 0
NSR Interstate System-Wide NOX Cap v5.16 | 524 | 7515 | Rate Constraint in MTons | FALSE | L | Annual | Generation | TWh | 4.9477 | 4.1134 | 0 | 0 | 0 | 0 | 0
NSR Interstate System-Wide NOX Cap v5.16 | 524 | 7515 | Rate Constraint in MTons | FALSE | L | Annual | Qualifying Generation | TWh | 4.9477 | 4.1134 | 0 | 0 | 0 | 0 | 0
NSR Interstate System-Wide NOX Cap v5.16 | 524 | 7515 | Rate Constraint in MTons | FALSE | L | Annual | Rate | lb/MWh | 0.86936 | 0.88589 | 0 | 0 | 0 | 0 | 0
NSR Interstate System-Wide NOX Cap v5.16 | 524 | 7515 | Rate Constraint in MTons | FALSE | L | Annual | Constraint Shadow Price | US2019$/Ton | 0 | 0 | 0 | 0 | 0 | 0 | 0
NSR Interstate System-Wide SO2 Cap v5.16 | 525 | 7514 | Rate Constraint in MTons | FALSE | L | Annual | Seasons Included | Seasons | Winter, WintShld, Summer | Winter, WintShld, Summer | Winter, WintShld, Summer | Winter, WintShld, Summer | Winter, WintShld, Summer | Winter, WintShld, Summer | Winter, WintShld, Summer
NSR Interstate System-Wide SO2 Cap v5.16 | 525 | 7514 | Rate Constraint in MTons | FALSE | L | Annual | Standard SO2 | Thousand Tons | 3.25 | 3.25 | 3.25 | 3.25 | 3.25 | 3.25 | 3.25
NSR Interstate System-Wide SO2 Cap v5.16 | 525 | 7514 | Rate Constraint in MTons | FALSE | L | Annual | Emissions at Affected Plants SO2 | Thousand Tons | 1.1995 | 0.94894 | 0 | 0 | 0 | 0 | 0
NSR Interstate System-Wide SO2 Cap v5.16 | 525 | 7514 | Rate Constraint in MTons | FALSE | L | Annual | Allowances Purchased SO2 | Thousand Tons | 0 | 0 | 0 | 0 | 0 | 0 | 0
NSR Interstate System-Wide SO2 Cap v5.16 | 525 | 7514 | Rate Constraint in MTons | FALSE | L | Annual | Allowances Sold SO2 | Thousand Tons | 0 | 0 | 0 | 0 | 0 | 0 | 0
NSR Interstate System-Wide SO2 Cap v5.16 | 525 | 7514 | Rate Constraint in MTons | FALSE | L | Annual | Allowances Banked | Thousand Tons | 0 | 0 | 0 | 0 | 0 | 0 | 0
NSR Interstate System-Wide SO2 Cap v5.16 | 525 | 7514 | Rate Constraint in MTons | FALSE | L | Annual | Allowances Withdrawn (1:1) | Thousand Tons | 0 | 0 | 0 | 0 | 0 | 0 | 0
NSR Interstate System-Wide SO2 Cap v5.16 | 525 | 7514 | Rate Constraint in MTons | FALSE | L | Annual | Allowances Withdrawn (n:1) | Thousand Tons | 0 | 0 | 0 | 0 | 0 | 0 | 0
NSR Interstate System-Wide SO2 Cap v5.16 | 525 | 7514 | Rate Constraint in MTons | FALSE | L | Annual | Net Emissions Allowance Position | Thousand Tons | 1.1995 | 0.94894 | 0 | 0 | 0 | 0 | 0
NSR Interstate System-Wide SO2 Cap v5.16 | 525 | 7514 | Rate Constraint in MTons | FALSE | L | Annual | Fuel Consumed | TBtu | 51.3703 | 42.7315 | 0 | 0 | 0 | 0 | 0
NSR Interstate System-Wide SO2 Cap v5.16 | 525 | 7514 | Rate Constraint in MTons | FALSE | L | Annual | Rate | lb/MMBtu | 0.046699 | 0.044414 | 0 | 0 | 0 | 0 | 0
NSR Interstate System-Wide SO2 Cap v5.16 | 525 | 7514 | Rate Constraint in MTons | FALSE | L | Annual | Generation | TWh | 4.9477 | 4.1134 | 0 | 0 | 0 | 0 | 0
NSR Interstate System-Wide SO2 Cap v5.16 | 525 | 7514 | Rate Constraint in MTons | FALSE | L | Annual | Qualifying Generation | TWh | 4.9477 | 4.1134 | 0 | 0 | 0 | 0 | 0
NSR Interstate System-Wide SO2 Cap v5.16 | 525 | 7514 | Rate Constraint in MTons | FALSE | L | Annual | Rate | lb/MWh | 0.48485 | 0.46138 | 0 | 0 | 0 | 0 | 0
NSR Interstate System-Wide SO2 Cap v5.16 | 525 | 7514 | Rate Constraint in MTons | FALSE | L | Annual | Constraint Shadow Price | US2019$/Ton | 0 | 0 | 0 | 0 | 0 | 0 | 0
NSR J P Madgett 1 - Hg Rate Annual v5.13 | 526 | 7469 | Rate Constraint in lbs/MMBtu | FALSE | L | Annual | Seasons Included | Seasons | Winter, WintShld, Summer | Winter, WintShld, Summer | Winter, WintShld, Summer | Winter, WintShld, Summer | Winter, WintShld, Summer | Winter, WintShld, Summer | Winter, WintShld, Summer
NSR J P Madgett 1 - Hg Rate Annual v5.13 | 526 | 7469 | Rate Constraint in lbs/MMBtu | FALSE | L | Annual | Standard MER | lb/MMBtu | 0.015 | 0.015 | 0.015 | 0.015 | 0.015 | 0.015 | 0.015
NSR J P Madgett 1 - Hg Rate Annual v5.13 | 526 | 7469 | Rate Constraint in lbs/MMBtu | FALSE | L | Annual | Emissions at Affected Plants MER | lbs | 8.2375 | 2.016 | 0 | 0 | 0 | 0 | 0
NSR J P Madgett 1 - Hg Rate Annual v5.13 | 526 | 7469 | Rate Constraint in lbs/MMBtu | FALSE | L | Annual | Allowances Purchased MER | lbs | 0 | 0 | 0 | 0 | 0 | 0 | 0
NSR J P Madgett 1 - Hg Rate Annual v5.13 | 526 | 7469 | Rate Constraint in lbs/MMBtu | FALSE | L | Annual | Allowances Sold MER | lbs | 0 | 0 | 0 | 0 | 0 | 0 | 0
NSR J P Madgett 1 - Hg Rate Annual v5.13 | 526 | 7469 | Rate Constraint in lbs/MMBtu | FALSE | L | Annual | Allowances Banked | lbs | 0 | 0 | 0 | 0 | 0 | 0 | 0
NSR J P Madgett 1 - Hg Rate Annual v5.13 | 526 | 7469 | Rate Constraint in lbs/MMBtu | FALSE | L | Annual | Allowances Withdrawn (1:1) | lbs | 0 | 0 | 0 | 0 | 0 | 0 | 0
NSR J P Madgett 1 - Hg Rate Annual v5.13 | 526 | 7469 | Rate Constraint in lbs/MMBtu | FALSE | L | Annual | Allowances Withdrawn (n:1) | lbs | 0 | 0 | 0 | 0 | 0 | 0 | 0
NSR J P Madgett 1 - Hg Rate Annual v5.13 | 526 | 7469 | Rate Constraint in lbs/MMBtu | FALSE | L | Annual | Net Emissions Allowance Position | lbs | 8.2375 | 2.016 | 0 | 0 | 0 | 0 | 0
NSR J P Madgett 1 - Hg Rate Annual v5.13 | 526 | 7469 | Rate Constraint in lbs/MMBtu | FALSE | L | Annual | Fuel Consumed | TBtu | 14.6803 | 3.5584 | 0 | 0 | 0 | 0 | 0
NSR J P Madgett 1 - Hg Rate Annual v5.13 | 526 | 7469 | Rate Constraint in lbs/MMBtu | FALSE | L | Annual | Rate | lb/MMBtu | 5.6112e-07 | 5.6655e-07 | 0 | 0 | 0 | 0 | 0
NSR J P Madgett 1 - Hg Rate Annual v5.13 | 526 | 7469 | Rate Constraint in lbs/MMBtu | FALSE | L | Annual | Generation | TWh | 1.306 | 0.31656 | 0 | 0 | 0 | 0 | 0
NSR J P Madgett 1 - Hg Rate Annual v5.13 | 526 | 7469 | Rate Constraint in lbs/MMBtu | FALSE | L | Annual | Qualifying Generation | TWh | 1.306 | 0.31656 | 0 | 0 | 0 | 0 | 0
NSR J P Madgett 1 - Hg Rate Annual v5.13 | 526 | 7469 | Rate Constraint in lbs/MMBtu | FALSE | L | Annual | Rate | lb/MWh | 6.3076e-06 | 6.3686e-06 | 0 | 0 | 0 | 0 | 0
NSR J P Madgett 1 - Hg Rate Annual v5.13 | 526 | 7469 | Rate Constraint in lbs/MMBtu | FALSE | L | Annual | Constraint Shadow Price | US2019$/Lb | 0 | 0 | 0 | 0 | 0 | 0 | 0
NSR J P Madgett 1 - NOx Rate Annual v5.13 | 527 | 7466 | Rate Constraint in lbs/MMBtu | FALSE | L | Annual | Seasons Included | Seasons | Winter, WintShld, Summer | Winter, WintShld, Summer | Winter, WintShld, Summer | Winter, WintShld, Summer | Winter, WintShld, Summer | Winter, WintShld, Summer | Winter, WintShld, Summer
NSR J P Madgett 1 - NOx Rate Annual v5.13 | 527 | 7466 | Rate Constraint in lbs/MMBtu | FALSE | L | Annual | Standard NOX | lb/MMBtu | 0.08 | 0.08 | 0.08 | 0.08 | 0.08 | 0.08 | 0.08
NSR J P Madgett 1 - NOx Rate Annual v5.13 | 527 | 7466 | Rate Constraint in lbs/MMBtu | FALSE | L | Annual | Emissions at Affected Plants NOX | Thousand Tons | 0.5577 | 0.13518 | 0 | 0 | 0 | 0 | 0
NSR J P Madgett 1 - NOx Rate Annual v5.13 | 527 | 7466 | Rate Constraint in lbs/MMBtu | FALSE | L | Annual | Allowances Purchased NOX | Thousand Tons | 0 | 0 | 0 | 0 | 0 | 0 | 0
NSR J P Madgett 1 - NOx Rate Annual v5.13 | 527 | 7466 | Rate Constraint in lbs/MMBtu | FALSE | L | Annual | Allowances Sold NOX | Thousand Tons | 0 | 0 | 0 | 0 | 0 | 0 | 0
NSR J P Madgett 1 - NOx Rate Annual v5.13 | 527 | 7466 | Rate Constraint in lbs/MMBtu | FALSE | L | Annual | Allowances Banked | Thousand Tons | 0 | 0 | 0 | 0 | 0 | 0 | 0
NSR J P Madgett 1 - NOx Rate Annual v5.13 | 527 | 7466 | Rate Constraint in lbs/MMBtu | FALSE | L | Annual | Allowances Withdrawn (1:1) | Thousand Tons | 0 | 0 | 0 | 0 | 0 | 0 | 0
NSR J P Madgett 1 - NOx Rate Annual v5.13 | 527 | 7466 | Rate Constraint in lbs/MMBtu | FALSE | L | Annual | Allowances Withdrawn (n:1) | Thousand Tons | 0 | 0 | 0 | 0 | 0 | 0 | 0
NSR J P Madgett 1 - NOx Rate Annual v5.13 | 527 | 7466 | Rate Constraint in lbs/MMBtu | FALSE | L | Annual | Net Emissions Allowance Position | Thousand Tons | 0.5577 | 0.13518 | 0 | 0 | 0 | 0 | 0
NSR J P Madgett 1 - NOx Rate Annual v5.13 | 527 | 7466 | Rate Constraint in lbs/MMBtu | FALSE | L | Annual | Fuel Consumed | TBtu | 14.6803 | 3.5584 | 0 | 0 | 0 | 0 | 0
NSR J P Madgett 1 - NOx Rate Annual v5.13 | 527 | 7466 | Rate Constraint in lbs/MMBtu | FALSE | L | Annual | Rate | lb/MMBtu | 0.07598 | 0.07598 | 0 | 0 | 0 | 0 | 0
NSR J P Madgett 1 - NOx Rate Annual v5.13 | 527 | 7466 | Rate Constraint in lbs/MMBtu | FALSE | L | Annual | Generation | TWh | 1.306 | 0.31656 | 0 | 0 | 0 | 0 | 0
NSR J P Madgett 1 - NOx Rate Annual v5.13 | 527 | 7466 | Rate Constraint in lbs/MMBtu | FALSE | L | Annual | Qualifying Generation | TWh | 1.306 | 0.31656 | 0 | 0 | 0 | 0 | 0
NSR J P Madgett 1 - NOx Rate Annual v5.13 | 527 | 7466 | Rate Constraint in lbs/MMBtu | FALSE | L | Annual | Rate | lb/MWh | 0.85409 | 0.85409 | 0 | 0 | 0 | 0 | 0
NSR J P Madgett 1 - NOx Rate Annual v5.13 | 527 | 7466 | Rate Constraint in lbs/MMBtu | FALSE | L | Annual | Constraint Shadow Price | US2019$/Ton | 0 | 0 | 0 | 0 | 0 | 0 | 0
NSR J P Madgett 1 - SO2 Rate Annual v5.13 | 528 | 7464 | Rate Constraint in lbs/MMBtu | FALSE | L | Annual | Seasons Included | Seasons | Winter, WintShld, Summer | Winter, WintShld, Summer | Winter, WintShld, Summer | Winter, WintShld, Summer | Winter, WintShld, Summer | Winter, WintShld, Summer | Winter, WintShld, Summer
NSR J P Madgett 1 - SO2 Rate Annual v5.13 | 528 | 7464 | Rate Constraint in lbs/MMBtu | FALSE | L | Annual | Standard SO2 | lb/MMBtu | 0.09 | 0.09 | 0.09 | 0.09 | 0.09 | 0.09 | 0.09
NSR J P Madgett 1 - SO2 Rate Annual v5.13 | 528 | 7464 | Rate Constraint in lbs/MMBtu | FALSE | L | Annual | Emissions at Affected Plants SO2 | Thousand Tons | 0.61917 | 0.16013 | 0 | 0 | 0 | 0 | 0
NSR J P Madgett 1 - SO2 Rate Annual v5.13 | 528 | 7464 | Rate Constraint in lbs/MMBtu | FALSE | L | Annual | Allowances Purchased SO2 | Thousand Tons | 0 | 0 | 0 | 0 | 0 | 0 | 0
NSR J P Madgett 1 - SO2 Rate Annual v5.13 | 528 | 7464 | Rate Constraint in lbs/MMBtu | FALSE | L | Annual | Allowances Sold SO2 | Thousand Tons | 0 | 0 | 0 | 0 | 0 | 0 | 0
NSR J P Madgett 1 - SO2 Rate Annual v5.13 | 528 | 7464 | Rate Constraint in lbs/MMBtu | FALSE | L | Annual | Allowances Banked | Thousand Tons | 0 | 0 | 0 | 0 | 0 | 0 | 0
NSR J P Madgett 1 - SO2 Rate Annual v5.13 | 528 | 7464 | Rate Constraint in lbs/MMBtu | FALSE | L | Annual | Allowances Withdrawn (1:1) | Thousand Tons | 0 | 0 | 0 | 0 | 0 | 0 | 0
NSR J P Madgett 1 - SO2 Rate Annual v5.13 | 528 | 7464 | Rate Constraint in lbs/MMBtu | FALSE | L | Annual | Allowances Withdrawn (n:1) | Thousand Tons | 0 | 0 | 0 | 0 | 0 | 0 | 0
NSR J P Madgett 1 - SO2 Rate Annual v5.13 | 528 | 7464 | Rate Constraint in lbs/MMBtu | FALSE | L | Annual | Net Emissions Allowance Position | Thousand Tons | 0.61917 | 0.16013 | 0 | 0 | 0 | 0 | 0
NSR J P Madgett 1 - SO2 Rate Annual v5.13 | 528 | 7464 | Rate Constraint in lbs/MMBtu | FALSE | L | Annual | Fuel Consumed | TBtu | 14.6803 | 3.5584 | 0 | 0 | 0 | 0 | 0
NSR J P Madgett 1 - SO2 Rate Annual v5.13 | 528 | 7464 | Rate Constraint in lbs/MMBtu | FALSE | L | Annual | Rate | lb/MMBtu | 0.084354 | 0.09 | 0 | 0 | 0 | 0 | 0
NSR J P Madgett 1 - SO2 Rate Annual v5.13 | 528 | 7464 | Rate Constraint in lbs/MMBtu | FALSE | L | Annual | Generation | TWh | 1.306 | 0.31656 | 0 | 0 | 0 | 0 | 0
NSR J P Madgett 1 - SO2 Rate Annual v5.13 | 528 | 7464 | Rate Constraint in lbs/MMBtu | FALSE | L | Annual | Qualifying Generation | TWh | 1.306 | 0.31656 | 0 | 0 | 0 | 0 | 0
NSR J P Madgett 1 - SO2 Rate Annual v5.13 | 528 | 7464 | Rate Constraint in lbs/MMBtu | FALSE | L | Annual | Rate | lb/MWh | 0.94823 | 1.0117 | 0 | 0 | 0 | 0 | 0
NSR J P Madgett 1 - SO2 Rate Annual v5.13 | 528 | 7464 | Rate Constraint in lbs/MMBtu | FALSE | L | Annual | Constraint Shadow Price | US2019$/Ton | 0 | 100.1428 | 1207.9748 | 0 | 0 | 0 | 0
NSR James Miller 3,4 - NOX Rate Annual v3.1, Unit 2582 and retrofits | 529 | 7422 | Rate Constraint in lbs/MMBtu | FALSE | L | Annual | Seasons Included | Seasons | Winter, WintShld, Summer | Winter, WintShld, Summer | Winter, WintShld, Summer | Winter, WintShld, Summer | Winter, WintShld, Summer | Winter, WintShld, Summer | Winter, WintShld, Summer
NSR James Miller 3,4 - NOX Rate Annual v3.1, Unit 2582 and retrofits | 529 | 7422 | Rate Constraint in lbs/MMBtu | FALSE | L | Annual | Standard NOX | lb/MMBtu | 0.1 | 0.1 | 0.1 | 0.1 | 0.1 | 0.1 | 0.1
NSR James Miller 3,4 - NOX Rate Annual v3.1, Unit 2582 and retrofits | 529 | 7422 | Rate Constraint in lbs/MMBtu | FALSE | L | Annual | Emissions at Affected Plants NOX | Thousand Tons | 1.5088 | 1.4419 | 0 | 0 | 0 | 0 | 0
NSR James Miller 3,4 - NOX Rate Annual v3.1, Unit 2582 and retrofits | 529 | 7422 | Rate Constraint in lbs/MMBtu | FALSE | L | Annual | Allowances Purchased NOX | Thousand Tons | 0 | 0 | 0 | 0 | 0 | 0 | 0
NSR James Miller 3,4 - NOX Rate Annual v3.1, Unit 2582 and retrofits | 529 | 7422 | Rate Constraint in lbs/MMBtu | FALSE | L | Annual | Allowances Sold NOX | Thousand Tons | 0 | 0 | 0 | 0 | 0 | 0 | 0
NSR James Miller 3,4 - NOX Rate Annual v3.1, Unit 2582 and retrofits | 529 | 7422 | Rate Constraint in lbs/MMBtu | FALSE | L | Annual | Allowances Banked | Thousand Tons | 0 | 0 | 0 | 0 | 0 | 0 | 0
NSR James Miller 3,4 - NOX Rate Annual v3.1, Unit 2582 and retrofits | 529 | 7422 | Rate Constraint in lbs/MMBtu | FALSE | L | Annual | Allowances Withdrawn (1:1) | Thousand Tons | 0 | 0 | 0 | 0 | 0 | 0 | 0
NSR James Miller 3,4 - NOX Rate Annual v3.1, Unit 2582 and retrofits | 529 | 7422 | Rate Constraint in lbs/MMBtu | FALSE | L | Annual | Allowances Withdrawn (n:1) | Thousand Tons | 0 | 0 | 0 | 0 | 0 | 0 | 0
NSR James Miller 3,4 - NOX Rate Annual v3.1, Unit 2582 and retrofits | 529 | 7422 | Rate Constraint in lbs/MMBtu | FALSE | L | Annual | Net Emissions Allowance Position | Thousand Tons | 1.5088 | 1.4419 | 0 | 0 | 0 | 0 | 0
NSR James Miller 3,4 - NOX Rate Annual v3.1, Unit 2582 and retrofits | 529 | 7422 | Rate Constraint in lbs/MMBtu | FALSE | L | Annual | Fuel Consumed | TBtu | 38.9229 | 37.1971 | 0 | 0 | 0 | 0 | 0
NSR James Miller 3,4 - NOX Rate Annual v3.1, Unit 2582 and retrofits | 529 | 7422 | Rate Constraint in lbs/MMBtu | FALSE | L | Annual | Rate | lb/MMBtu | 0.07753 | 0.07753 | 0 | 0 | 0 | 0 | 0
NSR James Miller 3,4 - NOX Rate Annual v3.1, Unit 2582 and retrofits | 529 | 7422 | Rate Constraint in lbs/MMBtu | FALSE | L | Annual | Generation | TWh | 3.8919 | 3.7193 | 0 | 0 | 0 | 0 | 0
NSR James Miller 3,4 - NOX Rate Annual v3.1, Unit 2582 and retrofits | 529 | 7422 | Rate Constraint in lbs/MMBtu | FALSE | L | Annual | Qualifying Generation | TWh | 3.8919 | 3.7193 | 0 | 0 | 0 | 0 | 0
NSR James Miller 3,4 - NOX Rate Annual v3.1, Unit 2582 and retrofits | 529 | 7422 | Rate Constraint in lbs/MMBtu | FALSE | L | Annual | Rate | lb/MWh | 0.77538 | 0.77538 | 0 | 0 | 0 | 0 | 0
NSR James Miller 3,4 - NOX Rate Annual v3.1, Unit 2582 and retrofits | 529 | 7422 | Rate Constraint in lbs/MMBtu | FALSE | L | Annual | Constraint Shadow Price | US2019$/Ton | 0 | 0 | 0 | 0 | 0 | 0 | 0
NSR James Miller 3,4 - NOX Rate Annual v3.1, Unit 2583 and retrofits | 530 | 7422 | Rate Constraint in lbs/MMBtu | FALSE | L | Annual | Seasons Included | Seasons | Winter, WintShld, Summer | Winter, WintShld, Summer | Winter, WintShld, Summer | Winter, WintShld, Summer | Winter, WintShld, Summer | Winter, WintShld, Summer | Winter, WintShld, Summer
NSR James Miller 3,4 - NOX Rate Annual v3.1, Unit 2583 and retrofits | 530 | 7422 | Rate Constraint in lbs/MMBtu | FALSE | L | Annual | Standard NOX | lb/MMBtu | 0.1 | 0.1 | 0.1 | 0.1 | 0.1 | 0.1 | 0.1
NSR James Miller 3,4 - NOX Rate Annual v3.1, Unit 2583 and retrofits | 530 | 7422 | Rate Constraint in lbs/MMBtu | FALSE | L | Annual | Emissions at Affected Plants NOX | Thousand Tons | 1.3011 | 1.2729 | 0.36793 | 0.36793 | 0.17673 | 0 | 0
NSR James Miller 3,4 - NOX Rate Annual v3.1, Unit 2583 and retrofits | 530 | 7422 | Rate Constraint in lbs/MMBtu | FALSE | L | Annual | Allowances Purchased NOX | Thousand Tons | 0 | 0 | 0 | 0 | 0 | 0 | 0
NSR James Miller 3,4 - NOX Rate Annual v3.1, Unit 2583 and retrofits | 530 | 7422 | Rate Constraint in lbs/MMBtu | FALSE | L | Annual | Allowances Sold NOX | Thousand Tons | 0 | 0 | 0 | 0 | 0 | 0 | 0
NSR James Miller 3,4 - NOX Rate Annual v3.1, Unit 2583 and retrofits | 530 | 7422 | Rate Constraint in lbs/MMBtu | FALSE | L | Annual | Allowances Banked | Thousand Tons | 0 | 0 | 0 | 0 | 0 | 0 | 0
NSR James Miller 3,4 - NOX Rate Annual v3.1, Unit 2583 and retrofits | 530 | 7422 | Rate Constraint in lbs/MMBtu | FALSE | L | Annual | Allowances Withdrawn (1:1) | Thousand Tons | 0 | 0 | 0 | 0 | 0 | 0 | 0
NSR James Miller 3,4 - NOX Rate Annual v3.1, Unit 2583 and retrofits | 530 | 7422 | Rate Constraint in lbs/MMBtu | FALSE | L | Annual | Allowances Withdrawn (n:1) | Thousand Tons | 0 | 0 | 0 | 0 | 0 | 0 | 0
NSR James Miller 3,4 - NOX Rate Annual v3.1, Unit 2583 and retrofits | 530 | 7422 | Rate Constraint in lbs/MMBtu | FALSE | L | Annual | Net Emissions Allowance Position | Thousand Tons | 1.3011 | 1.2729 | 0.36793 | 0.36793 | 0.17673 | 0 | 0
NSR James Miller 3,4 - NOX Rate Annual v3.1, Unit 2583 and retrofits | 530 | 7422 | Rate Constraint in lbs/MMBtu | FALSE | L | Annual | Fuel Consumed | TBtu | 39.6424 | 38.7837 | 11.2105 | 11.2105 | 5.3849 | 0 | 0
NSR James Miller 3,4 - NOX Rate Annual v3.1, Unit 2583 and retrofits | 530 | 7422 | Rate Constraint in lbs/MMBtu | FALSE | L | Annual | Rate | lb/MMBtu | 0.06564 | 0.06564 | 0.06564 | 0.06564 | 0.06564 | 0 | 0
NSR James Miller 3,4 - NOX Rate Annual v3.1, Unit 2583 and retrofits | 530 | 7422 | Rate Constraint in lbs/MMBtu | FALSE | L | Annual | Generation | TWh | 3.9599 | 3.7029 | 0.76425 | 0.76425 | 0.3671 | 0 | 0
NSR James Miller 3,4 - NOX Rate Annual v3.1, Unit 2583 and retrofits | 530 | 7422 | Rate Constraint in lbs/MMBtu | FALSE | L | Annual | Qualifying Generation | TWh | 3.9599 | 3.7029 | 0.76425 | 0.76425 | 0.3671 | 0 | 0
NSR James Miller 3,4 - NOX Rate Annual v3.1, Unit 2583 and retrofits | 530 | 7422 | Rate Constraint in lbs/MMBtu | FALSE | L | Annual | Rate | lb/MWh | 0.65712 | 0.68751 | 0.96285 | 0.96285 | 0.96285 | 0 | 0
NSR James Miller 3,4 - NOX Rate Annual v3.1, Unit 2583 and retrofits | 530 | 7422 | Rate Constraint in lbs/MMBtu | FALSE | L | Annual | Constraint Shadow Price | US2019$/Ton | 0 | 0 | 0 | 0 | 0 | 0 | 0
NSR Kincaid 1 & 2- Hg Rate Annual v5.13 | 531 | 7475 | Rate Constraint in lbs/MMBtu | FALSE | L | Annual | Seasons Included | Seasons | Winter, WintShld, Summer | Winter, WintShld, Summer | Winter, WintShld, Summer | Winter, WintShld, Summer | Winter, WintShld, Summer | Winter, WintShld, Summer | Winter, WintShld, Summer
NSR Kincaid 1 & 2- Hg Rate Annual v5.13 | 531 | 7475 | Rate Constraint in lbs/MMBtu | FALSE | L | Annual | Standard MER | lb/MMBtu | 0.015 | 0.015 | 0.015 | 0.015 | 0.015 | 0.015 | 0.015
NSR Kincaid 1 & 2- Hg Rate Annual v5.13 | 531 | 7475 | Rate Constraint in lbs/MMBtu | FALSE | L | Annual | Emissions at Affected Plants MER | lbs | 0 | 0 | 0 | 0 | 0 | 0 | 0
NSR Kincaid 1 & 2- Hg Rate Annual v5.13 | 531 | 7475 | Rate Constraint in lbs/MMBtu | FALSE | L | Annual | Allowances Purchased MER | lbs | 0 | 0 | 0 | 0 | 0 | 0 | 0
NSR Kincaid 1 & 2- Hg Rate Annual v5.13 | 531 | 7475 | Rate Constraint in lbs/MMBtu | FALSE | L | Annual | Allowances Sold MER | lbs | 0 | 0 | 0 | 0 | 0 | 0 | 0
NSR Kincaid 1 & 2- Hg Rate Annual v5.13 | 531 | 7475 | Rate Constraint in lbs/MMBtu | FALSE | L | Annual | Allowances Banked | lbs | 0 | 0 | 0 | 0 | 0 | 0 | 0
NSR Kincaid 1 & 2- Hg Rate Annual v5.13 | 531 | 7475 | Rate Constraint in lbs/MMBtu | FALSE | L | Annual | Allowances Withdrawn (1:1) | lbs | 0 | 0 | 0 | 0 | 0 | 0 | 0
NSR Kincaid 1 & 2- Hg Rate Annual v5.13 | 531 | 7475 | Rate Constraint in lbs/MMBtu | FALSE | L | Annual | Allowances Withdrawn (n:1) | lbs | 0 | 0 | 0 | 0 | 0 | 0 | 0
NSR Kincaid 1 & 2- Hg Rate Annual v5.13 | 531 | 7475 | Rate Constraint in lbs/MMBtu | FALSE | L | Annual | Net Emissions Allowance Position | lbs | 0 | 0 | 0 | 0 | 0 | 0 | 0
NSR Kincaid 1 & 2- Hg Rate Annual v5.13 | 531 | 7475 | Rate Constraint in lbs/MMBtu | FALSE | L | Annual | Fuel Consumed | TBtu | 0 | 0 | 0 | 0 | 0 | 0 | 0
NSR Kincaid 1 & 2- Hg Rate Annual v5.13 | 531 | 7475 | Rate Constraint in lbs/MMBtu | FALSE | L | Annual | Rate | lb/MMBtu | 0 | 0 | 0 | 0 | 0 | 0 | 0
NSR Kincaid 1 & 2- Hg Rate Annual v5.13 | 531 | 7475 | Rate Constraint in lbs/MMBtu | FALSE | L | Annual | Generation | TWh | 0 | 0 | 0 | 0 | 0 | 0 | 0
NSR Kincaid 1 & 2- Hg Rate Annual v5.13 | 531 | 7475 | Rate Constraint in lbs/MMBtu | FALSE | L | Annual | Qualifying Generation | TWh | 0 | 0 | 0 | 0 | 0 | 0 | 0
NSR Kincaid 1 & 2- Hg Rate Annual v5.13 | 531 | 7475 | Rate Constraint in lbs/MMBtu | FALSE | L | Annual | Rate | lb/MWh | 0 | 0 | 0 | 0 | 0 | 0 | 0
NSR Kincaid 1 & 2- Hg Rate Annual v5.13 | 531 | 7475 | Rate Constraint in lbs/MMBtu | FALSE | L | Annual | Constraint Shadow Price | US2019$/Lb | 0 | 0 | 0 | 0 | 0 | 0 | 0
NSR Kincaid 1 & 2- NOx Cap Annual v5.13 | 532 | 7474 | Rate Constraint in MTons | FALSE | L | Annual | Seasons Included | Seasons | Winter, WintShld, Summer | Winter, WintShld, Summer | Winter, WintShld, Summer | Winter, WintShld, Summer | Winter, WintShld, Summer | Winter, WintShld, Summer | Winter, WintShld, Summer
NSR Kincaid 1 & 2- NOx Cap Annual v5.13 | 532 | 7474 | Rate Constraint in MTons | FALSE | L | Annual | Standard NOX | Thousand Tons | 3.5 | 3.5 | 3.5 | 3.5 | 3.5 | 3.5 | 3.5
NSR Kincaid 1 & 2- NOx Cap Annual v5.13 | 532 | 7474 | Rate Constraint in MTons | FALSE | L | Annual | Emissions at Affected Plants NOX | Thousand Tons | 0 | 0 | 0 | 0 | 0 | 0 | 0
NSR Kincaid 1 & 2- NOx Cap Annual v5.13 | 532 | 7474 | Rate Constraint in MTons | FALSE | L | Annual | Allowances Purchased NOX | Thousand Tons | 0 | 0 | 0 | 0 | 0 | 0 | 0
NSR Kincaid 1 & 2- NOx Cap Annual v5.13 | 532 | 7474 | Rate Constraint in MTons | FALSE | L | Annual | Allowances Sold NOX | Thousand Tons | 0 | 0 | 0 | 0 | 0 | 0 | 0
NSR Kincaid 1 & 2- NOx Cap Annual v5.13 | 532 | 7474 | Rate Constraint in MTons | FALSE | L | Annual | Allowances Banked | Thousand Tons | 0 | 0 | 0 | 0 | 0 | 0 | 0
NSR Kincaid 1 & 2- NOx Cap Annual v5.13 | 532 | 7474 | Rate Constraint in MTons | FALSE | L | Annual | Allowances Withdrawn (1:1) | Thousand Tons | 0 | 0 | 0 | 0 | 0 | 0 | 0
NSR Kincaid 1 & 2- NOx Cap Annual v5.13 | 532 | 7474 | Rate Constraint in MTons | FALSE | L | Annual | Allowances Withdrawn (n:1) | Thousand Tons | 0 | 0 | 0 | 0 | 0 | 0 | 0
NSR Kincaid 1 & 2- NOx Cap Annual v5.13 | 532 | 7474 | Rate Constraint in MTons | FALSE | L | Annual | Net Emissions Allowance Position | Thousand Tons | 0 | 0 | 0 | 0 | 0 | 0 | 0
NSR Kincaid 1 & 2- NOx Cap Annual v5.13 | 532 | 7474 | Rate Constraint in MTons | FALSE | L | Annual | Fuel Consumed | TBtu | 0 | 0 | 0 | 0 | 0 | 0 | 0
NSR Kincaid 1 & 2- NOx Cap Annual v5.13 | 532 | 7474 | Rate Constraint in MTons | FALSE | L | Annual | Rate | lb/MMBtu | 0 | 0 | 0 | 0 | 0 | 0 | 0
NSR Kincaid 1 & 2- NOx Cap Annual v5.13 | 532 | 7474 | Rate Constraint in MTons | FALSE | L | Annual | Generation | TWh | 0 | 0 | 0 | 0 | 0 | 0 | 0
NSR Kincaid 1 & 2- NOx Cap Annual v5.13 | 532 | 7474 | Rate Constraint in MTons | FALSE | L | Annual | Qualifying Generation | TWh | 0 | 0 | 0 | 0 | 0 | 0 | 0
NSR Kincaid 1 & 2- NOx Cap Annual v5.13 | 532 | 7474 | Rate Constraint in MTons | FALSE | L | Annual | Rate | lb/MWh | 0 | 0 | 0 | 0 | 0 | 0 | 0
NSR Kincaid 1 & 2- NOx Cap Annual v5.13 | 532 | 7474 | Rate Constraint in MTons | FALSE | L | Annual | Constraint Shadow Price | US2019$/Ton | 0 | 0 | 0 | 0 | 0 | 0 | 0
NSR Kincaid 1 & 2- NOx Rate Annual v5.13 | 533 | 7473 | Rate Constraint in lbs/MMBtu | FALSE | L | Annual | Seasons Included | Seasons | Winter, WintShld, Summer | Winter, WintShld, Summer | Winter, WintShld, Summer | Winter, WintShld, Summer | Winter, WintShld, Summer | Winter, WintShld, Summer | Winter, WintShld, Summer
NSR Kincaid 1 & 2- NOx Rate Annual v5.13 | 533 | 7473 | Rate Constraint in lbs/MMBtu | FALSE | L | Annual | Standard NOX | lb/MMBtu | 0.08 | 0.08 | 0.08 | 0.08 | 0.08 | 0.08 | 0.08
NSR Kincaid 1 & 2- NOx Rate Annual v5.13 | 533 | 7473 | Rate Constraint in lbs/MMBtu | FALSE | L | Annual | Emissions at Affected Plants NOX | Thousand Tons | 0 | 0 | 0 | 0 | 0 | 0 | 0
NSR Kincaid 1 & 2- NOx Rate Annual v5.13 | 533 | 7473 | Rate Constraint in lbs/MMBtu | FALSE | L | Annual | Allowances Purchased NOX | Thousand Tons | 0 | 0 | 0 | 0 | 0 | 0 | 0
NSR Kincaid 1 & 2- NOx Rate Annual v5.13 | 533 | 7473 | Rate Constraint in lbs/MMBtu | FALSE | L | Annual | Allowances Sold NOX | Thousand Tons | 0 | 0 | 0 | 0 | 0 | 0 | 0
NSR Kincaid 1 & 2- NOx Rate Annual v5.13 | 533 | 7473 | Rate Constraint in lbs/MMBtu | FALSE | L | Annual | Allowances Banked | Thousand Tons | 0 | 0 | 0 | 0 | 0 | 0 | 0
NSR Kincaid 1 & 2- NOx Rate Annual v5.13 | 533 | 7473 | Rate Constraint in lbs/MMBtu | FALSE | L | Annual | Allowances Withdrawn (1:1) | Thousand Tons | 0 | 0 | 0 | 0 | 0 | 0 | 0
NSR Kincaid 1 & 2- NOx Rate Annual v5.13 | 533 | 7473 | Rate Constraint in lbs/MMBtu | FALSE | L | Annual | Allowances Withdrawn (n:1) | Thousand Tons | 0 | 0 | 0 | 0 | 0 | 0 | 0
NSR Kincaid 1 & 2- NOx Rate Annual v5.13 | 533 | 7473 | Rate Constraint in lbs/MMBtu | FALSE | L | Annual | Net Emissions Allowance Position | Thousand Tons | 0 | 0 | 0 | 0 | 0 | 0 | 0
NSR Kincaid 1 & 2- NOx Rate Annual v5.13 | 533 | 7473 | Rate Constraint in lbs/MMBtu | FALSE | L | Annual | Fuel Consumed | TBtu | 0 | 0 | 0 | 0 | 0 | 0 | 0
NSR Kincaid 1 & 2- NOx Rate Annual v5.13 | 533 | 7473 | Rate Constraint in lbs/MMBtu | FALSE | L | Annual | Rate | lb/MMBtu | 0 | 0 | 0 | 0 | 0 | 0 | 0
NSR Kincaid 1 & 2- NOx Rate Annual v5.13 | 533 | 7473 | Rate Constraint in lbs/MMBtu | FALSE | L | Annual | Generation | TWh | 0 | 0 | 0 | 0 | 0 | 0 | 0
NSR Kincaid 1 & 2- NOx Rate Annual v5.13 | 533 | 7473 | Rate Constraint in lbs/MMBtu | FALSE | L | Annual | Qualifying Generation | TWh | 0 | 0 | 0 | 0 | 0 | 0 | 0
NSR Kincaid 1 & 2- NOx Rate Annual v5.13 | 533 | 7473 | Rate Constraint in lbs/MMBtu | FALSE | L | Annual | Rate | lb/MWh | 0 | 0 | 0 | 0 | 0 | 0 | 0
NSR Kincaid 1 & 2- NOx Rate Annual v5.13 | 533 | 7473 | Rate Constraint in lbs/MMBtu | FALSE | L | Annual | Constraint Shadow Price | US2019$/Ton | 0 | 0 | 0 | 0 | 0 | 0 | 0
NSR Kincaid 1 & 2- SO2 Cap Annual v5.13 | 534 | 7472 | Rate Constraint in MTons | FALSE | L | Annual | Seasons Included | Seasons | Winter, WintShld, Summer | Winter, WintShld, Summer | Winter, WintShld, Summer | Winter, WintShld, Summer | Winter, WintShld, Summer | Winter, WintShld, Summer | Winter, WintShld, Summer
NSR Kincaid 1 & 2- SO2 Cap Annual v5.13 | 534 | 7472 | Rate Constraint in MTons | FALSE | L | Annual | Standard SO2 | Thousand Tons | 4.4 | 4.4 | 4.4 | 4.4 | 4.4 | 4.4 | 4.4
NSR Kincaid 1 & 2- SO2 Cap Annual v5.13 | 534 | 7472 | Rate Constraint in MTons | FALSE | L | Annual | Emissions at Affected Plants SO2 | Thousand Tons | 0 | 0 | 0 | 0 | 0 | 0 | 0
NSR Kincaid 1 & 2- SO2 Cap Annual v5.13 | 534 | 7472 | Rate Constraint in MTons | FALSE | L | Annual | Allowances Purchased SO2 | Thousand Tons | 0 | 0 | 0 | 0 | 0 | 0 | 0
NSR Kincaid 1 & 2- SO2 Cap Annual v5.13 | 534 | 7472 | Rate Constraint in MTons | FALSE | L | Annual | Allowances Sold SO2 | Thousand Tons | 0 | 0 | 0 | 0 | 0 | 0 | 0
NSR Kincaid 1 & 2- SO2 Cap Annual v5.13 | 534 | 7472 | Rate Constraint in MTons | FALSE | L | Annual | Allowances Banked | Thousand Tons | 0 | 0 | 0 | 0 | 0 | 0 | 0
NSR Kincaid 1 & 2- SO2 Cap Annual v5.13 | 534 | 7472 | Rate Constraint in MTons | FALSE | L | Annual | Allowances Withdrawn (1:1) | Thousand Tons | 0 | 0 | 0 | 0 | 0 | 0 | 0
NSR Kincaid 1 & 2- SO2 Cap Annual v5.13 | 534 | 7472 | Rate Constraint in MTons | FALSE | L | Annual | Allowances Withdrawn (n:1) | Thousand Tons | 0 | 0 | 0 | 0 | 0 | 0 | 0
NSR Kincaid 1 & 2- SO2 Cap Annual v5.13 | 534 | 7472 | Rate Constraint in MTons | FALSE | L | Annual | Net Emissions Allowance Position | Thousand Tons | 0 | 0 | 0 | 0 | 0 | 0 | 0
NSR Kincaid 1 & 2- SO2 Cap Annual v5.13 | 534 | 7472 | Rate Constraint in MTons | FALSE | L | Annual | Fuel Consumed | TBtu | 0 | 0 | 0 | 0 | 0 | 0 | 0
NSR Kincaid 1 & 2- SO2 Cap Annual v5.13 | 534 | 7472 | Rate Constraint in MTons | FALSE | L | Annual | Rate | lb/MMBtu | 0 | 0 | 0 | 0 | 0 | 0 | 0
NSR Kincaid 1 & 2- SO2 Cap Annual v5.13 | 534 | 7472 | Rate Constraint in MTons | FALSE | L | Annual | Generation | TWh | 0 | 0 | 0 | 0 | 0 | 0 | 0
NSR Kincaid 1 & 2- SO2 Cap Annual v5.13 | 534 | 7472 | Rate Constraint in MTons | FALSE | L | Annual | Qualifying Generation | TWh | 0 | 0 | 0 | 0 | 0 | 0 | 0
NSR Kincaid 1 & 2- SO2 Cap Annual v5.13 | 534 | 7472 | Rate Constraint in MTons | FALSE | L | Annual | Rate | lb/MWh | 0 | 0 | 0 | 0 | 0 | 0 | 0
NSR Kincaid 1 & 2- SO2 Cap Annual v5.13 | 534 | 7472 | Rate Constraint in MTons | FALSE | L | Annual | Constraint Shadow Price | US2019$/Ton | 0 | 0 | 0 | 0 | 0 | 0 | 0
NSR Kincaid 1 & 2- SO2 Rate Annual v5.13 | 535 | 7471 | Rate Constraint in lbs/MMBtu | FALSE | L | Annual | Seasons Included | Seasons | Winter, WintShld, Summer | Winter, WintShld, Summer | Winter, WintShld, Summer | Winter, WintShld, Summer | Winter, WintShld, Summer | Winter, WintShld, Summer | Winter, WintShld, Summer
NSR Kincaid 1 & 2- SO2 Rate Annual v5.13 | 535 | 7471 | Rate Constraint in lbs/MMBtu | FALSE | L | Annual | Standard SO2 | lb/MMBtu | 0.1 | 0.1 | 0.1 | 0.1 | 0.1 | 0.1 | 0.1
NSR Kincaid 1 & 2- SO2 Rate Annual v5.13 | 535 | 7471 | Rate Constraint in lbs/MMBtu | FALSE | L | Annual | Emissions at Affected Plants SO2 | Thousand Tons | 0 | 0 | 0 | 0 | 0 | 0 | 0
NSR Kincaid 1 & 2- SO2 Rate Annual v5.13 | 535 | 7471 | Rate Constraint in lbs/MMBtu | FALSE | L | Annual | Allowances Purchased SO2 | Thousand Tons | 0 | 0 | 0 | 0 | 0 | 0 | 0
NSR Kincaid 1 & 2- SO2 Rate Annual v5.13 | 535 | 7471 | Rate Constraint in lbs/MMBtu | FALSE | L | Annual | Allowances Sold SO2 | Thousand Tons | 0 | 0 | 0 | 0 | 0 | 0 | 0
NSR Kincaid 1 & 2- SO2 Rate Annual v5.13 | 535 | 7471 | Rate Constraint in lbs/MMBtu | FALSE | L | Annual | Allowances Banked | Thousand Tons | 0 | 0 | 0 | 0 | 0 | 0 | 0
NSR Kincaid 1 & 2- SO2 Rate Annual v5.13 | 535 | 7471 | Rate Constraint in lbs/MMBtu | FALSE | L | Annual | Allowances Withdrawn (1:1) | Thousand Tons | 0 | 0 | 0 | 0 | 0 | 0 | 0
NSR Kincaid 1 & 2- SO2 Rate Annual v5.13 | 535 | 7471 | Rate Constraint in lbs/MMBtu | FALSE | L | Annual | Allowances Withdrawn (n:1) | Thousand Tons | 0 | 0 | 0 | 0 | 0 | 0 | 0
NSR Kincaid 1 & 2- SO2 Rate Annual v5.13 | 535 | 7471 | Rate Constraint in lbs/MMBtu | FALSE | L | Annual | Net Emissions Allowance Position | Thousand Tons | 0 | 0 | 0 | 0 | 0 | 0 | 0
NSR Kincaid 1 & 2- SO2 Rate Annual v5.13 | 535 | 7471 | Rate Constraint in lbs/MMBtu | FALSE | L | Annual | Fuel Consumed | TBtu | 0 | 0 | 0 | 0 | 0 | 0 | 0
NSR Kincaid 1 & 2- SO2 Rate Annual v5.13 | 535 | 7471 | Rate Constraint in lbs/MMBtu | FALSE | L | Annual | Rate | lb/MMBtu | 0 | 0 | 0 | 0 | 0 | 0 | 0
NSR Kincaid 1 & 2- SO2 Rate Annual v5.13 | 535 | 7471 | Rate Constraint in lbs/MMBtu | FALSE | L | Annual | Generation | TWh | 0 | 0 | 0 | 0 | 0 | 0 | 0
NSR Kincaid 1 & 2- SO2 Rate Annual v5.13 | 535 | 7471 | Rate Constraint in lbs/MMBtu | FALSE | L | Annual | Qualifying Generation | TWh | 0 | 0 | 0 | 0 | 0 | 0 | 0
NSR Kincaid 1 & 2- SO2 Rate Annual v5.13 | 535 | 7471 | Rate Constraint in lbs/MMBtu | FALSE | L | Annual | Rate | lb/MWh | 0 | 0 | 0 | 0 | 0 | 0 | 0
NSR Kincaid 1 & 2- SO2 Rate Annual v5.13 | 535 | 7471 | Rate Constraint in lbs/MMBtu | FALSE | L | Annual | Constraint Shadow Price | US2019$/Ton | 0 | 0 | 0 | 0 | 0 | 0 | 0
NSR KU Brown Unit 3 - SO2 Cap Annual v3.1 | 536 | 7383 | Rate Constraint in MTons | FALSE | L | Annual | Seasons Included | Seasons | Winter, WintShld, Summer | Winter, WintShld, Summer | Winter, WintShld, Summer | Winter, WintShld, Summer | Winter, WintShld, Summer | Winter, WintShld, Summer | Winter, WintShld, Summer
NSR KU Brown Unit 3 - SO2 Cap Annual v3.1 | 536 | 7383 | Rate Constraint in MTons | FALSE | L | Annual | Standard SO2 | Thousand Tons | 2.3 | 2.3 | 2.3 | 2.3 | 2.3 | 2.3 | 2.3
NSR KU Brown Unit 3 - SO2 Cap Annual v3.1 | 536 | 7383 | Rate Constraint in MTons | FALSE | L | Annual | Emissions at Affected Plants SO2 | Thousand Tons | 0 | 0 | 0 | 0 | 0 | 0 | 0
NSR KU Brown Unit 3 - SO2 Cap Annual v3.1 | 536 | 7383 | Rate Constraint in MTons | FALSE | L | Annual | Allowances Purchased SO2 | Thousand Tons | 0 | 0 | 0 | 0 | 0 | 0 | 0
NSR KU Brown Unit 3 - SO2 Cap Annual v3.1 | 536 | 7383 | Rate Constraint in MTons | FALSE | L | Annual | Allowances Sold SO2 | Thousand Tons | 0 | 0 | 0 | 0 | 0 | 0 | 0
NSR KU Brown Unit 3 - SO2 Cap Annual v3.1 | 536 | 7383 | Rate Constraint in MTons | FALSE | L | Annual | Allowances Banked | Thousand Tons | 0 | 0 | 0 | 0 | 0 | 0 | 0
NSR KU Brown Unit 3 - SO2 Cap Annual v3.1 | 536 | 7383 | Rate Constraint in MTons | FALSE | L | Annual | Allowances Withdrawn (1:1) | Thousand Tons | 0 | 0 | 0 | 0 | 0 | 0 | 0
NSR KU Brown Unit 3 - SO2 Cap Annual v3.1 | 536 | 7383 | Rate Constraint in MTons | FALSE | L | Annual | Allowances Withdrawn (n:1) | Thousand Tons | 0 | 0 | 0 | 0 | 0 | 0 | 0
NSR KU Brown Unit 3 - SO2 Cap Annual v3.1 | 536 | 7383 | Rate Constraint in MTons | FALSE | L | Annual | Net Emissions Allowance Position | Thousand Tons | 0 | 0 | 0 | 0 | 0 | 0 | 0
NSR KU Brown Unit 3 - SO2 Cap Annual v3.1 | 536 | 7383 | Rate Constraint in MTons | FALSE | L | Annual | Fuel Consumed | TBtu | 0 | 0 | 0 | 0 | 0 | 0 | 0
NSR KU Brown Unit 3 - SO2 Cap Annual v3.1 | 536 | 7383 | Rate Constraint in MTons | FALSE | L | Annual | Rate | lb/MMBtu | 0 | 0 | 0 | 0 | 0 | 0 | 0
NSR KU Brown Unit 3 - SO2 Cap Annual v3.1 | 536 | 7383 | Rate Constraint in MTons | FALSE | L | Annual | Generation | TWh | 0 | 0 | 0 | 0 | 0 | 0 | 0
NSR KU Brown Unit 3 - SO2 Cap Annual v3.1 | 536 | 7383 | Rate Constraint in MTons | FALSE | L | Annual | Qualifying Generation | TWh | 0 | 0 | 0 | 0 | 0 | 0 | 0
NSR KU Brown Unit 3 - SO2 Cap Annual v3.1 | 536 | 7383 | Rate Constraint in MTons | FALSE | L | Annual | Rate | lb/MWh | 0 | 0 | 0 | 0 | 0 | 0 | 0
NSR KU Brown Unit 3 - SO2 Cap Annual v3.1 | 536 | 7383 | Rate Constraint in MTons | FALSE | L | Annual | Constraint Shadow Price | US2019$/Ton | 0 | 0 | 0 | 0 | 0 | 0 | 0
NSR KU Brown Unit 3 - SO2 Rate Annual v3.1 | 537 | 7384 | Rate Constraint in lbs/MMBtu | FALSE | L | Annual | Seasons Included | Seasons | Winter, WintShld, Summer | Winter, WintShld, Summer | Winter, WintShld, Summer | Winter, WintShld, Summer | Winter, WintShld, Summer | Winter, WintShld, Summer | Winter, WintShld, Summer
NSR KU Brown Unit 3 - SO2 Rate Annual v3.1 | 537 | 7384 | Rate Constraint in lbs/MMBtu | FALSE | L | Annual | Standard SO2 | lb/MMBtu | 0.1 | 0.1 | 0.1 | 0.1 | 0.1 | 0.1 | 0.1
NSR KU Brown Unit 3 - SO2 Rate Annual v3.1 | 537 | 7384 | Rate Constraint in lbs/MMBtu | FALSE | L | Annual | Emissions at Affected Plants SO2 | Thousand Tons | 0 | 0 | 0 | 0 | 0 | 0 | 0
NSR KU Brown Unit 3 - SO2 Rate Annual v3.1 | 537 | 7384 | Rate Constraint in lbs/MMBtu | FALSE | L | Annual | Allowances Purchased SO2 | Thousand Tons | 0 | 0 | 0 | 0 | 0 | 0 | 0
NSR KU Brown Unit 3 - SO2 Rate Annual v3.1 | 537 | 7384 | Rate Constraint in lbs/MMBtu | FALSE | L | Annual | Allowances Sold SO2 | Thousand Tons | 0 | 0 | 0 | 0 | 0 | 0 | 0
NSR KU Brown Unit 3 - SO2 Rate Annual v3.1 | 537 | 7384 | Rate Constraint in lbs/MMBtu | FALSE | L | Annual | Allowances Banked | Thousand Tons | 0 | 0 | 0 | 0 | 0 | 0 | 0
NSR KU Brown Unit 3 - SO2 Rate Annual v3.1 | 537 | 7384 | Rate Constraint in lbs/MMBtu | FALSE | L | Annual | Allowances Withdrawn (1:1) | Thousand Tons | 0 | 0 | 0 | 0 | 0 | 0 | 0
NSR KU Brown Unit 3 - SO2 Rate Annual v3.1 | 537 | 7384 | Rate Constraint in lbs/MMBtu | FALSE | L | Annual | Allowances Withdrawn (n:1) | Thousand Tons | 0 | 0 | 0 | 0 | 0 | 0 | 0
NSR KU Brown Unit 3 - SO2 Rate Annual v3.1 | 537 | 7384 | Rate Constraint in lbs/MMBtu | FALSE | L | Annual | Net Emissions Allowance Position | Thousand Tons | 0 | 0 | 0 | 0 | 0 | 0 | 0
NSR KU Brown Unit 3 - SO2 Rate Annual v3.1 | 537 | 7384 | Rate Constraint in lbs/MMBtu | FALSE | L | Annual | Fuel Consumed | TBtu | 0 | 0 | 0 | 0 | 0 | 0 | 0
NSR KU Brown Unit 3 - SO2 Rate Annual v3.1 | 537 | 7384 | Rate Constraint in lbs/MMBtu | FALSE | L | Annual | Rate | lb/MMBtu | 0 | 0 | 0 | 0 | 0 | 0 | 0
NSR KU Brown Unit 3 - SO2 Rate Annual v3.1 | 537 | 7384 | Rate Constraint in lbs/MMBtu | FALSE | L | Annual | Generation | TWh | 0 | 0 | 0 | 0 | 0 | 0 | 0
NSR KU Brown Unit 3 - SO2 Rate Annual v3.1 | 537 | 7384 | Rate Constraint in lbs/MMBtu | FALSE | L | Annual | Qualifying Generation | TWh | 0 | 0 | 0 | 0 | 0 | 0 | 0
NSR KU Brown Unit 3 - SO2 Rate Annual v3.1 | 537 | 7384 | Rate Constraint in lbs/MMBtu | FALSE | L | Annual | Rate | lb/MWh | 0 | 0 | 0 | 0 | 0 | 0 | 0
NSR KU Brown Unit 3 - SO2 Rate Annual v3.1 | 537 | 7384 | Rate Constraint in lbs/MMBtu | FALSE | L | Annual | Constraint Shadow Price | US2019$/Ton | 0 | 0 | 0 | 0 | 0 | 0 | 0
NSR Lansing Unit 4 NOX Rate v5.16 | 538 | 7512 | Rate Constraint in lbs/MMBtu | FALSE | L | Annual | Seasons Included | Seasons | Winter, WintShld, Summer | Winter, WintShld, Summer | Winter, WintShld, Summer | Winter, WintShld, Summer | Winter, WintShld, Summer | Winter, WintShld, Summer | Winter, WintShld, Summer
NSR Lansing Unit 4 NOX Rate v5.16 | 538 | 7512 | Rate Constraint in lbs/MMBtu | FALSE | L | Annual | Standard NOX | lb/MMBtu | 0.08 | 0.08 | 0.08 | 0.08 | 0.08 | 0.08 | 0.08
NSR Lansing Unit 4 NOX Rate v5.16 | 538 | 7512 | Rate Constraint in lbs/MMBtu | FALSE | L | Annual | Emissions at Affected Plants NOX | Thousand Tons | 0 | 0 | 0 | 0 | 0 | 0 | 0
NSR Lansing Unit 4 NOX Rate v5.16 | 538 | 7512 | Rate Constraint in lbs/MMBtu | FALSE | L | Annual | Allowances Purchased NOX | Thousand Tons | 0 | 0 | 0 | 0 | 0 | 0 | 0
NSR Lansing Unit 4 NOX Rate v5.16 | 538 | 7512 | Rate Constraint in lbs/MMBtu | FALSE | L | Annual | Allowances Sold NOX | Thousand Tons | 0 | 0 | 0 | 0 | 0 | 0 | 0
NSR Lansing Unit 4 NOX Rate v5.16 | 538 | 7512 | Rate Constraint in lbs/MMBtu | FALSE | L | Annual | Allowances Banked | Thousand Tons | 0 | 0 | 0 | 0 | 0 | 0 | 0
NSR Lansing Unit 4 NOX Rate v5.16 | 538 | 7512 | Rate Constraint in lbs/MMBtu | FALSE | L | Annual | Allowances Withdrawn (1:1) | Thousand Tons | 0 | 0 | 0 | 0 | 0 | 0 | 0
NSR Lansing Unit 4 NOX Rate v5.16 | 538 | 7512 | Rate Constraint in lbs/MMBtu | FALSE | L | Annual | Allowances Withdrawn (n:1) | Thousand Tons | 0 | 0 | 0 | 0 | 0 | 0 | 0
NSR Lansing Unit 4 NOX Rate v5.16 | 538 | 7512 | Rate Constraint in lbs/MMBtu | FALSE | L | Annual | Net Emissions Allowance Position | Thousand Tons | 0 | 0 | 0 | 0 | 0 | 0 | 0
NSR Lansing Unit 4 NOX Rate v5.16 | 538 | 7512 | Rate Constraint in lbs/MMBtu | FALSE | L | Annual | Fuel Consumed | TBtu | 0 | 0 | 0 | 0 | 0 | 0 | 0
NSR Lansing Unit 4 NOX Rate v5.16 | 538 | 7512 | Rate Constraint in lbs/MMBtu | FALSE | L | Annual | Rate | lb/MMBtu | 0 | 0 | 0 | 0 | 0 | 0 | 0
NSR Lansing Unit 4 NOX Rate v5.16 | 538 | 7512 | Rate Constraint in lbs/MMBtu | FALSE | L | Annual | Generation | TWh | 0 | 0 | 0 | 0 | 0 | 0 | 0
NSR Lansing Unit 4 NOX Rate v5.16 | 538 | 7512 | Rate Constraint in lbs/MMBtu | FALSE | L | Annual | Qualifying Generation | TWh | 0 | 0 | 0 | 0 | 0 | 0 | 0
NSR Lansing Unit 4 NOX Rate v5.16 | 538 | 7512 | Rate Constraint in lbs/MMBtu | FALSE | L | Annual | Rate | lb/MWh | 0 | 0 | 0 | 0 | 0 | 0 | 0
NSR Lansing Unit 4 NOX Rate v5.16 | 538 | 7512 | Rate Constraint in lbs/MMBtu | FALSE | L | Annual | Constraint Shadow Price | US2019$/Ton | 0 | 0 | 0 | 0 | 0 | 0 | 0
NSR Lansing Unit 4 SO2 Rate v5.16 | 539 | 7511 | Rate Constraint in lbs/MMBtu | FALSE | L | Annual | Seasons Included | Seasons | Winter, WintShld, Summer | Winter, WintShld, Summer | Winter, WintShld, Summer | Winter, WintShld, Summer | Winter, WintShld, Summer | Winter, WintShld, Summer | Winter, WintShld, Summer
NSR Lansing Unit 4 SO2 Rate v5.16 | 539 | 7511 | Rate Constraint in lbs/MMBtu | FALSE | L | Annual | Standard SO2 | lb/MMBtu | 0.075 | 0.075 | 0.075 | 0.075 | 0.075 | 0.075 | 0.075
NSR Lansing Unit 4 SO2 Rate v5.16 | 539 | 7511 | Rate Constraint in lbs/MMBtu | FALSE | L | Annual | Emissions at Affected Plants SO2 | Thousand Tons | 0 | 0 | 0 | 0 | 0 | 0 | 0
NSR Lansing Unit 4 SO2 Rate v5.16 | 539 | 7511 | Rate Constraint in lbs/MMBtu | FALSE | L | Annual | Allowances Purchased SO2 | Thousand Tons | 0 | 0 | 0 | 0 | 0 | 0 | 0
NSR Lansing Unit 4 SO2 Rate v5.16 | 539 | 7511 | Rate Constraint in lbs/MMBtu | FALSE | L | Annual | Allowances Sold SO2 | Thousand Tons | 0 | 0 | 0 | 0 | 0 | 0 | 0
NSR Lansing Unit 4 SO2 Rate v5.16 | 539 | 7511 | Rate Constraint in lbs/MMBtu | FALSE | L | Annual | Allowances Banked | Thousand Tons | 0 | 0 | 0 | 0 | 0 | 0 | 0
NSR Lansing Unit 4 SO2 Rate v5.16 | 539 | 7511 | Rate Constraint in lbs/MMBtu | FALSE | L | Annual | Allowances Withdrawn (1:1) | Thousand Tons | 0 | 0 | 0 | 0 | 0 | 0 | 0
NSR Lansing Unit 4 SO2 Rate v5.16 | 539 | 7511 | Rate Constraint in lbs/MMBtu | FALSE | L | Annual | Allowances Withdrawn (n:1) | Thousand Tons | 0 | 0 | 0 | 0 | 0 | 0 | 0
NSR Lansing Unit 4 SO2 Rate v5.16 | 539 | 7511 | Rate Constraint in lbs/MMBtu | FALSE | L | Annual | Net Emissions Allowance Position | Thousand Tons | 0 | 0 | 0 | 0 | 0 | 0 | 0
NSR Lansing Unit 4 SO2 Rate v5.16 | 539 | 7511 | Rate Constraint in lbs/MMBtu | FALSE | L | Annual | Fuel Consumed | TBtu | 0 | 0 | 0 | 0 | 0 | 0 | 0
NSR Lansing Unit 4 SO2 Rate v5.16 | 539 | 7511 | Rate Constraint in lbs/MMBtu | FALSE | L | Annual | Rate | lb/MMBtu | 0 | 0 | 0 | 0 | 0 | 0 | 0
NSR Lansing Unit 4 SO2 Rate v5.16 | 539 | 7511 | Rate Constraint in lbs/MMBtu | FALSE | L | Annual | Generation | TWh | 0 | 0 | 0 | 0 | 0 | 0 | 0
NSR Lansing Unit 4 SO2 Rate v5.16 | 539 | 7511 | Rate Constraint in lbs/MMBtu | FALSE | L | Annual | Qualifying Generation | TWh | 0 | 0 | 0 | 0 | 0 | 0 | 0
NSR Lansing Unit 4 SO2 Rate v5.16 | 539 | 7511 | Rate Constraint in lbs/MMBtu | FALSE | L | Annual | Rate | lb/MWh | 0 | 0 | 0 | 0 | 0 | 0 | 0
NSR Lansing Unit 4 SO2 Rate v5.16 | 539 | 7511 | Rate Constraint in lbs/MMBtu | FALSE | L | Annual | Constraint Shadow Price | US2019$/Ton | 0 | 0 | 0 | 0 | 0 | 0 | 0
NSR Laskin 1,2 - NOX Rate Annual v5.14 | 540 | 7491 | Rate Constraint in lbs/MMBtu | FALSE | L | Annual | Seasons Included | Seasons | Winter, WintShld, Summer | Winter, WintShld, Summer | Winter, WintShld, Summer | Winter, WintShld, Summer | Winter, WintShld, Summer | Winter, WintShld, Summer | Winter, WintShld, Summer
NSR Laskin 1,2 - NOX Rate Annual v5.14 | 540 | 7491 | Rate Constraint in lbs/MMBtu | FALSE | L | Annual | Standard NOX | lb/MMBtu | 0.19 | 0.19 | 0.19 | 0.19 | 0.19 | 0.19 | 0.19
NSR Laskin 1,2 - NOX Rate Annual v5.14 | 540 | 7491 | Rate Constraint in lbs/MMBtu | FALSE | L | Annual | Emissions at Affected Plants NOX | Thousand Tons | 0 | 0 | 0 | 0 | 0 | 0 | 0
NSR Laskin 1,2 - NOX Rate Annual v5.14 | 540 | 7491 | Rate Constraint in lbs/MMBtu | FALSE | L | Annual | Allowances Purchased NOX | Thousand Tons | 0 | 0 | 0 | 0 | 0 | 0 | 0
NSR Laskin 1,2 - NOX Rate Annual v5.14 | 540 | 7491 | Rate Constraint in lbs/MMBtu | FALSE | L | Annual | Allowances Sold NOX | Thousand Tons | 0 | 0 | 0 | 0 | 0 | 0 | 0
NSR Laskin 1,2 - NOX Rate Annual v5.14 | 540 | 7491 | Rate Constraint in lbs/MMBtu | FALSE | L | Annual | Allowances Banked | Thousand Tons | 0 | 0 | 0 | 0 | 0 | 0 | 0
NSR Laskin 1,2 - NOX Rate Annual v5.14 | 540 | 7491 | Rate Constraint in lbs/MMBtu | FALSE | L | Annual | Allowances Withdrawn (1:1) | Thousand Tons | 0 | 0 | 0 | 0 | 0 | 0 | 0
NSR Laskin 1,2 - NOX Rate Annual v5.14 | 540 | 7491 | Rate Constraint in lbs/MMBtu | FALSE | L | Annual | Allowances Withdrawn (n:1) | Thousand Tons | 0 | 0 | 0 | 0 | 0 | 0 | 0
NSR Laskin 1,2 - NOX Rate Annual v5.14 | 540 | 7491 | Rate Constraint in lbs/MMBtu | FALSE | L | Annual | Net Emissions Allowance Position | Thousand Tons | 0 | 0 | 0 | 0 | 0 | 0 | 0
NSR Laskin 1,2 - NOX Rate Annual v5.14 | 540 | 7491 | Rate Constraint in lbs/MMBtu | FALSE | L | Annual | Fuel Consumed | TBtu | 0 | 0 | 0 | 0 | 0 | 0 | 0
NSR Laskin 1,2 - NOX Rate Annual v5.14 | 540 | 7491 | Rate Constraint in lbs/MMBtu | FALSE | L | Annual | Rate | lb/MMBtu | 0 | 0 | 0 | 0 | 0 | 0 | 0
NSR Laskin 1,2 - NOX Rate Annual v5.14 | 540 | 7491 | Rate Constraint in lbs/MMBtu | FALSE | L | Annual | Generation | TWh | 0 | 0 | 0 | 0 | 0 | 0 | 0
NSR Laskin 1,2 - NOX Rate Annual v5.14 | 540 | 7491 | Rate Constraint in lbs/MMBtu | FALSE | L | Annual | Qualifying Generation | TWh | 0 | 0 | 0 | 0 | 0 | 0 | 0
NSR Laskin 1,2 - NOX Rate Annual v5.14 | 540 | 7491 | Rate Constraint in lbs/MMBtu | FALSE | L | Annual | Rate | lb/MWh | 0 | 0 | 0 | 0 | 0 | 0 | 0
NSR Laskin 1,2 - NOX Rate Annual v5.14 | 540 | 7491 | Rate Constraint in lbs/MMBtu | FALSE | L | Annual | Constraint Shadow Price | US2019$/Ton | 0 | 0 | 0 | 0 | 0 | 0 | 0
NSR Laskin 1,2 - SO2 Rate Annual v5.14 | 541 | 7490 | Rate Constraint in lbs/MMBtu | FALSE | L | Annual | Seasons Included | Seasons | Winter, WintShld, Summer | Winter, WintShld, Summer | Winter, WintShld, Summer | Winter, WintShld, Summer | Winter, WintShld, Summer | Winter, WintShld, Summer | Winter, WintShld, Summer
NSR Laskin 1,2 - SO2 Rate Annual v5.14 | 541 | 7490 | Rate Constraint in lbs/MMBtu | FALSE | L | Annual | Standard SO2 | lb/MMBtu | 0.2 | 0.2 | 0.2 | 0.2 | 0.2 | 0.2 | 0.2
NSR Laskin 1,2 - SO2 Rate Annual v5.14 | 541 | 7490 | Rate Constraint in lbs/MMBtu | FALSE | L | Annual | Emissions at Affected Plants SO2 | Thousand Tons | 0 | 0 | 0 | 0 | 0 | 0 | 0
NSR Laskin 1,2 - SO2 Rate Annual v5.14 | 541 | 7490 | Rate Constraint in lbs/MMBtu | FALSE | L | Annual | Allowances Purchased SO2 | Thousand Tons | 0 | 0 | 0 | 0 | 0 | 0 | 0
NSR Laskin 1,2 - SO2 Rate Annual v5.14 | 541 | 7490 | Rate Constraint in lbs/MMBtu | FALSE | L | Annual | Allowances Sold SO2 | Thousand Tons | 0 | 0 | 0 | 0 | 0 | 0 | 0
NSR Laskin 1,2 - SO2 Rate Annual v5.14 | 541 | 7490 | Rate Constraint in lbs/MMBtu | FALSE | L | Annual | Allowances Banked | Thousand Tons | 0 | 0 | 0 | 0 | 0 | 0 | 0
NSR Laskin 1,2 - SO2 Rate Annual v5.14 | 541 | 7490 | Rate Constraint in lbs/MMBtu | FALSE | L | Annual | Allowances Withdrawn (1:1) | Thousand Tons | 0 | 0 | 0 | 0 | 0 | 0 | 0
NSR Laskin 1,2 - SO2 Rate Annual v5.14 | 541 | 7490 | Rate Constraint in lbs/MMBtu | FALSE | L | Annual | Allowances Withdrawn (n:1) | Thousand Tons | 0 | 0 | 0 | 0 | 0 | 0 | 0
NSR Laskin 1,2 - SO2 Rate Annual v5.14 | 541 | 7490 | Rate Constraint in lbs/MMBtu | FALSE | L | Annual | Net Emissions Allowance Position | Thousand Tons | 0 | 0 | 0 | 0 | 0 | 0 | 0
NSR Laskin 1,2 - SO2 Rate Annual v5.14 | 541 | 7490 | Rate Constraint in lbs/MMBtu | FALSE | L | Annual | Fuel Consumed | TBtu | 0 | 0 | 0 | 0 | 0 | 0 | 0
NSR Laskin 1,2 - SO2 Rate Annual v5.14 | 541 | 7490 | Rate Constraint in lbs/MMBtu | FALSE | L | Annual | Rate | lb/MMBtu | 0 | 0 | 0 | 0 | 0 | 0 | 0
NSR Laskin 1,2 - SO2 Rate Annual v5.14 | 541 | 7490 | Rate Constraint in lbs/MMBtu | FALSE | L | Annual | Generation | TWh | 0 | 0 | 0 | 0 | 0 | 0 | 0
NSR Laskin 1,2 - SO2 Rate Annual v5.14 | 541 | 7490 | Rate Constraint in lbs/MMBtu | FALSE | L | Annual | Qualifying Generation | TWh | 0 | 0 | 0 | 0 | 0 | 0 | 0
NSR Laskin 1,2 - SO2 Rate Annual v5.14 | 541 | 7490 | Rate Constraint in lbs/MMBtu | FALSE | L | Annual | Rate | lb/MWh | 0 | 0 | 0 | 0 | 0 | 0 | 0
NSR Laskin 1,2 - SO2 Rate Annual v5.14 | 541 | 7490 | Rate Constraint in lbs/MMBtu | FALSE | L | Annual | Constraint Shadow Price | US2019$/Ton | 0 | 0 | 0 | 0 | 0 | 0 | 0
NSR Michigan City 12 - NOX Rate Annual v4.11, Unit 3587 and retrofits | 542 | 7449 | Rate Constraint in lbs/MMBtu | FALSE | L | Annual | Seasons Included | Seasons | Winter, WintShld, Summer | Winter, WintShld, Summer | Winter, WintShld, Summer | Winter, WintShld, Summer | Winter, WintShld, Summer | Winter, WintShld, Summer | Winter, WintShld, Summer
NSR Michigan City 12 - NOX Rate Annual v4.11, Unit 3587 and retrofits | 542 | 7449 | Rate Constraint in lbs/MMBtu | FALSE | L | Annual | Standard NOX | lb/MMBtu | 0.1 | 0.1 | 0.1 | 0.1 | 0.1 | 0.1 | 0.1
NSR Michigan City 12 - NOX Rate Annual v4.11, Unit 3587 and retrofits | 542 | 7449 | Rate Constraint in lbs/MMBtu | FALSE | L | Annual | Emissions at Affected Plants NOX | Thousand Tons | 0 | 0 | 0 | 0 | 0 | 0 | 0
NSR Michigan City 12 - NOX Rate Annual v4.11, Unit 3587 and retrofits | 542 | 7449 | Rate Constraint in lbs/MMBtu | FALSE | L | Annual | Allowances Purchased NOX | Thousand Tons | 0 | 0 | 0 | 0 | 0 | 0 | 0
NSR Michigan City 12 - NOX Rate Annual v4.11, Unit 3587 and retrofits | 542 | 7449 | Rate Constraint in lbs/MMBtu | FALSE | L | Annual | Allowances Sold NOX | Thousand Tons | 0 | 0 | 0 | 0 | 0 | 0 | 0
NSR Michigan City 12 - NOX Rate Annual v4.11, Unit 3587 and retrofits | 542 | 7449 | Rate Constraint in lbs/MMBtu | FALSE | L | Annual | Allowances Banked | Thousand Tons | 0 | 0 | 0 | 0 | 0 | 0 | 0
NSR Michigan City 12 - NOX Rate Annual v4.11, Unit 3587 and retrofits | 542 | 7449 | Rate Constraint in lbs/MMBtu | FALSE | L | Annual | Allowances Withdrawn (1:1) | Thousand Tons | 0 | 0 | 0 | 0 | 0 | 0 | 0
NSR Michigan City 12 - NOX Rate Annual v4.11, Unit 3587 and retrofits | 542 | 7449 | Rate Constraint in lbs/MMBtu | FALSE | L | Annual | Allowances Withdrawn (n:1) | Thousand Tons | 0 | 0 | 0 | 0 | 0 | 0 | 0
NSR Michigan City 12 - NOX Rate Annual v4.11, Unit 3587 and retrofits | 542 | 7449 | Rate Constraint in lbs/MMBtu | FALSE | L | Annual | Net Emissions Allowance Position | Thousand Tons | 0 | 0 | 0 | 0 | 0 | 0 | 0
NSR Michigan City 12 - NOX Rate Annual v4.11, Unit 3587 and retrofits | 542 | 7449 | Rate Constraint in lbs/MMBtu | FALSE | L | Annual | Fuel Consumed | TBtu | 0 | 0 | 0 | 0 | 0 | 0 | 0
NSR Michigan City 12 - NOX Rate Annual v4.11, Unit 3587 and retrofits | 542 | 7449 | Rate Constraint in lbs/MMBtu | FALSE | L | Annual | Rate | lb/MMBtu | 0 | 0 | 0 | 0 | 0 | 0 | 0
NSR Michigan City 12 - NOX Rate Annual v4.11, Unit 3587 and retrofits | 542 | 7449 | Rate Constraint in lbs/MMBtu | FALSE | L | Annual | Generation | TWh | 0 | 0 | 0 | 0 | 0 | 0 | 0
NSR Michigan City 12 - NOX Rate Annual v4.11, Unit 3587 and retrofits | 542 | 7449 | Rate Constraint in lbs/MMBtu | FALSE | L | Annual | Qualifying Generation | TWh | 0 | 0 | 0 | 0 | 0 | 0 | 0
NSR Michigan City 12 - NOX Rate Annual v4.11, Unit 3587 and retrofits | 542 | 7449 | Rate Constraint in lbs/MMBtu | FALSE | L | Annual | Rate | lb/MWh | 0 | 0 | 0 | 0 | 0 | 0 | 0
NSR Michigan City 12 - NOX Rate Annual v4.11, Unit 3587 and retrofits | 542 | 7449 | Rate Constraint in lbs/MMBtu | FALSE | L | Annual | Constraint Shadow Price | US2019$/Ton | 0 | 0 | 0 | 0 | 0 | 0 | 0
NSR Michigan City 12 - SO2 Rate Annual v4.11, Unit 3587 and retrofits | 543 | 7448 | Rate Constraint in lbs/MMBtu | FALSE | L | Annual | Seasons Included | Seasons | Winter, WintShld, Summer | Winter, WintShld, Summer | Winter, WintShld, Summer | Winter, WintShld, Summer | Winter, WintShld, Summer | Winter, WintShld, Summer | Winter, WintShld, Summer
NSR Michigan City 12 - SO2 Rate Annual v4.11, Unit 3587 and retrofits | 543 | 7448 | Rate Constraint in lbs/MMBtu | FALSE | L | Annual | Standard SO2 | lb/MMBtu | 0.1 | 0.1 | 0.1 | 0.1 | 0.1 | 0.1 | 0.1
NSR Michigan City 12 - SO2 Rate Annual v4.11, Unit 3587 and retrofits | 543 | 7448 | Rate Constraint in lbs/MMBtu | FALSE | L | Annual | Emissions at Affected Plants SO2 | Thousand Tons | 0 | 0 | 0 | 0 | 0 | 0 | 0
NSR Michigan City 12 - SO2 Rate Annual v4.11, Unit 3587 and retrofits | 543 | 7448 | Rate Constraint in lbs/MMBtu | FALSE | L | Annual | Allowances Purchased SO2 | Thousand Tons | 0 | 0 | 0 | 0 | 0 | 0 | 0
NSR Michigan City 12 - SO2 Rate Annual v4.11, Unit 3587 and retrofits | 543 | 7448 | Rate Constraint in lbs/MMBtu | FALSE | L | Annual | Allowances Sold SO2 | Thousand Tons | 0 | 0 | 0 | 0 | 0 | 0 | 0
NSR Michigan City 12 - SO2 Rate Annual v4.11, Unit 3587 and retrofits | 543 | 7448 | Rate Constraint in lbs/MMBtu | FALSE | L | Annual | Allowances Banked | Thousand Tons | 0 | 0 | 0 | 0 | 0 | 0 | 0
NSR Michigan City 12 - SO2 Rate Annual v4.11, Unit 3587 and retrofits | 543 | 7448 | Rate Constraint in lbs/MMBtu | FALSE | L | Annual | Allowances Withdrawn (1:1) | Thousand Tons | 0 | 0 | 0 | 0 | 0 | 0 | 0
NSR Michigan City 12 - SO2 Rate Annual v4.11, Unit 3587 and retrofits | 543 | 7448 | Rate Constraint in lbs/MMBtu | FALSE | L | Annual | Allowances Withdrawn (n:1) | Thousand Tons | 0 | 0 | 0 | 0 | 0 | 0 | 0
NSR Michigan City 12 - SO2 Rate Annual v4.11, Unit 3587 and retrofits | 543 | 7448 | Rate Constraint in lbs/MMBtu | FALSE | L | Annual | Net Emissions Allowance Position | Thousand Tons | 0 | 0 | 0 | 0 | 0 | 0 | 0
NSR Michigan City 12 - SO2 Rate Annual v4.11, Unit 3587 and retrofits | 543 | 7448 | Rate Constraint in lbs/MMBtu | FALSE | L | Annual | Fuel Consumed | TBtu | 0 | 0 | 0 | 0 | 0 | 0 | 0
NSR Michigan City 12 - SO2 Rate Annual v4.11, Unit 3587 and retrofits | 543 | 7448 | Rate Constraint in lbs/MMBtu | FALSE | L | Annual | Rate | lb/MMBtu | 0 | 0 | 0 | 0 | 0 | 0 | 0
NSR Michigan City 12 - SO2 Rate Annual v4.11, Unit 3587 and retrofits | 543 | 7448 | Rate Constraint in lbs/MMBtu | FALSE | L | Annual | Generation | TWh | 0 | 0 | 0 | 0 | 0 | 0 | 0
NSR Michigan City 12 - SO2 Rate Annual v4.11, Unit 3587 and retrofits | 543 | 7448 | Rate Constraint in lbs/MMBtu | FALSE | L | Annual | Qualifying Generation | TWh | 0 | 0 | 0 | 0 | 0 | 0 | 0
NSR Michigan City 12 - SO2 Rate Annual v4.11, Unit 3587 and retrofits | 543 | 7448 | Rate Constraint in lbs/MMBtu | FALSE | L | Annual | Rate | lb/MWh | 0 | 0 | 0 | 0 | 0 | 0 | 0
NSR Michigan City 12 - SO2 Rate Annual v4.11, Unit 3587 and retrofits | 543 | 7448 | Rate Constraint in lbs/MMBtu | FALSE | L | Annual | Constraint Shadow Price | US2019$/Ton | 0 | 0 | 0 | 0 | 0 | 0 | 0
NSR Milton Young 1,2 - NOX Rate Annual v3.1, Unit 2601 and retrofits | 544 | 7423 | Rate Constraint in lbs/MMBtu | FALSE | L | Annual | Seasons Included | Seasons | Winter, WintShld, Summer | Winter, WintShld, Summer | Winter, WintShld, Summer | Winter, WintShld, Summer | Winter, WintShld, Summer | Winter, WintShld, Summer | Winter, WintShld, Summer
NSR Milton Young 1,2 - NOX Rate Annual v3.1, Unit 2601 and retrofits | 544 | 7423 | Rate Constraint in lbs/MMBtu | FALSE | L | Annual | Standard NOX | lb/MMBtu | 0.36 | 0.36 | 0.36 | 0.36 | 0.36 | 0.36 | 0.36
NSR Milton Young 1,2 - NOX Rate Annual v3.1, Unit 2601 and retrofits | 544 | 7423 | Rate Constraint in lbs/MMBtu | FALSE | L | Annual | Emissions at Affected Plants NOX | Thousand Tons | 4.2968 | 3.5526 | 0 | 0 | 0 | 0 | 0
NSR Milton Young 1,2 - NOX Rate Annual v3.1, Unit 2601 and retrofits | 544 | 7423 | Rate Constraint in lbs/MMBtu | FALSE | L | Annual | Allowances Purchased NOX | Thousand Tons | 0 | 0 | 0 | 0 | 0 | 0 | 0
NSR Milton Young 1,2 - NOX Rate Annual v3.1, Unit 2601 and retrofits | 544 | 7423 | Rate Constraint in lbs/MMBtu | FALSE | L | Annual | Allowances Sold NOX | Thousand Tons | 0 | 0 | 0 | 0 | 0 | 0 | 0
NSR Milton Young 1,2 - NOX Rate Annual v3.1, Unit 2601 and retrofits | 544 | 7423 | Rate Constraint in lbs/MMBtu | FALSE | L | Annual | Allowances Banked | Thousand Tons | 0 | 0 | 0 | 0 | 0 | 0 | 0
NSR Milton Young 1,2 - NOX Rate Annual v3.1, Unit 2601 and retrofits | 544 | 7423 | Rate Constraint in lbs/MMBtu | FALSE | L | Annual | Allowances Withdrawn (1:1) | Thousand Tons | 0 | 0 | 0 | 0 | 0 | 0 | 0
NSR Milton Young 1,2 - NOX Rate Annual v3.1, Unit 2601 and retrofits | 544 | 7423 | Rate Constraint in lbs/MMBtu | FALSE | L | Annual | Allowances Withdrawn (n:1) | Thousand Tons | 0 | 0 | 0 | 0 | 0 | 0 | 0
NSR Milton Young 1,2 - NOX Rate Annual v3.1, Unit 2601 and retrofits | 544 | 7423 | Rate Constraint in lbs/MMBtu | FALSE | L | Annual | Net Emissions Allowance Position | Thousand Tons | 4.2968 | 3.5526 | 0 | 0 | 0 | 0 | 0
NSR Milton Young 1,2 - NOX Rate Annual v3.1, Unit 2601 and retrofits | 544 | 7423 | Rate Constraint in lbs/MMBtu | FALSE | L | Annual | Fuel Consumed | TBtu | 30.3094 | 25.0597 | 0 | 0 | 0 | 0 | 0
NSR Milton Young 1,2 - NOX Rate Annual v3.1, Unit 2601 and retrofits | 544 | 7423 | Rate Constraint in lbs/MMBtu | FALSE | L | Annual | Rate | lb/MMBtu | 0.28353 | 0.28353 | 0 | 0 | 0 | 0 | 0
NSR Milton Young 1,2 - NOX Rate Annual v3.1, Unit 2601 and retrofits | 544 | 7423 | Rate Constraint in lbs/MMBtu | FALSE | L | Annual | Generation | TWh | 2.6608 | 2.2 | 0 | 0 | 0 | 0 | 0
NSR Milton Young 1,2 - NOX Rate Annual v3.1, Unit 2601 and retrofits | 544 | 7423 | Rate Constraint in lbs/MMBtu | FALSE | L | Annual | Qualifying Generation | TWh | 2.6608 | 2.2 | 0 | 0 | 0 | 0 | 0
NSR Milton Young 1,2 - NOX Rate Annual v3.1, Unit 2601 and retrofits | 544 | 7423 | Rate Constraint in lbs/MMBtu | FALSE | L | Annual | Rate | lb/MWh | 3.2297 | 3.2297 | 0 | 0 | 0 | 0 | 0
NSR Milton Young 1,2 - NOX Rate Annual v3.1, Unit 2601 and retrofits | 544 | 7423 | Rate Constraint in lbs/MMBtu | FALSE | L | Annual | Constraint Shadow Price | US2019$/Ton | 0 | 0 | 0 | 0 | 0 | 0 | 0
NSR Milton Young 1,2 - NOX Rate Annual v3.1, Unit 2602 and retrofits | 545 | 7423 | Rate Constraint in lbs/MMBtu | FALSE | L | Annual | Seasons Included | Seasons | Winter, WintShld, Summer | Winter, WintShld, Summer | Winter, WintShld, Summer | Winter, WintShld, Summer | Winter, WintShld, Summer | Winter, WintShld, Summer | Winter, WintShld, Summer
NSR Milton Young 1,2 - NOX Rate Annual v3.1, Unit 2602 and retrofits | 545 | 7423 | Rate Constraint in lbs/MMBtu | FALSE | L | Annual | Standard NOX | lb/MMBtu | 0.36 | 0.36 | 0.36 | 0.36 | 0.36 | 0.36 | 0.36
NSR Milton Young 1,2 - NOX Rate Annual v3.1, Unit 2602 and retrofits | 545 | 7423 | Rate Constraint in lbs/MMBtu | FALSE | L | Annual | Emissions at Affected Plants NOX | Thousand Tons | 2.3928 | 0 | 0 | 0 | 0 | 0 | 0
NSR Milton Young 1,2 - NOX Rate Annual v3.1, Unit 2602 and retrofits | 545 | 7423 | Rate Constraint in lbs/MMBtu | FALSE | L | Annual | Allowances Purchased NOX | Thousand Tons | 0 | 0 | 0 | 0 | 0 | 0 | 0
NSR Milton Young 1,2 - NOX Rate Annual v3.1, Unit 2602 and retrofits | 545 | 7423 | Rate Constraint in lbs/MMBtu | FALSE | L | Annual | Allowances Sold NOX | Thousand Tons | 0 | 0 | 0 | 0 | 0 | 0 | 0
NSR Milton Young 1,2 - NOX Rate Annual v3.1, Unit 2602 and retrofits | 545 | 7423 | Rate Constraint in lbs/MMBtu | FALSE | L | Annual | Allowances Banked | Thousand Tons | 0 | 0 | 0 | 0 | 0 | 0 | 0
NSR Milton Young 1,2 - NOX Rate Annual v3.1, Unit 2602 and retrofits | 545 | 7423 | Rate Constraint in lbs/MMBtu | FALSE | L | Annual | Allowances Withdrawn (1:1) | Thousand Tons | 0 | 0 | 0 | 0 | 0 | 0 | 0
NSR Milton Young 1,2 - NOX Rate Annual v3.1, Unit 2602 and retrofits | 545 | 7423 | Rate Constraint in lbs/MMBtu | FALSE | L | Annual | Allowances Withdrawn (n:1) | Thousand Tons | 0 | 0 | 0 | 0 | 0 | 0 | 0
NSR Milton Young 1,2 - NOX Rate Annual v3.1, Unit 2602 and retrofits | 545 | 7423 | Rate Constraint in lbs/MMBtu | FALSE | L | Annual | Net Emissions Allowance Position | Thousand Tons | 2.3928 | 0 | 0 | 0 | 0 | 0 | 0
NSR Milton Young 1,2 - NOX Rate Annual v3.1, Unit 2602 and retrofits | 545 | 7423 | Rate Constraint in lbs/MMBtu | FALSE | L | Annual | Fuel Consumed | TBtu | 17.9079 | 0 | 0 | 0 | 0 | 0 | 0
NSR Milton Young 1,2 - NOX Rate Annual v3.1, Unit 2602 and retrofits | 545 | 7423 | Rate Constraint in lbs/MMBtu | FALSE | L | Annual | Rate | lb/MMBtu | 0.26723 | 0 | 0 | 0 | 0 | 0 | 0
NSR Milton Young 1,2 - NOX Rate Annual v3.1, Unit 2602 and retrofits | 545 | 7423 | Rate Constraint in lbs/MMBtu | FALSE | L | Annual | Generation | TWh | 1.5397 | 0 | 0 | 0 | 0 | 0 | 0
NSR Milton Young 1,2 - NOX Rate Annual v3.1, Unit 2602 and retrofits | 545 | 7423 | Rate Constraint in lbs/MMBtu | FALSE | L | Annual | Qualifying Generation | TWh | 1.5397 | 0 | 0 | 0 | 0 | 0 | 0
NSR Milton Young 1,2 - NOX Rate Annual v3.1, Unit 2602 and retrofits | 545 | 7423 | Rate Constraint in lbs/MMBtu | FALSE | L | Annual | Rate | lb/MWh | 3.1082 | 0 | 0 | 0 | 0 | 0 | 0
NSR Milton Young 1,2 - NOX Rate Annual v3.1, Unit 2602 and retrofits | 545 | 7423 | Rate Constraint in lbs/MMBtu | FALSE | L | Annual | Constraint Shadow Price | US2019$/Ton | 0 | 0 | 0 | 0 | 0 | 0 | 0
NSR Minnkota Power - SO2 Cap Annual v3.1 | 546 | 7385 | Rate Constraint in MTons | FALSE | L | Annual | Seasons Included | Seasons | Winter, WintShld, Summer | Winter, WintShld, Summer | Winter, WintShld, Summer | Winter, WintShld, Summer | Winter, WintShld, Summer | Winter, WintShld, Summer | Winter, WintShld, Summer
NSR Minnkota Power - SO2 Cap Annual v3.1 | 546 | 7385 | Rate Constraint in MTons | FALSE | L | Annual | Standard SO2 | Thousand Tons | 8.5 | 8.5 | 8.5 | 8.5 | 8.5 | 8.5 | 8.5
NSR Minnkota Power - SO2 Cap Annual v3.1 | 546 | 7385 | Rate Constraint in MTons | FALSE | L | Annual | Emissions at Affected Plants SO2 | Thousand Tons | 1.7365 | 0.92467 | 0 | 0 | 0 | 0 | 0
NSR Minnkota Power - SO2 Cap Annual v3.1 | 546 | 7385 | Rate Constraint in MTons | FALSE | L | Annual | Allowances Purchased SO2 | Thousand Tons | 0 | 0 | 0 | 0 | 0 | 0 | 0
NSR Minnkota Power - SO2 Cap Annual v3.1 | 546 | 7385 | Rate Constraint in MTons | FALSE | L | Annual | Allowances Sold SO2 | Thousand Tons | 0 | 0 | 0 | 0 | 0 | 0 | 0
NSR Minnkota Power - SO2 Cap Annual v3.1 | 546 | 7385 | Rate Constraint in MTons | FALSE | L | Annual | Allowances Banked | Thousand Tons | 0 | 0 | 0 | 0 | 0 | 0 | 0
NSR Minnkota Power - SO2 Cap Annual v3.1 | 546 | 7385 | Rate Constraint in MTons | FALSE | L | Annual | Allowances Withdrawn (1:1) | Thousand Tons | 0 | 0 | 0 | 0 | 0 | 0 | 0
NSR Minnkota Power - SO2 Cap Annual v3.1 | 546 | 7385 | Rate Constraint in MTons | FALSE | L | Annual | Allowances Withdrawn (n:1) | Thousand Tons | 0 | 0 | 0 | 0 | 0 | 0 | 0
NSR Minnkota Power - SO2 Cap Annual v3.1 | 546 | 7385 | Rate Constraint in MTons | FALSE | L | Annual | Net Emissions Allowance Position | Thousand Tons | 1.7365 | 0.92467 | 0 | 0 | 0 | 0 | 0
NSR Minnkota Power - SO2 Cap Annual v3.1 | 546 | 7385 | Rate Constraint in MTons | FALSE | L | Annual | Fuel Consumed | TBtu | 48.2172 | 25.0597 | 0 | 0 | 0 | 0 | 0
NSR Minnkota Power - SO2 Cap Annual v3.1 | 546 | 7385 | Rate Constraint in MTons | FALSE | L | Annual | Rate | lb/MMBtu | 0.072029 | 0.073797 | 0 | 0 | 0 | 0 | 0
NSR Minnkota Power - SO2 Cap Annual v3.1 | 546 | 7385 | Rate Constraint in MTons | FALSE | L | Annual | Generation | TWh | 4.2005 | 2.2 | 0 | 0 | 0 | 0 | 0
NSR Minnkota Power - SO2 Cap Annual v3.1 | 546 | 7385 | Rate Constraint in MTons | FALSE | L | Annual | Qualifying Generation | TWh | 4.2005 | 2.2 | 0 | 0 | 0 | 0 | 0
NSR Minnkota Power - SO2 Cap Annual v3.1 | 546 | 7385 | Rate Constraint in MTons | FALSE | L | Annual | Rate | lb/MWh | 0.82682 | 0.84062 | 0 | 0 | 0 | 0 | 0
NSR Minnkota Power - SO2 Cap Annual v3.1 | 546 | 7385 | Rate Constraint in MTons | FALSE | L | Annual | Constraint Shadow Price | US2019$/Ton | 0 | 0 | 0 | 0 | 0 | 0 | 0
NSR Mirant Settlement - NOX Cap Annual v3.1 | 547 | 7386 | Rate Constraint in MTons | FALSE | L | Annual | Seasons Included | Seasons | Winter, WintShld, Summer | Winter, WintShld, Summer | Winter, WintShld, Summer | Winter, WintShld, Summer | Winter, WintShld, Summer | Winter, WintShld, Summer | Winter, WintShld, Summer
NSR Mirant Settlement - NOX Cap Annual v3.1 | 547 | 7386 | Rate Constraint in MTons | FALSE | L | Annual | Standard NOX | Thousand Tons | 16 | 16 | 16 | 16 | 16 | 16 | 16
NSR Mirant Settlement - NOX Cap Annual v3.1 | 547 | 7386 | Rate Constraint in MTons | FALSE | L | Annual | Emissions at Affected Plants NOX | Thousand Tons | 0 | 0 | 0 | 0 | 0 | 0 | 0
NSR Mirant Settlement - NOX Cap Annual v3.1 | 547 | 7386 | Rate Constraint in MTons | FALSE | L | Annual | Allowances Purchased NOX | Thousand Tons | 0 | 0 | 0 | 0 | 0 | 0 | 0
NSR Mirant Settlement - NOX Cap Annual v3.1 | 547 | 7386 | Rate Constraint in MTons | FALSE | L | Annual | Allowances Sold NOX | Thousand Tons | 0 | 0 | 0 | 0 | 0 | 0 | 0
NSR Mirant Settlement - NOX Cap Annual v3.1 | 547 | 7386 | Rate Constraint in MTons | FALSE | L | Annual | Allowances Banked | Thousand Tons | 0 | 0 | 0 | 0 | 0 | 0 | 0
NSR Mirant Settlement - NOX Cap Annual v3.1 | 547 | 7386 | Rate Constraint in MTons | FALSE | L | Annual | Allowances Withdrawn (1:1) | Thousand Tons | 0 | 0 | 0 | 0 | 0 | 0 | 0
NSR Mirant Settlement - NOX Cap Annual v3.1 | 547 | 7386 | Rate Constraint in MTons | FALSE | L | Annual | Allowances Withdrawn (n:1) | Thousand Tons | 0 | 0 | 0 | 0 | 0 | 0 | 0
NSR Mirant Settlement - NOX Cap Annual v3.1 | 547 | 7386 | Rate Constraint in MTons | FALSE | L | Annual | Net Emissions Allowance Position | Thousand Tons | 0 | 0 | 0 | 0 | 0 | 0 | 0
NSR Mirant Settlement - NOX Cap Annual v3.1 | 547 | 7386 | Rate Constraint in MTons | FALSE | L | Annual | Fuel Consumed | TBtu | 0 | 0 | 0 | 0 | 0 | 0 | 0
NSR Mirant Settlement - NOX Cap Annual v3.1 | 547 | 7386 | Rate Constraint in MTons | FALSE | L | Annual | Rate | lb/MMBtu | 0 | 0 | 0 | 0 | 0 | 0 | 0
NSR Mirant Settlement - NOX Cap Annual v3.1 | 547 | 7386 | Rate Constraint in MTons | FALSE | L | Annual | Generation | TWh | 0 | 0 | 0 | 0 | 0 | 0 | 0
NSR Mirant Settlement - NOX Cap Annual v3.1 | 547 | 7386 | Rate Constraint in MTons | FALSE | L | Annual | Qualifying Generation | TWh | 0 | 0 | 0 | 0 | 0 | 0 | 0
NSR Mirant Settlement - NOX Cap Annual v3.1 | 547 | 7386 | Rate Constraint in MTons | FALSE | L | Annual | Rate | lb/MWh | 0 | 0 | 0 | 0 | 0 | 0 | 0
NSR Mirant Settlement - NOX Cap Annual v3.1 | 547 | 7386 | Rate Constraint in MTons | FALSE | L | Annual | Constraint Shadow Price | US2019$/Ton | 0 | 0 | 0 | 0 | 0 | 0 | 0
NSR Mirant Settlement - NOX Cap Summer v3.1 | 548 | 7387 | Rate Constraint in MTons | FALSE | L | Annual | Seasons Included | Seasons | Summer | Summer | Summer | Summer | Summer | Summer | Summer
NSR Mirant Settlement - NOX Cap Summer v3.1 | 548 | 7387 | Rate Constraint in MTons | FALSE | L | Annual | Standard NOX | Thousand Tons | 5.2 | 5.2 | 5.2 | 5.2 | 5.2 | 5.2 | 5.2
NSR Mirant Settlement - NOX Cap Summer v3.1 | 548 | 7387 | Rate Constraint in MTons | FALSE | L | Annual | Emissions at Affected Plants NOX | Thousand Tons | 0 | 0 | 0 | 0 | 0 | 0 | 0
NSR Mirant Settlement - NOX Cap Summer v3.1 | 548 | 7387 | Rate Constraint in MTons | FALSE | L | Annual | Allowances Purchased NOX | Thousand Tons | 0 | 0 | 0 | 0 | 0 | 0 | 0
NSR Mirant Settlement - NOX Cap Summer v3.1 | 548 | 7387 | Rate Constraint in MTons | FALSE | L | Annual | Allowances Sold NOX | Thousand Tons | 0 | 0 | 0 | 0 | 0 | 0 | 0
NSR Mirant Settlement - NOX Cap Summer v3.1 | 548 | 7387 | Rate Constraint in MTons | FALSE | L | Annual | Allowances Banked | Thousand Tons | 0 | 0 | 0 | 0 | 0 | 0 | 0
NSR Mirant Settlement - NOX Cap Summer v3.1 | 548 | 7387 | Rate Constraint in MTons | FALSE | L | Annual | Allowances Withdrawn (1:1) | Thousand Tons | 0 | 0 | 0 | 0 | 0 | 0 | 0
NSR Mirant Settlement - NOX Cap Summer v3.1 | 548 | 7387 | Rate Constraint in MTons | FALSE | L | Annual | Allowances Withdrawn (n:1) | Thousand Tons | 0 | 0 | 0 | 0 | 0 | 0 | 0
NSR Mirant Settlement - NOX Cap Summer v3.1 | 548 | 7387 | Rate Constraint in MTons | FALSE | L | Annual | Net Emissions Allowance Position | Thousand Tons | 0 | 0 | 0 | 0 | 0 | 0 | 0
NSR Mirant Settlement - NOX Cap Summer v3.1 | 548 | 7387 | Rate Constraint in MTons | FALSE | L | Annual | Fuel Consumed | TBtu | 0 | 0 | 0 | 0 | 0 | 0 | 0
NSR Mirant Settlement - NOX Cap Summer v3.1 | 548 | 7387 | Rate Constraint in MTons | FALSE | L | Annual | Rate | lb/MMBtu | 0 | 0 | 0 | 0 | 0 | 0 | 0
NSR Mirant Settlement - NOX Cap Summer v3.1 | 548 | 7387 | Rate Constraint in MTons | FALSE | L | Annual | Generation | TWh | 0 | 0 | 0 | 0 | 0 | 0 | 0
NSR Mirant Settlement - NOX Cap Summer v3.1 | 548 | 7387 | Rate Constraint in MTons | FALSE | L | Annual | Qualifying Generation | TWh | 0 | 0 | 0 | 0 | 0 | 0 | 0
NSR Mirant Settlement - NOX Cap Summer v3.1 | 548 | 7387 | Rate Constraint in MTons | FALSE | L | Annual | Rate | lb/MWh | 0 | 0 | 0 | 0 | 0 | 0 | 0
NSR Mirant Settlement - NOX Cap Summer v3.1 | 548 | 7387 | Rate Constraint in MTons | FALSE | L | Annual | Constraint Shadow Price | US2019$/Ton | 0 | 0 | 0 | 0 | 0 | 0 | 0
NSR Mirant Settlement - NOX Rate Summer v3.1 | 549 | 7388 | Rate Constraint in lbs/MMBtu | FALSE | L | Annual | Seasons Included | Seasons | Summer | Summer | Summer | Summer | Summer | Summer | Summer
NSR Mirant Settlement - NOX Rate Summer v3.1 | 549 | 7388 | Rate Constraint in lbs/MMBtu | FALSE | L | Annual | Standard NOX | lb/MMBtu | 0.15 | 0.15 | 0.15 | 0.15 | 0.15 | 0.15 | 0.15
NSR Mirant Settlement - NOX Rate Summer v3.1 | 549 | 7388 | Rate Constraint in lbs/MMBtu | FALSE | L | Annual | Emissions at Affected Plants NOX | Thousand Tons | 0 | 0 | 0 | 0 | 0 | 0 | 0
NSR Mirant Settlement - NOX Rate Summer v3.1 | 549 | 7388 | Rate Constraint in lbs/MMBtu | FALSE | L | Annual | Allowances Purchased NOX | Thousand Tons | 0 | 0 | 0 | 0 | 0 | 0 | 0
NSR Mirant Settlement - NOX Rate Summer v3.1 | 549 | 7388 | Rate Constraint in lbs/MMBtu | FALSE | L | Annual | Allowances Sold NOX | Thousand Tons | 0 | 0 | 0 | 0 | 0 | 0 | 0
NSR Mirant Settlement - NOX Rate Summer v3.1 | 549 | 7388 | Rate Constraint in lbs/MMBtu | FALSE | L | Annual | Allowances Banked | Thousand Tons | 0 | 0 | 0 | 0 | 0 | 0 | 0
NSR Mirant Settlement - NOX Rate Summer v3.1 | 549 | 7388 | Rate Constraint in lbs/MMBtu | FALSE | L | Annual | Allowances Withdrawn (1:1) | Thousand Tons | 0 | 0 | 0 | 0 | 0 | 0 | 0
NSR Mirant Settlement - NOX Rate Summer v3.1 | 549 | 7388 | Rate Constraint in lbs/MMBtu | FALSE | L | Annual | Allowances Withdrawn (n:1) | Thousand Tons | 0 | 0 | 0 | 0 | 0 | 0 | 0
NSR Mirant Settlement - NOX Rate Summer v3.1 | 549 | 7388 | Rate Constraint in lbs/MMBtu | FALSE | L | Annual | Net Emissions Allowance Position | Thousand Tons | 0 | 0 | 0 | 0 | 0 | 0 | 0
NSR Mirant Settlement - NOX Rate Summer v3.1 | 549 | 7388 | Rate Constraint in lbs/MMBtu | FALSE | L | Annual | Fuel Consumed | TBtu | 0 | 0 | 0 | 0 | 0 | 0 | 0
NSR Mirant Settlement - NOX Rate Summer v3.1 | 549 | 7388 | Rate Constraint in lbs/MMBtu | FALSE | L | Annual | Rate | lb/MMBtu | 0 | 0 | 0 | 0 | 0 | 0 | 0
NSR Mirant Settlement - NOX Rate Summer v3.1 | 549 | 7388 | Rate Constraint in lbs/MMBtu | FALSE | L | Annual | Generation | TWh | 0 | 0 | 0 | 0 | 0 | 0 | 0
NSR Mirant Settlement - NOX Rate Summer v3.1 | 549 | 7388 | Rate Constraint in lbs/MMBtu | FALSE | L | Annual | Qualifying Generation | TWh | 0 | 0 | 0 | 0 | 0 | 0 | 0
NSR Mirant Settlement - NOX Rate Summer v3.1 | 549 | 7388 | Rate Constraint in lbs/MMBtu | FALSE | L | Annual | Rate | lb/MWh | 0 | 0 | 0 | 0 | 0 | 0 | 0
NSR Mirant Settlement - NOX Rate Summer v3.1 | 549 | 7388 | Rate Constraint in lbs/MMBtu | FALSE | L | Annual | Constraint Shadow Price | US2019$/Ton | 0 | 0 | 0 | 0 | 0 | 0 | 0
NSR Morgantown G P 1,2 - NOX Rate Annual v3.1, Unit 3794 and retrofits | 550 | 7440 | Rate Constraint in lbs/MMBtu | FALSE | L | Annual | Seasons Included | Seasons | Winter, WintShld, Summer | Winter, WintShld, Summer | Winter, WintShld, Summer | Winter, WintShld, Summer | Winter, WintShld, Summer | Winter, WintShld, Summer | Winter, WintShld, Summer
NSR Morgantown G P 1,2 - NOX Rate Annual v3.1, Unit 3794 and retrofits | 550 | 7440 | Rate Constraint in lbs/MMBtu | FALSE | L | Annual | Standard NOX | lb/MMBtu | 0.1 | 0.1 | 0.1 | 0.1 | 0.1 | 0.1 | 0.1
NSR Morgantown G P 1,2 - NOX Rate Annual v3.1, Unit 3794 and retrofits | 550 | 7440 | Rate Constraint in lbs/MMBtu | FALSE | L | Annual | Emissions at Affected Plants NOX | Thousand Tons | 0 | 0 | 0 | 0 | 0 | 0 | 0
NSR Morgantown G P 1,2 - NOX Rate Annual v3.1, Unit 3794 and retrofits | 550 | 7440 | Rate Constraint in lbs/MMBtu | FALSE | L | Annual | Allowances Purchased NOX | Thousand Tons | 0 | 0 | 0 | 0 | 0 | 0 | 0
NSR Morgantown G P 1,2 - NOX Rate Annual v3.1, Unit 3794 and retrofits | 550 | 7440 | Rate Constraint in lbs/MMBtu | FALSE | L | Annual | Allowances Sold NOX | Thousand Tons | 0 | 0 | 0 | 0 | 0 | 0 | 0
NSR Morgantown G P 1,2 - NOX Rate Annual v3.1, Unit 3794 and retrofits | 550 | 7440 | Rate Constraint in lbs/MMBtu | FALSE | L | Annual | Allowances Banked | Thousand Tons | 0 | 0 | 0 | 0 | 0 | 0 | 0
NSR Morgantown G P 1,2 - NOX Rate Annual v3.1, Unit 3794 and retrofits | 550 | 7440 | Rate Constraint in lbs/MMBtu | FALSE | L | Annual | Allowances Withdrawn (1:1) | Thousand Tons | 0 | 0 | 0 | 0 | 0 | 0 | 0
NSR Morgantown G P 1,2 - NOX Rate Annual v3.1, Unit 3794 and retrofits | 550 | 7440 | Rate Constraint in lbs/MMBtu | FALSE | L | Annual | Allowances Withdrawn (n:1) | Thousand Tons | 0 | 0 | 0 | 0 | 0 | 0 | 0
NSR Morgantown G P 1,2 - NOX Rate Annual v3.1, Unit 3794 and retrofits | 550 | 7440 | Rate Constraint in lbs/MMBtu | FALSE | L | Annual | Net Emissions Allowance Position | Thousand Tons | 0 | 0 | 0 | 0 | 0 | 0 | 0
NSR Morgantown G P 1,2 - NOX Rate Annual v3.1, Unit 3794 and retrofits | 550 | 7440 | Rate Constraint in lbs/MMBtu | FALSE | L | Annual | Fuel Consumed | TBtu | 0 | 0 | 0 | 0 | 0 | 0 | 0
NSR Morgantown G P 1,2 - NOX Rate Annual v3.1, Unit 3794 and retrofits | 550 | 7440 | Rate Constraint in lbs/MMBtu | FALSE | L | Annual | Rate | lb/MMBtu | 0 | 0 | 0 | 0 | 0 | 0 | 0
NSR Morgantown G P 1,2 - NOX Rate Annual v3.1, Unit 3794 and retrofits | 550 | 7440 | Rate Constraint in lbs/MMBtu | FALSE | L | Annual | Generation | TWh | 0 | 0 | 0 | 0 | 0 | 0 | 0
NSR Morgantown G P 1,2 - NOX Rate Annual v3.1, Unit 3794 and retrofits | 550 | 7440 | Rate Constraint in lbs/MMBtu | FALSE | L | Annual | Qualifying Generation | TWh | 0 | 0 | 0 | 0 | 0 | 0 | 0
NSR Morgantown G P 1,2 - NOX Rate Annual v3.1, Unit 3794 and retrofits | 550 | 7440 | Rate Constraint in lbs/MMBtu | FALSE | L | Annual | Rate | lb/MWh | 0 | 0 | 0 | 0 | 0 | 0 | 0
NSR Morgantown G P 1,2 - NOX Rate Annual v3.1, Unit 3794 and retrofits | 550 | 7440 | Rate Constraint in lbs/MMBtu | FALSE | L | Annual | Constraint Shadow Price | US2019$/Ton | 0 | 0 | 0 | 0 | 0 | 0 | 0
NSR Morgantown G P 1,2 - NOX Rate Annual v3.1, Unit 3795 and retrofits | 551 | 7440 | Rate Constraint in lbs/MMBtu | FALSE | L | Annual | Seasons Included | Seasons | Winter, WintShld, Summer | Winter, WintShld, Summer | Winter, WintShld, Summer | Winter, WintShld, Summer | Winter, WintShld, Summer | Winter, WintShld, Summer | Winter, WintShld, Summer
NSR Morgantown G P 1,2 - NOX Rate Annual v3.1, Unit 3795 and retrofits | 551 | 7440 | Rate Constraint in lbs/MMBtu | FALSE | L | Annual | Standard NOX | lb/MMBtu | 0.1 | 0.1 | 0.1 | 0.1 | 0.1 | 0.1 | 0.1
NSR Morgantown G P 1,2 - NOX Rate Annual v3.1, Unit 3795 and retrofits | 551 | 7440 | Rate Constraint in lbs/MMBtu | FALSE | L | Annual | Emissions at Affected Plants NOX | Thousand Tons | 0 | 0 | 0 | 0 | 0 | 0 | 0
NSR Morgantown G P 1,2 - NOX Rate Annual v3.1, Unit 3795 and retrofits | 551 | 7440 | Rate Constraint in lbs/MMBtu | FALSE | L | Annual | Allowances Purchased NOX | Thousand Tons | 0 | 0 | 0 | 0 | 0 | 0 | 0
NSR Morgantown G P 1,2 - NOX Rate Annual v3.1, Unit 3795 and retrofits | 551 | 7440 | Rate Constraint in lbs/MMBtu | FALSE | L | Annual | Allowances Sold NOX | Thousand Tons | 0 | 0 | 0 | 0 | 0 | 0 | 0
NSR Morgantown G P 1,2 - NOX Rate Annual v3.1, Unit 3795 and retrofits | 551 | 7440 | Rate Constraint in lbs/MMBtu | FALSE | L | Annual | Allowances Banked | Thousand Tons | 0 | 0 | 0 | 0 | 0 | 0 | 0
NSR Morgantown G P 1,2 - NOX Rate Annual v3.1, Unit 3795 and retrofits | 551 | 7440 | Rate Constraint in lbs/MMBtu | FALSE | L | Annual | Allowances Withdrawn (1:1) | Thousand Tons | 0 | 0 | 0 | 0 | 0 | 0 | 0
NSR Morgantown G P 1,2 - NOX Rate Annual v3.1, Unit 3795 and retrofits | 551 | 7440 | Rate Constraint in lbs/MMBtu | FALSE | L | Annual | Allowances Withdrawn (n:1) | Thousand Tons | 0 | 0 | 0 | 0 | 0 | 0 | 0
NSR Morgantown G P 1,2 - NOX Rate Annual v3.1, Unit 3795 and retrofits | 551 | 7440 | Rate Constraint in lbs/MMBtu | FALSE | L | Annual | Net Emissions Allowance Position | Thousand Tons | 0 | 0 | 0 | 0 | 0 | 0 | 0
NSR Morgantown G P 1,2 - NOX Rate Annual v3.1, Unit 3795 and retrofits | 551 | 7440 | Rate Constraint in lbs/MMBtu | FALSE | L | Annual | Fuel Consumed | TBtu | 0 | 0 | 0 | 0 | 0 | 0 | 0
NSR Morgantown G P 1,2 - NOX Rate Annual v3.1, Unit 3795 and retrofits | 551 | 7440 | Rate Constraint in lbs/MMBtu | FALSE | L | Annual | Rate | lb/MMBtu | 0 | 0 | 0 | 0 | 0 | 0 | 0
NSR Morgantown G P 1,2 - NOX Rate Annual v3.1, Unit 3795 and retrofits | 551 | 7440 | Rate Constraint in lbs/MMBtu | FALSE | L | Annual | Generation | TWh | 0 | 0 | 0 | 0 | 0 | 0 | 0
NSR Morgantown G P 1,2 - NOX Rate Annual v3.1, Unit 3795 and retrofits | 551 | 7440 | Rate Constraint in lbs/MMBtu | FALSE | L | Annual | Qualifying Generation | TWh | 0 | 0 | 0 | 0 | 0 | 0 | 0
NSR Morgantown G P 1,2 - NOX Rate Annual v3.1, Unit 3795 and retrofits | 551 | 7440 | Rate Constraint in lbs/MMBtu | FALSE | L | Annual | Rate | lb/MWh | 0 | 0 | 0 | 0 | 0 | 0 | 0
NSR Morgantown G P 1,2 - NOX Rate Annual v3.1, Unit 3795 and retrofits | 551 | 7440 | Rate Constraint in lbs/MMBtu | FALSE | L | Annual | Constraint Shadow Price | US2019$/Ton | 0 | 0 | 0 | 0 | 0 | 0 | 0
NSR Mt Storm 1-3 - NOX Rate Annual v3.1, Unit 3855 and retrofits | 552 | 7430 | Rate Constraint in lbs/MMBtu | FALSE | L | Annual | Seasons Included | Seasons | Winter, WintShld, Summer | Winter, WintShld, Summer | Winter, WintShld, Summer | Winter, WintShld, Summer | Winter, WintShld, Summer | Winter, WintShld, Summer | Winter, WintShld, Summer
NSR Mt Storm 1-3 - NOX Rate Annual v3.1, Unit 3855 and retrofits | 552 | 7430 | Rate Constraint in lbs/MMBtu | FALSE | L | Annual | Standard NOX | lb/MMBtu | 0.11 | 0.11 | 0.11 | 0.11 | 0.11 | 0.11 | 0.11
NSR Mt Storm 1-3 - NOX Rate Annual v3.1, Unit 3855 and retrofits | 552 | 7430 | Rate Constraint in lbs/MMBtu | FALSE | L | Annual | Emissions at Affected Plants NOX | Thousand Tons | 0.39728 | 0 | 0 | 0 | 0 | 0 | 0
NSR Mt Storm 1-3 - NOX Rate Annual v3.1, Unit 3855 and retrofits | 552 | 7430 | Rate Constraint in lbs/MMBtu | FALSE | L | Annual | Allowances Purchased NOX | Thousand Tons | 0 | 0 | 0 | 0 | 0 | 0 | 0
NSR Mt Storm 1-3 - NOX Rate Annual v3.1, Unit 3855 and retrofits | 552 | 7430 | Rate Constraint in lbs/MMBtu | FALSE | L | Annual | Allowances Sold NOX | Thousand Tons | 0 | 0 | 0 | 0 | 0 | 0 | 0
NSR Mt Storm 1-3 - NOX Rate Annual v3.1, Unit 3855 and retrofits | 552 | 7430 | Rate Constraint in lbs/MMBtu | FALSE | L | Annual | Allowances Banked | Thousand Tons | 0 | 0 | 0 | 0 | 0 | 0 | 0
NSR Mt Storm 1-3 - NOX Rate Annual v3.1, Unit 3855 and retrofits | 552 | 7430 | Rate Constraint in lbs/MMBtu | FALSE | L | Annual | Allowances Withdrawn (1:1) | Thousand Tons | 0 | 0 | 0 | 0 | 0 | 0 | 0
NSR Mt Storm 1-3 - NOX Rate Annual v3.1, Unit 3855 and retrofits | 552 | 7430 | Rate Constraint in lbs/MMBtu | FALSE | L | Annual | Allowances Withdrawn (n:1) | Thousand Tons | 0 | 0 | 0 | 0 | 0 | 0 | 0
NSR Mt Storm 1-3 - NOX Rate Annual v3.1, Unit 3855 and retrofits | 552 | 7430 | Rate Constraint in lbs/MMBtu | FALSE | L | Annual | Net Emissions Allowance Position | Thousand Tons | 0.39728 | 0 | 0 | 0 | 0 | 0 | 0
NSR Mt Storm 1-3 - NOX Rate Annual v3.1, Unit 3855 and retrofits | 552 | 7430 | Rate Constraint in lbs/MMBtu | FALSE | L | Annual | Fuel Consumed | TBtu | 10.7357 | 0 | 0 | 0 | 0 | 0 | 0
NSR Mt Storm 1-3 - NOX Rate Annual v3.1, Unit 3855 and retrofits | 552 | 7430 | Rate Constraint in lbs/MMBtu | FALSE | L | Annual | Rate | lb/MMBtu | 0.07401 | 0 | 0 | 0 | 0 | 0 | 0
NSR Mt Storm 1-3 - NOX Rate Annual v3.1, Unit 3855 and retrofits | 552 | 7430 | Rate Constraint in lbs/MMBtu | FALSE | L | Annual | Generation | TWh | 1.0636 | 0 | 0 | 0 | 0 | 0 | 0
NSR Mt Storm 1-3 - NOX Rate Annual v3.1, Unit 3855 and retrofits | 552 | 7430 | Rate Constraint in lbs/MMBtu | FALSE | L | Annual | Qualifying Generation | TWh | 1.0636 | 0 | 0 | 0 | 0 | 0 | 0
NSR Mt Storm 1-3 - NOX Rate Annual v3.1, Unit 3855 and retrofits | 552 | 7430 | Rate Constraint in lbs/MMBtu | FALSE | L | Annual | Rate | lb/MWh | 0.74706 | 0 | 0 | 0 | 0 | 0 | 0
NSR Mt Storm 1-3 - NOX Rate Annual v3.1, Unit 3855 and retrofits | 552 | 7430 | Rate Constraint in lbs/MMBtu | FALSE | L | Annual | Constraint Shadow Price | US2019$/Ton | 0 | 0 | 0 | 0 | 0 | 0 | 0
NSR Mt Storm 1-3 - NOX Rate Annual v3.1, Unit 3856 and retrofits | 553 | 7430 | Rate Constraint in lbs/MMBtu | FALSE | L | Annual | Seasons Included | Seasons | Winter, WintShld, Summer | Winter, WintShld, Summer | Winter, WintShld, Summer | Winter, WintShld, Summer | Winter, WintShld, Summer | Winter, WintShld, Summer | Winter, WintShld, Summer
NSR Mt Storm 1-3 - NOX Rate Annual v3.1, Unit 3856 and retrofits | 553 | 7430 | Rate Constraint in lbs/MMBtu | FALSE | L | Annual | Standard NOX | lb/MMBtu | 0.11 | 0.11 | 0.11 | 0.11 | 0.11 | 0.11 | 0.11
NSR Mt Storm 1-3 - NOX Rate Annual v3.1, Unit 3856 and retrofits | 553 | 7430 | Rate Constraint in lbs/MMBtu | FALSE | L | Annual | Emissions at Affected Plants NOX | Thousand Tons | 0.41959 | 0 | 0 | 0 | 0 | 0 | 0
NSR Mt Storm 1-3 - NOX Rate Annual v3.1, Unit 3856 and retrofits | 553 | 7430 | Rate Constraint in lbs/MMBtu | FALSE | L | Annual | Allowances Purchased NOX | Thousand Tons | 0 | 0 | 0 | 0 | 0 | 0 | 0
NSR Mt Storm 1-3 - NOX Rate Annual v3.1, Unit 3856 and retrofits | 553 | 7430 | Rate Constraint in lbs/MMBtu | FALSE | L | Annual | Allowances Sold NOX | Thousand Tons | 0 | 0 | 0 | 0 | 0 | 0 | 0
NSR Mt Storm 1-3 - NOX Rate Annual v3.1, Unit 3856 and retrofits | 553 | 7430 | Rate Constraint in lbs/MMBtu | FALSE | L | Annual | Allowances Banked | Thousand Tons | 0 | 0 | 0 | 0 | 0 | 0 | 0
NSR Mt Storm 1-3 - NOX Rate Annual v3.1, Unit 3856 and retrofits | 553 | 7430 | Rate Constraint in lbs/MMBtu | FALSE | L | Annual | Allowances Withdrawn (1:1) | Thousand Tons | 0 | 0 | 0 | 0 | 0 | 0 | 0
NSR Mt Storm 1-3 - NOX Rate Annual v3.1, Unit 3856 and retrofits | 553 | 7430 | Rate Constraint in lbs/MMBtu | FALSE | L | Annual | Allowances Withdrawn (n:1) | Thousand Tons | 0 | 0 | 0 | 0 | 0 | 0 | 0
NSR Mt Storm 1-3 - NOX Rate Annual v3.1, Unit 3856 and retrofits | 553 | 7430 | Rate Constraint in lbs/MMBtu | FALSE | L | Annual | Net Emissions Allowance Position | Thousand Tons | 0.41959 | 0 | 0 | 0 | 0 | 0 | 0
NSR Mt Storm 1-3 - NOX Rate Annual v3.1, Unit 3856 and retrofits | 553 | 7430 | Rate Constraint in lbs/MMBtu | FALSE | L | Annual | Fuel Consumed | TBtu | 10.7285 | 0 | 0 | 0 | 0 | 0 | 0
NSR Mt Storm 1-3 - NOX Rate Annual v3.1, Unit 3856 and retrofits | 553 | 7430 | Rate Constraint in lbs/MMBtu | FALSE | L | Annual | Rate | lb/MMBtu | 0.07822 | 0 | 0 | 0 | 0 | 0 | 0
NSR Mt Storm 1-3 - NOX Rate Annual v3.1, Unit 3856 and retrofits | 553 | 7430 | Rate Constraint in lbs/MMBtu | FALSE | L | Annual | Generation | TWh | 1.0655 | 0 | 0 | 0 | 0 | 0 | 0
NSR Mt Storm 1-3 - NOX Rate Annual v3.1, Unit 3856 and retrofits | 553 | 7430 | Rate Constraint in lbs/MMBtu | FALSE | L | Annual | Qualifying Generation | TWh | 1.0655 | 0 | 0 | 0 | 0 | 0 | 0
NSR Mt Storm 1-3 - NOX Rate Annual v3.1, Unit 3856 and retrofits | 553 | 7430 | Rate Constraint in lbs/MMBtu | FALSE | L | Annual | Rate | lb/MWh | 0.7876 | 0 | 0 | 0 | 0 | 0 | 0
NSR Mt Storm 1-3 - NOX Rate Annual v3.1, Unit 3856 and retrofits | 553 | 7430 | Rate Constraint in lbs/MMBtu | FALSE | L | Annual | Constraint Shadow Price | US2019$/Ton | 0 | 0 | 0 | 0 | 0 | 0 | 0
NSR Mt Storm 1-3 - NOX Rate Annual v3.1, Unit 3857 and retrofits | 554 | 7430 | Rate Constraint in lbs/MMBtu | FALSE | L | Annual | Seasons Included | Seasons | Winter, WintShld, Summer | Winter, WintShld, Summer | Winter, WintShld, Summer | Winter, WintShld, Summer | Winter, WintShld, Summer | Winter, WintShld, Summer | Winter, WintShld, Summer
NSR Mt Storm 1-3 - NOX Rate Annual v3.1, Unit 3857 and retrofits | 554 | 7430 | Rate Constraint in lbs/MMBtu | FALSE | L | Annual | Standard NOX | lb/MMBtu | 0.11 | 0.11 | 0.11 | 0.11 | 0.11 | 0.11 | 0.11
NSR Mt Storm 1-3 - NOX Rate Annual v3.1, Unit 3857 and retrofits | 554 | 7430 | Rate Constraint in lbs/MMBtu | FALSE | L | Annual | Emissions at Affected Plants NOX | Thousand Tons | 0 | 0 | 0 | 0 | 0 | 0 | 0
NSR Mt Storm 1-3 - NOX Rate Annual v3.1, Unit 3857 and retrofits | 554 | 7430 | Rate Constraint in lbs/MMBtu | FALSE | L | Annual | Allowances Purchased NOX | Thousand Tons | 0 | 0 | 0 | 0 | 0 | 0 | 0
NSR Mt Storm 1-3 - NOX Rate Annual v3.1, Unit 3857 and retrofits | 554 | 7430 | Rate Constraint in lbs/MMBtu | FALSE | L | Annual | Allowances Sold NOX | Thousand Tons | 0 | 0 | 0 | 0 | 0 | 0 | 0
NSR Mt Storm 1-3 - NOX Rate Annual v3.1, Unit 3857 and retrofits | 554 | 7430 | Rate Constraint in lbs/MMBtu | FALSE | L | Annual | Allowances Banked | Thousand Tons | 0 | 0 | 0 | 0 | 0 | 0 | 0
NSR Mt Storm 1-3 - NOX Rate Annual v3.1, Unit 3857 and retrofits | 554 | 7430 | Rate Constraint in lbs/MMBtu | FALSE | L | Annual | Allowances Withdrawn (1:1) | Thousand Tons | 0 | 0 | 0 | 0 | 0 | 0 | 0
NSR Mt Storm 1-3 - NOX Rate Annual v3.1, Unit 3857 and retrofits | 554 | 7430 | Rate Constraint in lbs/MMBtu | FALSE | L | Annual | Allowances Withdrawn (n:1) | Thousand Tons | 0 | 0 | 0 | 0 | 0 | 0 | 0
NSR Mt Storm 1-3 - NOX Rate Annual v3.1, Unit 3857 and retrofits | 554 | 7430 | Rate Constraint in lbs/MMBtu | FALSE | L | Annual | Net Emissions Allowance Position | Thousand Tons | 0 | 0 | 0 | 0 | 0 | 0 | 0
NSR Mt Storm 1-3 - NOX Rate Annual v3.1, Unit 3857 and retrofits | 554 | 7430 | Rate Constraint in lbs/MMBtu | FALSE | L | Annual | Fuel Consumed | TBtu | 0 | 0 | 0 | 0 | 0 | 0 | 0
NSR Mt Storm 1-3 - NOX Rate Annual v3.1, Unit 3857 and retrofits | 554 | 7430 | Rate Constraint in lbs/MMBtu | FALSE | L | Annual | Rate | lb/MMBtu | 0 | 0 | 0 | 0 | 0 | 0 | 0
NSR Mt Storm 1-3 - NOX Rate Annual v3.1, Unit 3857 and retrofits | 554 | 7430 | Rate Constraint in lbs/MMBtu | FALSE | L | Annual | Generation | TWh | 0 | 0 | 0 | 0 | 0 | 0 | 0
NSR Mt Storm 1-3 - NOX Rate Annual v3.1, Unit 3857 and retrofits | 554 | 7430 | Rate Constraint in lbs/MMBtu | FALSE | L | Annual | Qualifying Generation | TWh | 0 | 0 | 0 | 0 | 0 | 0 | 0
NSR Mt Storm 1-3 - NOX Rate Annual v3.1, Unit 3857 and retrofits | 554 | 7430 | Rate Constraint in lbs/MMBtu | FALSE | L | Annual | Rate | lb/MWh | 0 | 0 | 0 | 0 | 0 | 0 | 0
NSR Mt Storm 1-3 - NOX Rate Annual v3.1, Unit 3857 and retrofits | 554 | 7430 | Rate Constraint in lbs/MMBtu | FALSE | L | Annual | Constraint Shadow Price | US2019$/Ton | 0 | 0 | 0 | 0 | 0 | 0 | 0
NSR NIPSCO System - SO2 Cap Annual v4.11 | 555 | 7390 | Rate Constraint in MTons | FALSE | L | Annual | Seasons Included | Seasons | Winter, WintShld, Summer | Winter, WintShld, Summer | Winter, WintShld, Summer | Winter, WintShld, Summer | Winter, WintShld, Summer | Winter, WintShld, Summer | Winter, WintShld, Summer
NSR NIPSCO System - SO2 Cap Annual v4.11 | 555 | 7390 | Rate Constraint in MTons | FALSE | L | Annual | Standard SO2 | Thousand Tons | 11.6 | 11.6 | 11.6 | 11.6 | 11.6 | 11.6 | 11.6
NSR NIPSCO System - SO2 Cap Annual v4.11 | 555 | 7390 | Rate Constraint in MTons | FALSE | L | Annual | Emissions at Affected Plants SO2 | Thousand Tons | 0 | 0 | 0 | 0 | 0 | 0 | 0
NSR NIPSCO System - SO2 Cap Annual v4.11 | 555 | 7390 | Rate Constraint in MTons | FALSE | L | Annual | Allowances Purchased SO2 | Thousand Tons | 0 | 0 | 0 | 0 | 0 | 0 | 0
NSR NIPSCO System - SO2 Cap Annual v4.11 | 555 | 7390 | Rate Constraint in MTons | FALSE | L | Annual | Allowances Sold SO2 | Thousand Tons | 0 | 0 | 0 | 0 | 0 | 0 | 0
NSR NIPSCO System - SO2 Cap Annual v4.11 | 555 | 7390 | Rate Constraint in MTons | FALSE | L | Annual | Allowances Banked | Thousand Tons | 0 | 0 | 0 | 0 | 0 | 0 | 0
NSR NIPSCO System - SO2 Cap Annual v4.11 | 555 | 7390 | Rate Constraint in MTons | FALSE | L | Annual | Allowances Withdrawn (1:1) | Thousand Tons | 0 | 0 | 0 | 0 | 0 | 0 | 0
NSR NIPSCO System - SO2 Cap Annual v4.11 | 555 | 7390 | Rate Constraint in MTons | FALSE | L | Annual | Allowances Withdrawn (n:1) | Thousand Tons | 0 | 0 | 0 | 0 | 0 | 0 | 0
NSR NIPSCO System - SO2 Cap Annual v4.11 | 555 | 7390 | Rate Constraint in MTons | FALSE | L | Annual | Net Emissions Allowance Position | Thousand Tons | 0 | 0 | 0 | 0 | 0 | 0 | 0
NSR NIPSCO System - SO2 Cap Annual v4.11 | 555 | 7390 | Rate Constraint in MTons | FALSE | L | Annual | Fuel Consumed | TBtu | 0 | 0 | 0 | 0 | 0 | 0 | 0
NSR NIPSCO System - SO2 Cap Annual v4.11 | 555 | 7390 | Rate Constraint in MTons | FALSE | L | Annual | Rate | lb/MMBtu | 0 | 0 | 0 | 0 | 0 | 0 | 0
NSR NIPSCO System - SO2 Cap Annual v4.11 | 555 | 7390 | Rate Constraint in MTons | FALSE | L | Annual | Generation | TWh | 0 | 0 | 0 | 0 | 0 | 0 | 0
NSR NIPSCO System - SO2 Cap Annual v4.11 | 555 | 7390 | Rate Constraint in MTons | FALSE | L | Annual | Qualifying Generation | TWh | 0 | 0 | 0 | 0 | 0 | 0 | 0
NSR NIPSCO System - SO2 Cap Annual v4.11 | 555 | 7390 | Rate Constraint in MTons | FALSE | L | Annual | Rate | lb/MWh | 0 | 0 | 0 | 0 | 0 | 0 | 0
NSR NIPSCO System - SO2 Cap Annual v4.11 | 555 | 7390 | Rate Constraint in MTons | FALSE | L | Annual | Constraint Shadow Price | US2019$/Ton | 0 | 0 | 0 | 0 | 0 | 0 | 0
NSR NIPSCO System - NOx Cap Annual 4.11 | 556 | 7391 | Rate Constraint in MTons | FALSE | L | Annual | Seasons Included | Seasons | Winter, WintShld, Summer | Winter, WintShld, Summer | Winter, WintShld, Summer | Winter, WintShld, Summer | Winter, WintShld, Summer | Winter, WintShld, Summer | Winter, WintShld, Summer
NSR NIPSCO System - NOx Cap Annual 4.11 | 556 | 7391 | Rate Constraint in MTons | FALSE | L | Annual | Standard NOX | Thousand Tons | 11.704 | 11.704 | 11.704 | 11.704 | 11.704 | 11.704 | 11.704
NSR NIPSCO System - NOx Cap Annual 4.11 | 556 | 7391 | Rate Constraint in MTons | FALSE | L | Annual | Emissions at Affected Plants NOX | Thousand Tons | 0 | 0 | 0 | 0 | 0 | 0 | 0
NSR NIPSCO System - NOx Cap Annual 4.11 | 556 | 7391 | Rate Constraint in MTons | FALSE | L | Annual | Allowances Purchased NOX | Thousand Tons | 0 | 0 | 0 | 0 | 0 | 0 | 0
NSR NIPSCO System - NOx Cap Annual 4.11 | 556 | 7391 | Rate Constraint in MTons | FALSE | L | Annual | Allowances Sold NOX | Thousand Tons | 0 | 0 | 0 | 0 | 0 | 0 | 0
NSR NIPSCO System - NOx Cap Annual 4.11 | 556 | 7391 | Rate Constraint in MTons | FALSE | L | Annual | Allowances Banked | Thousand Tons | 0 | 0 | 0 | 0 | 0 | 0 | 0
NSR NIPSCO System - NOx Cap Annual 4.11 | 556 | 7391 | Rate Constraint in MTons | FALSE | L | Annual | Allowances Withdrawn (1:1) | Thousand Tons | 0 | 0 | 0 | 0 | 0 | 0 | 0
NSR NIPSCO System - NOx Cap Annual 4.11 | 556 | 7391 | Rate Constraint in MTons | FALSE | L | Annual | Allowances Withdrawn (n:1) | Thousand Tons | 0 | 0 | 0 | 0 | 0 | 0 | 0
NSR NIPSCO System - NOx Cap Annual 4.11 | 556 | 7391 | Rate Constraint in MTons | FALSE | L | Annual | Net Emissions Allowance Position | Thousand Tons | 0 | 0 | 0 | 0 | 0 | 0 | 0
NSR NIPSCO System - NOx Cap Annual 4.11 | 556 | 7391 | Rate Constraint in MTons | FALSE | L | Annual | Fuel Consumed | TBtu | 0 | 0 | 0 | 0 | 0 | 0 | 0
NSR NIPSCO System - NOx Cap Annual 4.11 | 556 | 7391 | Rate Constraint in MTons | FALSE | L | Annual | Rate | lb/MMBtu | 0 | 0 | 0 | 0 | 0 | 0 | 0
NSR NIPSCO System - NOx Cap Annual 4.11 | 556 | 7391 | Rate Constraint in MTons | FALSE | L | Annual | Generation | TWh | 0 | 0 | 0 | 0 | 0 | 0 | 0
NSR NIPSCO System - NOx Cap Annual 4.11 | 556 | 7391 | Rate Constraint in MTons | FALSE | L | Annual | Qualifying Generation | TWh | 0 | 0 | 0 | 0 | 0 | 0 | 0
NSR NIPSCO System - NOx Cap Annual 4.11 | 556 | 7391 | Rate Constraint in MTons | FALSE | L | Annual | Rate | lb/MWh | 0 | 0 | 0 | 0 | 0 | 0 | 0
NSR NIPSCO System - NOx Cap Annual 4.11 | 556 | 7391 | Rate Constraint in MTons | FALSE | L | Annual | Constraint Shadow Price | US2019$/Ton | 0 | 0 | 0 | 0 | 0 | 0 | 0
NSR NV Power Consent - NOX Cap Annual v3.1 | 557 | 7389 | Rate Constraint in MTons | FALSE | L | Annual | Seasons Included | Seasons | Winter, WintShld, Summer | Winter, WintShld, Summer | Winter, WintShld, Summer | Winter, WintShld, Summer | Winter, WintShld, Summer | Winter, WintShld, Summer | Winter, WintShld, Summer
NSR NV Power Consent - NOX Cap Annual v3.1 | 557 | 7389 | Rate Constraint in MTons | FALSE | L | Annual | Standard NOX | Thousand Tons | 0.36 | 0.36 | 0.36 | 0.36 | 0.36 | 0.36 | 0.36
NSR NV Power Consent - NOX Cap Annual v3.1 | 557 | 7389 | Rate Constraint in MTons | FALSE | L | Annual | Emissions at Affected Plants NOX | Thousand Tons | 0 | 0.001958 | 0.049974 | 0.052293 | 0.058392 | 0 | 0
NSR NV Power Consent - NOX Cap Annual v3.1 | 557 | 7389 | Rate Constraint in MTons | FALSE | L | Annual | Allowances Purchased NOX | Thousand Tons | 0 | 0 | 0 | 0 | 0 | 0 | 0
NSR NV Power Consent - NOX Cap Annual v3.1 | 557 | 7389 | Rate Constraint in MTons | FALSE | L | Annual | Allowances Sold NOX | Thousand Tons | 0 | 0 | 0 | 0 | 0 | 0 | 0
NSR NV Power Consent - NOX Cap Annual v3.1 | 557 | 7389 | Rate Constraint in MTons | FALSE | L | Annual | Allowances Banked | Thousand Tons | 0 | 0 | 0 | 0 | 0 | 0 | 0
NSR NV Power Consent - NOX Cap Annual v3.1 | 557 | 7389 | Rate Constraint in MTons | FALSE | L | Annual | Allowances Withdrawn (1:1) | Thousand Tons | 0 | 0 | 0 | 0 | 0 | 0 | 0
NSR NV Power Consent - NOX Cap Annual v3.1 | 557 | 7389 | Rate Constraint in MTons | FALSE | L | Annual | Allowances Withdrawn (n:1) | Thousand Tons | 0 | 0 | 0 | 0 | 0 | 0 | 0
NSR NV Power Consent - NOX Cap Annual v3.1 | 557 | 7389 | Rate Constraint in MTons | FALSE | L | Annual | Net Emissions Allowance Position | Thousand Tons | 0 | 0.001958 | 0.049974 | 0.052293 | 0.058392 | 0 | 0
NSR NV Power Consent - NOX Cap Annual v3.1 | 557 | 7389 | Rate Constraint in MTons | FALSE | L | Annual | Fuel Consumed | TBtu | 0 | 0.05169 | 1.3193 | 1.3805 | 1.5415 | 0 | 0
NSR NV Power Consent - NOX Cap Annual v3.1 | 557 | 7389 | Rate Constraint in MTons | FALSE | L | Annual | Rate | lb/MMBtu | 0 | 0.075758 | 0.075758 | 0.075758 | 0.075758 | 0 | 0
NSR NV Power Consent - NOX Cap Annual v3.1 | 557 | 7389 | Rate Constraint in MTons | FALSE | L | Annual | Generation | TWh | 0 | 0.0055036 | 0.14047 | 0.14699 | 0.16413 | 0 | 0
NSR NV Power Consent - NOX Cap Annual v3.1 | 557 | 7389 | Rate Constraint in MTons | FALSE | L | Annual | Qualifying Generation | TWh | 0 | 0.0055036 | 0.14047 | 0.14699 | 0.16413 | 0 | 0
NSR NV Power Consent - NOX Cap Annual v3.1 | 557 | 7389 | Rate Constraint in MTons | FALSE | L | Annual | Rate | lb/MWh | 0 | 0.71152 | 0.71152 | 0.71152 | 0.71152 | 0 | 0
NSR NV Power Consent - NOX Cap Annual v3.1 | 557 | 7389 | Rate Constraint in MTons | FALSE | L | Annual | Constraint Shadow Price | US2019$/Ton | 0 | 0 | 0 | 0 | 0 | 0 | 0
NSR Oak Creek 5-8 - NOX Rate Annual v3.1, Unit 3839 and retrofits | 558 | 7427 | Rate Constraint in lbs/MMBtu | FALSE | L | Annual | Seasons Included | Seasons | Winter, WintShld, Summer | Winter, WintShld, Summer | Winter, WintShld, Summer | Winter, WintShld, Summer | Winter, WintShld, Summer | Winter, WintShld, Summer | Winter, WintShld, Summer
NSR Oak Creek 5-8 - NOX Rate Annual v3.1, Unit 3839 and retrofits | 558 | 7427 | Rate Constraint in lbs/MMBtu | FALSE | L | Annual | Standard NOX | lb/MMBtu | 0.08 | 0.08 | 0.08 | 0.08 | 0.08 | 0.08 | 0.08
NSR Oak Creek 5-8 - NOX Rate Annual v3.1, Unit 3839 and retrofits | 558 | 7427 | Rate Constraint in lbs/MMBtu | FALSE | L | Annual | Emissions at Affected Plants NOX | Thousand Tons | 0 | 0 | 0 | 0 | 0 | 0 | 0
NSR Oak Creek 5-8 - NOX Rate Annual v3.1, Unit 3839 and retrofits | 558 | 7427 | Rate Constraint in lbs/MMBtu | FALSE | L | Annual | Allowances Purchased NOX | Thousand Tons | 0 | 0 | 0 | 0 | 0 | 0 | 0
NSR Oak Creek 5-8 - NOX Rate Annual v3.1, Unit 3839 and retrofits | 558 | 7427 | Rate Constraint in lbs/MMBtu | FALSE | L | Annual | Allowances Sold NOX | Thousand Tons | 0 | 0 | 0 | 0 | 0 | 0 | 0
NSR Oak Creek 5-8 - NOX Rate Annual v3.1, Unit 3839 and retrofits | 558 | 7427 | Rate Constraint in lbs/MMBtu | FALSE | L | Annual | Allowances Banked | Thousand Tons | 0 | 0 | 0 | 0 | 0 | 0 | 0
NSR Oak Creek 5-8 - NOX Rate Annual v3.1, Unit 3839 and retrofits | 558 | 7427 | Rate Constraint in lbs/MMBtu | FALSE | L | Annual | Allowances Withdrawn (1:1) | Thousand Tons | 0 | 0 | 0 | 0 | 0 | 0 | 0
NSR Oak Creek 5-8 - NOX Rate Annual v3.1, Unit 3839 and retrofits | 558 | 7427 | Rate Constraint in lbs/MMBtu | FALSE | L | Annual | Allowances Withdrawn (n:1) | Thousand Tons | 0 | 0 | 0 | 0 | 0 | 0 | 0
NSR Oak Creek 5-8 - NOX Rate Annual v3.1, Unit 3839 and retrofits | 558 | 7427 | Rate Constraint in lbs/MMBtu | FALSE | L | Annual | Net Emissions Allowance Position | Thousand Tons | 0 | 0 | 0 | 0 | 0 | 0 | 0
NSR Oak Creek 5-8 - NOX Rate Annual v3.1, Unit 3839 and retrofits | 558 | 7427 | Rate Constraint in lbs/MMBtu | FALSE | L | Annual | Fuel Consumed | TBtu | 0 | 0 | 0 | 0 | 0 | 0 | 0
NSR Oak Creek 5-8 - NOX Rate Annual v3.1, Unit 3839 and retrofits | 558 | 7427 | Rate Constraint in lbs/MMBtu | FALSE | L | Annual | Rate | lb/MMBtu | 0 | 0 | 0 | 0 | 0 | 0 | 0
NSR Oak Creek 5-8 - NOX Rate Annual v3.1, Unit 3839 and retrofits | 558 | 7427 | Rate Constraint in lbs/MMBtu | FALSE | L | Annual | Generation | TWh | 0 | 0 | 0 | 0 | 0 | 0 | 0
NSR Oak Creek 5-8 - NOX Rate Annual v3.1, Unit 3839 and retrofits | 558 | 7427 | Rate Constraint in lbs/MMBtu | FALSE | L | Annual | Qualifying Generation | TWh | 0 | 0 | 0 | 0 | 0 | 0 | 0
NSR Oak Creek 5-8 - NOX Rate Annual v3.1, Unit 3839 and retrofits | 558 | 7427 | Rate Constraint in lbs/MMBtu | FALSE | L | Annual | Rate | lb/MWh | 0 | 0 | 0 | 0 | 0 | 0 | 0
NSR Oak Creek 5-8 - NOX Rate Annual v3.1, Unit 3839 and retrofits | 558 | 7427 | Rate Constraint in lbs/MMBtu | FALSE | L | Annual | Constraint Shadow Price | US2019$/Ton | 0 | 0 | 0 | 0 | 0 | 0 | 0
NSR Oak Creek 5-8 - NOX Rate Annual v3.1, Unit 3840 and retrofits | 559 | 7427 | Rate Constraint in lbs/MMBtu | FALSE | L | Annual | Seasons Included | Seasons | Winter, WintShld, Summer | Winter, WintShld, Summer | Winter, WintShld, Summer | Winter, WintShld, Summer | Winter, WintShld, Summer | Winter, WintShld, Summer | Winter, WintShld, Summer
NSR Oak Creek 5-8 - NOX Rate Annual v3.1, Unit 3840 and retrofits | 559 | 7427 | Rate Constraint in lbs/MMBtu | FALSE | L | Annual | Standard NOX | lb/MMBtu | 0.08 | 0.08 | 0.08 | 0.08 | 0.08 | 0.08 | 0.08
NSR Oak Creek 5-8 - NOX Rate Annual v3.1, Unit 3840 and retrofits | 559 | 7427 | Rate Constraint in lbs/MMBtu | FALSE | L | Annual | Emissions at Affected Plants NOX | Thousand Tons | 0 | 0 | 0 | 0 | 0 | 0 | 0
NSR Oak Creek 5-8 - NOX Rate Annual v3.1, Unit 3840 and retrofits | 559 | 7427 | Rate Constraint in lbs/MMBtu | FALSE | L | Annual | Allowances Purchased NOX | Thousand Tons | 0 | 0 | 0 | 0 | 0 | 0 | 0
NSR Oak Creek 5-8 - NOX Rate Annual v3.1, Unit 3840 and retrofits | 559 | 7427 | Rate Constraint in lbs/MMBtu | FALSE | L | Annual | Allowances Sold NOX | Thousand Tons | 0 | 0 | 0 | 0 | 0 | 0 | 0
NSR Oak Creek 5-8 - NOX Rate Annual v3.1, Unit 3840 and retrofits | 559 | 7427 | Rate Constraint in lbs/MMBtu | FALSE | L | Annual | Allowances Banked | Thousand Tons | 0 | 0 | 0 | 0 | 0 | 0 | 0
NSR Oak Creek 5-8 - NOX Rate Annual v3.1, Unit 3840 and retrofits | 559 | 7427 | Rate Constraint in lbs/MMBtu | FALSE | L | Annual | Allowances Withdrawn (1:1) | Thousand Tons | 0 | 0 | 0 | 0 | 0 | 0 | 0
NSR Oak Creek 5-8 - NOX Rate Annual v3.1, Unit 3840 and retrofits | 559 | 7427 | Rate Constraint in lbs/MMBtu | FALSE | L | Annual | Allowances Withdrawn (n:1) | Thousand Tons | 0 | 0 | 0 | 0 | 0 | 0 | 0
NSR Oak Creek 5-8 - NOX Rate Annual v3.1, Unit 3840 and retrofits | 559 | 7427 | Rate Constraint in lbs/MMBtu | FALSE | L | Annual | Net Emissions Allowance Position | Thousand Tons | 0 | 0 | 0 | 0 | 0 | 0 | 0
NSR Oak Creek 5-8 - NOX Rate Annual v3.1, Unit 3840 and retrofits | 559 | 7427 | Rate Constraint in lbs/MMBtu | FALSE | L | Annual | Fuel Consumed | TBtu | 0 | 0 | 0 | 0 | 0 | 0 | 0
NSR Oak Creek 5-8 - NOX Rate Annual v3.1, Unit 3840 and retrofits | 559 | 7427 | Rate Constraint in lbs/MMBtu | FALSE | L | Annual | Rate | lb/MMBtu | 0 | 0 | 0 | 0 | 0 | 0 | 0
NSR Oak Creek 5-8 - NOX Rate Annual v3.1, Unit 3840 and retrofits | 559 | 7427 | Rate Constraint in lbs/MMBtu | FALSE | L | Annual | Generation | TWh | 0 | 0 | 0 | 0 | 0 | 0 | 0
NSR Oak Creek 5-8 - NOX Rate Annual v3.1, Unit 3840 and retrofits | 559 | 7427 | Rate Constraint in lbs/MMBtu | FALSE | L | Annual | Qualifying Generation | TWh | 0 | 0 | 0 | 0 | 0 | 0 | 0
NSR Oak Creek 5-8 - NOX Rate Annual v3.1, Unit 3840 and retrofits | 559 | 7427 | Rate Constraint in lbs/MMBtu | FALSE | L | Annual | Rate | lb/MWh | 0 | 0 | 0 | 0 | 0 | 0 | 0
NSR Oak Creek 5-8 - NOX Rate Annual v3.1, Unit 3840 and retrofits | 559 | 7427 | Rate Constraint in lbs/MMBtu | FALSE | L | Annual | Constraint Shadow Price | US2019$/Ton | 0 | 0 | 0 | 0 | 0 | 0 | 0
NSR Oak Creek 5-8 - NOX Rate Annual v3.1, Unit 3841 and retrofits | 560 | 7427 | Rate Constraint in lbs/MMBtu | FALSE | L | Annual | Seasons Included | Seasons | Winter, WintShld, Summer | Winter, WintShld, Summer | Winter, WintShld, Summer | Winter, WintShld, Summer | Winter, WintShld, Summer | Winter, WintShld, Summer | Winter, WintShld, Summer
NSR Oak Creek 5-8 - NOX Rate Annual v3.1, Unit 3841 and retrofits | 560 | 7427 | Rate Constraint in lbs/MMBtu | FALSE | L | Annual | Standard NOX | lb/MMBtu | 0.08 | 0.08 | 0.08 | 0.08 | 0.08 | 0.08 | 0.08
NSR Oak Creek 5-8 - NOX Rate Annual v3.1, Unit 3841 and retrofits | 560 | 7427 | Rate Constraint in lbs/MMBtu | FALSE | L | Annual | Emissions at Affected Plants NOX | Thousand Tons | 0 | 0 | 0 | 0 | 0 | 0 | 0
NSR Oak Creek 5-8 - NOX Rate Annual v3.1, Unit 3841 and retrofits | 560 | 7427 | Rate Constraint in lbs/MMBtu | FALSE | L | Annual | Allowances Purchased NOX | Thousand Tons | 0 | 0 | 0 | 0 | 0 | 0 | 0
NSR Oak Creek 5-8 - NOX Rate Annual v3.1, Unit 3841 and retrofits | 560 | 7427 | Rate Constraint in lbs/MMBtu | FALSE | L | Annual | Allowances Sold NOX | Thousand Tons | 0 | 0 | 0 | 0 | 0 | 0 | 0
NSR Oak Creek 5-8 - NOX Rate Annual v3.1, Unit 3841 and retrofits | 560 | 7427 | Rate Constraint in lbs/MMBtu | FALSE | L | Annual | Allowances Banked | Thousand Tons | 0 | 0 | 0 | 0 | 0 | 0 | 0
NSR Oak Creek 5-8 - NOX Rate Annual v3.1, Unit 3841 and retrofits | 560 | 7427 | Rate Constraint in lbs/MMBtu | FALSE | L | Annual | Allowances Withdrawn (1:1) | Thousand Tons | 0 | 0 | 0 | 0 | 0 | 0 | 0
NSR Oak Creek 5-8 - NOX Rate Annual v3.1, Unit 3841 and retrofits | 560 | 7427 | Rate Constraint in lbs/MMBtu | FALSE | L | Annual | Allowances Withdrawn (n:1) | Thousand Tons | 0 | 0 | 0 | 0 | 0 | 0 | 0
NSR Oak Creek 5-8 - NOX Rate Annual v3.1, Unit 3841 and retrofits | 560 | 7427 | Rate Constraint in lbs/MMBtu | FALSE | L | Annual | Net Emissions Allowance Position | Thousand Tons | 0 | 0 | 0 | 0 | 0 | 0 | 0
NSR Oak Creek 5-8 - NOX Rate Annual v3.1, Unit 3841 and retrofits | 560 | 7427 | Rate Constraint in lbs/MMBtu | FALSE | L | Annual | Fuel Consumed | TBtu | 0 | 0 | 0 | 0 | 0 | 0 | 0
NSR Oak Creek 5-8 - NOX Rate Annual v3.1, Unit 3841 and retrofits | 560 | 7427 | Rate Constraint in lbs/MMBtu | FALSE | L | Annual | Rate | lb/MMBtu | 0 | 0 | 0 | 0 | 0 | 0 | 0
NSR Oak Creek 5-8 - NOX Rate Annual v3.1, Unit 3841 and retrofits | 560 | 7427 | Rate Constraint in lbs/MMBtu | FALSE | L | Annual | Generation | TWh | 0 | 0 | 0 | 0 | 0 | 0 | 0
NSR Oak Creek 5-8 - NOX Rate Annual v3.1, Unit 3841 and retrofits | 560 | 7427 | Rate Constraint in lbs/MMBtu | FALSE | L | Annual | Qualifying Generation | TWh | 0 | 0 | 0 | 0 | 0 | 0 | 0
NSR Oak Creek 5-8 - NOX Rate Annual v3.1, Unit 3841 and retrofits | 560 | 7427 | Rate Constraint in lbs/MMBtu | FALSE | L | Annual | Rate | lb/MWh | 0 | 0 | 0 | 0 | 0 | 0 | 0
NSR Oak Creek 5-8 - NOX Rate Annual v3.1, Unit 3841 and retrofits | 560 | 7427 | Rate Constraint in lbs/MMBtu | FALSE | L | Annual | Constraint Shadow Price | US2019$/Ton | 0 | 0 | 0 | 0 | 0 | 0 | 0
NSR Oak Creek 5-8 - NOX Rate Annual v3.1, Unit 3842 and retrofits | 561 | 7427 | Rate Constraint in lbs/MMBtu | FALSE | L | Annual | Seasons Included | Seasons | Winter, WintShld, Summer | Winter, WintShld, Summer | Winter, WintShld, Summer | Winter, WintShld, Summer | Winter, WintShld, Summer | Winter, WintShld, Summer | Winter, WintShld, Summer
NSR Oak Creek 5-8 - NOX Rate Annual v3.1, Unit 3842 and retrofits | 561 | 7427 | Rate Constraint in lbs/MMBtu | FALSE | L | Annual | Standard NOX | lb/MMBtu | 0.08 | 0.08 | 0.08 | 0.08 | 0.08 | 0.08 | 0.08
NSR Oak Creek 5-8 - NOX Rate Annual v3.1, Unit 3842 and retrofits | 561 | 7427 | Rate Constraint in lbs/MMBtu | FALSE | L | Annual | Emissions at Affected Plants NOX | Thousand Tons | 0 | 0 | 0 | 0 | 0 | 0 | 0
NSR Oak Creek 5-8 - NOX Rate Annual v3.1, Unit 3842 and retrofits | 561 | 7427 | Rate Constraint in lbs/MMBtu | FALSE | L | Annual | Allowances Purchased NOX | Thousand Tons | 0 | 0 | 0 | 0 | 0 | 0 | 0
NSR Oak Creek 5-8 - NOX Rate Annual v3.1, Unit 3842 and retrofits | 561 | 7427 | Rate Constraint in lbs/MMBtu | FALSE | L | Annual | Allowances Sold NOX | Thousand Tons | 0 | 0 | 0 | 0 | 0 | 0 | 0
NSR Oak Creek 5-8 - NOX Rate Annual v3.1, Unit 3842 and retrofits | 561 | 7427 | Rate Constraint in lbs/MMBtu | FALSE | L | Annual | Allowances Banked | Thousand Tons | 0 | 0 | 0 | 0 | 0 | 0 | 0
NSR Oak Creek 5-8 - NOX Rate Annual v3.1, Unit 3842 and retrofits | 561 | 7427 | Rate Constraint in lbs/MMBtu | FALSE | L | Annual | Allowances Withdrawn (1:1) | Thousand Tons | 0 | 0 | 0 | 0 | 0 | 0 | 0
NSR Oak Creek 5-8 - NOX Rate Annual v3.1, Unit 3842 and retrofits | 561 | 7427 | Rate Constraint in lbs/MMBtu | FALSE | L | Annual | Allowances Withdrawn (n:1) | Thousand Tons | 0 | 0 | 0 | 0 | 0 | 0 | 0
NSR Oak Creek 5-8 - NOX Rate Annual v3.1, Unit 3842 and retrofits | 561 | 7427 | Rate Constraint in lbs/MMBtu | FALSE | L | Annual | Net Emissions Allowance Position | Thousand Tons | 0 | 0 | 0 | 0 | 0 | 0 | 0
NSR Oak Creek 5-8 - NOX Rate Annual v3.1, Unit 3842 and retrofits | 561 | 7427 | Rate Constraint in lbs/MMBtu | FALSE | L | Annual | Fuel Consumed | TBtu | 0 | 0 | 0 | 0 | 0 | 0 | 0
NSR Oak Creek 5-8 - NOX Rate Annual v3.1, Unit 3842 and retrofits | 561 | 7427 | Rate Constraint in lbs/MMBtu | FALSE | L | Annual | Rate | lb/MMBtu | 0 | 0 | 0 | 0 | 0 | 0 | 0
NSR Oak Creek 5-8 - NOX Rate Annual v3.1, Unit 3842 and retrofits | 561 | 7427 | Rate Constraint in lbs/MMBtu | FALSE | L | Annual | Generation | TWh | 0 | 0 | 0 | 0 | 0 | 0 | 0
NSR Oak Creek 5-8 - NOX Rate Annual v3.1, Unit 3842 and retrofits | 561 | 7427 | Rate Constraint in lbs/MMBtu | FALSE | L | Annual | Qualifying Generation | TWh | 0 | 0 | 0 | 0 | 0 | 0 | 0
NSR Oak Creek 5-8 - NOX Rate Annual v3.1, Unit 3842 and retrofits | 561 | 7427 | Rate Constraint in lbs/MMBtu | FALSE | L | Annual | Rate | lb/MWh | 0 | 0 | 0 | 0 | 0 | 0 | 0
NSR Oak Creek 5-8 - NOX Rate Annual v3.1, Unit 3842 and retrofits | 561 | 7427 | Rate Constraint in lbs/MMBtu | FALSE | L | Annual | Constraint Shadow Price | US2019$/Ton | 0 | 0 | 0 | 0 | 0 | 0 | 0
NSR Oak Creek 5-8 - SO2 Rate Annual v5.16 | 562 | 7426 | Rate Constraint in lbs/MMBtu | FALSE | L | Annual | Seasons Included | Seasons | Winter, WintShld, Summer | Winter, WintShld, Summer | Winter, WintShld, Summer | Winter, WintShld, Summer | Winter, WintShld, Summer | Winter, WintShld, Summer | Winter, WintShld, Summer
NSR Oak Creek 5-8 - SO2 Rate Annual v5.16 | 562 | 7426 | Rate Constraint in lbs/MMBtu | FALSE | L | Annual | Standard SO2 | lb/MMBtu | 0.08 | 0.08 | 0.08 | 0.08 | 0.08 | 0.08 | 0.08
NSR Oak Creek 5-8 - SO2 Rate Annual v5.16 | 562 | 7426 | Rate Constraint in lbs/MMBtu | FALSE | L | Annual | Emissions at Affected Plants SO2 | Thousand Tons | 0 | 0 | 0 | 0 | 0 | 0 | 0
NSR Oak Creek 5-8 - SO2 Rate Annual v5.16 | 562 | 7426 | Rate Constraint in lbs/MMBtu | FALSE | L | Annual | Allowances Purchased SO2 | Thousand Tons | 0 | 0 | 0 | 0 | 0 | 0 | 0
NSR Oak Creek 5-8 - SO2 Rate Annual v5.16 | 562 | 7426 | Rate Constraint in lbs/MMBtu | FALSE | L | Annual | Allowances Sold SO2 | Thousand Tons | 0 | 0 | 0 | 0 | 0 | 0 | 0
NSR Oak Creek 5-8 - SO2 Rate Annual v5.16 | 562 | 7426 | Rate Constraint in lbs/MMBtu | FALSE | L | Annual | Allowances Banked | Thousand Tons | 0 | 0 | 0 | 0 | 0 | 0 | 0
NSR Oak Creek 5-8 - SO2 Rate Annual v5.16 | 562 | 7426 | Rate Constraint in lbs/MMBtu | FALSE | L | Annual | Allowances Withdrawn (1:1) | Thousand Tons | 0 | 0 | 0 | 0 | 0 | 0 | 0
NSR Oak Creek 5-8 - SO2 Rate Annual v5.16 | 562 | 7426 | Rate Constraint in lbs/MMBtu | FALSE | L | Annual | Allowances Withdrawn (n:1) | Thousand Tons | 0 | 0 | 0 | 0 | 0 | 0 | 0
NSR Oak Creek 5-8 - SO2 Rate Annual v5.16 | 562 | 7426 | Rate Constraint in lbs/MMBtu | FALSE | L | Annual | Net Emissions Allowance Position | Thousand Tons | 0 | 0 | 0 | 0 | 0 | 0 | 0
NSR Oak Creek 5-8 - SO2 Rate Annual v5.16 | 562 | 7426 | Rate Constraint in lbs/MMBtu | FALSE | L | Annual | Fuel Consumed | TBtu | 0 | 0 | 0 | 0 | 0 | 0 | 0
NSR Oak Creek 5-8 - SO2 Rate Annual v5.16 | 562 | 7426 | Rate Constraint in lbs/MMBtu | FALSE | L | Annual | Rate | lb/MMBtu | 0 | 0 | 0 | 0 | 0 | 0 | 0
NSR Oak Creek 5-8 - SO2 Rate Annual v5.16 | 562 | 7426 | Rate Constraint in lbs/MMBtu | FALSE | L | Annual | Generation | TWh | 0 | 0 | 0 | 0 | 0 | 0 | 0
NSR Oak Creek 5-8 - SO2 Rate Annual v5.16 | 562 | 7426 | Rate Constraint in lbs/MMBtu | FALSE | L | Annual | Qualifying Generation | TWh | 0 | 0 | 0 | 0 | 0 | 0 | 0
NSR Oak Creek 5-8 - SO2 Rate Annual v5.16 | 562 | 7426 | Rate Constraint in lbs/MMBtu | FALSE | L | Annual | Rate | lb/MWh | 0 | 0 | 0 | 0 | 0 | 0 | 0
NSR Oak Creek 5-8 - SO2 Rate Annual v5.16 | 562 | 7426 | Rate Constraint in lbs/MMBtu | FALSE | L | Annual | Constraint Shadow Price | US2019$/Ton | 0 | 0 | 0 | 0 | 0 | 0 | 0
NSR OH Edison - NOX Cap Annual v3.1 | 563 | 7392 | Rate Constraint in MTons | FALSE | L | Annual | Seasons Included | Seasons | Winter, WintShld, Summer | Winter, WintShld, Summer | Winter, WintShld, Summer | Winter, WintShld, Summer | Winter, WintShld, Summer | Winter, WintShld, Summer | Winter, WintShld, Summer
NSR OH Edison - NOX Cap Annual v3.1 | 563 | 7392 | Rate Constraint in MTons | FALSE | L | Annual | Standard NOX | Thousand Tons | 11.86 | 11.86 | 11.86 | 11.86 | 11.86 | 11.86 | 11.86
NSR OH Edison - NOX Cap Annual v3.1 | 563 | 7392 | Rate Constraint in MTons | FALSE | L | Annual | Emissions at Affected Plants NOX | Thousand Tons | 0 | 0 | 0 | 0 | 0 | 0 | 0
NSR OH Edison - NOX Cap Annual v3.1 | 563 | 7392 | Rate Constraint in MTons | FALSE | L | Annual | Allowances Purchased NOX | Thousand Tons | 0 | 0 | 0 | 0 | 0 | 0 | 0
NSR OH Edison - NOX Cap Annual v3.1 | 563 | 7392 | Rate Constraint in MTons | FALSE | L | Annual | Allowances Sold NOX | Thousand Tons | 0 | 0 | 0 | 0 | 0 | 0 | 0
NSR OH Edison - NOX Cap Annual v3.1 | 563 | 7392 | Rate Constraint in MTons | FALSE | L | Annual | Allowances Banked | Thousand Tons | 0 | 0 | 0 | 0 | 0 | 0 | 0
NSR OH Edison - NOX Cap Annual v3.1 | 563 | 7392 | Rate Constraint in MTons | FALSE | L | Annual | Allowances Withdrawn (1:1) | Thousand Tons | 0 | 0 | 0 | 0 | 0 | 0 | 0
NSR OH Edison - NOX Cap Annual v3.1 | 563 | 7392 | Rate Constraint in MTons | FALSE | L | Annual | Allowances Withdrawn (n:1) | Thousand Tons | 0 | 0 | 0 | 0 | 0 | 0 | 0
NSR OH Edison - NOX Cap Annual v3.1 | 563 | 7392 | Rate Constraint in MTons | FALSE | L | Annual | Net Emissions Allowance Position | Thousand Tons | 0 | 0 | 0 | 0 | 0 | 0 | 0
NSR OH Edison - NOX Cap Annual v3.1 | 563 | 7392 | Rate Constraint in MTons | FALSE | L | Annual | Fuel Consumed | TBtu | 0 | 0 | 0 | 0 | 0 | 0 | 0
NSR OH Edison - NOX Cap Annual v3.1 | 563 | 7392 | Rate Constraint in MTons | FALSE | L | Annual | Rate | lb/MMBtu | 0 | 0 | 0 | 0 | 0 | 0 | 0
NSR OH Edison - NOX Cap Annual v3.1 | 563 | 7392 | Rate Constraint in MTons | FALSE | L | Annual | Generation | TWh | 0 | 0 | 0 | 0 | 0 | 0 | 0
NSR OH Edison - NOX Cap Annual v3.1 | 563 | 7392 | Rate Constraint in MTons | FALSE | L | Annual | Qualifying Generation | TWh | 0 | 0 | 0 | 0 | 0 | 0 | 0
NSR OH Edison - NOX Cap Annual v3.1 | 563 | 7392 | Rate Constraint in MTons | FALSE | L | Annual | Rate | lb/MWh | 0 | 0 | 0 | 0 | 0 | 0 | 0
NSR OH Edison - NOX Cap Annual v3.1 | 563 | 7392 | Rate Constraint in MTons | FALSE | L | Annual | Constraint Shadow Price | US2019$/Ton | 0 | 0 | 0 | 0 | 0 | 0 | 0
NSR OH Edison - SO2 Cap Annual v3.1 | 564 | 7393 | Rate Constraint in MTons | FALSE | L | Annual | Seasons Included | Seasons | Winter, WintShld, Summer | Winter, WintShld, Summer | Winter, WintShld, Summer | Winter, WintShld, Summer | Winter, WintShld, Summer | Winter, WintShld, Summer | Winter, WintShld, Summer
NSR OH Edison - SO2 Cap Annual v3.1 | 564 | 7393 | Rate Constraint in MTons | FALSE | L | Annual | Standard SO2 | Thousand Tons | 29.9 | 29.9 | 29.9 | 29.9 | 29.9 | 29.9 | 29.9
NSR OH Edison - SO2 Cap Annual v3.1 | 564 | 7393 | Rate Constraint in MTons | FALSE | L | Annual | Emissions at Affected Plants SO2 | Thousand Tons | 0 | 0 | 0 | 0 | 0 | 0 | 0
NSR OH Edison - SO2 Cap Annual v3.1 | 564 | 7393 | Rate Constraint in MTons | FALSE | L | Annual | Allowances Purchased SO2 | Thousand Tons | 0 | 0 | 0 | 0 | 0 | 0 | 0
NSR OH Edison - SO2 Cap Annual v3.1 | 564 | 7393 | Rate Constraint in MTons | FALSE | L | Annual | Allowances Sold SO2 | Thousand Tons | 0 | 0 | 0 | 0 | 0 | 0 | 0
NSR OH Edison - SO2 Cap Annual v3.1 | 564 | 7393 | Rate Constraint in MTons | FALSE | L | Annual | Allowances Banked | Thousand Tons | 0 | 0 | 0 | 0 | 0 | 0 | 0
NSR OH Edison - SO2 Cap Annual v3.1 | 564 | 7393 | Rate Constraint in MTons | FALSE | L | Annual | Allowances Withdrawn (1:1) | Thousand Tons | 0 | 0 | 0 | 0 | 0 | 0 | 0
NSR OH Edison - SO2 Cap Annual v3.1 | 564 | 7393 | Rate Constraint in MTons | FALSE | L | Annual | Allowances Withdrawn (n:1) | Thousand Tons | 0 | 0 | 0 | 0 | 0 | 0 | 0
NSR OH Edison - SO2 Cap Annual v3.1 | 564 | 7393 | Rate Constraint in MTons | FALSE | L | Annual | Net Emissions Allowance Position | Thousand Tons | 0 | 0 | 0 | 0 | 0 | 0 | 0
NSR OH Edison - SO2 Cap Annual v3.1 | 564 | 7393 | Rate Constraint in MTons | FALSE | L | Annual | Fuel Consumed | TBtu | 0 | 0 | 0 | 0 | 0 | 0 | 0
NSR OH Edison - SO2 Cap Annual v3.1 | 564 | 7393 | Rate Constraint in MTons | FALSE | L | Annual | Rate | lb/MMBtu | 0 | 0 | 0 | 0 | 0 | 0 | 0
NSR OH Edison - SO2 Cap Annual v3.1 | 564 | 7393 | Rate Constraint in MTons | FALSE | L | Annual | Generation | TWh | 0 | 0 | 0 | 0 | 0 | 0 | 0
NSR OH Edison - SO2 Cap Annual v3.1 | 564 | 7393 | Rate Constraint in MTons | FALSE | L | Annual | Qualifying Generation | TWh | 0 | 0 | 0 | 0 | 0 | 0 | 0
NSR OH Edison - SO2 Cap Annual v3.1 | 564 | 7393 | Rate Constraint in MTons | FALSE | L | Annual | Rate | lb/MWh | 0 | 0 | 0 | 0 | 0 | 0 | 0
NSR OH Edison - SO2 Cap Annual v3.1 | 564 | 7393 | Rate Constraint in MTons | FALSE | L | Annual | Constraint Shadow Price | US2019$/Ton | 0 | 0 | 0 | 0 | 0 | 0 | 0
NSR Ottumwa Unit 1 NOX Rate v5.16 | 565 | 7510 | Rate Constraint in lbs/MMBtu | FALSE | L | Annual | Seasons Included | Seasons | Winter, WintShld, Summer | Winter, WintShld, Summer | Winter, WintShld, Summer | Winter, WintShld, Summer | Winter, WintShld, Summer | Winter, WintShld, Summer | Winter, WintShld, Summer
NSR Ottumwa Unit 1 NOX Rate v5.16 | 565 | 7510 | Rate Constraint in lbs/MMBtu | FALSE | L | Annual | Standard NOX | lb/MMBtu | 0.08 | 0.08 | 0.08 | 0.08 | 0.08 | 0.08 | 0.08
NSR Ottumwa Unit 1 NOX Rate v5.16 | 565 | 7510 | Rate Constraint in lbs/MMBtu | FALSE | L | Annual | Emissions at Affected Plants NOX | Thousand Tons | 1.8369 | 1.4532 | 0 | 0 | 0 | 0 | 0
NSR Ottumwa Unit 1 NOX Rate v5.16 | 565 | 7510 | Rate Constraint in lbs/MMBtu | FALSE | L | Annual | Allowances Purchased NOX | Thousand Tons | 0 | 0 | 0 | 0 | 0 | 0 | 0
NSR Ottumwa Unit 1 NOX Rate v5.16 | 565 | 7510 | Rate Constraint in lbs/MMBtu | FALSE | L | Annual | Allowances Sold NOX | Thousand Tons | 0 | 0 | 0 | 0 | 0 | 0 | 0
NSR Ottumwa Unit 1 NOX Rate v5.16 | 565 | 7510 | Rate Constraint in lbs/MMBtu | FALSE | L | Annual | Allowances Banked | Thousand Tons | 0 | 0 | 0 | 0 | 0 | 0 | 0
NSR Ottumwa Unit 1 NOX Rate v5.16 | 565 | 7510 | Rate Constraint in lbs/MMBtu | FALSE | L | Annual | Allowances Withdrawn (1:1) | Thousand Tons | 0 | 0 | 0 | 0 | 0 | 0 | 0
NSR Ottumwa Unit 1 NOX Rate v5.16 | 565 | 7510 | Rate Constraint in lbs/MMBtu | FALSE | L | Annual | Allowances Withdrawn (n:1) | Thousand Tons | 0 | 0 | 0 | 0 | 0 | 0 | 0
NSR Ottumwa Unit 1 NOX Rate v5.16 | 565 | 7510 | Rate Constraint in lbs/MMBtu | FALSE | L | Annual | Net Emissions Allowance Position | Thousand Tons | 1.8369 | 1.4532 | 0 | 0 | 0 | 0 | 0
NSR Ottumwa Unit 1 NOX Rate v5.16 | 565 | 7510 | Rate Constraint in lbs/MMBtu | FALSE | L | Annual | Fuel Consumed | TBtu | 45.9283 | 36.3357 | 0 | 0 | 0 | 0 | 0
NSR Ottumwa Unit 1 NOX Rate v5.16 | 565 | 7510 | Rate Constraint in lbs/MMBtu | FALSE | L | Annual | Rate | lb/MMBtu | 0.07999 | 0.07999 | 0 | 0 | 0 | 0 | 0
NSR Ottumwa Unit 1 NOX Rate v5.16 | 565 | 7510 | Rate Constraint in lbs/MMBtu | FALSE | L | Annual | Generation | TWh | 4.4294 | 3.5043 | 0 | 0 | 0 | 0 | 0
NSR Ottumwa Unit 1 NOX Rate v5.16 | 565 | 7510 | Rate Constraint in lbs/MMBtu | FALSE | L | Annual | Qualifying Generation | TWh | 4.4294 | 3.5043 | 0 | 0 | 0 | 0 | 0
NSR Ottumwa Unit 1 NOX Rate v5.16 | 565 | 7510 | Rate Constraint in lbs/MMBtu | FALSE | L | Annual | Rate | lb/MWh | 0.82942 | 0.82942 | 0 | 0 | 0 | 0 | 0
NSR Ottumwa Unit 1 NOX Rate v5.16 | 565 | 7510 | Rate Constraint in lbs/MMBtu | FALSE | L | Annual | Constraint Shadow Price | US2019$/Ton | 0 | 0 | 0 | 0 | 0 | 0 | 0
NSR Ottumwa Unit 1 SO2 Rate v5.16 | 566 | 7509 | Rate Constraint in lbs/MMBtu | FALSE | L | Annual | Seasons Included | Seasons | Winter, WintShld, Summer | Winter, WintShld, Summer | Winter, WintShld, Summer | Winter, WintShld, Summer | Winter, WintShld, Summer | Winter, WintShld, Summer | Winter, WintShld, Summer
NSR Ottumwa Unit 1 SO2 Rate v5.16 | 566 | 7509 | Rate Constraint in lbs/MMBtu | FALSE | L | Annual | Standard SO2 | lb/MMBtu | 0.075 | 0.075 | 0.075 | 0.075 | 0.075 | 0.075 | 0.075
NSR Ottumwa Unit 1 SO2 Rate v5.16 | 566 | 7509 | Rate Constraint in lbs/MMBtu | FALSE | L | Annual | Emissions at Affected Plants SO2 | Thousand Tons | 1.1995 | 0.94894 | 0 | 0 | 0 | 0 | 0
NSR Ottumwa Unit 1 SO2 Rate v5.16 | 566 | 7509 | Rate Constraint in lbs/MMBtu | FALSE | L | Annual | Allowances Purchased SO2 | Thousand Tons | 0 | 0 | 0 | 0 | 0 | 0 | 0
NSR Ottumwa Unit 1 SO2 Rate v5.16 | 566 | 7509 | Rate Constraint in lbs/MMBtu | FALSE | L | Annual | Allowances Sold SO2 | Thousand Tons | 0 | 0 | 0 | 0 | 0 | 0 | 0
NSR Ottumwa Unit 1 SO2 Rate v5.16 | 566 | 7509 | Rate Constraint in lbs/MMBtu | FALSE | L | Annual | Allowances Banked | Thousand Tons | 0 | 0 | 0 | 0 | 0 | 0 | 0
NSR Ottumwa Unit 1 SO2 Rate v5.16 | 566 | 7509 | Rate Constraint in lbs/MMBtu | FALSE | L | Annual | Allowances Withdrawn (1:1) | Thousand Tons | 0 | 0 | 0 | 0 | 0 | 0 | 0
NSR Ottumwa Unit 1 SO2 Rate v5.16 | 566 | 7509 | Rate Constraint in lbs/MMBtu | FALSE | L | Annual | Allowances Withdrawn (n:1) | Thousand Tons | 0 | 0 | 0 | 0 | 0 | 0 | 0
NSR Ottumwa Unit 1 SO2 Rate v5.16 | 566 | 7509 | Rate Constraint in lbs/MMBtu | FALSE | L | Annual | Net Emissions Allowance Position | Thousand Tons | 1.1995 | 0.94894 | 0 | 0 | 0 | 0 | 0
NSR Ottumwa Unit 1 SO2 Rate v5.16 | 566 | 7509 | Rate Constraint in lbs/MMBtu | FALSE | L | Annual | Fuel Consumed | TBtu | 45.9283 | 36.3357 | 0 | 0 | 0 | 0 | 0
NSR Ottumwa Unit 1 SO2 Rate v5.16 | 566 | 7509 | Rate Constraint in lbs/MMBtu | FALSE | L | Annual | Rate | lb/MMBtu | 0.052232 | 0.052232 | 0 | 0 | 0 | 0 | 0
NSR Ottumwa Unit 1 SO2 Rate v5.16 | 566 | 7509 | Rate Constraint in lbs/MMBtu | FALSE | L | Annual | Generation | TWh | 4.4294 | 3.5043 | 0 | 0 | 0 | 0 | 0
NSR Ottumwa Unit 1 SO2 Rate v5.16 | 566 | 7509 | Rate Constraint in lbs/MMBtu | FALSE | L | Annual | Qualifying Generation | TWh | 4.4294 | 3.5043 | 0 | 0 | 0 | 0 | 0
NSR Ottumwa Unit 1 SO2 Rate v5.16 | 566 | 7509 | Rate Constraint in lbs/MMBtu | FALSE | L | Annual | Rate | lb/MWh | 0.54159 | 0.54159 | 0 | 0 | 0 | 0 | 0
NSR Ottumwa Unit 1 SO2 Rate v5.16 | 566 | 7509 | Rate Constraint in lbs/MMBtu | FALSE | L | Annual | Constraint Shadow Price | US2019$/Ton | 0 | 0 | 0 | 0 | 0 | 0 | 0
NSR Pleasants 1-3 - NOX Rate Annual v5.16 | 567 | 7270 | Rate Constraint in lbs/MMBtu | FALSE | L | Annual | Seasons Included | Seasons | Winter, WintShld, Summer | Winter, WintShld, Summer | Winter, WintShld, Summer | Winter, WintShld, Summer | Winter, WintShld, Summer | Winter, WintShld, Summer | Winter, WintShld, Summer
NSR Pleasants 1-3 - NOX Rate Annual v5.16 | 567 | 7270 | Rate Constraint in lbs/MMBtu | FALSE | L | Annual | Standard NOX | lb/MMBtu | 0.25 | 0.25 | 0.25 | 0.25 | 0.25 | 0.25 | 0.25
NSR Pleasants 1-3 - NOX Rate Annual v5.16 | 567 | 7270 | Rate Constraint in lbs/MMBtu | FALSE | L | Annual | Emissions at Affected Plants NOX | Thousand Tons | 0 | 0 | 0 | 0 | 0 | 0 | 0
NSR Pleasants 1-3 - NOX Rate Annual v5.16 | 567 | 7270 | Rate Constraint in lbs/MMBtu | FALSE | L | Annual | Allowances Purchased NOX | Thousand Tons | 0 | 0 | 0 | 0 | 0 | 0 | 0
NSR Pleasants 1-3 - NOX Rate Annual v5.16 | 567 | 7270 | Rate Constraint in lbs/MMBtu | FALSE | L | Annual | Allowances Sold NOX | Thousand Tons | 0 | 0 | 0 | 0 | 0 | 0 | 0
NSR Pleasants 1-3 - NOX Rate Annual v5.16 | 567 | 7270 | Rate Constraint in lbs/MMBtu | FALSE | L | Annual | Allowances Banked | Thousand Tons | 0 | 0 | 0 | 0 | 0 | 0 | 0
NSR Pleasants 1-3 - NOX Rate Annual v5.16 | 567 | 7270 | Rate Constraint in lbs/MMBtu | FALSE | L | Annual | Allowances Withdrawn (1:1) | Thousand Tons | 0 | 0 | 0 | 0 | 0 | 0 | 0
NSR Pleasants 1-3 - NOX Rate Annual v5.16 | 567 | 7270 | Rate Constraint in lbs/MMBtu | FALSE | L | Annual | Allowances Withdrawn (n:1) | Thousand Tons | 0 | 0 | 0 | 0 | 0 | 0 | 0
NSR Pleasants 1-3 - NOX Rate Annual v5.16 | 567 | 7270 | Rate Constraint in lbs/MMBtu | FALSE | L | Annual | Net Emissions Allowance Position | Thousand Tons | 0 | 0 | 0 | 0 | 0 | 0 | 0
NSR Pleasants 1-3 - NOX Rate Annual v5.16 | 567 | 7270 | Rate Constraint in lbs/MMBtu | FALSE | L | Annual | Fuel Consumed | TBtu | 0 | 0 | 0 | 0 | 0 | 0 | 0
NSR Pleasants 1-3 - NOX Rate Annual v5.16 | 567 | 7270 | Rate Constraint in lbs/MMBtu | FALSE | L | Annual | Rate | lb/MMBtu | 0 | 0 | 0 | 0 | 0 | 0 | 0
NSR Pleasants 1-3 - NOX Rate Annual v5.16 | 567 | 7270 | Rate Constraint in lbs/MMBtu | FALSE | L | Annual | Generation | TWh | 0 | 0 | 0 | 0 | 0 | 0 | 0
NSR Pleasants 1-3 - NOX Rate Annual v5.16 | 567 | 7270 | Rate Constraint in lbs/MMBtu | FALSE | L | Annual | Qualifying Generation | TWh | 0 | 0 | 0 | 0 | 0 | 0 | 0
NSR Pleasants 1-3 - NOX Rate Annual v5.16 | 567 | 7270 | Rate Constraint in lbs/MMBtu | FALSE | L | Annual | Rate | lb/MWh | 0 | 0 | 0 | 0 | 0 | 0 | 0
NSR Pleasants 1-3 - NOX Rate Annual v5.16 | 567 | 7270 | Rate Constraint in lbs/MMBtu | FALSE | L | Annual | Constraint Shadow Price | US2019$/Ton | 0 | 0 | 0 | 0 | 0 | 0 | 0
NSR Pleasants 1-3 - NOX Rate Summer v5.16 | 568 | 7271 | Rate Constraint in lbs/MMBtu | FALSE | L | Annual | Seasons Included | Seasons | Summer | Summer | Summer | Summer | Summer | Summer | Summer
NSR Pleasants 1-3 - NOX Rate Summer v5.16 | 568 | 7271 | Rate Constraint in lbs/MMBtu | FALSE | L | Annual | Standard NOX | lb/MMBtu | 0.2 | 0.2 | 0.2 | 0.2 | 0.2 | 0.2 | 0.2
NSR Pleasants 1-3 - NOX Rate Summer v5.16 | 568 | 7271 | Rate Constraint in lbs/MMBtu | FALSE | L | Annual | Emissions at Affected Plants NOX | Thousand Tons | 0 | 0 | 0 | 0 | 0 | 0 | 0
NSR Pleasants 1-3 - NOX Rate Summer v5.16 | 568 | 7271 | Rate Constraint in lbs/MMBtu | FALSE | L | Annual | Allowances Purchased NOX | Thousand Tons | 0 | 0 | 0 | 0 | 0 | 0 | 0
NSR Pleasants 1-3 - NOX Rate Summer v5.16 | 568 | 7271 | Rate Constraint in lbs/MMBtu | FALSE | L | Annual | Allowances Sold NOX | Thousand Tons | 0 | 0 | 0 | 0 | 0 | 0 | 0
NSR Pleasants 1-3 - NOX Rate Summer v5.16 | 568 | 7271 | Rate Constraint in lbs/MMBtu | FALSE | L | Annual | Allowances Banked | Thousand Tons | 0 | 0 | 0 | 0 | 0 | 0 | 0
NSR Pleasants 1-3 - NOX Rate Summer v5.16 | 568 | 7271 | Rate Constraint in lbs/MMBtu | FALSE | L | Annual | Allowances Withdrawn (1:1) | Thousand Tons | 0 | 0 | 0 | 0 | 0 | 0 | 0
NSR Pleasants 1-3 - NOX Rate Summer v5.16 | 568 | 7271 | Rate Constraint in lbs/MMBtu | FALSE | L | Annual | Allowances Withdrawn (n:1) | Thousand Tons | 0 | 0 | 0 | 0 | 0 | 0 | 0
NSR Pleasants 1-3 - NOX Rate Summer v5.16 | 568 | 7271 | Rate Constraint in lbs/MMBtu | FALSE | L | Annual | Net Emissions Allowance Position | Thousand Tons | 0 | 0 | 0 | 0 | 0 | 0 | 0
NSR Pleasants 1-3 - NOX Rate Summer v5.16 | 568 | 7271 | Rate Constraint in lbs/MMBtu | FALSE | L | Annual | Fuel Consumed | TBtu | 0 | 0 | 0 | 0 | 0 | 0 | 0
NSR Pleasants 1-3 - NOX Rate Summer v5.16 | 568 | 7271 | Rate Constraint in lbs/MMBtu | FALSE | L | Annual | Rate | lb/MMBtu | 0 | 0 | 0 | 0 | 0 | 0 | 0
NSR Pleasants 1-3 - NOX Rate Summer v5.16 | 568 | 7271 | Rate Constraint in lbs/MMBtu | FALSE | L | Annual | Generation | TWh | 0 | 0 | 0 | 0 | 0 | 0 | 0
NSR Pleasants 1-3 - NOX Rate Summer v5.16 | 568 | 7271 | Rate Constraint in lbs/MMBtu | FALSE | L | Annual | Qualifying Generation | TWh | 0 | 0 | 0 | 0 | 0 | 0 | 0
NSR Pleasants 1-3 - NOX Rate Summer v5.16 | 568 | 7271 | Rate Constraint in lbs/MMBtu | FALSE | L | Annual | Rate | lb/MWh | 0 | 0 | 0 | 0 | 0 | 0 | 0
NSR Pleasants 1-3 - NOX Rate Summer v5.16 | 568 | 7271 | Rate Constraint in lbs/MMBtu | FALSE | L | Annual | Constraint Shadow Price | US2019$/Ton | 0 | 0 | 0 | 0 | 0 | 0 | 0
NSR Prairie Creek 1,2 - SO2 Rate v5.16 | 569 | 7506 | Rate Constraint in lbs/MMBtu | FALSE | L | Annual | Seasons Included | Seasons | Winter, WintShld, Summer | Winter, WintShld, Summer | Winter, WintShld, Summer | Winter, WintShld, Summer | Winter, WintShld, Summer | Winter, WintShld, Summer | Winter, WintShld, Summer
NSR Prairie Creek 1,2 - SO2 Rate v5.16 | 569 | 7506 | Rate Constraint in lbs/MMBtu | FALSE | L | Annual | Standard SO2 | lb/MMBtu | 0.9 | 0.9 | 0.9 | 0.9 | 0.9 | 0.9 | 0.9
NSR Prairie Creek 1,2 - SO2 Rate v5.16 | 569 | 7506 | Rate Constraint in lbs/MMBtu | FALSE | L | Annual | Emissions at Affected Plants SO2 | Thousand Tons | 0 | 0 | 0 | 0 | 0 | 0 | 0
NSR Prairie Creek 1,2 - SO2 Rate v5.16 | 569 | 7506 | Rate Constraint in lbs/MMBtu | FALSE | L | Annual | Allowances Purchased SO2 | Thousand Tons | 0 | 0 | 0 | 0 | 0 | 0 | 0
NSR Prairie Creek 1,2 - SO2 Rate v5.16 | 569 | 7506 | Rate Constraint in lbs/MMBtu | FALSE | L | Annual | Allowances Sold SO2 | Thousand Tons | 0 | 0 | 0 | 0 | 0 | 0 | 0
NSR Prairie Creek 1,2 - SO2 Rate v5.16 | 569 | 7506 | Rate Constraint in lbs/MMBtu | FALSE | L | Annual | Allowances Banked | Thousand Tons | 0 | 0 | 0 | 0 | 0 | 0 | 0
NSR Prairie Creek 1,2 - SO2 Rate v5.16 | 569 | 7506 | Rate Constraint in lbs/MMBtu | FALSE | L | Annual | Allowances Withdrawn (1:1) | Thousand Tons | 0 | 0 | 0 | 0 | 0 | 0 | 0
NSR Prairie Creek 1,2 - SO2 Rate v5.16 | 569 | 7506 | Rate Constraint in lbs/MMBtu | FALSE | L | Annual | Allowances Withdrawn (n:1) | Thousand Tons | 0 | 0 | 0 | 0 | 0 | 0 | 0
NSR Prairie Creek 1,2 - SO2 Rate v5.16 | 569 | 7506 | Rate Constraint in lbs/MMBtu | FALSE | L | Annual | Net Emissions Allowance Position | Thousand Tons | 0 | 0 | 0 | 0 | 0 | 0 | 0
NSR Prairie Creek 1,2 - SO2 Rate v5.16 | 569 | 7506 | Rate Constraint in lbs/MMBtu | FALSE | L | Annual | Fuel Consumed | TBtu | 0 | 0 | 0 | 0 | 0 | 0 | 0
NSR Prairie Creek 1,2 - SO2 Rate v5.16 | 569 | 7506 | Rate Constraint in lbs/MMBtu | FALSE | L | Annual | Rate | lb/MMBtu | 0 | 0 | 0 | 0 | 0 | 0 | 0
NSR Prairie Creek 1,2 - SO2 Rate v5.16 | 569 | 7506 | Rate Constraint in lbs/MMBtu | FALSE | L | Annual | Generation | TWh | 0 | 0 | 0 | 0 | 0 | 0 | 0
NSR Prairie Creek 1,2 - SO2 Rate v5.16 | 569 | 7506 | Rate Constraint in lbs/MMBtu | FALSE | L | Annual | Qualifying Generation | TWh | 0 | 0 | 0 | 0 | 0 | 0 | 0
NSR Prairie Creek 1,2 - SO2 Rate v5.16 | 569 | 7506 | Rate Constraint in lbs/MMBtu | FALSE | L | Annual | Rate | lb/MWh | 0 | 0 | 0 | 0 | 0 | 0 | 0
NSR Prairie Creek 1,2 - SO2 Rate v5.16 | 569 | 7506 | Rate Constraint in lbs/MMBtu | FALSE | L | Annual | Constraint Shadow Price | US2019$/Ton | 0 | 0 | 0 | 0 | 0 | 0 | 0
NSR Prairie Creek NOX Cap v5.16 | 570 | 7513 | Rate Constraint in MTons | FALSE | L | Annual | Seasons Included | Seasons | Winter, WintShld, Summer | Winter, WintShld, Summer | Winter, WintShld, Summer | Winter, WintShld, Summer | Winter, WintShld, Summer | Winter, WintShld, Summer | Winter, WintShld, Summer
NSR Prairie Creek NOX Cap v5.16 | 570 | 7513 | Rate Constraint in MTons | FALSE | L | Annual | Standard NOX | Thousand Tons | 1.5 | 1.5 | 1.5 | 1.5 | 1.5 | 1.5 | 1.5
NSR Prairie Creek NOX Cap v5.16 | 570 | 7513 | Rate Constraint in MTons | FALSE | L | Annual | Emissions at Affected Plants NOX | Thousand Tons | 0.31378 | 0.36878 | 0 | 0 | 0 | 0 | 0
NSR Prairie Creek NOX Cap v5.16 | 570 | 7513 | Rate Constraint in MTons | FALSE | L | Annual | Allowances Purchased NOX | Thousand Tons | 0 | 0 | 0 | 0 | 0 | 0 | 0
NSR Prairie Creek NOX Cap v5.16 | 570 | 7513 | Rate Constraint in MTons | FALSE | L | Annual | Allowances Sold NOX | Thousand Tons | 0 | 0 | 0 | 0 | 0 | 0 | 0
NSR Prairie Creek NOX Cap v5.16 | 570 | 7513 | Rate Constraint in MTons | FALSE | L | Annual | Allowances Banked | Thousand Tons | 0 | 0 | 0 | 0 | 0 | 0 | 0
NSR Prairie Creek NOX Cap v5.16 | 570 | 7513 | Rate Constraint in MTons | FALSE | L | Annual | Allowances Withdrawn (1:1) | Thousand Tons | 0 | 0 | 0 | 0 | 0 | 0 | 0
NSR Prairie Creek NOX Cap v5.16 | 570 | 7513 | Rate Constraint in MTons | FALSE | L | Annual | Allowances Withdrawn (n:1) | Thousand Tons | 0 | 0 | 0 | 0 | 0 | 0 | 0
NSR Prairie Creek NOX Cap v5.16 | 570 | 7513 | Rate Constraint in MTons | FALSE | L | Annual | Net Emissions Allowance Position | Thousand Tons | 0.31378 | 0.36878 | 0 | 0 | 0 | 0 | 0
NSR Prairie Creek NOX Cap v5.16 | 570 | 7513 | Rate Constraint in MTons | FALSE | L | Annual | Fuel Consumed | TBtu | 5.442 | 6.3958 | 0 | 0 | 0 | 0 | 0
NSR Prairie Creek NOX Cap v5.16 | 570 | 7513 | Rate Constraint in MTons | FALSE | L | Annual | Rate | lb/MMBtu | 0.11532 | 0.11532 | 0 | 0 | 0 | 0 | 0
NSR Prairie Creek NOX Cap v5.16 | 570 | 7513 | Rate Constraint in MTons | FALSE | L | Annual | Generation | TWh | 0.51833 | 0.60918 | 0 | 0 | 0 | 0 | 0
NSR Prairie Creek NOX Cap v5.16 | 570 | 7513 | Rate Constraint in MTons | FALSE | L | Annual | Qualifying Generation | TWh | 0.51833 | 0.60918 | 0 | 0 | 0 | 0 | 0
NSR Prairie Creek NOX Cap v5.16 | 570 | 7513 | Rate Constraint in MTons | FALSE | L | Annual | Rate | lb/MWh | 1.2107 | 1.2107 | 0 | 0 | 0 | 0 | 0
NSR Prairie Creek NOX Cap v5.16 | 570 | 7513 | Rate Constraint in MTons | FALSE | L | Annual | Constraint Shadow Price | US2019$/Ton | 0 | 0 | 0 | 0 | 0 | 0 | 0
NSR Prairie Creek SO2 Cap v5.16 | 571 | 7505 | Rate Constraint in MTons | FALSE | L | Annual | Seasons Included | Seasons | Winter, WintShld, Summer | Winter, WintShld, Summer | Winter, WintShld, Summer | Winter, WintShld, Summer | Winter, WintShld, Summer | Winter, WintShld, Summer | Winter, WintShld, Summer
NSR Prairie Creek SO2 Cap v5.16 | 571 | 7505 | Rate Constraint in MTons | FALSE | L | Annual | Standard SO2 | Thousand Tons | 0.1 | 0.1 | 0.1 | 0.1 | 0.1 | 0.1 | 0.1
NSR Prairie Creek SO2 Cap v5.16 | 571 | 7505 | Rate Constraint in MTons | FALSE | L | Annual | Emissions at Affected Plants SO2 | Thousand Tons | 0 | 0 | 0 | 0 | 0 | 0 | 0
NSR Prairie Creek SO2 Cap v5.16 | 571 | 7505 | Rate Constraint in MTons | FALSE | L | Annual | Allowances Purchased SO2 | Thousand Tons | 0 | 0 | 0 | 0 | 0 | 0 | 0
NSR Prairie Creek SO2 Cap v5.16 | 571 | 7505 | Rate Constraint in MTons | FALSE | L | Annual | Allowances Sold SO2 | Thousand Tons | 0 | 0 | 0 | 0 | 0 | 0 | 0
NSR Prairie Creek SO2 Cap v5.16 | 571 | 7505 | Rate Constraint in MTons | FALSE | L | Annual | Allowances Banked | Thousand Tons | 0 | 0 | 0 | 0 | 0 | 0 | 0
NSR Prairie Creek SO2 Cap v5.16 | 571 | 7505 | Rate Constraint in MTons | FALSE | L | Annual | Allowances Withdrawn (1:1) | Thousand Tons | 0 | 0 | 0 | 0 | 0 | 0 | 0
NSR Prairie Creek SO2 Cap v5.16 | 571 | 7505 | Rate Constraint in MTons | FALSE | L | Annual | Allowances Withdrawn (n:1) | Thousand Tons | 0 | 0 | 0 | 0 | 0 | 0 | 0
NSR Prairie Creek SO2 Cap v5.16 | 571 | 7505 | Rate Constraint in MTons | FALSE | L | Annual | Net Emissions Allowance Position | Thousand Tons | 0 | 0 | 0 | 0 | 0 | 0 | 0
NSR Prairie Creek SO2 Cap v5.16 | 571 | 7505 | Rate Constraint in MTons | FALSE | L | Annual | Fuel Consumed | TBtu | 5.442 | 6.3958 | 0 | 0 | 0 | 0 | 0
NSR Prairie Creek SO2 Cap v5.16 | 571 | 7505 | Rate Constraint in MTons | FALSE | L | Annual | Rate | lb/MMBtu | 0 | 0 | 0 | 0 | 0 | 0 | 0
NSR Prairie Creek SO2 Cap v5.16 | 571 | 7505 | Rate Constraint in MTons | FALSE | L | Annual | Generation | TWh | 0.51833 | 0.60918 | 0 | 0 | 0 | 0 | 0
NSR Prairie Creek SO2 Cap v5.16 | 571 | 7505 | Rate Constraint in MTons | FALSE | L | Annual | Qualifying Generation | TWh | 0.51833 | 0.60918 | 0 | 0 | 0 | 0 | 0
NSR Prairie Creek SO2 Cap v5.16 | 571 | 7505 | Rate Constraint in MTons | FALSE | L | Annual | Rate | lb/MWh | 0 | 0 | 0 | 0 | 0 | 0 | 0
NSR Prairie Creek SO2 Cap v5.16 | 571 | 7505 | Rate Constraint in MTons | FALSE | L | Annual | Constraint Shadow Price | US2019$/Ton | 0 | 0 | 0 | 0 | 0 | 0 | 0
NSR Prairie Creek Unit 3 SO2 Rate v5.16 | 572 | 7507 | Rate Constraint in lbs/MMBtu | FALSE | L | Annual | Seasons Included | Seasons | Winter, WintShld, Summer | Winter, WintShld, Summer | Winter, WintShld, Summer | Winter, WintShld, Summer | Winter, WintShld, Summer | Winter, WintShld, Summer | Winter, WintShld, Summer
NSR Prairie Creek Unit 3 SO2 Rate v5.16 | 572 | 7507 | Rate Constraint in lbs/MMBtu | FALSE | L | Annual | Standard SO2 | lb/MMBtu | 0.7 | 0.7 | 0.7 | 0.7 | 0.7 | 0.7 | 0.7
NSR Prairie Creek Unit 3 SO2 Rate v5.16 | 572 | 7507 | Rate Constraint in lbs/MMBtu | FALSE | L | Annual | Emissions at Affected Plants SO2 | Thousand Tons | 0 | 0 | 0 | 0 | 0 | 0 | 0
NSR Prairie Creek Unit 3 SO2 Rate v5.16 | 572 | 7507 | Rate Constraint in lbs/MMBtu | FALSE | L | Annual | Allowances Purchased SO2 | Thousand Tons | 0 | 0 | 0 | 0 | 0 | 0 | 0
NSR Prairie Creek Unit 3 SO2 Rate v5.16 | 572 | 7507 | Rate Constraint in lbs/MMBtu | FALSE | L | Annual | Allowances Sold SO2 | Thousand Tons | 0 | 0 | 0 | 0 | 0 | 0 | 0
NSR Prairie Creek Unit 3 SO2 Rate v5.16 | 572 | 7507 | Rate Constraint in lbs/MMBtu | FALSE | L | Annual | Allowances Banked | Thousand Tons | 0 | 0 | 0 | 0 | 0 | 0 | 0
NSR Prairie Creek Unit 3 SO2 Rate v5.16 | 572 | 7507 | Rate Constraint in lbs/MMBtu | FALSE | L | Annual | Allowances Withdrawn (1:1) | Thousand Tons | 0 | 0 | 0 | 0 | 0 | 0 | 0
NSR Prairie Creek Unit 3 SO2 Rate v5.16 | 572 | 7507 | Rate Constraint in lbs/MMBtu | FALSE | L | Annual | Allowances Withdrawn (n:1) | Thousand Tons | 0 | 0 | 0 | 0 | 0 | 0 | 0
NSR Prairie Creek Unit 3 SO2 Rate v5.16 | 572 | 7507 | Rate Constraint in lbs/MMBtu | FALSE | L | Annual | Net Emissions Allowance Position | Thousand Tons | 0 | 0 | 0 | 0 | 0 | 0 | 0
NSR Prairie Creek Unit 3 SO2 Rate v5.16 | 572 | 7507 | Rate Constraint in lbs/MMBtu | FALSE | L | Annual | Fuel Consumed | TBtu | 0 | 0 | 0 | 0 | 0 | 0 | 0
NSR Prairie Creek Unit 3 SO2 Rate v5.16 | 572 | 7507 | Rate Constraint in lbs/MMBtu | FALSE | L | Annual | Rate | lb/MMBtu | 0 | 0 | 0 | 0 | 0 | 0 | 0
NSR Prairie Creek Unit 3 SO2 Rate v5.16 | 572 | 7507 | Rate Constraint in lbs/MMBtu | FALSE | L | Annual | Generation | TWh | 0 | 0 | 0 | 0 | 0 | 0 | 0
NSR Prairie Creek Unit 3 SO2 Rate v5.16 | 572 | 7507 | Rate Constraint in lbs/MMBtu | FALSE | L | Annual | Qualifying Generation | TWh | 0 | 0 | 0 | 0 | 0 | 0 | 0
NSR Prairie Creek Unit 3 SO2 Rate v5.16 | 572 | 7507 | Rate Constraint in lbs/MMBtu | FALSE | L | Annual | Rate | lb/MWh | 0 | 0 | 0 | 0 | 0 | 0 | 0
NSR Prairie Creek Unit 3 SO2 Rate v5.16 | 572 | 7507 | Rate Constraint in lbs/MMBtu | FALSE | L | Annual | Constraint Shadow Price | US2019$/Ton | 0 | 0 | 0 | 0 | 0 | 0 | 0
NSR Prairie Creek Unit 4 SO2 Rate v5.16 | 573 | 7508 | Rate Constraint in lbs/MMBtu | FALSE | L | Annual | Seasons Included | Seasons | Winter, WintShld, Summer | Winter, WintShld, Summer | Winter, WintShld, Summer | Winter, WintShld, Summer | Winter, WintShld, Summer | Winter, WintShld, Summer | Winter, WintShld, Summer
NSR Prairie Creek Unit 4 SO2 Rate v5.16 | 573 | 7508 | Rate Constraint in lbs/MMBtu | FALSE | L | Annual | Standard SO2 | lb/MMBtu | 0.7 | 0.7 | 0.7 | 0.7 | 0.7 | 0.7 | 0.7
NSR Prairie Creek Unit 4 SO2 Rate v5.16 | 573 | 7508 | Rate Constraint in lbs/MMBtu | FALSE | L | Annual | Emissions at Affected Plants SO2 | Thousand Tons | 0 | 0 | 0 | 0 | 0 | 0 | 0
NSR Prairie Creek Unit 4 SO2 Rate v5.16 | 573 | 7508 | Rate Constraint in lbs/MMBtu | FALSE | L | Annual | Allowances Purchased SO2 | Thousand Tons | 0 | 0 | 0 | 0 | 0 | 0 | 0
NSR Prairie Creek Unit 4 SO2 Rate v5.16 | 573 | 7508 | Rate Constraint in lbs/MMBtu | FALSE | L | Annual | Allowances Sold SO2 | Thousand Tons | 0 | 0 | 0 | 0 | 0 | 0 | 0
NSR Prairie Creek Unit 4 SO2 Rate v5.16 | 573 | 7508 | Rate Constraint in lbs/MMBtu | FALSE | L | Annual | Allowances Banked | Thousand Tons | 0 | 0 | 0 | 0 | 0 | 0 | 0
NSR Prairie Creek Unit 4 SO2 Rate v5.16 | 573 | 7508 | Rate Constraint in lbs/MMBtu | FALSE | L | Annual | Allowances Withdrawn (1:1) | Thousand Tons | 0 | 0 | 0 | 0 | 0 | 0 | 0
NSR Prairie Creek Unit 4 SO2 Rate v5.16 | 573 | 7508 | Rate Constraint in lbs/MMBtu | FALSE | L | Annual | Allowances Withdrawn (n:1) | Thousand Tons | 0 | 0 | 0 | 0 | 0 | 0 | 0
NSR Prairie Creek Unit 4 SO2 Rate v5.16 | 573 | 7508 | Rate Constraint in lbs/MMBtu | FALSE | L | Annual | Net Emissions Allowance Position | Thousand Tons | 0 | 0 | 0 | 0 | 0 | 0 | 0
NSR Prairie Creek Unit 4 SO2 Rate v5.16 | 573 | 7508 | Rate Constraint in lbs/MMBtu | FALSE | L | Annual | Fuel Consumed | TBtu | 1.8476 | 2.1714 | 0 | 0 | 0 | 0 | 0
NSR Prairie Creek Unit 4 SO2 Rate v5.16 | 573 | 7508 | Rate Constraint in lbs/MMBtu | FALSE | L | Annual | Rate | lb/MMBtu | 0 | 0 | 0 | 0 | 0 | 0 | 0
NSR Prairie Creek Unit 4 SO2 Rate v5.16 | 573 | 7508 | Rate Constraint in lbs/MMBtu | FALSE | L | Annual | Generation | TWh | 0.51833 | 0.60918 | 0 | 0 | 0 | 0 | 0
NSR Prairie Creek Unit 4 SO2 Rate v5.16 | 573 | 7508 | Rate Constraint in lbs/MMBtu | FALSE | L | Annual | Qualifying Generation | TWh | 0.17598 | 0.20682 | 0 | 0 | 0 | 0 | 0
NSR Prairie Creek Unit 4 SO2 Rate v5.16 | 573 | 7508 | Rate Constraint in lbs/MMBtu | FALSE | L | Annual | Rate | lb/MWh | 0 | 0 | 0 | 0 | 0 | 0 | 0
NSR Prairie Creek Unit 4 SO2 Rate v5.16 | 573 | 7508 | Rate Constraint in lbs/MMBtu | FALSE | L | Annual | Constraint Shadow Price | US2019$/Ton | 0 | 0 | 0 | 0 | 0 | 0 | 0
NSR Rockport 1 & 2 - SO2 Cap Annual v5.13 | 576 | 7374 | Rate Constraint in MTons | FALSE | L | Annual | Seasons Included | Seasons | Winter, WintShld, Summer | Winter, WintShld, Summer | Winter, WintShld, Summer | Winter, WintShld, Summer | Winter, WintShld, Summer | Winter, WintShld, Summer | Winter, WintShld, Summer
NSR Rockport 1 & 2 - SO2 Cap Annual v5.13 | 576 | 7374 | Rate Constraint in MTons | FALSE | L | Annual | Standard SO2 | Thousand Tons | 10 | 5 | 5 | 5 | 5 | 5 | 5
NSR Rockport 1 & 2 - SO2 Cap Annual v5.13 | 576 | 7374 | Rate Constraint in MTons | FALSE | L | Annual | Emissions at Affected Plants SO2 | Thousand Tons | 0.08608 | 0 | 0 | 0 | 0 | 0 | 0
NSR Rockport 1 & 2 - SO2 Cap Annual v5.13 | 576 | 7374 | Rate Constraint in MTons | FALSE | L | Annual | Allowances Purchased SO2 | Thousand Tons | 0 | 0 | 0 | 0 | 0 | 0 | 0
NSR Rockport 1 & 2 - SO2 Cap Annual v5.13 | 576 | 7374 | Rate Constraint in MTons | FALSE | L | Annual | Allowances Sold SO2 | Thousand Tons | 0 | 0 | 0 | 0 | 0 | 0 | 0
NSR Rockport 1 & 2 - SO2 Cap Annual v5.13 | 576 | 7374 | Rate Constraint in MTons | FALSE | L | Annual | Allowances Banked | Thousand Tons | 0 | 0 | 0 | 0 | 0 | 0 | 0
NSR Rockport 1 & 2 - SO2 Cap Annual v5.13 | 576 | 7374 | Rate Constraint in MTons | FALSE | L | Annual | Allowances Withdrawn (1:1) | Thousand Tons | 0 | 0 | 0 | 0 | 0 | 0 | 0
NSR Rockport 1 & 2 - SO2 Cap Annual v5.13 | 576 | 7374 | Rate Constraint in MTons | FALSE | L | Annual | Allowances Withdrawn (n:1) | Thousand Tons | 0 | 0 | 0 | 0 | 0 | 0 | 0
NSR Rockport 1 & 2 - SO2 Cap Annual v5.13 | 576 | 7374 | Rate Constraint in MTons | FALSE | L | Annual | Net Emissions Allowance Position | Thousand Tons | 0.08608 | 0 | 0 | 0 | 0 | 0 | 0
NSR Rockport 1 & 2 - SO2 Cap Annual v5.13 | 576 | 7374 | Rate Constraint in MTons | FALSE | L | Annual | Fuel Consumed | TBtu | 0.53159 | 0 | 0 | 0 | 0 | 0 | 0
NSR Rockport 1 & 2 - SO2 Cap Annual v5.13 | 576 | 7374 | Rate Constraint in MTons | FALSE | L | Annual | Rate | lb/MMBtu | 0.32386 | 0 | 0 | 0 | 0 | 0 | 0
NSR Rockport 1 & 2 - SO2 Cap Annual v5.13 | 576 | 7374 | Rate Constraint in MTons | FALSE | L | Annual | Generation | TWh | 0.050534 | 0 | 0 | 0 | 0 | 0 | 0
NSR Rockport 1 & 2 - SO2 Cap Annual v5.13 | 576 | 7374 | Rate Constraint in MTons | FALSE | L | Annual | Qualifying Generation | TWh | 0.050534 | 0 | 0 | 0 | 0 | 0 | 0
NSR Rockport 1 & 2 - SO2 Cap Annual v5.13 | 576 | 7374 | Rate Constraint in MTons | FALSE | L | Annual | Rate | lb/MWh | 3.4068 | 0 | 0 | 0 | 0 | 0 | 0
NSR Rockport 1 & 2 - SO2 Cap Annual v5.13 | 576 | 7374 | Rate Constraint in MTons | FALSE | L | Annual | Constraint Shadow Price | US2019$/Ton | 0 | 0 | 0 | 0 | 0 | 0 | 0
NSR Santee Cooper - NOX Cap Annual v3.1 | 577 | 7395 | Rate Constraint in MTons | FALSE | L | Annual | Seasons Included | Seasons | Winter, WintShld, Summer | Winter, WintShld, Summer | Winter, WintShld, Summer | Winter, WintShld, Summer | Winter, WintShld, Summer | Winter, WintShld, Summer | Winter, WintShld, Summer
NSR Santee Cooper - NOX Cap Annual v3.1 | 577 | 7395 | Rate Constraint in MTons | FALSE | L | Annual | Standard NOX | Thousand Tons | 20 | 20 | 20 | 20 | 20 | 20 | 20
NSR Santee Cooper - NOX Cap Annual v3.1 | 577 | 7395 | Rate Constraint in MTons | FALSE | L | Annual | Emissions at Affected Plants NOX | Thousand Tons | 4.3604 | 1.9392 | 0.73251 | 0.73251 | 0.73251 | 0 | 0
NSR Santee Cooper - NOX Cap Annual v3.1 | 577 | 7395 | Rate Constraint in MTons | FALSE | L | Annual | Allowances Purchased NOX | Thousand Tons | 0 | 0 | 0 | 0 | 0 | 0 | 0
NSR Santee Cooper - NOX Cap Annual v3.1 | 577 | 7395 | Rate Constraint in MTons | FALSE | L | Annual | Allowances Sold NOX | Thousand Tons | 0 | 0 | 0 | 0 | 0 | 0 | 0
NSR Santee Cooper - NOX Cap Annual v3.1 | 577 | 7395 | Rate Constraint in MTons | FALSE | L | Annual | Allowances Banked | Thousand Tons | 0 | 0 | 0 | 0 | 0 | 0 | 0
NSR Santee Cooper - NOX Cap Annual v3.1 | 577 | 7395 | Rate Constraint in MTons | FALSE | L | Annual | Allowances Withdrawn (1:1) | Thousand Tons | 0 | 0 | 0 | 0 | 0 | 0 | 0
NSR Santee Cooper - NOX Cap Annual v3.1 | 577 | 7395 | Rate Constraint in MTons | FALSE | L | Annual | Allowances Withdrawn (n:1) | Thousand Tons | 0 | 0 | 0 | 0 | 0 | 0 | 0
NSR Santee Cooper - NOX Cap Annual v3.1 | 577 | 7395 | Rate Constraint in MTons | FALSE | L | Annual | Net Emissions Allowance Position | Thousand Tons | 4.3604 | 1.9392 | 0.73251 | 0.73251 | 0.73251 | 0 | 0
NSR Santee Cooper - NOX Cap Annual v3.1 | 577 | 7395 | Rate Constraint in MTons | FALSE | L | Annual | Fuel Consumed | TBtu | 120.1003 | 58.0114 | 20.8884 | 20.8884 | 20.8884 | 0 | 0
NSR Santee Cooper - NOX Cap Annual v3.1 | 577 | 7395 | Rate Constraint in MTons | FALSE | L | Annual | Rate | lb/MMBtu | 0.072613 | 0.066854 | 0.070135 | 0.070135 | 0.070135 | 0 | 0
NSR Santee Cooper - NOX Cap Annual v3.1 | 577 | 7395 | Rate Constraint in MTons | FALSE | L | Annual | Generation | TWh | 11.7618 | 5.8336 | 2.0586 | 2.0586 | 2.0586 | 0 | 0
NSR Santee Cooper - NOX Cap Annual v3.1 | 577 | 7395 | Rate Constraint in MTons | FALSE | L | Annual | Qualifying Generation | TWh | 11.7618 | 5.8336 | 2.0586 | 2.0586 | 2.0586 | 0 | 0
NSR Santee Cooper - NOX Cap Annual v3.1 | 577 | 7395 | Rate Constraint in MTons | FALSE | L | Annual | Rate | lb/MWh | 0.74145 | 0.66482 | 0.71165 | 0.71165 | 0.71165 | 0 | 0
NSR Santee Cooper - NOX Cap Annual v3.1 | 577 | 7395 | Rate Constraint in MTons | FALSE | L | Annual | Constraint Shadow Price | US2019$/Ton | 0 | 0 | 0 | 0 | 0 | 0 | 0
NSR Santee Cooper - NOX Rate Annual v3.1 | 578 | 7396 | Rate Constraint in lbs/MMBtu | FALSE | L | Annual | Seasons Included | Seasons | Winter, WintShld, Summer | Winter, WintShld, Summer | Winter, WintShld, Summer | Winter, WintShld, Summer | Winter, WintShld, Summer | Winter, WintShld, Summer | Winter, WintShld, Summer
NSR Santee Cooper - NOX Rate Annual v3.1 | 578 | 7396 | Rate Constraint in lbs/MMBtu | FALSE | L | Annual | Standard NOX | lb/MMBtu | 0.15 | 0.15 | 0.15 | 0.15 | 0.15 | 0.15 | 0.15
NSR Santee Cooper - NOX Rate Annual v3.1 | 578 | 7396 | Rate Constraint in lbs/MMBtu | FALSE | L | Annual | Emissions at Affected Plants NOX | Thousand Tons | 4.3604 | 1.9392 | 0.73251 | 0.73251 | 0.73251 | 0 | 0
NSR Santee Cooper - NOX Rate Annual v3.1 | 578 | 7396 | Rate Constraint in lbs/MMBtu | FALSE | L | Annual | Allowances Purchased NOX | Thousand Tons | 0 | 0 | 0 | 0 | 0 | 0 | 0
NSR Santee Cooper - NOX Rate Annual v3.1 | 578 | 7396 | Rate Constraint in lbs/MMBtu | FALSE | L | Annual | Allowances Sold NOX | Thousand Tons | 0 | 0 | 0 | 0 | 0 | 0 | 0
NSR Santee Cooper - NOX Rate Annual v3.1 | 578 | 7396 | Rate Constraint in lbs/MMBtu | FALSE | L | Annual | Allowances Banked | Thousand Tons | 0 | 0 | 0 | 0 | 0 | 0 | 0
NSR Santee Cooper - NOX Rate Annual v3.1 | 578 | 7396 | Rate Constraint in lbs/MMBtu | FALSE | L | Annual | Allowances Withdrawn (1:1) | Thousand Tons | 0 | 0 | 0 | 0 | 0 | 0 | 0
NSR Santee Cooper - NOX Rate Annual v3.1 | 578 | 7396 | Rate Constraint in lbs/MMBtu | FALSE | L | Annual | Allowances Withdrawn (n:1) | Thousand Tons | 0 | 0 | 0 | 0 | 0 | 0 | 0
NSR Santee Cooper - NOX Rate Annual v3.1 | 578 | 7396 | Rate Constraint in lbs/MMBtu | FALSE | L | Annual | Net Emissions Allowance Position | Thousand Tons | 4.3604 | 1.9392 | 0.73251 | 0.73251 | 0.73251 | 0 | 0
NSR Santee Cooper - NOX Rate Annual v3.1 | 578 | 7396 | Rate Constraint in lbs/MMBtu | FALSE | L | Annual | Fuel Consumed | TBtu | 120.1003 | 58.0114 | 20.8884 | 20.8884 | 20.8884 | 0 | 0
NSR Santee Cooper - NOX Rate Annual v3.1 | 578 | 7396 | Rate Constraint in lbs/MMBtu | FALSE | L | Annual | Rate | lb/MMBtu | 0.072613 | 0.066854 | 0.070135 | 0.070135 | 0.070135 | 0 | 0
NSR Santee Cooper - NOX Rate Annual v3.1 | 578 | 7396 | Rate Constraint in lbs/MMBtu | FALSE | L | Annual | Generation | TWh | 11.7618 | 5.8336 | 2.0586 | 2.0586 | 2.0586 | 0 | 0
NSR Santee Cooper - NOX Rate Annual v3.1 | 578 | 7396 | Rate Constraint in lbs/MMBtu | FALSE | L | Annual | Qualifying Generation | TWh | 11.7618 | 5.8336 | 2.0586 | 2.0586 | 2.0586 | 0 | 0
NSR Santee Cooper - NOX Rate Annual v3.1 | 578 | 7396 | Rate Constraint in lbs/MMBtu | FALSE | L | Annual | Rate | lb/MWh | 0.74145 | 0.66482 | 0.71165 | 0.71165 | 0.71165 | 0 | 0
NSR Santee Cooper - NOX Rate Annual v3.1 | 578 | 7396 | Rate Constraint in lbs/MMBtu | FALSE | L | Annual | Constraint Shadow Price | US2019$/Ton | 0 | 0 | 0 | 0 | 0 | 0 | 0
NSR Santee Cooper - SO2 Cap Annual v3.1 | 579 | 7397 | Rate Constraint in MTons | FALSE | L | Annual | Seasons Included | Seasons | Winter, WintShld, Summer | Winter, WintShld, Summer | Winter, WintShld, Summer | Winter, WintShld, Summer | Winter, WintShld, Summer | Winter, WintShld, Summer | Winter, WintShld, Summer
NSR Santee Cooper - SO2 Cap Annual v3.1 | 579 | 7397 | Rate Constraint in MTons | FALSE | L | Annual | Standard SO2 | Thousand Tons | 65 | 65 | 65 | 65 | 65 | 65 | 65
NSR Santee Cooper - SO2 Cap Annual v3.1 | 579 | 7397 | Rate Constraint in MTons | FALSE | L | Annual | Emissions at Affected Plants SO2 | Thousand Tons | 8.2996 | 3.4295 | 1.4806 | 1.1757 | 1.1757 | 0 | 0
NSR Santee Cooper - SO2 Cap Annual v3.1 | 579 | 7397 | Rate Constraint in MTons | FALSE | L | Annual | Allowances Purchased SO2 | Thousand Tons | 0 | 0 | 0 | 0 | 0 | 0 | 0
NSR Santee Cooper - SO2 Cap Annual v3.1 | 579 | 7397 | Rate Constraint in MTons | FALSE | L | Annual | Allowances Sold SO2 | Thousand Tons | 0 | 0 | 0 | 0 | 0 | 0 | 0
NSR Santee Cooper - SO2 Cap Annual v3.1 | 579 | 7397 | Rate Constraint in MTons | FALSE | L | Annual | Allowances Banked | Thousand Tons | 0 | 0 | 0 | 0 | 0 | 0 | 0
NSR Santee Cooper - SO2 Cap Annual v3.1 | 579 | 7397 | Rate Constraint in MTons | FALSE | L | Annual | Allowances Withdrawn (1:1) | Thousand Tons | 0 | 0 | 0 | 0 | 0 | 0 | 0
NSR Santee Cooper - SO2 Cap Annual v3.1 | 579 | 7397 | Rate Constraint in MTons | FALSE | L | Annual | Allowances Withdrawn (n:1) | Thousand Tons | 0 | 0 | 0 | 0 | 0 | 0 | 0
NSR Santee Cooper - SO2 Cap Annual v3.1 | 579 | 7397 | Rate Constraint in MTons | FALSE | L | Annual | Net Emissions Allowance Position | Thousand Tons | 8.2996 | 3.4295 | 1.4806 | 1.1757 | 1.1757 | 0 | 0
NSR Santee Cooper - SO2 Cap Annual v3.1 | 579 | 7397 | Rate Constraint in MTons | FALSE | L | Annual | Fuel Consumed | TBtu | 120.1003 | 58.0114 | 20.8884 | 20.8884 | 20.8884 | 0 | 0
NSR Santee Cooper - SO2 Cap Annual v3.1 | 579 | 7397 | Rate Constraint in MTons | FALSE | L | Annual | Rate | lb/MMBtu | 0.13821 | 0.11824 | 0.14176 | 0.11257 | 0.11257 | 0 | 0
NSR Santee Cooper - SO2 Cap Annual v3.1 | 579 | 7397 | Rate Constraint in MTons | FALSE | L | Annual | Generation | TWh | 11.7618 | 5.8336 | 2.0586 | 2.0586 | 2.0586 | 0 | 0
NSR Santee Cooper - SO2 Cap Annual v3.1 | 579 | 7397 | Rate Constraint in MTons | FALSE | L | Annual | Qualifying Generation | TWh | 11.7618 | 5.8336 | 2.0586 | 2.0586 | 2.0586 | 0 | 0
NSR Santee Cooper - SO2 Cap Annual v3.1 | 579 | 7397 | Rate Constraint in MTons | FALSE | L | Annual | Rate | lb/MWh | 1.4113 | 1.1758 | 1.4384 | 1.1422 | 1.1422 | 0 | 0
NSR Santee Cooper - SO2 Cap Annual v3.1 | 579 | 7397 | Rate Constraint in MTons | FALSE | L | Annual | Constraint Shadow Price | US2019$/Ton | 0 | 0 | 0 | 0 | 0 | 0 | 0
NSR Santee Cooper - SO2 Rate Annual v3.1 | 580 | 7398 | Rate Constraint in lbs/MMBtu | FALSE | L | Annual | Seasons Included | Seasons | Winter, WintShld, Summer | Winter, WintShld, Summer | Winter, WintShld, Summer | Winter, WintShld, Summer | Winter, WintShld, Summer | Winter, WintShld, Summer | Winter, WintShld, Summer
NSR Santee Cooper - SO2 Rate Annual v3.1 | 580 | 7398 | Rate Constraint in lbs/MMBtu | FALSE | L | Annual | Standard SO2 | lb/MMBtu | 0.5 | 0.5 | 0.5 | 0.5 | 0.5 | 0.5 | 0.5
NSR Santee Cooper - SO2 Rate Annual v3.1 | 580 | 7398 | Rate Constraint in lbs/MMBtu | FALSE | L | Annual | Emissions at Affected Plants SO2 | Thousand Tons | 8.2996 | 3.4295 | 1.4806 | 1.1757 | 1.1757 | 0 | 0
NSR Santee Cooper - SO2 Rate Annual v3.1 | 580 | 7398 | Rate Constraint in lbs/MMBtu | FALSE | L | Annual | Allowances Purchased SO2 | Thousand Tons | 0 | 0 | 0 | 0 | 0 | 0 | 0
NSR Santee Cooper - SO2 Rate Annual v3.1 | 580 | 7398 | Rate Constraint in lbs/MMBtu | FALSE | L | Annual | Allowances Sold SO2 | Thousand Tons | 0 | 0 | 0 | 0 | 0 | 0 | 0
NSR Santee Cooper - SO2 Rate Annual v3.1 | 580 | 7398 | Rate Constraint in lbs/MMBtu | FALSE | L | Annual | Allowances Banked | Thousand Tons | 0 | 0 | 0 | 0 | 0 | 0 | 0
NSR Santee Cooper - SO2 Rate Annual v3.1 | 580 | 7398 | Rate Constraint in lbs/MMBtu | FALSE | L | Annual | Allowances Withdrawn (1:1) | Thousand Tons | 0 | 0 | 0 | 0 | 0 | 0 | 0
NSR Santee Cooper - SO2 Rate Annual v3.1 | 580 | 7398 | Rate Constraint in lbs/MMBtu | FALSE | L | Annual | Allowances Withdrawn (n:1) | Thousand Tons | 0 | 0 | 0 | 0 | 0 | 0 | 0
NSR Santee Cooper - SO2 Rate Annual v3.1 | 580 | 7398 | Rate Constraint in lbs/MMBtu | FALSE | L | Annual | Net Emissions Allowance Position | Thousand Tons | 8.2996 | 3.4295 | 1.4806 | 1.1757 | 1.1757 | 0 | 0
NSR Santee Cooper - SO2 Rate Annual v3.1 | 580 | 7398 | Rate Constraint in lbs/MMBtu | FALSE | L | Annual | Fuel Consumed | TBtu | 120.1003 | 58.0114 | 20.8884 | 20.8884 | 20.8884 | 0 | 0
NSR Santee Cooper - SO2 Rate Annual v3.1 | 580 | 7398 | Rate Constraint in lbs/MMBtu | FALSE | L | Annual | Rate | lb/MMBtu | 0.13821 | 0.11824 | 0.14176 | 0.11257 | 0.11257 | 0 | 0
NSR Santee Cooper - SO2 Rate Annual v3.1 | 580 | 7398 | Rate Constraint in lbs/MMBtu | FALSE | L | Annual | Generation | TWh | 11.7618 | 5.8336 | 2.0586 | 2.0586 | 2.0586 | 0 | 0
NSR Santee Cooper - SO2 Rate Annual v3.1 | 580 | 7398 | Rate Constraint in lbs/MMBtu | FALSE | L | Annual | Qualifying Generation | TWh | 11.7618 | 5.8336 | 2.0586 | 2.0586 | 2.0586 | 0 | 0
NSR Santee Cooper - SO2 Rate Annual v3.1 | 580 | 7398 | Rate Constraint in lbs/MMBtu | FALSE | L | Annual | Rate | lb/MWh | 1.4113 | 1.1758 | 1.4384 | 1.1422 | 1.1422 | 0 | 0
NSR Santee Cooper - SO2 Rate Annual v3.1 | 580 | 7398 | Rate Constraint in lbs/MMBtu | FALSE | L | Annual | Constraint Shadow Price | US2019$/Ton | 0 | 0 | 0 | 0 | 0 | 0 | 0
NSR Schahfer 17 & 18 - NOX Rate Annual v4.11, Unit 3547 and retrofits | 581 | 7454 | Rate Constraint in lbs/MMBtu | FALSE | L | Annual | Seasons Included | Seasons | Winter, WintShld, Summer | Winter, WintShld, Summer | Winter, WintShld, Summer | Winter, WintShld, Summer | Winter, WintShld, Summer | Winter, WintShld, Summer | Winter, WintShld, Summer
NSR Schahfer 17 & 18 - NOX Rate Annual v4.11, Unit 3547 and retrofits | 581 | 7454 | Rate Constraint in lbs/MMBtu | FALSE | L | Annual | Standard NOX | lb/MMBtu | 0.2 | 0.2 | 0.2 | 0.2 | 0.2 | 0.2 | 0.2
NSR Schahfer 17 & 18 - NOX Rate Annual v4.11, Unit 3547 and retrofits | 581 | 7454 | Rate Constraint in lbs/MMBtu | FALSE | L | Annual | Emissions at Affected Plants NOX | Thousand Tons | 0 | 0 | 0 | 0 | 0 | 0 | 0
NSR Schahfer 17 & 18 - NOX Rate Annual v4.11, Unit 3547 and retrofits | 581 | 7454 | Rate Constraint in lbs/MMBtu | FALSE | L | Annual | Allowances Purchased NOX | Thousand Tons | 0 | 0 | 0 | 0 | 0 | 0 | 0
NSR Schahfer 17 & 18 - NOX Rate Annual v4.11, Unit 3547 and retrofits | 581 | 7454 | Rate Constraint in lbs/MMBtu | FALSE | L | Annual | Allowances Sold NOX | Thousand Tons | 0 | 0 | 0 | 0 | 0 | 0 | 0
NSR Schahfer 17 & 18 - NOX Rate Annual v4.11, Unit 3547 and retrofits | 581 | 7454 | Rate Constraint in lbs/MMBtu | FALSE | L | Annual | Allowances Banked | Thousand Tons | 0 | 0 | 0 | 0 | 0 | 0 | 0
NSR Schahfer 17 & 18 - NOX Rate Annual v4.11, Unit 3547 and retrofits | 581 | 7454 | Rate Constraint in lbs/MMBtu | FALSE | L | Annual | Allowances Withdrawn (1:1) | Thousand Tons | 0 | 0 | 0 | 0 | 0 | 0 | 0
NSR Schahfer 17 & 18 - NOX Rate Annual v4.11, Unit 3547 and retrofits | 581 | 7454 | Rate Constraint in lbs/MMBtu | FALSE | L | Annual | Allowances Withdrawn (n:1) | Thousand Tons | 0 | 0 | 0 | 0 | 0 | 0 | 0
NSR Schahfer 17 & 18 - NOX Rate Annual v4.11, Unit 3547 and retrofits | 581 | 7454 | Rate Constraint in lbs/MMBtu | FALSE | L | Annual | Net Emissions Allowance Position | Thousand Tons | 0 | 0 | 0 | 0 | 0 | 0 | 0
NSR Schahfer 17 & 18 - NOX Rate Annual v4.11, Unit 3547 and retrofits | 581 | 7454 | Rate Constraint in lbs/MMBtu | FALSE | L | Annual | Fuel Consumed | TBtu | 0 | 0 | 0 | 0 | 0 | 0 | 0
NSR Schahfer 17 & 18 - NOX Rate Annual v4.11, Unit 3547 and retrofits | 581 | 7454 | Rate Constraint in lbs/MMBtu | FALSE | L | Annual | Rate | lb/MMBtu | 0 | 0 | 0 | 0 | 0 | 0 | 0
NSR Schahfer 17 & 18 - NOX Rate Annual v4.11, Unit 3547 and retrofits | 581 | 7454 | Rate Constraint in lbs/MMBtu | FALSE | L | Annual | Generation | TWh | 0 | 0 | 0 | 0 | 0 | 0 | 0
NSR Schahfer 17 & 18 - NOX Rate Annual v4.11, Unit 3547 and retrofits | 581 | 7454 | Rate Constraint in lbs/MMBtu | FALSE | L | Annual | Qualifying Generation | TWh | 0 | 0 | 0 | 0 | 0 | 0 | 0
NSR Schahfer 17 & 18 - NOX Rate Annual v4.11, Unit 3547 and retrofits | 581 | 7454 | Rate Constraint in lbs/MMBtu | FALSE | L | Annual | Rate | lb/MWh | 0 | 0 | 0 | 0 | 0 | 0 | 0
NSR Schahfer 17 & 18 - NOX Rate Annual v4.11, Unit 3547 and retrofits | 581 | 7454 | Rate Constraint in lbs/MMBtu | FALSE | L | Annual | Constraint Shadow Price | US2019$/Ton | 0 | 0 | 0 | 0 | 0 | 0 | 0
NSR Schahfer 17 & 18 - NOX Rate Annual v4.11, Unit 3548 and retrofits | 582 | 7454 | Rate Constraint in lbs/MMBtu | FALSE | L | Annual | Seasons Included | Seasons | Winter, WintShld, Summer | Winter, WintShld, Summer | Winter, WintShld, Summer | Winter, WintShld, Summer | Winter, WintShld, Summer | Winter, WintShld, Summer | Winter, WintShld, Summer
NSR Schahfer 17 & 18 - NOX Rate Annual v4.11, Unit 3548 and retrofits | 582 | 7454 | Rate Constraint in lbs/MMBtu | FALSE | L | Annual | Standard NOX | lb/MMBtu | 0.2 | 0.2 | 0.2 | 0.2 | 0.2 | 0.2 | 0.2
NSR Schahfer 17 & 18 - NOX Rate Annual v4.11, Unit 3548 and retrofits | 582 | 7454 | Rate Constraint in lbs/MMBtu | FALSE | L | Annual | Emissions at Affected Plants NOX | Thousand Tons | 0 | 0 | 0 | 0 | 0 | 0 | 0
NSR Schahfer 17 & 18 - NOX Rate Annual v4.11, Unit 3548 and retrofits | 582 | 7454 | Rate Constraint in lbs/MMBtu | FALSE | L | Annual | Allowances Purchased NOX | Thousand Tons | 0 | 0 | 0 | 0 | 0 | 0 | 0
NSR Schahfer 17 & 18 - NOX Rate Annual v4.11, Unit 3548 and retrofits | 582 | 7454 | Rate Constraint in lbs/MMBtu | FALSE | L | Annual | Allowances Sold NOX | Thousand Tons | 0 | 0 | 0 | 0 | 0 | 0 | 0
NSR Schahfer 17 & 18 - NOX Rate Annual v4.11, Unit 3548 and retrofits | 582 | 7454 | Rate Constraint in lbs/MMBtu | FALSE | L | Annual | Allowances Banked | Thousand Tons | 0 | 0 | 0 | 0 | 0 | 0 | 0
NSR Schahfer 17 & 18 - NOX Rate Annual v4.11, Unit 3548 and retrofits | 582 | 7454 | Rate Constraint in lbs/MMBtu | FALSE | L | Annual | Allowances Withdrawn (1:1) | Thousand Tons | 0 | 0 | 0 | 0 | 0 | 0 | 0
NSR Schahfer 17 & 18 - NOX Rate Annual v4.11, Unit 3548 and retrofits | 582 | 7454 | Rate Constraint in lbs/MMBtu | FALSE | L | Annual | Allowances Withdrawn (n:1) | Thousand Tons | 0 | 0 | 0 | 0 | 0 | 0 | 0
NSR Schahfer 17 & 18 - NOX Rate Annual v4.11, Unit 3548 and retrofits | 582 | 7454 | Rate Constraint in lbs/MMBtu | FALSE | L | Annual | Net Emissions Allowance Position | Thousand Tons | 0 | 0 | 0 | 0 | 0 | 0 | 0
NSR Schahfer 17 & 18 - NOX Rate Annual v4.11, Unit 3548 and retrofits | 582 | 7454 | Rate Constraint in lbs/MMBtu | FALSE | L | Annual | Fuel Consumed | TBtu | 0 | 0 | 0 | 0 | 0 | 0 | 0
NSR Schahfer 17 & 18 - NOX Rate Annual v4.11, Unit 3548 and retrofits | 582 | 7454 | Rate Constraint in lbs/MMBtu | FALSE | L | Annual | Rate | lb/MMBtu | 0 | 0 | 0 | 0 | 0 | 0 | 0
NSR Schahfer 17 & 18 - NOX Rate Annual v4.11, Unit 3548 and retrofits | 582 | 7454 | Rate Constraint in lbs/MMBtu | FALSE | L | Annual | Generation | TWh | 0 | 0 | 0 | 0 | 0 | 0 | 0
NSR Schahfer 17 & 18 - NOX Rate Annual v4.11, Unit 3548 and retrofits | 582 | 7454 | Rate Constraint in lbs/MMBtu | FALSE | L | Annual | Qualifying Generation | TWh | 0 | 0 | 0 | 0 | 0 | 0 | 0
NSR Schahfer 17 & 18 - NOX Rate Annual v4.11, Unit 3548 and retrofits | 582 | 7454 | Rate Constraint in lbs/MMBtu | FALSE | L | Annual | Rate | lb/MWh | 0 | 0 | 0 | 0 | 0 | 0 | 0
NSR Schahfer 17 & 18 - NOX Rate Annual v4.11, Unit 3548 and retrofits | 582 | 7454 | Rate Constraint in lbs/MMBtu | FALSE | L | Annual | Constraint Shadow Price | US2019$/Ton | 0 | 0 | 0 | 0 | 0 | 0 | 0
NSR Shawnee 1& 4 - SO2 Rate Annual v4.11 | 583 | 7455 | Rate Constraint in lbs/MMBtu | FALSE | L | Annual | Seasons Included | Seasons | Winter, WintShld, Summer | Winter, WintShld, Summer | Winter, WintShld, Summer | Winter, WintShld, Summer | Winter, WintShld, Summer | Winter, WintShld, Summer | Winter, WintShld, Summer
NSR Shawnee 1& 4 - SO2 Rate Annual v4.11 | 583 | 7455 | Rate Constraint in lbs/MMBtu | FALSE | L | Annual | Standard SO2 | lb/MMBtu | 1.2 | 1.2 | 1.2 | 1.2 | 1.2 | 1.2 | 1.2
NSR Shawnee 1& 4 - SO2 Rate Annual v4.11 | 583 | 7455 | Rate Constraint in lbs/MMBtu | FALSE | L | Annual | Emissions at Affected Plants SO2 | Thousand Tons | 0.61186 | 0.42712 | 0 | 0 | 0 | 0 | 0
NSR Shawnee 1& 4 - SO2 Rate Annual v4.11 | 583 | 7455 | Rate Constraint in lbs/MMBtu | FALSE | L | Annual | Allowances Purchased SO2 | Thousand Tons | 0 | 0 | 0 | 0 | 0 | 0 | 0
NSR Shawnee 1& 4 - SO2 Rate Annual v4.11 | 583 | 7455 | Rate Constraint in lbs/MMBtu | FALSE | L | Annual | Allowances Sold SO2 | Thousand Tons | 0 | 0 | 0 | 0 | 0 | 0 | 0
NSR Shawnee 1& 4 - SO2 Rate Annual v4.11 | 583 | 7455 | Rate Constraint in lbs/MMBtu | FALSE | L | Annual | Allowances Banked | Thousand Tons | 0 | 0 | 0 | 0 | 0 | 0 | 0
NSR Shawnee 1& 4 - SO2 Rate Annual v4.11 | 583 | 7455 | Rate Constraint in lbs/MMBtu | FALSE | L | Annual | Allowances Withdrawn (1:1) | Thousand Tons | 0 | 0 | 0 | 0 | 0 | 0 | 0
NSR Shawnee 1& 4 - SO2 Rate Annual v4.11 | 583 | 7455 | Rate Constraint in lbs/MMBtu | FALSE | L | Annual | Allowances Withdrawn (n:1) | Thousand Tons | 0 | 0 | 0 | 0 | 0 | 0 | 0
NSR Shawnee 1& 4 - SO2 Rate Annual v4.11 | 583 | 7455 | Rate Constraint in lbs/MMBtu | FALSE | L | Annual | Net Emissions Allowance Position | Thousand Tons | 0.61186 | 0.42712 | 0 | 0 | 0 | 0 | 0
NSR Shawnee 1& 4 - SO2 Rate Annual v4.11 | 583 | 7455 | Rate Constraint in lbs/MMBtu | FALSE | L | Annual | Fuel Consumed | TBtu | 16.0613 | 11.2118 | 0 | 0 | 0 | 0 | 0
NSR Shawnee 1& 4 - SO2 Rate Annual v4.11 | 583 | 7455 | Rate Constraint in lbs/MMBtu | FALSE | L | Annual | Rate | lb/MMBtu | 0.07619 | 0.07619 | 0 | 0 | 0 | 0 | 0
NSR Shawnee 1& 4 - SO2 Rate Annual v4.11 | 583 | 7455 | Rate Constraint in lbs/MMBtu | FALSE | L | Annual | Generation | TWh | 1.4394 | 1.0048 | 0 | 0 | 0 | 0 | 0
NSR Shawnee 1& 4 - SO2 Rate Annual v4.11 | 583 | 7455 | Rate Constraint in lbs/MMBtu | FALSE | L | Annual | Qualifying Generation | TWh | 1.4394 | 1.0048 | 0 | 0 | 0 | 0 | 0
NSR Shawnee 1& 4 - SO2 Rate Annual v4.11 | 583 | 7455 | Rate Constraint in lbs/MMBtu | FALSE | L | Annual | Rate | lb/MWh | 0.85013 | 0.85013 | 0 | 0 | 0 | 0 | 0
NSR Shawnee 1& 4 - SO2 Rate Annual v4.11 | 583 | 7455 | Rate Constraint in lbs/MMBtu | FALSE | L | Annual | Constraint Shadow Price | US2019$/Ton | 0 | 0 | 0 | 0 | 0 | 0 | 0
NSR Shawnee 5-10 - SO2 Rate Annual v4.11 | 584 | 7456 | Rate Constraint in lbs/MMBtu | FALSE | L | Annual | Seasons Included | Seasons | Winter, WintShld, Summer | Winter, WintShld, Summer | Winter, WintShld, Summer | Winter, WintShld, Summer | Winter, WintShld, Summer | Winter, WintShld, Summer | Winter, WintShld, Summer
NSR Shawnee 5-10 - SO2 Rate Annual v4.11 | 584 | 7456 | Rate Constraint in lbs/MMBtu | FALSE | L | Annual | Standard SO2 | lb/MMBtu | 1.2 | 1.2 | 1.2 | 1.2 | 1.2 | 1.2 | 1.2
NSR Shawnee 5-10 - SO2 Rate Annual v4.11 | 584 | 7456 | Rate Constraint in lbs/MMBtu | FALSE | L | Annual | Emissions at Affected Plants SO2 | Thousand Tons | 10.5907 | 0 | 0 | 0 | 0 | 0 | 0
NSR Shawnee 5-10 - SO2 Rate Annual v4.11 | 584 | 7456 | Rate Constraint in lbs/MMBtu | FALSE | L | Annual | Allowances Purchased SO2 | Thousand Tons | 0 | 0 | 0 | 0 | 0 | 0 | 0
NSR Shawnee 5-10 - SO2 Rate Annual v4.11 | 584 | 7456 | Rate Constraint in lbs/MMBtu | FALSE | L | Annual | Allowances Sold SO2 | Thousand Tons | 0 | 0 | 0 | 0 | 0 | 0 | 0
NSR Shawnee 5-10 - SO2 Rate Annual v4.11 | 584 | 7456 | Rate Constraint in lbs/MMBtu | FALSE | L | Annual | Allowances Banked | Thousand Tons | 0 | 0 | 0 | 0 | 0 | 0 | 0
NSR Shawnee 5-10 - SO2 Rate Annual v4.11 | 584 | 7456 | Rate Constraint in lbs/MMBtu | FALSE | L | Annual | Allowances Withdrawn (1:1) | Thousand Tons | 0 | 0 | 0 | 0 | 0 | 0 | 0
NSR Shawnee 5-10 - SO2 Rate Annual v4.11 | 584 | 7456 | Rate Constraint in lbs/MMBtu | FALSE | L | Annual | Allowances Withdrawn (n:1) | Thousand Tons | 0 | 0 | 0 | 0 | 0 | 0 | 0
NSR Shawnee 5-10 - SO2 Rate Annual v4.11 | 584 | 7456 | Rate Constraint in lbs/MMBtu | FALSE | L | Annual | Net Emissions Allowance Position | Thousand Tons | 10.5907 | 0 | 0 | 0 | 0 | 0 | 0
NSR Shawnee 5-10 - SO2 Rate Annual v4.11 | 584 | 7456 | Rate Constraint in lbs/MMBtu | FALSE | L | Annual | Fuel Consumed | TBtu | 47.5747 | 0 | 0 | 0 | 0 | 0 | 0
NSR Shawnee 5-10 - SO2 Rate Annual v4.11 | 584 | 7456 | Rate Constraint in lbs/MMBtu | FALSE | L | Annual | Rate | lb/MMBtu | 0.44522 | 0 | 0 | 0 | 0 | 0 | 0
NSR Shawnee 5-10 - SO2 Rate Annual v4.11 | 584 | 7456 | Rate Constraint in lbs/MMBtu | FALSE | L | Annual | Generation | TWh | 4.2493 | 0 | 0 | 0 | 0 | 0 | 0
NSR Shawnee 5-10 - SO2 Rate Annual v4.11 | 584 | 7456 | Rate Constraint in lbs/MMBtu | FALSE | L | Annual | Qualifying Generation | TWh | 4.2493 | 0 | 0 | 0 | 0 | 0 | 0
NSR Shawnee 5-10 - SO2 Rate Annual v4.11 | 584 | 7456 | Rate Constraint in lbs/MMBtu | FALSE | L | Annual | Rate | lb/MWh | 4.9847 | 0 | 0 | 0 | 0 | 0 | 0
NSR Shawnee 5-10 - SO2 Rate Annual v4.11 | 584 | 7456 | Rate Constraint in lbs/MMBtu | FALSE | L | Annual | Constraint Shadow Price | US2019$/Ton | 0 | 0 | 0 | 0 | 0 | 0 | 0
NSR Taconite 1,2 - NOX Rate Annual v5.14 | 585 | 7489 | Rate Constraint in lbs/MMBtu | FALSE | L | Annual | Seasons Included | Seasons | Winter, WintShld, Summer | Winter, WintShld, Summer | Winter, WintShld, Summer | Winter, WintShld, Summer | Winter, WintShld, Summer | Winter, WintShld, Summer | Winter, WintShld, Summer
NSR Taconite 1,2 - NOX Rate Annual v5.14 | 585 | 7489 | Rate Constraint in lbs/MMBtu | FALSE | L | Annual | Standard NOX | lb/MMBtu | 0.16 | 0.16 | 0.16 | 0.16 | 0.16 | 0.16 | 0.16
NSR Taconite 1,2 - NOX Rate Annual v5.14 | 585 | 7489 | Rate Constraint in lbs/MMBtu | FALSE | L | Annual | Emissions at Affected Plants NOX | Thousand Tons | 0 | 0 | 0 | 0 | 0 | 0 | 0
NSR Taconite 1,2 - NOX Rate Annual v5.14 | 585 | 7489 | Rate Constraint in lbs/MMBtu | FALSE | L | Annual | Allowances Purchased NOX | Thousand Tons | 0 | 0 | 0 | 0 | 0 | 0 | 0
NSR Taconite 1,2 - NOX Rate Annual v5.14 | 585 | 7489 | Rate Constraint in lbs/MMBtu | FALSE | L | Annual | Allowances Sold NOX | Thousand Tons | 0 | 0 | 0 | 0 | 0 | 0 | 0
NSR Taconite 1,2 - NOX Rate Annual v5.14 | 585 | 7489 | Rate Constraint in lbs/MMBtu | FALSE | L | Annual | Allowances Banked | Thousand Tons | 0 | 0 | 0 | 0 | 0 | 0 | 0
NSR Taconite 1,2 - NOX Rate Annual v5.14 | 585 | 7489 | Rate Constraint in lbs/MMBtu | FALSE | L | Annual | Allowances Withdrawn (1:1) | Thousand Tons | 0 | 0 | 0 | 0 | 0 | 0 | 0
NSR Taconite 1,2 - NOX Rate Annual v5.14 | 585 | 7489 | Rate Constraint in lbs/MMBtu | FALSE | L | Annual | Allowances Withdrawn (n:1) | Thousand Tons | 0 | 0 | 0 | 0 | 0 | 0 | 0
NSR Taconite 1,2 - NOX Rate Annual v5.14 | 585 | 7489 | Rate Constraint in lbs/MMBtu | FALSE | L | Annual | Net Emissions Allowance Position | Thousand Tons | 0 | 0 | 0 | 0 | 0 | 0 | 0
NSR Taconite 1,2 - NOX Rate Annual v5.14 | 585 | 7489 | Rate Constraint in lbs/MMBtu | FALSE | L | Annual | Fuel Consumed | TBtu | 0 | 0 | 0 | 0 | 0 | 0 | 0
NSR Taconite 1,2 - NOX Rate Annual v5.14 | 585 | 7489 | Rate Constraint in lbs/MMBtu | FALSE | L | Annual | Rate | lb/MMBtu | 0 | 0 | 0 | 0 | 0 | 0 | 0
NSR Taconite 1,2 - NOX Rate Annual v5.14 | 585 | 7489 | Rate Constraint in lbs/MMBtu | FALSE | L | Annual | Generation | TWh | 0 | 0 | 0 | 0 | 0 | 0 | 0
NSR Taconite 1,2 - NOX Rate Annual v5.14 | 585 | 7489 | Rate Constraint in lbs/MMBtu | FALSE | L | Annual | Qualifying Generation | TWh | 0 | 0 | 0 | 0 | 0 | 0 | 0
NSR Taconite 1,2 - NOX Rate Annual v5.14 | 585 | 7489 | Rate Constraint in lbs/MMBtu | FALSE | L | Annual | Rate | lb/MWh | 0 | 0 | 0 | 0 | 0 | 0 | 0
NSR Taconite 1,2 - NOX Rate Annual v5.14 | 585 | 7489 | Rate Constraint in lbs/MMBtu | FALSE | L | Annual | Constraint Shadow Price | US2019$/Ton | 0 | 0 | 0 | 0 | 0 | 0 | 0
NSR Taconite 1,2 - SO2 Rate Annual v5.14 | 586 | 7488 | Rate Constraint in lbs/MMBtu | FALSE | L | Annual | Seasons Included | Seasons | Winter, WintShld, Summer | Winter, WintShld, Summer | Winter, WintShld, Summer | Winter, WintShld, Summer | Winter, WintShld, Summer | Winter, WintShld, Summer | Winter, WintShld, Summer
NSR Taconite 1,2 - SO2 Rate Annual v5.14 | 586 | 7488 | Rate Constraint in lbs/MMBtu | FALSE | L | Annual | Standard SO2 | lb/MMBtu | 0.3 | 0.3 | 0.3 | 0.3 | 0.3 | 0.3 | 0.3
NSR Taconite 1,2 - SO2 Rate Annual v5.14 | 586 | 7488 | Rate Constraint in lbs/MMBtu | FALSE | L | Annual | Emissions at Affected Plants SO2 | Thousand Tons | 0 | 0 | 0 | 0 | 0 | 0 | 0
NSR Taconite 1,2 - SO2 Rate Annual v5.14 | 586 | 7488 | Rate Constraint in lbs/MMBtu | FALSE | L | Annual | Allowances Purchased SO2 | Thousand Tons | 0 | 0 | 0 | 0 | 0 | 0 | 0
NSR Taconite 1,2 - SO2 Rate Annual v5.14 | 586 | 7488 | Rate Constraint in lbs/MMBtu | FALSE | L | Annual | Allowances Sold SO2 | Thousand Tons | 0 | 0 | 0 | 0 | 0 | 0 | 0
NSR Taconite 1,2 - SO2 Rate Annual v5.14 | 586 | 7488 | Rate Constraint in lbs/MMBtu | FALSE | L | Annual | Allowances Banked | Thousand Tons | 0 | 0 | 0 | 0 | 0 | 0 | 0
NSR Taconite 1,2 - SO2 Rate Annual v5.14 | 586 | 7488 | Rate Constraint in lbs/MMBtu | FALSE | L | Annual | Allowances Withdrawn (1:1) | Thousand Tons | 0 | 0 | 0 | 0 | 0 | 0 | 0
NSR Taconite 1,2 - SO2 Rate Annual v5.14 | 586 | 7488 | Rate Constraint in lbs/MMBtu | FALSE | L | Annual | Allowances Withdrawn (n:1) | Thousand Tons | 0 | 0 | 0 | 0 | 0 | 0 | 0
NSR Taconite 1,2 - SO2 Rate Annual v5.14 | 586 | 7488 | Rate Constraint in lbs/MMBtu | FALSE | L | Annual | Net Emissions Allowance Position | Thousand Tons | 0 | 0 | 0 | 0 | 0 | 0 | 0
NSR Taconite 1,2 - SO2 Rate Annual v5.14 | 586 | 7488 | Rate Constraint in lbs/MMBtu | FALSE | L | Annual | Fuel Consumed | TBtu | 0 | 0 | 0 | 0 | 0 | 0 | 0
NSR Taconite 1,2 - SO2 Rate Annual v5.14 | 586 | 7488 | Rate Constraint in lbs/MMBtu | FALSE | L | Annual | Rate | lb/MMBtu | 0 | 0 | 0 | 0 | 0 | 0 | 0
NSR Taconite 1,2 - SO2 Rate Annual v5.14 | 586 | 7488 | Rate Constraint in lbs/MMBtu | FALSE | L | Annual | Generation | TWh | 0 | 0 | 0 | 0 | 0 | 0 | 0
NSR Taconite 1,2 - SO2 Rate Annual v5.14 | 586 | 7488 | Rate Constraint in lbs/MMBtu | FALSE | L | Annual | Qualifying Generation | TWh | 0 | 0 | 0 | 0 | 0 | 0 | 0
NSR Taconite 1,2 - SO2 Rate Annual v5.14 | 586 | 7488 | Rate Constraint in lbs/MMBtu | FALSE | L | Annual | Rate | lb/MWh | 0 | 0 | 0 | 0 | 0 | 0 | 0
NSR Taconite 1,2 - SO2 Rate Annual v5.14 | 586 | 7488 | Rate Constraint in lbs/MMBtu | FALSE | L | Annual | Constraint Shadow Price | US2019$/Ton | 0 | 0 | 0 | 0 | 0 | 0 | 0
NSR Tucson Electric - SO2 Cap Annual v4.0 | 587 | 7276 | Rate Constraint in MTons | FALSE | L | Annual | Seasons Included | Seasons | Winter, WintShld, Summer | Winter, WintShld, Summer | Winter, WintShld, Summer | Winter, WintShld, Summer | Winter, WintShld, Summer | Winter, WintShld, Summer | Winter, WintShld, Summer
NSR Tucson Electric - SO2 Cap Annual v4.0 | 587 | 7276 | Rate Constraint in MTons | FALSE | L | Annual | Standard SO2 | Thousand Tons | 10.66 | 10.66 | 10.66 | 10.66 | 10.66 | 10.66 | 10.66
NSR Tucson Electric - SO2 Cap Annual v4.0 | 587 | 7276 | Rate Constraint in MTons | FALSE | L | Annual | Emissions at Affected Plants SO2 | Thousand Tons | 2.279 | 4.5152 | 8.5986 | 2.365 | 0 | 0 | 0
NSR Tucson Electric - SO2 Cap Annual v4.0 | 587 | 7276 | Rate Constraint in MTons | FALSE | L | Annual | Allowances Purchased SO2 | Thousand Tons | 0 | 0 | 0 | 0 | 0 | 0 | 0
NSR Tucson Electric - SO2 Cap Annual v4.0 | 587 | 7276 | Rate Constraint in MTons | FALSE | L | Annual | Allowances Sold SO2 | Thousand Tons | 0 | 0 | 0 | 0 | 0 | 0 | 0
NSR Tucson Electric - SO2 Cap Annual v4.0 | 587 | 7276 | Rate Constraint in MTons | FALSE | L | Annual | Allowances Banked | Thousand Tons | 0 | 0 | 0 | 0 | 0 | 0 | 0
NSR Tucson Electric - SO2 Cap Annual v4.0 | 587 | 7276 | Rate Constraint in MTons | FALSE | L | Annual | Allowances Withdrawn (1:1) | Thousand Tons | 0 | 0 | 0 | 0 | 0 | 0 | 0
NSR Tucson Electric - SO2 Cap Annual v4.0 | 587 | 7276 | Rate Constraint in MTons | FALSE | L | Annual | Allowances Withdrawn (n:1) | Thousand Tons | 0 | 0 | 0 | 0 | 0 | 0 | 0
NSR Tucson Electric - SO2 Cap Annual v4.0 | 587 | 7276 | Rate Constraint in MTons | FALSE | L | Annual | Net Emissions Allowance Position | Thousand Tons | 2.279 | 4.5152 | 8.5986 | 2.365 | 0 | 0 | 0
NSR Tucson Electric - SO2 Cap Annual v4.0 | 587 | 7276 | Rate Constraint in MTons | FALSE | L | Annual | Fuel Consumed | TBtu | 20.8428 | 62.8492 | 59.1884 | 59.1884 | 0 | 0 | 0
NSR Tucson Electric - SO2 Cap Annual v4.0 | 587 | 7276 | Rate Constraint in MTons | FALSE | L | Annual | Rate | lb/MMBtu | 0.21868 | 0.14368 | 0.29055 | 0.079915 | 0 | 0 | 0
NSR Tucson Electric - SO2 Cap Annual v4.0 | 587 | 7276 | Rate Constraint in MTons | FALSE | L | Annual | Generation | TWh | 2.0338 | 4.2658 | 3.9102 | 3.9102 | 0 | 0 | 0
NSR Tucson Electric - SO2 Cap Annual v4.0 | 587 | 7276 | Rate Constraint in MTons | FALSE | L | Annual | Qualifying Generation | TWh | 2.0338 | 4.2658 | 3.9102 | 3.9102 | 0 | 0 | 0
NSR Tucson Electric - SO2 Cap Annual v4.0 | 587 | 7276 | Rate Constraint in MTons | FALSE | L | Annual | Rate | lb/MWh | 2.2411 | 2.1169 | 4.3981 | 1.2097 | 0 | 0 | 0
NSR Tucson Electric - SO2 Cap Annual v4.0 | 587 | 7276 | Rate Constraint in MTons | FALSE | L | Annual | Constraint Shadow Price | US2019$/Ton | 0 | 0 | 0 | 0 | 0 | 0 | 0
NSR Tucson Electric NOx Cap Annual - v4.0 | 588 | 7277 | Rate Constraint in MTons | FALSE | L | Annual | Seasons Included | Seasons | Winter, WintShld, Summer | Winter, WintShld, Summer | Winter, WintShld, Summer | Winter, WintShld, Summer | Winter, WintShld, Summer | Winter, WintShld, Summer | Winter, WintShld, Summer
NSR Tucson Electric NOx Cap Annual - v4.0 | 588 | 7277 | Rate Constraint in MTons | FALSE | L | Annual | Standard NOX | Thousand Tons | 8.94 | 8.94 | 8.94 | 8.94 | 8.94 | 8.94 | 8.94
NSR Tucson Electric NOx Cap Annual - v4.0 | 588 | 7277 | Rate Constraint in MTons | FALSE | L | Annual | Emissions at Affected Plants NOX | Thousand Tons | 1.0394 | 2.5366 | 2.2677 | 2.2677 | 0 | 0 | 0
NSR Tucson Electric NOx Cap Annual - v4.0 | 588 | 7277 | Rate Constraint in MTons | FALSE | L | Annual | Allowances Purchased NOX | Thousand Tons | 0 | 0 | 0 | 0 | 0 | 0 | 0
NSR Tucson Electric NOx Cap Annual - v4.0 | 588 | 7277 | Rate Constraint in MTons | FALSE | L | Annual | Allowances Sold NOX | Thousand Tons | 0 | 0 | 0 | 0 | 0 | 0 | 0
NSR Tucson Electric NOx Cap Annual - v4.0 | 588 | 7277 | Rate Constraint in MTons | FALSE | L | Annual | Allowances Banked | Thousand Tons | 0 | 0 | 0 | 0 | 0 | 0 | 0
NSR Tucson Electric NOx Cap Annual - v4.0 | 588 | 7277 | Rate Constraint in MTons | FALSE | L | Annual | Allowances Withdrawn (1:1) | Thousand Tons | 0 | 0 | 0 | 0 | 0 | 0 | 0
NSR Tucson Electric NOx Cap Annual - v4.0 | 588 | 7277 | Rate Constraint in MTons | FALSE | L | Annual | Allowances Withdrawn (n:1) | Thousand Tons | 0 | 0 | 0 | 0 | 0 | 0 | 0
NSR Tucson Electric NOx Cap Annual - v4.0 | 588 | 7277 | Rate Constraint in MTons | FALSE | L | Annual | Net Emissions Allowance Position | Thousand Tons | 1.0394 | 2.5366 | 2.2677 | 2.2677 | 0 | 0 | 0
NSR Tucson Electric NOx Cap Annual - v4.0 | 588 | 7277 | Rate Constraint in MTons | FALSE | L | Annual | Fuel Consumed | TBtu | 20.8428 | 62.8492 | 59.1884 | 59.1884 | 0 | 0 | 0
NSR Tucson Electric NOx Cap Annual - v4.0 | 588 | 7277 | Rate Constraint in MTons | FALSE | L | Annual | Rate | lb/MMBtu | 0.099737 | 0.08072 | 0.076626 | 0.076626 | 0 | 0 | 0
NSR Tucson Electric NOx Cap Annual - v4.0 | 588 | 7277 | Rate Constraint in MTons | FALSE | L | Annual | Generation | TWh | 2.0338 | 4.2658 | 3.9102 | 3.9102 | 0 | 0 | 0
NSR Tucson Electric NOx Cap Annual - v4.0 | 588 | 7277 | Rate Constraint in MTons | FALSE | L | Annual | Qualifying Generation | TWh | 2.0338 | 4.2658 | 3.9102 | 3.9102 | 0 | 0 | 0
NSR Tucson Electric NOx Cap Annual - v4.0 | 588 | 7277 | Rate Constraint in MTons | FALSE | L | Annual | Rate | lb/MWh | 1.0221 | 1.1893 | 1.1599 | 1.1599 | 0 | 0 | 0
NSR Tucson Electric NOx Cap Annual - v4.0 | 588 | 7277 | Rate Constraint in MTons | FALSE | L | Annual | Constraint Shadow Price | US2019$/Ton | 0 | 0 | 0 | 0 | 0 | 0 | 0
NSR TVA System - NOX Cap Annual v4.11 | 589 | 7400 | Rate Constraint in MTons | FALSE | L | Annual | Seasons Included | Seasons | Winter, WintShld, Summer | Winter, WintShld, Summer | Winter, WintShld, Summer | Winter, WintShld, Summer | Winter, WintShld, Summer | Winter, WintShld, Summer | Winter, WintShld, Summer
NSR TVA System - NOX Cap Annual v4.11 | 589 | 7400 | Rate Constraint in MTons | FALSE | L | Annual | Standard NOX | Thousand Tons | 52 | 52 | 52 | 52 | 52 | 52 | 52
NSR TVA System - NOX Cap Annual v4.11 | 589 | 7400 | Rate Constraint in MTons | FALSE | L | Annual | Emissions at Affected Plants NOX | Thousand Tons | 9.5699 | 0.8794 | 0 | 0 | 0 | 0 | 0
NSR TVA System - NOX Cap Annual v4.11 | 589 | 7400 | Rate Constraint in MTons | FALSE | L | Annual | Allowances Purchased NOX | Thousand Tons | 0 | 0 | 0 | 0 | 0 | 0 | 0
NSR TVA System - NOX Cap Annual v4.11 | 589 | 7400 | Rate Constraint in MTons | FALSE | L | Annual | Allowances Sold NOX | Thousand Tons | 0 | 0 | 0 | 0 | 0 | 0 | 0
NSR TVA System - NOX Cap Annual v4.11 | 589 | 7400 | Rate Constraint in MTons | FALSE | L | Annual | Allowances Banked | Thousand Tons | 0 | 0 | 0 | 0 | 0 | 0 | 0
NSR TVA System - NOX Cap Annual v4.11 | 589 | 7400 | Rate Constraint in MTons | FALSE | L | Annual | Allowances Withdrawn (1:1) | Thousand Tons | 0 | 0 | 0 | 0 | 0 | 0 | 0
NSR TVA System - NOX Cap Annual v4.11 | 589 | 7400 | Rate Constraint in MTons | FALSE | L | Annual | Allowances Withdrawn (n:1) | Thousand Tons | 0 | 0 | 0 | 0 | 0 | 0 | 0
NSR TVA System - NOX Cap Annual v4.11 | 589 | 7400 | Rate Constraint in MTons | FALSE | L | Annual | Net Emissions Allowance Position | Thousand Tons | 9.5699 | 0.8794 | 0 | 0 | 0 | 0 | 0
NSR TVA System - NOX Cap Annual v4.11 | 589 | 7400 | Rate Constraint in MTons | FALSE | L | Annual | Fuel Consumed | TBtu | 135.8094 | 20.6831 | 0 | 0 | 0 | 0 | 0
NSR TVA System - NOX Cap Annual v4.11 | 589 | 7400 | Rate Constraint in MTons | FALSE | L | Annual | Rate | lb/MMBtu | 0.14093 | 0.085036 | 0 | 0 | 0 | 0 | 0
NSR TVA System - NOX Cap Annual v4.11 | 589 | 7400 | Rate Constraint in MTons | FALSE | L | Annual | Generation | TWh | 12.5767 | 1.8598 | 0 | 0 | 0 | 0 | 0
NSR TVA System - NOX Cap Annual v4.11 | 589 | 7400 | Rate Constraint in MTons | FALSE | L | Annual | Qualifying Generation | TWh | 12.5767 | 1.8598 | 0 | 0 | 0 | 0 | 0
NSR TVA System - NOX Cap Annual v4.11 | 589 | 7400 | Rate Constraint in MTons | FALSE | L | Annual | Rate | lb/MWh | 1.5218 | 0.9457 | 0 | 0 | 0 | 0 | 0
NSR TVA System - NOX Cap Annual v4.11 | 589 | 7400 | Rate Constraint in MTons | FALSE | L | Annual | Constraint Shadow Price | US2019$/Ton | 0 | 0 | 0 | 0 | 0 | 0 | 0
NSR TVA System - SO2 Cap Annual v4.11 | 590 | 7399 | Rate Constraint in MTons | FALSE | L | Annual | Seasons Included | Seasons | Winter, WintShld, Summer | Winter, WintShld, Summer | Winter, WintShld, Summer | Winter, WintShld, Summer | Winter, WintShld, Summer | Winter, WintShld, Summer | Winter, WintShld, Summer
NSR TVA System - SO2 Cap Annual v4.11 | 590 | 7399 | Rate Constraint in MTons | FALSE | L | Annual | Standard SO2 | Thousand Tons | 100 | 100 | 100 | 100 | 100 | 100 | 100
NSR TVA System - SO2 Cap Annual v4.11 | 590 | 7399 | Rate Constraint in MTons | FALSE | L | Annual | Emissions at Affected Plants SO2 | Thousand Tons | 17.0674 | 0.69618 | 0 | 0 | 0 | 0 | 0
NSR TVA System - SO2 Cap Annual v4.11 | 590 | 7399 | Rate Constraint in MTons | FALSE | L | Annual | Allowances Purchased SO2 | Thousand Tons | 0 | 0 | 0 | 0 | 0 | 0 | 0
NSR TVA System - SO2 Cap Annual v4.11 | 590 | 7399 | Rate Constraint in MTons | FALSE | L | Annual | Allowances Sold SO2 | Thousand Tons | 0 | 0 | 0 | 0 | 0 | 0 | 0
NSR TVA System - SO2 Cap Annual v4.11 | 590 | 7399 | Rate Constraint in MTons | FALSE | L | Annual | Allowances Banked | Thousand Tons | 0 | 0 | 0 | 0 | 0 | 0 | 0
NSR TVA System - SO2 Cap Annual v4.11 | 590 | 7399 | Rate Constraint in MTons | FALSE | L | Annual | Allowances Withdrawn (1:1) | Thousand Tons | 0 | 0 | 0 | 0 | 0 | 0 | 0
NSR TVA System - SO2 Cap Annual v4.11 | 590 | 7399 | Rate Constraint in MTons | FALSE | L | Annual | Allowances Withdrawn (n:1) | Thousand Tons | 0 | 0 | 0 | 0 | 0 | 0 | 0
NSR TVA System - SO2 Cap Annual v4.11 | 590 | 7399 | Rate Constraint in MTons | FALSE | L | Annual | Net Emissions Allowance Position | Thousand Tons | 17.0674 | 0.69618 | 0 | 0 | 0 | 0 | 0
NSR TVA System - SO2 Cap Annual v4.11 | 590 | 7399 | Rate Constraint in MTons | FALSE | L | Annual | Fuel Consumed | TBtu | 135.8094 | 20.6831 | 0 | 0 | 0 | 0 | 0
NSR TVA System - SO2 Cap Annual v4.11 | 590 | 7399 | Rate Constraint in MTons | FALSE | L | Annual | Rate | lb/MMBtu | 0.25134 | 0.067318 | 0 | 0 | 0 | 0 | 0
NSR TVA System - SO2 Cap Annual v4.11 | 590 | 7399 | Rate Constraint in MTons | FALSE | L | Annual | Generation | TWh | 12.5767 | 1.8598 | 0 | 0 | 0 | 0 | 0
NSR TVA System - SO2 Cap Annual v4.11 | 590 | 7399 | Rate Constraint in MTons | FALSE | L | Annual | Qualifying Generation | TWh | 12.5767 | 1.8598 | 0 | 0 | 0 | 0 | 0
NSR TVA System - SO2 Cap Annual v4.11 | 590 | 7399 | Rate Constraint in MTons | FALSE | L | Annual | Rate | lb/MWh | 2.7141 | 0.74866 | 0 | 0 | 0 | 0 | 0
NSR TVA System - SO2 Cap Annual v4.11 | 590 | 7399 | Rate Constraint in MTons | FALSE | L | Annual | Constraint Shadow Price | US2019$/Ton | 0 | 0 | 0 | 0 | 0 | 0 | 0
NSR Valley 1-4 - NOX Rate Annual v5.16 | 591 | 7429 | Rate Constraint in lbs/MMBtu | FALSE | L | Annual | Seasons Included | Seasons | Winter, WintShld, Summer | Winter, WintShld, Summer | Winter, WintShld, Summer | Winter, WintShld, Summer | Winter, WintShld, Summer | Winter, WintShld, Summer | Winter, WintShld, Summer
NSR Valley 1-4 - NOX Rate Annual v5.16 | 591 | 7429 | Rate Constraint in lbs/MMBtu | FALSE | L | Annual | Standard NOX | lb/MMBtu | 0.08 | 0.08 | 0.08 | 0.08 | 0.08 | 0.08 | 0.08
NSR Valley 1-4 - NOX Rate Annual v5.16 | 591 | 7429 | Rate Constraint in lbs/MMBtu | FALSE | L | Annual | Emissions at Affected Plants NOX | Thousand Tons | 0.15221 | 0.20205 | 0.15221 | 0.14496 | 0 | 0 | 0
NSR Valley 1-4 - NOX Rate Annual v5.16 | 591 | 7429 | Rate Constraint in lbs/MMBtu | FALSE | L | Annual | Allowances Purchased NOX | Thousand Tons | 0 | 0 | 0 | 0 | 0 | 0 | 0
NSR Valley 1-4 - NOX Rate Annual v5.16 | 591 | 7429 | Rate Constraint in lbs/MMBtu | FALSE | L | Annual | Allowances Sold NOX | Thousand Tons | 0 | 0 | 0 | 0 | 0 | 0 | 0
NSR Valley 1-4 - NOX Rate Annual v5.16 | 591 | 7429 | Rate Constraint in lbs/MMBtu | FALSE | L | Annual | Allowances Banked | Thousand Tons | 0 | 0 | 0 | 0 | 0 | 0 | 0
NSR Valley 1-4 - NOX Rate Annual v5.16 | 591 | 7429 | Rate Constraint in lbs/MMBtu | FALSE | L | Annual | Allowances Withdrawn (1:1) | Thousand Tons | 0 | 0 | 0 | 0 | 0 | 0 | 0
NSR Valley 1-4 - NOX Rate Annual v5.16 | 591 | 7429 | Rate Constraint in lbs/MMBtu | FALSE | L | Annual | Allowances Withdrawn (n:1) | Thousand Tons | 0 | 0 | 0 | 0 | 0 | 0 | 0
NSR Valley 1-4 - NOX Rate Annual v5.16 | 591 | 7429 | Rate Constraint in lbs/MMBtu | FALSE | L | Annual | Net Emissions Allowance Position | Thousand Tons | 0.15221 | 0.20205 | 0.15221 | 0.14496 | 0 | 0 | 0
NSR Valley 1-4 - NOX Rate Annual v5.16 | 591 | 7429 | Rate Constraint in lbs/MMBtu | FALSE | L | Annual | Fuel Consumed | TBtu | 4.1232 | 5.4734 | 4.1232 | 3.9268 | 0 | 0 | 0
NSR Valley 1-4 - NOX Rate Annual v5.16 | 591 | 7429 | Rate Constraint in lbs/MMBtu | FALSE | L | Annual | Rate | lb/MMBtu | 0.073829 | 0.073829 | 0.073829 | 0.073829 | 0 | 0 | 0
NSR Valley 1-4 - NOX Rate Annual v5.16 | 591 | 7429 | Rate Constraint in lbs/MMBtu | FALSE | L | Annual | Generation | TWh | 0.49462 | 0.65659 | 0.49462 | 0.47105 | 0 | 0 | 0
NSR Valley 1-4 - NOX Rate Annual v5.16 | 591 | 7429 | Rate Constraint in lbs/MMBtu | FALSE | L | Annual | Qualifying Generation | TWh | 0.42807 | 0.56825 | 0.42807 | 0.40768 | 0 | 0 | 0
NSR Valley 1-4 - NOX Rate Annual v5.16 | 591 | 7429 | Rate Constraint in lbs/MMBtu | FALSE | L | Annual | Rate | lb/MWh | 0.71112 | 0.71112 | 0.71112 | 0.71112 | 0 | 0 | 0
NSR Valley 1-4 - NOX Rate Annual v5.16 | 591 | 7429 | Rate Constraint in lbs/MMBtu | FALSE | L | Annual | Constraint Shadow Price | US2019$/Ton | 0 | 0 | 0 | 0 | 0 | 0 | 0
NSR Valley 1-4 - SO2 Cap Annual v5.16 | 592 | 7428 | Rate Constraint in MTons | FALSE | L | Annual | Seasons Included | Seasons | Winter, WintShld, Summer | Winter, WintShld, Summer | Winter, WintShld, Summer | Winter, WintShld, Summer | Winter, WintShld, Summer | Winter, WintShld, Summer | Winter, WintShld, Summer
NSR Valley 1-4 - SO2 Cap Annual v5.16 | 592 | 7428 | Rate Constraint in MTons | FALSE | L | Annual | Standard SO2 | Thousand Tons | 0.0095 | 0.0095 | 0.0095 | 0.0095 | 0.0095 | 0.0095 | 0.0095
NSR Valley 1-4 - SO2 Cap Annual v5.16 | 592 | 7428 | Rate Constraint in MTons | FALSE | L | Annual | Emissions at Affected Plants SO2 | Thousand Tons | 0 | 0 | 0 | 0 | 0 | 0 | 0
NSR Valley 1-4 - SO2 Cap Annual v5.16 | 592 | 7428 | Rate Constraint in MTons | FALSE | L | Annual | Allowances Purchased SO2 | Thousand Tons | 0 | 0 | 0 | 0 | 0 | 0 | 0
NSR Valley 1-4 - SO2 Cap Annual v5.16 | 592 | 7428 | Rate Constraint in MTons | FALSE | L | Annual | Allowances Sold SO2 | Thousand Tons | 0 | 0 | 0 | 0 | 0 | 0 | 0
NSR Valley 1-4 - SO2 Cap Annual v5.16 | 592 | 7428 | Rate Constraint in MTons | FALSE | L | Annual | Allowances Banked | Thousand Tons | 0 | 0 | 0 | 0 | 0 | 0 | 0
NSR Valley 1-4 - SO2 Cap Annual v5.16 | 592 | 7428 | Rate Constraint in MTons | FALSE | L | Annual | Allowances Withdrawn (1:1) | Thousand Tons | 0 | 0 | 0 | 0 | 0 | 0 | 0
NSR Valley 1-4 - SO2 Cap Annual v5.16 | 592 | 7428 | Rate Constraint in MTons | FALSE | L | Annual | Allowances Withdrawn (n:1) | Thousand Tons | 0 | 0 | 0 | 0 | 0 | 0 | 0
NSR Valley 1-4 - SO2 Cap Annual v5.16 | 592 | 7428 | Rate Constraint in MTons | FALSE | L | Annual | Net Emissions Allowance Position | Thousand Tons | 0 | 0 | 0 | 0 | 0 | 0 | 0
NSR Valley 1-4 - SO2 Cap Annual v5.16 | 592 | 7428 | Rate Constraint in MTons | FALSE | L | Annual | Fuel Consumed | TBtu | 4.7641 | 6.3243 | 4.7641 | 4.5372 | 0 | 0 | 0
NSR Valley 1-4 - SO2 Cap Annual v5.16 | 592 | 7428 | Rate Constraint in MTons | FALSE | L | Annual | Rate | lb/MMBtu | 0 | 0 | 0 | 0 | 0 | 0 | 0
NSR Valley 1-4 - SO2 Cap Annual v5.16 | 592 | 7428 | Rate Constraint in MTons | FALSE | L | Annual | Generation | TWh | 0.49462 | 0.65659 | 0.49462 | 0.47105 | 0 | 0 | 0
NSR Valley 1-4 - SO2 Cap Annual v5.16 | 592 | 7428 | Rate Constraint in MTons | FALSE | L | Annual | Qualifying Generation | TWh | 0.49462 | 0.65659 | 0.49462 | 0.47105 | 0 | 0 | 0
NSR Valley 1-4 - SO2 Cap Annual v5.16 | 592 | 7428 | Rate Constraint in MTons | FALSE | L | Annual | Rate | lb/MWh | 0 | 0 | 0 | 0 | 0 | 0 | 0
NSR Valley 1-4 - SO2 Cap Annual v5.16 | 592 | 7428 | Rate Constraint in MTons | FALSE | L | Annual | Constraint Shadow Price | US2019$/Ton | 0 | 0 | 0 | 0 | 0 | 0 | 0
NSR W H Sammis 1-5 - SO2 Rate Annual v3.1, Unit 3872 and retrofits | 593 | 7435 | Rate Constraint in lbs/MMBtu | FALSE | L | Annual | Seasons Included | Seasons | Winter, WintShld, Summer | Winter, WintShld, Summer | Winter, WintShld, Summer | Winter, WintShld, Summer | Winter, WintShld, Summer | Winter, WintShld, Summer | Winter, WintShld, Summer
NSR W H Sammis 1-5 - SO2 Rate Annual v3.1, Unit 3872 and retrofits | 593 | 7435 | Rate Constraint in lbs/MMBtu | FALSE | L | Annual | Standard SO2 | lb/MMBtu | 1.1 | 1.1 | 1.1 | 1.1 | 1.1 | 1.1 | 1.1
NSR W H Sammis 1-5 - SO2 Rate Annual v3.1, Unit 3872 and retrofits | 593 | 7435 | Rate Constraint in lbs/MMBtu | FALSE | L | Annual | Emissions at Affected Plants SO2 | Thousand Tons | 0 | 0 | 0 | 0 | 0 | 0 | 0
NSR W H Sammis 1-5 - SO2 Rate Annual v3.1, Unit 3872 and retrofits | 593 | 7435 | Rate Constraint in lbs/MMBtu | FALSE | L | Annual | Allowances Purchased SO2 | Thousand Tons | 0 | 0 | 0 | 0 | 0 | 0 | 0
NSR W H Sammis 1-5 - SO2 Rate Annual v3.1, Unit 3872 and retrofits | 593 | 7435 | Rate Constraint in lbs/MMBtu | FALSE | L | Annual | Allowances Sold SO2 | Thousand Tons | 0 | 0 | 0 | 0 | 0 | 0 | 0
NSR W H Sammis 1-5 - SO2 Rate Annual v3.1, Unit 3872 and retrofits | 593 | 7435 | Rate Constraint in lbs/MMBtu | FALSE | L | Annual | Allowances Banked | Thousand Tons | 0 | 0 | 0 | 0 | 0 | 0 | 0
NSR W H Sammis 1-5 - SO2 Rate Annual v3.1, Unit 3872 and retrofits | 593 | 7435 | Rate Constraint in lbs/MMBtu | FALSE | L | Annual | Allowances Withdrawn (1:1) | Thousand Tons | 0 | 0 | 0 | 0 | 0 | 0 | 0
NSR W H Sammis 1-5 - SO2 Rate Annual v3.1, Unit 3872 and retrofits | 593 | 7435 | Rate Constraint in lbs/MMBtu | FALSE | L | Annual | Allowances Withdrawn (n:1) | Thousand Tons | 0 | 0 | 0 | 0 | 0 | 0 | 0
NSR W H Sammis 1-5 - SO2 Rate Annual v3.1, Unit 3872 and retrofits | 593 | 7435 | Rate Constraint in lbs/MMBtu | FALSE | L | Annual | Net Emissions Allowance Position | Thousand Tons | 0 | 0 | 0 | 0 | 0 | 0 | 0
NSR W H Sammis 1-5 - SO2 Rate Annual v3.1, Unit 3872 and retrofits | 593 | 7435 | Rate Constraint in lbs/MMBtu | FALSE | L | Annual | Fuel Consumed | TBtu | 0 | 0 | 0 | 0 | 0 | 0 | 0
NSR W H Sammis 1-5 - SO2 Rate Annual v3.1, Unit 3872 and retrofits | 593 | 7435 | Rate Constraint in lbs/MMBtu | FALSE | L | Annual | Rate | lb/MMBtu | 0 | 0 | 0 | 0 | 0 | 0 | 0
NSR W H Sammis 1-5 - SO2 Rate Annual v3.1, Unit 3872 and retrofits | 593 | 7435 | Rate Constraint in lbs/MMBtu | FALSE | L | Annual | Generation | TWh | 0 | 0 | 0 | 0 | 0 | 0 | 0
NSR W H Sammis 1-5 - SO2 Rate Annual v3.1, Unit 3872 and retrofits | 593 | 7435 | Rate Constraint in lbs/MMBtu | FALSE | L | Annual | Qualifying Generation | TWh | 0 | 0 | 0 | 0 | 0 | 0 | 0
NSR W H Sammis 1-5 - SO2 Rate Annual v3.1, Unit 3872 and retrofits | 593 | 7435 | Rate Constraint in lbs/MMBtu | FALSE | L | Annual | Rate | lb/MWh | 0 | 0 | 0 | 0 | 0 | 0 | 0
NSR W H Sammis 1-5 - SO2 Rate Annual v3.1, Unit 3872 and retrofits | 593 | 7435 | Rate Constraint in lbs/MMBtu | FALSE | L | Annual | Constraint Shadow Price | US2019$/Ton | 0 | 0 | 0 | 0 | 0 | 0 | 0
NSR W H Sammis 5 - NOX Rate Annual v3.1, Unit 3872 and retrofits | 594 | 7436 | Rate Constraint in lbs/MMBtu | FALSE | L | Annual | Seasons Included | Seasons | Winter, WintShld, Summer | Winter, WintShld, Summer | Winter, WintShld, Summer | Winter, WintShld, Summer | Winter, WintShld, Summer | Winter, WintShld, Summer | Winter, WintShld, Summer
NSR W H Sammis 5 - NOX Rate Annual v3.1, Unit 3872 and retrofits | 594 | 7436 | Rate Constraint in lbs/MMBtu | FALSE | L | Annual | Standard NOX | lb/MMBtu | 0.29 | 0.29 | 0.29 | 0.29 | 0.29 | 0.29 | 0.29
NSR W H Sammis 5 - NOX Rate Annual v3.1, Unit 3872 and retrofits | 594 | 7436 | Rate Constraint in lbs/MMBtu | FALSE | L | Annual | Emissions at Affected Plants NOX | Thousand Tons | 0 | 0 | 0 | 0 | 0 | 0 | 0
NSR W H Sammis 5 - NOX Rate Annual v3.1, Unit 3872 and retrofits | 594 | 7436 | Rate Constraint in lbs/MMBtu | FALSE | L | Annual | Allowances Purchased NOX | Thousand Tons | 0 | 0 | 0 | 0 | 0 | 0 | 0
NSR W H Sammis 5 - NOX Rate Annual v3.1, Unit 3872 and retrofits | 594 | 7436 | Rate Constraint in lbs/MMBtu | FALSE | L | Annual | Allowances Sold NOX | Thousand Tons | 0 | 0 | 0 | 0 | 0 | 0 | 0
NSR W H Sammis 5 - NOX Rate Annual v3.1, Unit 3872 and retrofits | 594 | 7436 | Rate Constraint in lbs/MMBtu | FALSE | L | Annual | Allowances Banked | Thousand Tons | 0 | 0 | 0 | 0 | 0 | 0 | 0
NSR W H Sammis 5 - NOX Rate Annual v3.1, Unit 3872 and retrofits | 594 | 7436 | Rate Constraint in lbs/MMBtu | FALSE | L | Annual | Allowances Withdrawn (1:1) | Thousand Tons | 0 | 0 | 0 | 0 | 0 | 0 | 0
NSR W H Sammis 5 - NOX Rate Annual v3.1, Unit 3872 and retrofits | 594 | 7436 | Rate Constraint in lbs/MMBtu | FALSE | L | Annual | Allowances Withdrawn (n:1) | Thousand Tons | 0 | 0 | 0 | 0 | 0 | 0 | 0
NSR W H Sammis 5 - NOX Rate Annual v3.1, Unit 3872 and retrofits | 594 | 7436 | Rate Constraint in lbs/MMBtu | FALSE | L | Annual | Net Emissions Allowance Position | Thousand Tons | 0 | 0 | 0 | 0 | 0 | 0 | 0
NSR W H Sammis 5 - NOX Rate Annual v3.1, Unit 3872 and retrofits | 594 | 7436 | Rate Constraint in lbs/MMBtu | FALSE | L | Annual | Fuel Consumed | TBtu | 0 | 0 | 0 | 0 | 0 | 0 | 0
NSR W H Sammis 5 - NOX Rate Annual v3.1, Unit 3872 and retrofits | 594 | 7436 | Rate Constraint in lbs/MMBtu | FALSE | L | Annual | Rate | lb/MMBtu | 0 | 0 | 0 | 0 | 0 | 0 | 0
NSR W H Sammis 5 - NOX Rate Annual v3.1, Unit 3872 and retrofits | 594 | 7436 | Rate Constraint in lbs/MMBtu | FALSE | L | Annual | Generation | TWh | 0 | 0 | 0 | 0 | 0 | 0 | 0
NSR W H Sammis 5 - NOX Rate Annual v3.1, Unit 3872 and retrofits | 594 | 7436 | Rate Constraint in lbs/MMBtu | FALSE | L | Annual | Qualifying Generation | TWh | 0 | 0 | 0 | 0 | 0 | 0 | 0
NSR W H Sammis 5 - NOX Rate Annual v3.1, Unit 3872 and retrofits | 594 | 7436 | Rate Constraint in lbs/MMBtu | FALSE | L | Annual | Rate | lb/MWh | 0 | 0 | 0 | 0 | 0 | 0 | 0
NSR W H Sammis 5 - NOX Rate Annual v3.1, Unit 3872 and retrofits | 594 | 7436 | Rate Constraint in lbs/MMBtu | FALSE | L | Annual | Constraint Shadow Price | US2019$/Ton | 0 | 0 | 0 | 0 | 0 | 0 | 0
NSR W H Sammis 6 - SO2 Rate Annual v3.1, Unit 3852 and retrofits | 595 | 7437 | Rate Constraint in lbs/MMBtu | FALSE | L | Annual | Seasons Included | Seasons | Winter, WintShld, Summer | Winter, WintShld, Summer | Winter, WintShld, Summer | Winter, WintShld, Summer | Winter, WintShld, Summer | Winter, WintShld, Summer | Winter, WintShld, Summer
NSR W H Sammis 6 - SO2 Rate Annual v3.1, Unit 3852 and retrofits | 595 | 7437 | Rate Constraint in lbs/MMBtu | FALSE | L | Annual | Standard SO2 | lb/MMBtu | 0.13 | 0.13 | 0.13 | 0.13 | 0.13 | 0.13 | 0.13
NSR W H Sammis 6 - SO2 Rate Annual v3.1, Unit 3852 and retrofits | 595 | 7437 | Rate Constraint in lbs/MMBtu | FALSE | L | Annual | Emissions at Affected Plants SO2 | Thousand Tons | 0 | 0 | 0 | 0 | 0 | 0 | 0
NSR W H Sammis 6 - SO2 Rate Annual v3.1, Unit 3852 and retrofits | 595 | 7437 | Rate Constraint in lbs/MMBtu | FALSE | L | Annual | Allowances Purchased SO2 | Thousand Tons | 0 | 0 | 0 | 0 | 0 | 0 | 0
NSR W H Sammis 6 - SO2 Rate Annual v3.1, Unit 3852 and retrofits | 595 | 7437 | Rate Constraint in lbs/MMBtu | FALSE | L | Annual | Allowances Sold SO2 | Thousand Tons | 0 | 0 | 0 | 0 | 0 | 0 | 0
NSR W H Sammis 6 - SO2 Rate Annual v3.1, Unit 3852 and retrofits | 595 | 7437 | Rate Constraint in lbs/MMBtu | FALSE | L | Annual | Allowances Banked | Thousand Tons | 0 | 0 | 0 | 0 | 0 | 0 | 0
NSR W H Sammis 6 - SO2 Rate Annual v3.1, Unit 3852 and retrofits | 595 | 7437 | Rate Constraint in lbs/MMBtu | FALSE | L | Annual | Allowances Withdrawn (1:1) | Thousand Tons | 0 | 0 | 0 | 0 | 0 | 0 | 0
NSR W H Sammis 6 - SO2 Rate Annual v3.1, Unit 3852 and retrofits | 595 | 7437 | Rate Constraint in lbs/MMBtu | FALSE | L | Annual | Allowances Withdrawn (n:1) | Thousand Tons | 0 | 0 | 0 | 0 | 0 | 0 | 0
NSR W H Sammis 6 - SO2 Rate Annual v3.1, Unit 3852 and retrofits | 595 | 7437 | Rate Constraint in lbs/MMBtu | FALSE | L | Annual | Net Emissions Allowance Position | Thousand Tons | 0 | 0 | 0 | 0 | 0 | 0 | 0
NSR W H Sammis 6 - SO2 Rate Annual v3.1, Unit 3852 and retrofits | 595 | 7437 | Rate Constraint in lbs/MMBtu | FALSE | L | Annual | Fuel Consumed | TBtu | 0 | 0 | 0 | 0 | 0 | 0 | 0
NSR W H Sammis 6 - SO2 Rate Annual v3.1, Unit 3852 and retrofits | 595 | 7437 | Rate Constraint in lbs/MMBtu | FALSE | L | Annual | Rate | lb/MMBtu | 0 | 0 | 0 | 0 | 0 | 0 | 0
NSR W H Sammis 6 - SO2 Rate Annual v3.1, Unit 3852 and retrofits | 595 | 7437 | Rate Constraint in lbs/MMBtu | FALSE | L | Annual | Generation | TWh | 0 | 0 | 0 | 0 | 0 | 0 | 0
NSR W H Sammis 6 - SO2 Rate Annual v3.1, Unit 3852 and retrofits | 595 | 7437 | Rate Constraint in lbs/MMBtu | FALSE | L | Annual | Qualifying Generation | TWh | 0 | 0 | 0 | 0 | 0 | 0 | 0
NSR W H Sammis 6 - SO2 Rate Annual v3.1, Unit 3852 and retrofits | 595 | 7437 | Rate Constraint in lbs/MMBtu | FALSE | L | Annual | Rate | lb/MWh | 0 | 0 | 0 | 0 | 0 | 0 | 0
NSR W H Sammis 6 - SO2 Rate Annual v3.1, Unit 3852 and retrofits | 595 | 7437 | Rate Constraint in lbs/MMBtu | FALSE | L | Annual | Constraint Shadow Price | US2019$/Ton | 8.172 | 0 | 0 | 0 | 0 | 0 | 0
NSR W H Sammis 6,7 - NOX Rate Annual v3.1, Unit 3852 and retrofits | 596 | 7439 | Rate Constraint in lbs/MMBtu | FALSE | L | Annual | Seasons Included | Seasons | Winter, WintShld, Summer | Winter, WintShld, Summer | Winter, WintShld, Summer | Winter, WintShld, Summer | Winter, WintShld, Summer | Winter, WintShld, Summer | Winter, WintShld, Summer
NSR W H Sammis 6,7 - NOX Rate Annual v3.1, Unit 3852 and retrofits | 596 | 7439 | Rate Constraint in lbs/MMBtu | FALSE | L | Annual | Standard NOX | lb/MMBtu | 0.1 | 0.1 | 0.1 | 0.1 | 0.1 | 0.1 | 0.1
NSR W H Sammis 6,7 - NOX Rate Annual v3.1, Unit 3852 and retrofits | 596 | 7439 | Rate Constraint in lbs/MMBtu | FALSE | L | Annual | Emissions at Affected Plants NOX | Thousand Tons | 0 | 0 | 0 | 0 | 0 | 0 | 0
NSR W H Sammis 6,7 - NOX Rate Annual v3.1, Unit 3852 and retrofits | 596 | 7439 | Rate Constraint in lbs/MMBtu | FALSE | L | Annual | Allowances Purchased NOX | Thousand Tons | 0 | 0 | 0 | 0 | 0 | 0 | 0
NSR W H Sammis 6,7 - NOX Rate Annual v3.1, Unit 3852 and retrofits | 596 | 7439 | Rate Constraint in lbs/MMBtu | FALSE | L | Annual | Allowances Sold NOX | Thousand Tons | 0 | 0 | 0 | 0 | 0 | 0 | 0
NSR W H Sammis 6,7 - NOX Rate Annual v3.1, Unit 3852 and retrofits | 596 | 7439 | Rate Constraint in lbs/MMBtu | FALSE | L | Annual | Allowances Banked | Thousand Tons | 0 | 0 | 0 | 0 | 0 | 0 | 0
NSR W H Sammis 6,7 - NOX Rate Annual v3.1, Unit 3852 and retrofits | 596 | 7439 | Rate Constraint in lbs/MMBtu | FALSE | L | Annual | Allowances Withdrawn (1:1) | Thousand Tons | 0 | 0 | 0 | 0 | 0 | 0 | 0
NSR W H Sammis 6,7 - NOX Rate Annual v3.1, Unit 3852 and retrofits | 596 | 7439 | Rate Constraint in lbs/MMBtu | FALSE | L | Annual | Allowances Withdrawn (n:1) | Thousand Tons | 0 | 0 | 0 | 0 | 0 | 0 | 0
NSR W H Sammis 6,7 - NOX Rate Annual v3.1, Unit 3852 and retrofits | 596 | 7439 | Rate Constraint in lbs/MMBtu | FALSE | L | Annual | Net Emissions Allowance Position | Thousand Tons | 0 | 0 | 0 | 0 | 0 | 0 | 0
NSR W H Sammis 6,7 - NOX Rate Annual v3.1, Unit 3852 and retrofits | 596 | 7439 | Rate Constraint in lbs/MMBtu | FALSE | L | Annual | Fuel Consumed | TBtu | 0 | 0 | 0 | 0 | 0 | 0 | 0
NSR W H Sammis 6,7 - NOX Rate Annual v3.1, Unit 3852 and retrofits | 596 | 7439 | Rate Constraint in lbs/MMBtu | FALSE | L | Annual | Rate | lb/MMBtu | 0 | 0 | 0 | 0 | 0 | 0 | 0
NSR W H Sammis 6,7 - NOX Rate Annual v3.1, Unit 3852 and retrofits | 596 | 7439 | Rate Constraint in lbs/MMBtu | FALSE | L | Annual | Generation | TWh | 0 | 0 | 0 | 0 | 0 | 0 | 0
NSR W H Sammis 6,7 - NOX Rate Annual v3.1, Unit 3852 and retrofits | 596 | 7439 | Rate Constraint in lbs/MMBtu | FALSE | L | Annual | Qualifying Generation | TWh | 0 | 0 | 0 | 0 | 0 | 0 | 0
NSR W H Sammis 6,7 - NOX Rate Annual v3.1, Unit 3852 and retrofits | 596 | 7439 | Rate Constraint in lbs/MMBtu | FALSE | L | Annual | Rate | lb/MWh | 0 | 0 | 0 | 0 | 0 | 0 | 0
NSR W H Sammis 6,7 - NOX Rate Annual v3.1, Unit 3852 and retrofits | 596 | 7439 | Rate Constraint in lbs/MMBtu | FALSE | L | Annual | Constraint Shadow Price | US2019$/Ton | 0 | 0 | 0 | 0 | 0 | 0 | 0
NSR W H Sammis 6,7 - NOX Rate Annual v3.1, Unit 3853 and retrofits | 597 | 7439 | Rate Constraint in lbs/MMBtu | FALSE | L | Annual | Seasons Included | Seasons | Winter, WintShld, Summer | Winter, WintShld, Summer | Winter, WintShld, Summer | Winter, WintShld, Summer | Winter, WintShld, Summer | Winter, WintShld, Summer | Winter, WintShld, Summer
NSR W H Sammis 6,7 - NOX Rate Annual v3.1, Unit 3853 and retrofits | 597 | 7439 | Rate Constraint in lbs/MMBtu | FALSE | L | Annual | Standard NOX | lb/MMBtu | 0.1 | 0.1 | 0.1 | 0.1 | 0.1 | 0.1 | 0.1
NSR W H Sammis 6,7 - NOX Rate Annual v3.1, Unit 3853 and retrofits | 597 | 7439 | Rate Constraint in lbs/MMBtu | FALSE | L | Annual | Emissions at Affected Plants NOX | Thousand Tons | 0 | 0 | 0 | 0 | 0 | 0 | 0
NSR W H Sammis 6,7 - NOX Rate Annual v3.1, Unit 3853 and retrofits | 597 | 7439 | Rate Constraint in lbs/MMBtu | FALSE | L | Annual | Allowances Purchased NOX | Thousand Tons | 0 | 0 | 0 | 0 | 0 | 0 | 0
NSR W H Sammis 6,7 - NOX Rate Annual v3.1, Unit 3853 and retrofits | 597 | 7439 | Rate Constraint in lbs/MMBtu | FALSE | L | Annual | Allowances Sold NOX | Thousand Tons | 0 | 0 | 0 | 0 | 0 | 0 | 0
NSR W H Sammis 6,7 - NOX Rate Annual v3.1, Unit 3853 and retrofits | 597 | 7439 | Rate Constraint in lbs/MMBtu | FALSE | L | Annual | Allowances Banked | Thousand Tons | 0 | 0 | 0 | 0 | 0 | 0 | 0
NSR W H Sammis 6,7 - NOX Rate Annual v3.1, Unit 3853 and retrofits | 597 | 7439 | Rate Constraint in lbs/MMBtu | FALSE | L | Annual | Allowances Withdrawn (1:1) | Thousand Tons | 0 | 0 | 0 | 0 | 0 | 0 | 0
NSR W H Sammis 6,7 - NOX Rate Annual v3.1, Unit 3853 and retrofits | 597 | 7439 | Rate Constraint in lbs/MMBtu | FALSE | L | Annual | Allowances Withdrawn (n:1) | Thousand Tons | 0 | 0 | 0 | 0 | 0 | 0 | 0
NSR W H Sammis 6,7 - NOX Rate Annual v3.1, Unit 3853 and retrofits | 597 | 7439 | Rate Constraint in lbs/MMBtu | FALSE | L | Annual | Net Emissions Allowance Position | Thousand Tons | 0 | 0 | 0 | 0 | 0 | 0 | 0
NSR W H Sammis 6,7 - NOX Rate Annual v3.1, Unit 3853 and retrofits | 597 | 7439 | Rate Constraint in lbs/MMBtu | FALSE | L | Annual | Fuel Consumed | TBtu | 0 | 0 | 0 | 0 | 0 | 0 | 0
NSR W H Sammis 6,7 - NOX Rate Annual v3.1, Unit 3853 and retrofits | 597 | 7439 | Rate Constraint in lbs/MMBtu | FALSE | L | Annual | Rate | lb/MMBtu | 0 | 0 | 0 | 0 | 0 | 0 | 0
NSR W H Sammis 6,7 - NOX Rate Annual v3.1, Unit 3853 and retrofits | 597 | 7439 | Rate Constraint in lbs/MMBtu | FALSE | L | Annual | Generation | TWh | 0 | 0 | 0 | 0 | 0 | 0 | 0
NSR W H Sammis 6,7 - NOX Rate Annual v3.1, Unit 3853 and retrofits | 597 | 7439 | Rate Constraint in lbs/MMBtu | FALSE | L | Annual | Qualifying Generation | TWh | 0 | 0 | 0 | 0 | 0 | 0 | 0
NSR W H Sammis 6,7 - NOX Rate Annual v3.1, Unit 3853 and retrofits | 597 | 7439 | Rate Constraint in lbs/MMBtu | FALSE | L | Annual | Rate | lb/MWh | 0 | 0 | 0 | 0 | 0 | 0 | 0
NSR W H Sammis 6,7 - NOX Rate Annual v3.1, Unit 3853 and retrofits | 597 | 7439 | Rate Constraint in lbs/MMBtu | FALSE | L | Annual | Constraint Shadow Price | US2019$/Ton | 0 | 0 | 0 | 0 | 0 | 0 | 0
NSR W H Sammis 7 - SO2 Rate Annual v3.1, Unit 3853 and retrofits | 598 | 7438 | Rate Constraint in lbs/MMBtu | FALSE | L | Annual | Seasons Included | Seasons | Winter, WintShld, Summer | Winter, WintShld, Summer | Winter, WintShld, Summer | Winter, WintShld, Summer | Winter, WintShld, Summer | Winter, WintShld, Summer | Winter, WintShld, Summer
NSR W H Sammis 7 - SO2 Rate Annual v3.1, Unit 3853 and retrofits | 598 | 7438 | Rate Constraint in lbs/MMBtu | FALSE | L | Annual | Standard SO2 | lb/MMBtu | 0.13 | 0.13 | 0.13 | 0.13 | 0.13 | 0.13 | 0.13
NSR W H Sammis 7 - SO2 Rate Annual v3.1, Unit 3853 and retrofits | 598 | 7438 | Rate Constraint in lbs/MMBtu | FALSE | L | Annual | Emissions at Affected Plants SO2 | Thousand Tons | 0 | 0 | 0 | 0 | 0 | 0 | 0
NSR W H Sammis 7 - SO2 Rate Annual v3.1, Unit 3853 and retrofits | 598 | 7438 | Rate Constraint in lbs/MMBtu | FALSE | L | Annual | Allowances Purchased SO2 | Thousand Tons | 0 | 0 | 0 | 0 | 0 | 0 | 0
NSR W H Sammis 7 - SO2 Rate Annual v3.1, Unit 3853 and retrofits | 598 | 7438 | Rate Constraint in lbs/MMBtu | FALSE | L | Annual | Allowances Sold SO2 | Thousand Tons | 0 | 0 | 0 | 0 | 0 | 0 | 0
NSR W H Sammis 7 - SO2 Rate Annual v3.1, Unit 3853 and retrofits | 598 | 7438 | Rate Constraint in lbs/MMBtu | FALSE | L | Annual | Allowances Banked | Thousand Tons | 0 | 0 | 0 | 0 | 0 | 0 | 0
NSR W H Sammis 7 - SO2 Rate Annual v3.1, Unit 3853 and retrofits | 598 | 7438 | Rate Constraint in lbs/MMBtu | FALSE | L | Annual | Allowances Withdrawn (1:1) | Thousand Tons | 0 | 0 | 0 | 0 | 0 | 0 | 0
NSR W H Sammis 7 - SO2 Rate Annual v3.1, Unit 3853 and retrofits | 598 | 7438 | Rate Constraint in lbs/MMBtu | FALSE | L | Annual | Allowances Withdrawn (n:1) | Thousand Tons | 0 | 0 | 0 | 0 | 0 | 0 | 0
NSR W H Sammis 7 - SO2 Rate Annual v3.1, Unit 3853 and retrofits | 598 | 7438 | Rate Constraint in lbs/MMBtu | FALSE | L | Annual | Net Emissions Allowance Position | Thousand Tons | 0 | 0 | 0 | 0 | 0 | 0 | 0
NSR W H Sammis 7 - SO2 Rate Annual v3.1, Unit 3853 and retrofits | 598 | 7438 | Rate Constraint in lbs/MMBtu | FALSE | L | Annual | Fuel Consumed | TBtu | 0 | 0 | 0 | 0 | 0 | 0 | 0
NSR W H Sammis 7 - SO2 Rate Annual v3.1, Unit 3853 and retrofits | 598 | 7438 | Rate Constraint in lbs/MMBtu | FALSE | L | Annual | Rate | lb/MMBtu | 0 | 0 | 0 | 0 | 0 | 0 | 0
NSR W H Sammis 7 - SO2 Rate Annual v3.1, Unit 3853 and retrofits | 598 | 7438 | Rate Constraint in lbs/MMBtu | FALSE | L | Annual | Generation | TWh | 0 | 0 | 0 | 0 | 0 | 0 | 0
NSR W H Sammis 7 - SO2 Rate Annual v3.1, Unit 3853 and retrofits | 598 | 7438 | Rate Constraint in lbs/MMBtu | FALSE | L | Annual | Qualifying Generation | TWh | 0 | 0 | 0 | 0 | 0 | 0 | 0
NSR W H Sammis 7 - SO2 Rate Annual v3.1, Unit 3853 and retrofits | 598 | 7438 | Rate Constraint in lbs/MMBtu | FALSE | L | Annual | Rate | lb/MWh | 0 | 0 | 0 | 0 | 0 | 0 | 0
NSR W H Sammis 7 - SO2 Rate Annual v3.1, Unit 3853 and retrofits | 598 | 7438 | Rate Constraint in lbs/MMBtu | FALSE | L | Annual | Constraint Shadow Price | US2019$/Ton | 0 | 0 | 0 | 0 | 25.2042 | 0 | 0
NSR WEPCO Settlement - NOX Cap Annual v3.1 | 599 | 7401 | Rate Constraint in MTons | FALSE | L | Annual | Seasons Included | Seasons | Winter, WintShld, Summer | Winter, WintShld, Summer | Winter, WintShld, Summer | Winter, WintShld, Summer | Winter, WintShld, Summer | Winter, WintShld, Summer | Winter, WintShld, Summer
NSR WEPCO Settlement - NOX Cap Annual v3.1 | 599 | 7401 | Rate Constraint in MTons | FALSE | L | Annual | Standard NOX | Thousand Tons | 17.4 | 17.4 | 17.4 | 17.4 | 17.4 | 17.4 | 17.4
NSR WEPCO Settlement - NOX Cap Annual v3.1 | 599 | 7401 | Rate Constraint in MTons | FALSE | L | Annual | Emissions at Affected Plants NOX | Thousand Tons | 0.17587 | 0.23346 | 0.17587 | 0.16749 | 0 | 0 | 0
NSR WEPCO Settlement - NOX Cap Annual v3.1 | 599 | 7401 | Rate Constraint in MTons | FALSE | L | Annual | Allowances Purchased NOX | Thousand Tons | 0 | 0 | 0 | 0 | 0 | 0 | 0
NSR WEPCO Settlement - NOX Cap Annual v3.1 | 599 | 7401 | Rate Constraint in MTons | FALSE | L | Annual | Allowances Sold NOX | Thousand Tons | 0 | 0 | 0 | 0 | 0 | 0 | 0
NSR WEPCO Settlement - NOX Cap Annual v3.1 | 599 | 7401 | Rate Constraint in MTons | FALSE | L | Annual | Allowances Banked | Thousand Tons | 0 | 0 | 0 | 0 | 0 | 0 | 0
NSR WEPCO Settlement - NOX Cap Annual v3.1 | 599 | 7401 | Rate Constraint in MTons | FALSE | L | Annual | Allowances Withdrawn (1:1) | Thousand Tons | 0 | 0 | 0 | 0 | 0 | 0 | 0
NSR WEPCO Settlement - NOX Cap Annual v3.1 | 599 | 7401 | Rate Constraint in MTons | FALSE | L | Annual | Allowances Withdrawn (n:1) | Thousand Tons | 0 | 0 | 0 | 0 | 0 | 0 | 0
NSR WEPCO Settlement - NOX Cap Annual v3.1 | 599 | 7401 | Rate Constraint in MTons | FALSE | L | Annual | Net Emissions Allowance Position | Thousand Tons | 0.17587 | 0.23346 | 0.17587 | 0.16749 | 0 | 0 | 0
NSR WEPCO Settlement - NOX Cap Annual v3.1 | 599 | 7401 | Rate Constraint in MTons | FALSE | L | Annual | Fuel Consumed | TBtu | 4.7641 | 6.3243 | 4.7641 | 4.5372 | 0 | 0 | 0
NSR WEPCO Settlement - NOX Cap Annual v3.1 | 599 | 7401 | Rate Constraint in MTons | FALSE | L | Annual | Rate | lb/MMBtu | 0.073829 | 0.073829 | 0.073829 | 0.073829 | 0 | 0 | 0
NSR WEPCO Settlement - NOX Cap Annual v3.1 | 599 | 7401 | Rate Constraint in MTons | FALSE | L | Annual | Generation | TWh | 0.49462 | 0.65659 | 0.49462 | 0.47105 | 0 | 0 | 0
NSR WEPCO Settlement - NOX Cap Annual v3.1 | 599 | 7401 | Rate Constraint in MTons | FALSE | L | Annual | Qualifying Generation | TWh | 0.49462 | 0.65659 | 0.49462 | 0.47105 | 0 | 0 | 0
NSR WEPCO Settlement - NOX Cap Annual v3.1 | 599 | 7401 | Rate Constraint in MTons | FALSE | L | Annual | Rate | lb/MWh | 0.71112 | 0.71112 | 0.71112 | 0.71112 | 0 | 0 | 0
NSR WEPCO Settlement - NOX Cap Annual v3.1 | 599 | 7401 | Rate Constraint in MTons | FALSE | L | Annual | Constraint Shadow Price | US2019$/Ton | 0 | 0 | 0 | 0 | 0 | 0 | 0
NSR WEPCO Settlement - NOX Rate Annual v3.1 | 600 | 7402 | Rate Constraint in lbs/MMBtu | FALSE | L | Annual | Seasons Included | Seasons | Winter, WintShld, Summer | Winter, WintShld, Summer | Winter, WintShld, Summer | Winter, WintShld, Summer | Winter, WintShld, Summer | Winter, WintShld, Summer | Winter, WintShld, Summer
NSR WEPCO Settlement - NOX Rate Annual v3.1 | 600 | 7402 | Rate Constraint in lbs/MMBtu | FALSE | L | Annual | Standard NOX | lb/MMBtu | 0.17 | 0.17 | 0.17 | 0.17 | 0.17 | 0.17 | 0.17
NSR WEPCO Settlement - NOX Rate Annual v3.1 | 600 | 7402 | Rate Constraint in lbs/MMBtu | FALSE | L | Annual | Emissions at Affected Plants NOX | Thousand Tons | 0.15221 | 0.20205 | 0.15221 | 0.14496 | 0 | 0 | 0
NSR WEPCO Settlement - NOX Rate Annual v3.1 | 600 | 7402 | Rate Constraint in lbs/MMBtu | FALSE | L | Annual | Allowances Purchased NOX | Thousand Tons | 0 | 0 | 0 | 0 | 0 | 0 | 0
NSR WEPCO Settlement - NOX Rate Annual v3.1 | 600 | 7402 | Rate Constraint in lbs/MMBtu | FALSE | L | Annual | Allowances Sold NOX | Thousand Tons | 0 | 0 | 0 | 0 | 0 | 0 | 0
NSR WEPCO Settlement - NOX Rate Annual v3.1 | 600 | 7402 | Rate Constraint in lbs/MMBtu | FALSE | L | Annual | Allowances Banked | Thousand Tons | 0 | 0 | 0 | 0 | 0 | 0 | 0
NSR WEPCO Settlement - NOX Rate Annual v3.1 | 600 | 7402 | Rate Constraint in lbs/MMBtu | FALSE | L | Annual | Allowances Withdrawn (1:1) | Thousand Tons | 0 | 0 | 0 | 0 | 0 | 0 | 0
NSR WEPCO Settlement - NOX Rate Annual v3.1 | 600 | 7402 | Rate Constraint in lbs/MMBtu | FALSE | L | Annual | Allowances Withdrawn (n:1) | Thousand Tons | 0 | 0 | 0 | 0 | 0 | 0 | 0
NSR WEPCO Settlement - NOX Rate Annual v3.1 | 600 | 7402 | Rate Constraint in lbs/MMBtu | FALSE | L | Annual | Net Emissions Allowance Position | Thousand Tons | 0.15221 | 0.20205 | 0.15221 | 0.14496 | 0 | 0 | 0
NSR WEPCO Settlement - NOX Rate Annual v3.1 | 600 | 7402 | Rate Constraint in lbs/MMBtu | FALSE | L | Annual | Fuel Consumed | TBtu | 4.1232 | 5.4734 | 4.1232 | 3.9268 | 0 | 0 | 0
NSR WEPCO Settlement - NOX Rate Annual v3.1 | 600 | 7402 | Rate Constraint in lbs/MMBtu | FALSE | L | Annual | Rate | lb/MMBtu | 0.073829 | 0.073829 | 0.073829 | 0.073829 | 0 | 0 | 0
NSR WEPCO Settlement - NOX Rate Annual v3.1 | 600 | 7402 | Rate Constraint in lbs/MMBtu | FALSE | L | Annual | Generation | TWh | 0.49462 | 0.65659 | 0.49462 | 0.47105 | 0 | 0 | 0
NSR WEPCO Settlement - NOX Rate Annual v3.1 | 600 | 7402 | Rate Constraint in lbs/MMBtu | FALSE | L | Annual | Qualifying Generation | TWh | 0.42807 | 0.56825 | 0.42807 | 0.40768 | 0 | 0 | 0
NSR WEPCO Settlement - NOX Rate Annual v3.1 | 600 | 7402 | Rate Constraint in lbs/MMBtu | FALSE | L | Annual | Rate | lb/MWh | 0.71112 | 0.71112 | 0.71112 | 0.71112 | 0 | 0 | 0
NSR WEPCO Settlement - NOX Rate Annual v3.1 | 600 | 7402 | Rate Constraint in lbs/MMBtu | FALSE | L | Annual | Constraint Shadow Price | US2019$/Ton | 0 | 0 | 0 | 0 | 0 | 0 | 0
NSR WEPCO Settlement - SO2 Cap Annual v3.1 | 601 | 7403 | Rate Constraint in MTons | FALSE | L | Annual | Seasons Included | Seasons | Winter, WintShld, Summer | Winter, WintShld, Summer | Winter, WintShld, Summer | Winter, WintShld, Summer | Winter, WintShld, Summer | Winter, WintShld, Summer | Winter, WintShld, Summer
NSR WEPCO Settlement - SO2 Cap Annual v3.1 | 601 | 7403 | Rate Constraint in MTons | FALSE | L | Annual | Standard SO2 | Thousand Tons | 33.3 | 33.3 | 33.3 | 33.3 | 33.3 | 33.3 | 33.3
NSR WEPCO Settlement - SO2 Cap Annual v3.1 | 601 | 7403 | Rate Constraint in MTons | FALSE | L | Annual | Emissions at Affected Plants SO2 | Thousand Tons | 0 | 0 | 0 | 0 | 0 | 0 | 0
NSR WEPCO Settlement - SO2 Cap Annual v3.1 | 601 | 7403 | Rate Constraint in MTons | FALSE | L | Annual | Allowances Purchased SO2 | Thousand Tons | 0 | 0 | 0 | 0 | 0 | 0 | 0
NSR WEPCO Settlement - SO2 Cap Annual v3.1 | 601 | 7403 | Rate Constraint in MTons | FALSE | L | Annual | Allowances Sold SO2 | Thousand Tons | 0 | 0 | 0 | 0 | 0 | 0 | 0
NSR WEPCO Settlement - SO2 Cap Annual v3.1 | 601 | 7403 | Rate Constraint in MTons | FALSE | L | Annual | Allowances Banked | Thousand Tons | 0 | 0 | 0 | 0 | 0 | 0 | 0
NSR WEPCO Settlement - SO2 Cap Annual v3.1 | 601 | 7403 | Rate Constraint in MTons | FALSE | L | Annual | Allowances Withdrawn (1:1) | Thousand Tons | 0 | 0 | 0 | 0 | 0 | 0 | 0
NSR WEPCO Settlement - SO2 Cap Annual v3.1 | 601 | 7403 | Rate Constraint in MTons | FALSE | L | Annual | Allowances Withdrawn (n:1) | Thousand Tons | 0 | 0 | 0 | 0 | 0 | 0 | 0
NSR WEPCO Settlement - SO2 Cap Annual v3.1 | 601 | 7403 | Rate Constraint in MTons | FALSE | L | Annual | Net Emissions Allowance Position | Thousand Tons | 0 | 0 | 0 | 0 | 0 | 0 | 0
NSR WEPCO Settlement - SO2 Cap Annual v3.1 | 601 | 7403 | Rate Constraint in MTons | FALSE | L | Annual | Fuel Consumed | TBtu | 4.7641 | 6.3243 | 4.7641 | 4.5372 | 0 | 0 | 0
NSR WEPCO Settlement - SO2 Cap Annual v3.1 | 601 | 7403 | Rate Constraint in MTons | FALSE | L | Annual | Rate | lb/MMBtu | 0 | 0 | 0 | 0 | 0 | 0 | 0
NSR WEPCO Settlement - SO2 Cap Annual v3.1 | 601 | 7403 | Rate Constraint in MTons | FALSE | L | Annual | Generation | TWh | 0.49462 | 0.65659 | 0.49462 | 0.47105 | 0 | 0 | 0
NSR WEPCO Settlement - SO2 Cap Annual v3.1 | 601 | 7403 | Rate Constraint in MTons | FALSE | L | Annual | Qualifying Generation | TWh | 0.49462 | 0.65659 | 0.49462 | 0.47105 | 0 | 0 | 0
NSR WEPCO Settlement - SO2 Cap Annual v3.1 | 601 | 7403 | Rate Constraint in MTons | FALSE | L | Annual | Rate | lb/MWh | 0 | 0 | 0 | 0 | 0 | 0 | 0
NSR WEPCO Settlement - SO2 Cap Annual v3.1 | 601 | 7403 | Rate Constraint in MTons | FALSE | L | Annual | Constraint Shadow Price | US2019$/Ton | 0 | 0 | 0 | 0 | 0 | 0 | 0
NSR WEPCO Settlement - SO2 Rate Annual v3.1 | 602 | 7404 | Rate Constraint in lbs/MMBtu | FALSE | L | Annual | Seasons Included | Seasons | Winter, WintShld, Summer | Winter, WintShld, Summer | Winter, WintShld, Summer | Winter, WintShld, Summer | Winter, WintShld, Summer | Winter, WintShld, Summer | Winter, WintShld, Summer
NSR WEPCO Settlement - SO2 Rate Annual v3.1 | 602 | 7404 | Rate Constraint in lbs/MMBtu | FALSE | L | Annual | Standard SO2 | lb/MMBtu | 0.32 | 0.32 | 0.32 | 0.32 | 0.32 | 0.32 | 0.32
NSR WEPCO Settlement - SO2 Rate Annual v3.1 | 602 | 7404 | Rate Constraint in lbs/MMBtu | FALSE | L | Annual | Emissions at Affected Plants SO2 | Thousand Tons | 0 | 0 | 0 | 0 | 0 | 0 | 0
NSR WEPCO Settlement - SO2 Rate Annual v3.1 | 602 | 7404 | Rate Constraint in lbs/MMBtu | FALSE | L | Annual | Allowances Purchased SO2 | Thousand Tons | 0 | 0 | 0 | 0 | 0 | 0 | 0
NSR WEPCO Settlement - SO2 Rate Annual v3.1 | 602 | 7404 | Rate Constraint in lbs/MMBtu | FALSE | L | Annual | Allowances Sold SO2 | Thousand Tons | 0 | 0 | 0 | 0 | 0 | 0 | 0
NSR WEPCO Settlement - SO2 Rate Annual v3.1 | 602 | 7404 | Rate Constraint in lbs/MMBtu | FALSE | L | Annual | Allowances Banked | Thousand Tons | 0 | 0 | 0 | 0 | 0 | 0 | 0
NSR WEPCO Settlement - SO2 Rate Annual v3.1 | 602 | 7404 | Rate Constraint in lbs/MMBtu | FALSE | L | Annual | Allowances Withdrawn (1:1) | Thousand Tons | 0 | 0 | 0 | 0 | 0 | 0 | 0
NSR WEPCO Settlement - SO2 Rate Annual v3.1 | 602 | 7404 | Rate Constraint in lbs/MMBtu | FALSE | L | Annual | Allowances Withdrawn (n:1) | Thousand Tons | 0 | 0 | 0 | 0 | 0 | 0 | 0
NSR WEPCO Settlement - SO2 Rate Annual v3.1 | 602 | 7404 | Rate Constraint in lbs/MMBtu | FALSE | L | Annual | Net Emissions Allowance Position | Thousand Tons | 0 | 0 | 0 | 0 | 0 | 0 | 0
NSR WEPCO Settlement - SO2 Rate Annual v3.1 | 602 | 7404 | Rate Constraint in lbs/MMBtu | FALSE | L | Annual | Fuel Consumed | TBtu | 4.1232 | 5.4734 | 4.1232 | 3.9268 | 0 | 0 | 0
NSR WEPCO Settlement - SO2 Rate Annual v3.1 | 602 | 7404 | Rate Constraint in lbs/MMBtu | FALSE | L | Annual | Rate | lb/MMBtu | 0 | 0 | 0 | 0 | 0 | 0 | 0
NSR WEPCO Settlement - SO2 Rate Annual v3.1 | 602 | 7404 | Rate Constraint in lbs/MMBtu | FALSE | L | Annual | Generation | TWh | 0.49462 | 0.65659 | 0.49462 | 0.47105 | 0 | 0 | 0
NSR WEPCO Settlement - SO2 Rate Annual v3.1 | 602 | 7404 | Rate Constraint in lbs/MMBtu | FALSE | L | Annual | Qualifying Generation | TWh | 0.42807 | 0.56825 | 0.42807 | 0.40768 | 0 | 0 | 0
NSR WEPCO Settlement - SO2 Rate Annual v3.1 | 602 | 7404 | Rate Constraint in lbs/MMBtu | FALSE | L | Annual | Rate | lb/MWh | 0 | 0 | 0 | 0 | 0 | 0 | 0
NSR WEPCO Settlement - SO2 Rate Annual v3.1 | 602 | 7404 | Rate Constraint in lbs/MMBtu | FALSE | L | Annual | Constraint Shadow Price | US2019$/Ton | 0 | 0 | 0 | 0 | 0 | 0 | 0
NSR Westar Consent - NOX Cap Annual v4.10 | 603 | 7405 | Rate Constraint in MTons | FALSE | L | Annual | Seasons Included | Seasons | Winter, WintShld, Summer | Winter, WintShld, Summer | Winter, WintShld, Summer | Winter, WintShld, Summer | Winter, WintShld, Summer | Winter, WintShld, Summer | Winter, WintShld, Summer
NSR Westar Consent - NOX Cap Annual v4.10 | 603 | 7405 | Rate Constraint in MTons | FALSE | L | Annual | Standard NOX | Thousand Tons | 9.6 | 9.6 | 9.6 | 9.6 | 9.6 | 9.6 | 9.6
NSR Westar Consent - NOX Cap Annual v4.10 | 603 | 7405 | Rate Constraint in MTons | FALSE | L | Annual | Emissions at Affected Plants NOX | Thousand Tons | 1.7824 | 0 | 0 | 0 | 0 | 0 | 0
NSR Westar Consent - NOX Cap Annual v4.10 | 603 | 7405 | Rate Constraint in MTons | FALSE | L | Annual | Allowances Purchased NOX | Thousand Tons | 0 | 0 | 0 | 0 | 0 | 0 | 0
NSR Westar Consent - NOX Cap Annual v4.10 | 603 | 7405 | Rate Constraint in MTons | FALSE | L | Annual | Allowances Sold NOX | Thousand Tons | 0 | 0 | 0 | 0 | 0 | 0 | 0
NSR Westar Consent - NOX Cap Annual v4.10 | 603 | 7405 | Rate Constraint in MTons | FALSE | L | Annual | Allowances Banked | Thousand Tons | 0 | 0 | 0 | 0 | 0 | 0 | 0
NSR Westar Consent - NOX Cap Annual v4.10 | 603 | 7405 | Rate Constraint in MTons | FALSE | L | Annual | Allowances Withdrawn (1:1) | Thousand Tons | 0 | 0 | 0 | 0 | 0 | 0 | 0
NSR Westar Consent - NOX Cap Annual v4.10 | 603 | 7405 | Rate Constraint in MTons | FALSE | L | Annual | Allowances Withdrawn (n:1) | Thousand Tons | 0 | 0 | 0 | 0 | 0 | 0 | 0
NSR Westar Consent - NOX Cap Annual v4.10 | 603 | 7405 | Rate Constraint in MTons | FALSE | L | Annual | Net Emissions Allowance Position | Thousand Tons | 1.7824 | 0 | 0 | 0 | 0 | 0 | 0
NSR Westar Consent - NOX Cap Annual v4.10 | 603 | 7405 | Rate Constraint in MTons | FALSE | L | Annual | Fuel Consumed | TBtu | 60.9408 | 0 | 0 | 0 | 0 | 0 | 0
NSR Westar Consent - NOX Cap Annual v4.10 | 603 | 7405 | Rate Constraint in MTons | FALSE | L | Annual | Rate | lb/MMBtu | 0.058495 | 0 | 0 | 0 | 0 | 0 | 0
NSR Westar Consent - NOX Cap Annual v4.10 | 603 | 7405 | Rate Constraint in MTons | FALSE | L | Annual | Generation | TWh | 5.5087 | 0 | 0 | 0 | 0 | 0 | 0
NSR Westar Consent - NOX Cap Annual v4.10 | 603 | 7405 | Rate Constraint in MTons | FALSE | L | Annual | Qualifying Generation | TWh | 5.5087 | 0 | 0 | 0 | 0 | 0 | 0
NSR Westar Consent - NOX Cap Annual v4.10 | 603 | 7405 | Rate Constraint in MTons | FALSE | L | Annual | Rate | lb/MWh | 0.6471 | 0 | 0 | 0 | 0 | 0 | 0
NSR Westar Consent - NOX Cap Annual v4.10 | 603 | 7405 | Rate Constraint in MTons | FALSE | L | Annual | Constraint Shadow Price | US2019$/Ton | 0 | 0 | 0 | 0 | 0 | 0 | 0
NSR Westar Consent - NOX Rate Annual v4.10, Unit 2589 and retrofits | 604 | 7406 | Rate Constraint in lbs/MMBtu | FALSE | L | Annual | Seasons Included | Seasons | Winter, WintShld, Summer | Winter, WintShld, Summer | Winter, WintShld, Summer | Winter, WintShld, Summer | Winter, WintShld, Summer | Winter, WintShld, Summer | Winter, WintShld, Summer
NSR Westar Consent - NOX Rate Annual v4.10, Unit 2589 and retrofits | 604 | 7406 | Rate Constraint in lbs/MMBtu | FALSE | L | Annual | Standard NOX | lb/MMBtu | 0.1 | 0.1 | 0.1 | 0.1 | 0.1 | 0.1 | 0.1
NSR Westar Consent - NOX Rate Annual v4.10, Unit 2589 and retrofits | 604 | 7406 | Rate Constraint in lbs/MMBtu | FALSE | L | Annual | Emissions at Affected Plants NOX | Thousand Tons | 0.84031 | 0 | 0 | 0 | 0 | 0 | 0
NSR Westar Consent - NOX Rate Annual v4.10, Unit 2589 and retrofits | 604 | 7406 | Rate Constraint in lbs/MMBtu | FALSE | L | Annual | Allowances Purchased NOX | Thousand Tons | 0 | 0 | 0 | 0 | 0 | 0 | 0
NSR Westar Consent - NOX Rate Annual v4.10, Unit 2589 and retrofits | 604 | 7406 | Rate Constraint in lbs/MMBtu | FALSE | L | Annual | Allowances Sold NOX | Thousand Tons | 0 | 0 | 0 | 0 | 0 | 0 | 0
NSR Westar Consent - NOX Rate Annual v4.10, Unit 2589 and retrofits | 604 | 7406 | Rate Constraint in lbs/MMBtu | FALSE | L | Annual | Allowances Banked | Thousand Tons | 0 | 0 | 0 | 0 | 0 | 0 | 0
NSR Westar Consent - NOX Rate Annual v4.10, Unit 2589 and retrofits | 604 | 7406 | Rate Constraint in lbs/MMBtu | FALSE | L | Annual | Allowances Withdrawn (1:1) | Thousand Tons | 0 | 0 | 0 | 0 | 0 | 0 | 0
NSR Westar Consent - NOX Rate Annual v4.10, Unit 2589 and retrofits | 604 | 7406 | Rate Constraint in lbs/MMBtu | FALSE | L | Annual | Allowances Withdrawn (n:1) | Thousand Tons | 0 | 0 | 0 | 0 | 0 | 0 | 0
NSR Westar Consent - NOX Rate Annual v4.10, Unit 2589 and retrofits | 604 | 7406 | Rate Constraint in lbs/MMBtu | FALSE | L | Annual | Net Emissions Allowance Position | Thousand Tons | 0.84031 | 0 | 0 | 0 | 0 | 0 | 0
NSR Westar Consent - NOX Rate Annual v4.10, Unit 2589 and retrofits | 604 | 7406 | Rate Constraint in lbs/MMBtu | FALSE | L | Annual | Fuel Consumed | TBtu | 42.0997 | 0 | 0 | 0 | 0 | 0 | 0
NSR Westar Consent - NOX Rate Annual v4.10, Unit 2589 and retrofits | 604 | 7406 | Rate Constraint in lbs/MMBtu | FALSE | L | Annual | Rate | lb/MMBtu | 0.03992 | 0 | 0 | 0 | 0 | 0 | 0
NSR Westar Consent - NOX Rate Annual v4.10, Unit 2589 and retrofits | 604 | 7406 | Rate Constraint in lbs/MMBtu | FALSE | L | Annual | Generation | TWh | 3.8307 | 0 | 0 | 0 | 0 | 0 | 0
NSR Westar Consent - NOX Rate Annual v4.10, Unit 2589 and retrofits | 604 | 7406 | Rate Constraint in lbs/MMBtu | FALSE | L | Annual | Qualifying Generation | TWh | 3.8307 | 0 | 0 | 0 | 0 | 0 | 0
NSR Westar Consent - NOX Rate Annual v4.10, Unit 2589 and retrofits | 604 | 7406 | Rate Constraint in lbs/MMBtu | FALSE | L | Annual | Rate | lb/MWh | 0.43872 | 0 | 0 | 0 | 0 | 0 | 0
NSR Westar Consent - NOX Rate Annual v4.10, Unit 2589 and retrofits | 604 | 7406 | Rate Constraint in lbs/MMBtu | FALSE | L | Annual | Constraint Shadow Price | US2019$/Ton | 0 | 0 | 0 | 0 | 0 | 0 | 0
NSR Westar Consent - NOX Rate Annual v4.10, Unit 2604 and retrofits | 605 | 7406 | Rate Constraint in lbs/MMBtu | FALSE | L | Annual | Seasons Included | Seasons | Winter, WintShld, Summer | Winter, WintShld, Summer | Winter, WintShld, Summer | Winter, WintShld, Summer | Winter, WintShld, Summer | Winter, WintShld, Summer | Winter, WintShld, Summer
NSR Westar Consent - NOX Rate Annual v4.10, Unit 2604 and retrofits | 605 | 7406 | Rate Constraint in lbs/MMBtu | FALSE | L | Annual | Standard NOX | lb/MMBtu | 0.1 | 0.1 | 0.1 | 0.1 | 0.1 | 0.1 | 0.1
NSR Westar Consent - NOX Rate Annual v4.10, Unit 2604 and retrofits | 605 | 7406 | Rate Constraint in lbs/MMBtu | FALSE | L | Annual | Emissions at Affected Plants NOX | Thousand Tons | 0.49773 | 0 | 0 | 0 | 0 | 0 | 0
NSR Westar Consent - NOX Rate Annual v4.10, Unit 2604 and retrofits | 605 | 7406 | Rate Constraint in lbs/MMBtu | FALSE | L | Annual | Allowances Purchased NOX | Thousand Tons | 0 | 0 | 0 | 0 | 0 | 0 | 0
NSR Westar Consent - NOX Rate Annual v4.10, Unit 2604 and retrofits | 605 | 7406 | Rate Constraint in lbs/MMBtu | FALSE | L | Annual | Allowances Sold NOX | Thousand Tons | 0 | 0 | 0 | 0 | 0 | 0 | 0
NSR Westar Consent - NOX Rate Annual v4.10, Unit 2604 and retrofits | 605 | 7406 | Rate Constraint in lbs/MMBtu | FALSE | L | Annual | Allowances Banked | Thousand Tons | 0 | 0 | 0 | 0 | 0 | 0 | 0
NSR Westar Consent - NOX Rate Annual v4.10, Unit 2604 and retrofits | 605 | 7406 | Rate Constraint in lbs/MMBtu | FALSE | L | Annual | Allowances Withdrawn (1:1) | Thousand Tons | 0 | 0 | 0 | 0 | 0 | 0 | 0
NSR Westar Consent - NOX Rate Annual v4.10, Unit 2604 and retrofits | 605 | 7406 | Rate Constraint in lbs/MMBtu | FALSE | L | Annual | Allowances Withdrawn (n:1) | Thousand Tons | 0 | 0 | 0 | 0 | 0 | 0 | 0
NSR Westar Consent - NOX Rate Annual v4.10, Unit 2604 and retrofits | 605 | 7406 | Rate Constraint in lbs/MMBtu | FALSE | L | Annual | Net Emissions Allowance Position | Thousand Tons | 0.49773 | 0 | 0 | 0 | 0 | 0 | 0
NSR Westar Consent - NOX Rate Annual v4.10, Unit 2604 and retrofits | 605 | 7406 | Rate Constraint in lbs/MMBtu | FALSE | L | Annual | Fuel Consumed | TBtu | 9.9546 | 0 | 0 | 0 | 0 | 0 | 0
NSR Westar Consent - NOX Rate Annual v4.10, Unit 2604 and retrofits | 605 | 7406 | Rate Constraint in lbs/MMBtu | FALSE | L | Annual | Rate | lb/MMBtu | 0.1 | 0 | 0 | 0 | 0 | 0 | 0
NSR Westar Consent - NOX Rate Annual v4.10, Unit 2604 and retrofits | 605 | 7406 | Rate Constraint in lbs/MMBtu | FALSE | L | Annual | Generation | TWh | 0.88867 | 0 | 0 | 0 | 0 | 0 | 0
NSR Westar Consent - NOX Rate Annual v4.10, Unit 2604 and retrofits | 605 | 7406 | Rate Constraint in lbs/MMBtu | FALSE | L | Annual | Qualifying Generation | TWh | 0.88867 | 0 | 0 | 0 | 0 | 0 | 0
NSR Westar Consent - NOX Rate Annual v4.10, Unit 2604 and retrofits | 605 | 7406 | Rate Constraint in lbs/MMBtu | FALSE | L | Annual | Rate | lb/MWh | 1.1202 | 0 | 0 | 0 | 0 | 0 | 0
NSR Westar Consent - NOX Rate Annual v4.10, Unit 2604 and retrofits | 605 | 7406 | Rate Constraint in lbs/MMBtu | FALSE | L | Annual | Constraint Shadow Price | US2019$/Ton | 188403.371 | 0 | 0 | 0 | 0 | 0 | 0
NSR Westar Consent - NOX Rate Annual v4.10, Unit 2605 and retrofits | 606 | 7406 | Rate Constraint in lbs/MMBtu | FALSE | L | Annual | Seasons Included | Seasons | Winter, WintShld, Summer | Winter, WintShld, Summer | Winter, WintShld, Summer | Winter, WintShld, Summer | Winter, WintShld, Summer | Winter, WintShld, Summer | Winter, WintShld, Summer
NSR Westar Consent - NOX Rate Annual v4.10, Unit 2605 and retrofits | 606 | 7406 | Rate Constraint in lbs/MMBtu | FALSE | L | Annual | Standard NOX | lb/MMBtu | 0.1 | 0.1 | 0.1 | 0.1 | 0.1 | 0.1 | 0.1
NSR Westar Consent - NOX Rate Annual v4.10, Unit 2605 and retrofits | 606 | 7406 | Rate Constraint in lbs/MMBtu | FALSE | L | Annual | Emissions at Affected Plants NOX | Thousand Tons | 0.44432 | 0 | 0 | 0 | 0 | 0 | 0
NSR Westar Consent - NOX Rate Annual v4.10, Unit 2605 and retrofits | 606 | 7406 | Rate Constraint in lbs/MMBtu | FALSE | L | Annual | Allowances Purchased NOX | Thousand Tons | 0 | 0 | 0 | 0 | 0 | 0 | 0
NSR Westar Consent - NOX Rate Annual v4.10, Unit 2605 and retrofits | 606 | 7406 | Rate Constraint in lbs/MMBtu | FALSE | L | Annual | Allowances Sold NOX | Thousand Tons | 0 | 0 | 0 | 0 | 0 | 0 | 0
NSR Westar Consent - NOX Rate Annual v4.10, Unit 2605 and retrofits | 606 | 7406 | Rate Constraint in lbs/MMBtu | FALSE | L | Annual | Allowances Banked | Thousand Tons | 0 | 0 | 0 | 0 | 0 | 0 | 0
NSR Westar Consent - NOX Rate Annual v4.10, Unit 2605 and retrofits | 606 | 7406 | Rate Constraint in lbs/MMBtu | FALSE | L | Annual | Allowances Withdrawn (1:1) | Thousand Tons | 0 | 0 | 0 | 0 | 0 | 0 | 0
NSR Westar Consent - NOX Rate Annual v4.10, Unit 2605 and retrofits | 606 | 7406 | Rate Constraint in lbs/MMBtu | FALSE | L | Annual | Allowances Withdrawn (n:1) | Thousand Tons | 0 | 0 | 0 | 0 | 0 | 0 | 0
NSR Westar Consent - NOX Rate Annual v4.10, Unit 2605 and retrofits | 606 | 7406 | Rate Constraint in lbs/MMBtu | FALSE | L | Annual | Net Emissions Allowance Position | Thousand Tons | 0.44432 | 0 | 0 | 0 | 0 | 0 | 0
NSR Westar Consent - NOX Rate Annual v4.10, Unit 2605 and retrofits | 606 | 7406 | Rate Constraint in lbs/MMBtu | FALSE | L | Annual | Fuel Consumed | TBtu | 8.8865 | 0 | 0 | 0 | 0 | 0 | 0
NSR Westar Consent - NOX Rate Annual v4.10, Unit 2605 and retrofits | 606 | 7406 | Rate Constraint in lbs/MMBtu | FALSE | L | Annual | Rate | lb/MMBtu | 0.1 | 0 | 0 | 0 | 0 | 0 | 0
NSR Westar Consent - NOX Rate Annual v4.10, Unit 2605 and retrofits | 606 | 7406 | Rate Constraint in lbs/MMBtu | FALSE | L | Annual | Generation | TWh | 0.78935 | 0 | 0 | 0 | 0 | 0 | 0
NSR Westar Consent - NOX Rate Annual v4.10, Unit 2605 and retrofits | 606 | 7406 | Rate Constraint in lbs/MMBtu | FALSE | L | Annual | Qualifying Generation | TWh | 0.78935 | 0 | 0 | 0 | 0 | 0 | 0
NSR Westar Consent - NOX Rate Annual v4.10, Unit 2605 and retrofits | 606 | 7406 | Rate Constraint in lbs/MMBtu | FALSE | L | Annual | Rate | lb/MWh | 1.1258 | 0 | 0 | 0 | 0 | 0 | 0
NSR Westar Consent - NOX Rate Annual v4.10, Unit 2605 and retrofits | 606 | 7406 | Rate Constraint in lbs/MMBtu | FALSE | L | Annual | Constraint Shadow Price | US2019$/Ton | 212205.221 | 90.4006 | 0 | 0 | 0 | 0 | 0
NSR Westar Consent - SO2 Cap Annual v4.10 | 607 | 7407 | Rate Constraint in MTons | FALSE | L | Annual | Seasons Included | Seasons | Winter, WintShld, Summer | Winter, WintShld, Summer | Winter, WintShld, Summer | Winter, WintShld, Summer | Winter, WintShld, Summer | Winter, WintShld, Summer | Winter, WintShld, Summer
NSR Westar Consent - SO2 Cap Annual v4.10 | 607 | 7407 | Rate Constraint in MTons | FALSE | L | Annual | Standard SO2 | Thousand Tons | 6.6 | 6.6 | 6.6 | 6.6 | 6.6 | 6.6 | 6.6
NSR Westar Consent - SO2 Cap Annual v4.10 | 607 | 7407 | Rate Constraint in MTons | FALSE | L | Annual | Emissions at Affected Plants SO2 | Thousand Tons | 0.69686 | 0 | 0 | 0 | 0 | 0 | 0
NSR Westar Consent - SO2 Cap Annual v4.10 | 607 | 7407 | Rate Constraint in MTons | FALSE | L | Annual | Allowances Purchased SO2 | Thousand Tons | 0 | 0 | 0 | 0 | 0 | 0 | 0
NSR Westar Consent - SO2 Cap Annual v4.10 | 607 | 7407 | Rate Constraint in MTons | FALSE | L | Annual | Allowances Sold SO2 | Thousand Tons | 0 | 0 | 0 | 0 | 0 | 0 | 0
NSR Westar Consent - SO2 Cap Annual v4.10 | 607 | 7407 | Rate Constraint in MTons | FALSE | L | Annual | Allowances Banked | Thousand Tons | 0 | 0 | 0 | 0 | 0 | 0 | 0
NSR Westar Consent - SO2 Cap Annual v4.10 | 607 | 7407 | Rate Constraint in MTons | FALSE | L | Annual | Allowances Withdrawn (1:1) | Thousand Tons | 0 | 0 | 0 | 0 | 0 | 0 | 0
NSR Westar Consent - SO2 Cap Annual v4.10 | 607 | 7407 | Rate Constraint in MTons | FALSE | L | Annual | Allowances Withdrawn (n:1) | Thousand Tons | 0 | 0 | 0 | 0 | 0 | 0 | 0
NSR Westar Consent - SO2 Cap Annual v4.10 | 607 | 7407 | Rate Constraint in MTons | FALSE | L | Annual | Net Emissions Allowance Position | Thousand Tons | 0.69686 | 0 | 0 | 0 | 0 | 0 | 0
NSR Westar Consent - SO2 Cap Annual v4.10 | 607 | 7407 | Rate Constraint in MTons | FALSE | L | Annual | Fuel Consumed | TBtu | 60.9408 | 0 | 0 | 0 | 0 | 0 | 0
NSR Westar Consent - SO2 Cap Annual v4.10 | 607 | 7407 | Rate Constraint in MTons | FALSE | L | Annual | Rate | lb/MMBtu | 0.02287 | 0 | 0 | 0 | 0 | 0 | 0
NSR Westar Consent - SO2 Cap Annual v4.10 | 607 | 7407 | Rate Constraint in MTons | FALSE | L | Annual | Generation | TWh | 5.5087 | 0 | 0 | 0 | 0 | 0 | 0
NSR Westar Consent - SO2 Cap Annual v4.10 | 607 | 7407 | Rate Constraint in MTons | FALSE | L | Annual | Qualifying Generation | TWh | 5.5087 | 0 | 0 | 0 | 0 | 0 | 0
NSR Westar Consent - SO2 Cap Annual v4.10 | 607 | 7407 | Rate Constraint in MTons | FALSE | L | Annual | Rate | lb/MWh | 0.253 | 0 | 0 | 0 | 0 | 0 | 0
NSR Westar Consent - SO2 Cap Annual v4.10 | 607 | 7407 | Rate Constraint in MTons | FALSE | L | Annual | Constraint Shadow Price | US2019$/Ton | 0 | 0 | 0 | 0 | 0 | 0 | 0
NSR Westar Consent - SO2 Rate Annual v4.10 | 608 | 7408 | MACT Fuel Choice Floor in lbs/MMBtu | FALSE | L | Annual | Seasons Included | Seasons | Winter, WintShld, Summer | Winter, WintShld, Summer | Winter, WintShld, Summer | Winter, WintShld, Summer | Winter, WintShld, Summer | Winter, WintShld, Summer | Winter, WintShld, Summer
NSR Westar Consent - SO2 Rate Annual v4.10 | 608 | 7408 | MACT Fuel Choice Floor in lbs/MMBtu | FALSE | L | Annual | Emission Floor | lb/MMBtu | 0.07 | 0.07 | 0.07 | 0.07 | 0.07 | 0.07 | 0.07
NSR Westar Consent - SO2 Rate Annual v4.10 | 608 | 7408 | MACT Fuel Choice Floor in lbs/MMBtu | FALSE | L | Annual | Emissions at Affected Plants SO2 | Thousand Tons | 0.69686 | 0 | 0 | 0 | 0 | 0 | 0
NSR Westar Consent - SO2 Rate Annual v4.10 | 608 | 7408 | MACT Fuel Choice Floor in lbs/MMBtu | FALSE | L | Annual | Allowances Purchased SO2 | Thousand Tons | 0 | 0 | 0 | 0 | 0 | 0 | 0
NSR Westar Consent - SO2 Rate Annual v4.10 | 608 | 7408 | MACT Fuel Choice Floor in lbs/MMBtu | FALSE | L | Annual | Allowances Sold SO2 | Thousand Tons | 0 | 0 | 0 | 0 | 0 | 0 | 0
NSR Westar Consent - SO2 Rate Annual v4.10 | 608 | 7408 | MACT Fuel Choice Floor in lbs/MMBtu | FALSE | L | Annual | Allowances Banked | Thousand Tons | 0 | 0 | 0 | 0 | 0 | 0 | 0
NSR Westar Consent - SO2 Rate Annual v4.10 | 608 | 7408 | MACT Fuel Choice Floor in lbs/MMBtu | FALSE | L | Annual | Allowances Withdrawn (1:1) | Thousand Tons | 0 | 0 | 0 | 0 | 0 | 0 | 0
NSR Westar Consent - SO2 Rate Annual v4.10 | 608 | 7408 | MACT Fuel Choice Floor in lbs/MMBtu | FALSE | L | Annual | Allowances Withdrawn (n:1) | Thousand Tons | 0 | 0 | 0 | 0 | 0 | 0 | 0
NSR Westar Consent - SO2 Rate Annual v4.10 | 608 | 7408 | MACT Fuel Choice Floor in lbs/MMBtu | FALSE | L | Annual | Net Emissions Allowance Position | Thousand Tons | 0.69686 | 0 | 0 | 0 | 0 | 0 | 0
NSR Westar Consent - SO2 Rate Annual v4.10 | 608 | 7408 | MACT Fuel Choice Floor in lbs/MMBtu | FALSE | L | Annual | Fuel Consumed | TBtu | 60.9408 | 0 | 0 | 0 | 0 | 0 | 0
NSR Westar Consent - SO2 Rate Annual v4.10 | 608 | 7408 | MACT Fuel Choice Floor in lbs/MMBtu | FALSE | L | Annual | Rate | lb/MMBtu | 0.02287 | 0 | 0 | 0 | 0 | 0 | 0
NSR Westar Consent - SO2 Rate Annual v4.10 | 608 | 7408 | MACT Fuel Choice Floor in lbs/MMBtu | FALSE | L | Annual | Generation | TWh | 5.5087 | 0 | 0 | 0 | 0 | 0 | 0
NSR Westar Consent - SO2 Rate Annual v4.10 | 608 | 7408 | MACT Fuel Choice Floor in lbs/MMBtu | FALSE | L | Annual | Qualifying Generation | TWh | 5.5087 | 0 | 0 | 0 | 0 | 0 | 0
NSR Westar Consent - SO2 Rate Annual v4.10 | 608 | 7408 | MACT Fuel Choice Floor in lbs/MMBtu | FALSE | L | Annual | Constraint Shadow Price | US2019$/Ton | 0 | 0 | 0 | 0 | 0 | 0 | 0
NSR Winyah 1 - NOX Rate Annual v3.1, Unit 3836 and retrofits | 609 | 7433 | Rate Constraint in lbs/MMBtu | FALSE | L | Annual | Seasons Included | Seasons | Winter, WintShld, Summer | Winter, WintShld, Summer | Winter, WintShld, Summer | Winter, WintShld, Summer | Winter, WintShld, Summer | Winter, WintShld, Summer | Winter, WintShld, Summer
NSR Winyah 1 - NOX Rate Annual v3.1, Unit 3836 and retrofits | 609 | 7433 | Rate Constraint in lbs/MMBtu | FALSE | L | Annual | Standard NOX | lb/MMBtu | 0.1 | 0.1 | 0.1 | 0.1 | 0.1 | 0.1 | 0.1
NSR Winyah 1 - NOX Rate Annual v3.1, Unit 3836 and retrofits | 609 | 7433 | Rate Constraint in lbs/MMBtu | FALSE | L | Annual | Emissions at Affected Plants NOX | Thousand Tons | 0.19097 | 0 | 0 | 0 | 0 | 0 | 0
NSR Winyah 1 - NOX Rate Annual v3.1, Unit 3836 and retrofits | 609 | 7433 | Rate Constraint in lbs/MMBtu | FALSE | L | Annual | Allowances Purchased NOX | Thousand Tons | 0 | 0 | 0 | 0 | 0 | 0 | 0
NSR Winyah 1 - NOX Rate Annual v3.1, Unit 3836 and retrofits | 609 | 7433 | Rate Constraint in lbs/MMBtu | FALSE | L | Annual | Allowances Sold NOX | Thousand Tons | 0 | 0 | 0 | 0 | 0 | 0 | 0
NSR Winyah 1 - NOX Rate Annual v3.1, Unit 3836 and retrofits | 609 | 7433 | Rate Constraint in lbs/MMBtu | FALSE | L | Annual | Allowances Banked | Thousand Tons | 0 | 0 | 0 | 0 | 0 | 0 | 0
NSR Winyah 1 - NOX Rate Annual v3.1, Unit 3836 and retrofits | 609 | 7433 | Rate Constraint in lbs/MMBtu | FALSE | L | Annual | Allowances Withdrawn (1:1) | Thousand Tons | 0 | 0 | 0 | 0 | 0 | 0 | 0
NSR Winyah 1 - NOX Rate Annual v3.1, Unit 3836 and retrofits | 609 | 7433 | Rate Constraint in lbs/MMBtu | FALSE | L | Annual | Allowances Withdrawn (n:1) | Thousand Tons | 0 | 0 | 0 | 0 | 0 | 0 | 0
NSR Winyah 1 - NOX Rate Annual v3.1, Unit 3836 and retrofits | 609 | 7433 | Rate Constraint in lbs/MMBtu | FALSE | L | Annual | Net Emissions Allowance Position | Thousand Tons | 0.19097 | 0 | 0 | 0 | 0 | 0 | 0
NSR Winyah 1 - NOX Rate Annual v3.1, Unit 3836 and retrofits | 609 | 7433 | Rate Constraint in lbs/MMBtu | FALSE | L | Annual | Fuel Consumed | TBtu | 4.7318 | 0 | 0 | 0 | 0 | 0 | 0
NSR Winyah 1 - NOX Rate Annual v3.1, Unit 3836 and retrofits | 609 | 7433 | Rate Constraint in lbs/MMBtu | FALSE | L | Annual | Rate | lb/MMBtu | 0.08072 | 0 | 0 | 0 | 0 | 0 | 0
NSR Winyah 1 - NOX Rate Annual v3.1, Unit 3836 and retrofits | 609 | 7433 | Rate Constraint in lbs/MMBtu | FALSE | L | Annual | Generation | TWh | 0.44013 | 0 | 0 | 0 | 0 | 0 | 0
NSR Winyah 1 - NOX Rate Annual v3.1, Unit 3836 and retrofits | 609 | 7433 | Rate Constraint in lbs/MMBtu | FALSE | L | Annual | Qualifying Generation | TWh | 0.44013 | 0 | 0 | 0 | 0 | 0 | 0
NSR Winyah 1 - NOX Rate Annual v3.1, Unit 3836 and retrofits | 609 | 7433 | Rate Constraint in lbs/MMBtu | FALSE | L | Annual | Rate | lb/MWh | 0.86782 | 0 | 0 | 0 | 0 | 0 | 0
NSR Winyah 1 - NOX Rate Annual v3.1, Unit 3836 and retrofits | 609 | 7433 | Rate Constraint in lbs/MMBtu | FALSE | L | Annual | Constraint Shadow Price | US2019$/Ton | 0 | 0 | 0 | 0 | 0 | 0 | 0
NSR Winyah 2-4 - NOX Rate Annual v3.1, Unit 3833 and retrofits | 610 | 7434 | Rate Constraint in lbs/MMBtu | FALSE | L | Annual | Seasons Included | Seasons | Winter, WintShld, Summer | Winter, WintShld, Summer | Winter, WintShld, Summer | Winter, WintShld, Summer | Winter, WintShld, Summer | Winter, WintShld, Summer | Winter, WintShld, Summer
NSR Winyah 2-4 - NOX Rate Annual v3.1, Unit 3833 and retrofits | 610 | 7434 | Rate Constraint in lbs/MMBtu | FALSE | L | Annual | Standard NOX | lb/MMBtu | 0.12 | 0.12 | 0.12 | 0.12 | 0.12 | 0.12 | 0.12
NSR Winyah 2-4 - NOX Rate Annual v3.1, Unit 3833 and retrofits | 610 | 7434 | Rate Constraint in lbs/MMBtu | FALSE | L | Annual | Emissions at Affected Plants NOX | Thousand Tons | 0.20807 | 0 | 0 | 0 | 0 | 0 | 0
NSR Winyah 2-4 - NOX Rate Annual v3.1, Unit 3833 and retrofits | 610 | 7434 | Rate Constraint in lbs/MMBtu | FALSE | L | Annual | Allowances Purchased NOX | Thousand Tons | 0 | 0 | 0 | 0 | 0 | 0 | 0
NSR Winyah 2-4 - NOX Rate Annual v3.1, Unit 3833 and retrofits | 610 | 7434 | Rate Constraint in lbs/MMBtu | FALSE | L | Annual | Allowances Sold NOX | Thousand Tons | 0 | 0 | 0 | 0 | 0 | 0 | 0
NSR Winyah 2-4 - NOX Rate Annual v3.1, Unit 3833 and retrofits | 610 | 7434 | Rate Constraint in lbs/MMBtu | FALSE | L | Annual | Allowances Banked | Thousand Tons | 0 | 0 | 0 | 0 | 0 | 0 | 0
NSR Winyah 2-4 - NOX Rate Annual v3.1, Unit 3833 and retrofits | 610 | 7434 | Rate Constraint in lbs/MMBtu | FALSE | L | Annual | Allowances Withdrawn (1:1) | Thousand Tons | 0 | 0 | 0 | 0 | 0 | 0 | 0
NSR Winyah 2-4 - NOX Rate Annual v3.1, Unit 3833 and retrofits | 610 | 7434 | Rate Constraint in lbs/MMBtu | FALSE | L | Annual | Allowances Withdrawn (n:1) | Thousand Tons | 0 | 0 | 0 | 0 | 0 | 0 | 0
NSR Winyah 2-4 - NOX Rate Annual v3.1, Unit 3833 and retrofits | 610 | 7434 | Rate Constraint in lbs/MMBtu | FALSE | L | Annual | Net Emissions Allowance Position | Thousand Tons | 0.20807 | 0 | 0 | 0 | 0 | 0 | 0
NSR Winyah 2-4 - NOX Rate Annual v3.1, Unit 3833 and retrofits | 610 | 7434 | Rate Constraint in lbs/MMBtu | FALSE | L | Annual | Fuel Consumed | TBtu | 4.9189 | 0 | 0 | 0 | 0 | 0 | 0
NSR Winyah 2-4 - NOX Rate Annual v3.1, Unit 3833 and retrofits | 610 | 7434 | Rate Constraint in lbs/MMBtu | FALSE | L | Annual | Rate | lb/MMBtu | 0.0846 | 0 | 0 | 0 | 0 | 0 | 0
NSR Winyah 2-4 - NOX Rate Annual v3.1, Unit 3833 and retrofits | 610 | 7434 | Rate Constraint in lbs/MMBtu | FALSE | L | Annual | Generation | TWh | 0.45613 | 0 | 0 | 0 | 0 | 0 | 0
NSR Winyah 2-4 - NOX Rate Annual v3.1, Unit 3833 and retrofits | 610 | 7434 | Rate Constraint in lbs/MMBtu | FALSE | L | Annual | Qualifying Generation | TWh | 0.45613 | 0 | 0 | 0 | 0 | 0 | 0
NSR Winyah 2-4 - NOX Rate Annual v3.1, Unit 3833 and retrofits | 610 | 7434 | Rate Constraint in lbs/MMBtu | FALSE | L | Annual | Rate | lb/MWh | 0.91233 | 0 | 0 | 0 | 0 | 0 | 0
NSR Winyah 2-4 - NOX Rate Annual v3.1, Unit 3833 and retrofits | 610 | 7434 | Rate Constraint in lbs/MMBtu | FALSE | L | Annual | Constraint Shadow Price | US2019$/Ton | 0 | 0 | 0 | 0 | 0 | 0 | 0
NSR Winyah 2-4 - NOX Rate Annual v3.1, Unit 3834 and retrofits | 611 | 7434 | Rate Constraint in lbs/MMBtu | FALSE | L | Annual | Seasons Included | Seasons | Winter, WintShld, Summer | Winter, WintShld, Summer | Winter, WintShld, Summer | Winter, WintShld, Summer | Winter, WintShld, Summer | Winter, WintShld, Summer | Winter, WintShld, Summer
NSR Winyah 2-4 - NOX Rate Annual v3.1, Unit 3834 and retrofits | 611 | 7434 | Rate Constraint in lbs/MMBtu | FALSE | L | Annual | Standard NOX | lb/MMBtu | 0.12 | 0.12 | 0.12 | 0.12 | 0.12 | 0.12 | 0.12
NSR Winyah 2-4 - NOX Rate Annual v3.1, Unit 3834 and retrofits | 611 | 7434 | Rate Constraint in lbs/MMBtu | FALSE | L | Annual | Emissions at Affected Plants NOX | Thousand Tons | 0.24761 | 0 | 0 | 0 | 0 | 0 | 0
NSR Winyah 2-4 - NOX Rate Annual v3.1, Unit 3834 and retrofits | 611 | 7434 | Rate Constraint in lbs/MMBtu | FALSE | L | Annual | Allowances Purchased NOX | Thousand Tons | 0 | 0 | 0 | 0 | 0 | 0 | 0
NSR Winyah 2-4 - NOX Rate Annual v3.1, Unit 3834 and retrofits | 611 | 7434 | Rate Constraint in lbs/MMBtu | FALSE | L | Annual | Allowances Sold NOX | Thousand Tons | 0 | 0 | 0 | 0 | 0 | 0 | 0
NSR Winyah 2-4 - NOX Rate Annual v3.1, Unit 3834 and retrofits | 611 | 7434 | Rate Constraint in lbs/MMBtu | FALSE | L | Annual | Allowances Banked | Thousand Tons | 0 | 0 | 0 | 0 | 0 | 0 | 0
NSR Winyah 2-4 - NOX Rate Annual v3.1, Unit 3834 and retrofits | 611 | 7434 | Rate Constraint in lbs/MMBtu | FALSE | L | Annual | Allowances Withdrawn (1:1) | Thousand Tons | 0 | 0 | 0 | 0 | 0 | 0 | 0
NSR Winyah 2-4 - NOX Rate Annual v3.1, Unit 3834 and retrofits | 611 | 7434 | Rate Constraint in lbs/MMBtu | FALSE | L | Annual | Allowances Withdrawn (n:1) | Thousand Tons | 0 | 0 | 0 | 0 | 0 | 0 | 0
NSR Winyah 2-4 - NOX Rate Annual v3.1, Unit 3834 and retrofits | 611 | 7434 | Rate Constraint in lbs/MMBtu | FALSE | L | Annual | Net Emissions Allowance Position | Thousand Tons | 0.24761 | 0 | 0 | 0 | 0 | 0 | 0
NSR Winyah 2-4 - NOX Rate Annual v3.1, Unit 3834 and retrofits | 611 | 7434 | Rate Constraint in lbs/MMBtu | FALSE | L | Annual | Fuel Consumed | TBtu | 4.9276 | 0 | 0 | 0 | 0 | 0 | 0
NSR Winyah 2-4 - NOX Rate Annual v3.1, Unit 3834 and retrofits | 611 | 7434 | Rate Constraint in lbs/MMBtu | FALSE | L | Annual | Rate | lb/MMBtu | 0.1005 | 0 | 0 | 0 | 0 | 0 | 0
NSR Winyah 2-4 - NOX Rate Annual v3.1, Unit 3834 and retrofits | 611 | 7434 | Rate Constraint in lbs/MMBtu | FALSE | L | Annual | Generation | TWh | 0.45613 | 0 | 0 | 0 | 0 | 0 | 0
NSR Winyah 2-4 - NOX Rate Annual v3.1, Unit 3834 and retrofits | 611 | 7434 | Rate Constraint in lbs/MMBtu | FALSE | L | Annual | Qualifying Generation | TWh | 0.45613 | 0 | 0 | 0 | 0 | 0 | 0
NSR Winyah 2-4 - NOX Rate Annual v3.1, Unit 3834 and retrofits | 611 | 7434 | Rate Constraint in lbs/MMBtu | FALSE | L | Annual | Rate | lb/MWh | 1.0857 | 0 | 0 | 0 | 0 | 0 | 0
NSR Winyah 2-4 - NOX Rate Annual v3.1, Unit 3834 and retrofits | 611 | 7434 | Rate Constraint in lbs/MMBtu | FALSE | L | Annual | Constraint Shadow Price | US2019$/Ton | 0 | 0 | 0 | 0 | 0 | 0 | 0
NSR Winyah 2-4 - NOX Rate Annual v3.1, Unit 3835 and retrofits | 612 | 7434 | Rate Constraint in lbs/MMBtu | FALSE | L | Annual | Seasons Included | Seasons | Winter, WintShld, Summer | Winter, WintShld, Summer | Winter, WintShld, Summer | Winter, WintShld, Summer | Winter, WintShld, Summer | Winter, WintShld, Summer | Winter, WintShld, Summer
NSR Winyah 2-4 - NOX Rate Annual v3.1, Unit 3835 and retrofits | 612 | 7434 | Rate Constraint in lbs/MMBtu | FALSE | L | Annual | Standard NOX | lb/MMBtu | 0.12 | 0.12 | 0.12 | 0.12 | 0.12 | 0.12 | 0.12
NSR Winyah 2-4 - NOX Rate Annual v3.1, Unit 3835 and retrofits | 612 | 7434 | Rate Constraint in lbs/MMBtu | FALSE | L | Annual | Emissions at Affected Plants NOX | Thousand Tons | 0.21327 | 0 | 0 | 0 | 0 | 0 | 0
NSR Winyah 2-4 - NOX Rate Annual v3.1, Unit 3835 and retrofits | 612 | 7434 | Rate Constraint in lbs/MMBtu | FALSE | L | Annual | Allowances Purchased NOX | Thousand Tons | 0 | 0 | 0 | 0 | 0 | 0 | 0
NSR Winyah 2-4 - NOX Rate Annual v3.1, Unit 3835 and retrofits | 612 | 7434 | Rate Constraint in lbs/MMBtu | FALSE | L | Annual | Allowances Sold NOX | Thousand Tons | 0 | 0 | 0 | 0 | 0 | 0 | 0
NSR Winyah 2-4 - NOX Rate Annual v3.1, Unit 3835 and retrofits | 612 | 7434 | Rate Constraint in lbs/MMBtu | FALSE | L | Annual | Allowances Banked | Thousand Tons | 0 | 0 | 0 | 0 | 0 | 0 | 0
NSR Winyah 2-4 - NOX Rate Annual v3.1, Unit 3835 and retrofits | 612 | 7434 | Rate Constraint in lbs/MMBtu | FALSE | L | Annual | Allowances Withdrawn (1:1) | Thousand Tons | 0 | 0 | 0 | 0 | 0 | 0 | 0
NSR Winyah 2-4 - NOX Rate Annual v3.1, Unit 3835 and retrofits | 612 | 7434 | Rate Constraint in lbs/MMBtu | FALSE | L | Annual | Allowances Withdrawn (n:1) | Thousand Tons | 0 | 0 | 0 | 0 | 0 | 0 | 0
NSR Winyah 2-4 - NOX Rate Annual v3.1, Unit 3835 and retrofits | 612 | 7434 | Rate Constraint in lbs/MMBtu | FALSE | L | Annual | Net Emissions Allowance Position | Thousand Tons | 0.21327 | 0 | 0 | 0 | 0 | 0 | 0
NSR Winyah 2-4 - NOX Rate Annual v3.1, Unit 3835 and retrofits | 612 | 7434 | Rate Constraint in lbs/MMBtu | FALSE | L | Annual | Fuel Consumed | TBtu | 4.8747 | 0 | 0 | 0 | 0 | 0 | 0
NSR Winyah 2-4 - NOX Rate Annual v3.1, Unit 3835 and retrofits | 612 | 7434 | Rate Constraint in lbs/MMBtu | FALSE | L | Annual | Rate | lb/MMBtu | 0.0875 | 0 | 0 | 0 | 0 | 0 | 0
NSR Winyah 2-4 - NOX Rate Annual v3.1, Unit 3835 and retrofits | 612 | 7434 | Rate Constraint in lbs/MMBtu | FALSE | L | Annual | Generation | TWh | 0.45613 | 0 | 0 | 0 | 0 | 0 | 0
NSR Winyah 2-4 - NOX Rate Annual v3.1, Unit 3835 and retrofits | 612 | 7434 | Rate Constraint in lbs/MMBtu | FALSE | L | Annual | Qualifying Generation | TWh | 0.45613 | 0 | 0 | 0 | 0 | 0 | 0
NSR Winyah 2-4 - NOX Rate Annual v3.1, Unit 3835 and retrofits | 612 | 7434 | Rate Constraint in lbs/MMBtu | FALSE | L | Annual | Rate | lb/MWh | 0.93511 | 0 | 0 | 0 | 0 | 0 | 0
NSR Winyah 2-4 - NOX Rate Annual v3.1, Unit 3835 and retrofits | 612 | 7434 | Rate Constraint in lbs/MMBtu | FALSE | L | Annual | Constraint Shadow Price | US2019$/Ton | 0 | 0 | 0 | 0 | 0 | 0 | 0
NSR WPS Consent - NOX Cap Annual v5.12 | 613 | 7409 | Rate Constraint in MTons | FALSE | L | Annual | Seasons Included | Seasons | Winter, WintShld, Summer | Winter, WintShld, Summer | Winter, WintShld, Summer | Winter, WintShld, Summer | Winter, WintShld, Summer | Winter, WintShld, Summer | Winter, WintShld, Summer
NSR WPS Consent - NOX Cap Annual v5.12 | 613 | 7409 | Rate Constraint in MTons | FALSE | L | Annual | Standard NOX | Thousand Tons | 3.7 | 3.7 | 3.7 | 3.7 | 3.7 | 3.7 | 3.7
NSR WPS Consent - NOX Cap Annual v5.12 | 613 | 7409 | Rate Constraint in MTons | FALSE | L | Annual | Emissions at Affected Plants NOX | Thousand Tons | 0.88309 | 0.20399 | 0 | 0 | 0 | 0 | 0
NSR WPS Consent - NOX Cap Annual v5.12 | 613 | 7409 | Rate Constraint in MTons | FALSE | L | Annual | Allowances Purchased NOX | Thousand Tons | 0 | 0 | 0 | 0 | 0 | 0 | 0
NSR WPS Consent - NOX Cap Annual v5.12 | 613 | 7409 | Rate Constraint in MTons | FALSE | L | Annual | Allowances Sold NOX | Thousand Tons | 0 | 0 | 0 | 0 | 0 | 0 | 0
NSR WPS Consent - NOX Cap Annual v5.12 | 613 | 7409 | Rate Constraint in MTons | FALSE | L | Annual | Allowances Banked | Thousand Tons | 0 | 0 | 0 | 0 | 0 | 0 | 0
NSR WPS Consent - NOX Cap Annual v5.12 | 613 | 7409 | Rate Constraint in MTons | FALSE | L | Annual | Allowances Withdrawn (1:1) | Thousand Tons | 0 | 0 | 0 | 0 | 0 | 0 | 0
NSR WPS Consent - NOX Cap Annual v5.12 | 613 | 7409 | Rate Constraint in MTons | FALSE | L | Annual | Allowances Withdrawn (n:1) | Thousand Tons | 0 | 0 | 0 | 0 | 0 | 0 | 0
NSR WPS Consent - NOX Cap Annual v5.12 | 613 | 7409 | Rate Constraint in MTons | FALSE | L | Annual | Net Emissions Allowance Position | Thousand Tons | 0.88309 | 0.20399 | 0 | 0 | 0 | 0 | 0
NSR WPS Consent - NOX Cap Annual v5.12 | 613 | 7409 | Rate Constraint in MTons | FALSE | L | Annual | Fuel Consumed | TBtu | 32.6341 | 7.5873 | 0 | 0 | 0 | 0 | 0
NSR WPS Consent - NOX Cap Annual v5.12 | 613 | 7409 | Rate Constraint in MTons | FALSE | L | Annual | Rate | lb/MMBtu | 0.054121 | 0.05377 | 0 | 0 | 0 | 0 | 0
NSR WPS Consent - NOX Cap Annual v5.12 | 613 | 7409 | Rate Constraint in MTons | FALSE | L | Annual | Generation | TWh | 3.3581 | 0.7839 | 0 | 0 | 0 | 0 | 0
NSR WPS Consent - NOX Cap Annual v5.12 | 613 | 7409 | Rate Constraint in MTons | FALSE | L | Annual | Qualifying Generation | TWh | 3.3581 | 0.7839 | 0 | 0 | 0 | 0 | 0
NSR WPS Consent - NOX Cap Annual v5.12 | 613 | 7409 | Rate Constraint in MTons | FALSE | L | Annual | Rate | lb/MWh | 0.52594 | 0.52044 | 0 | 0 | 0 | 0 | 0
NSR WPS Consent - NOX Cap Annual v5.12 | 613 | 7409 | Rate Constraint in MTons | FALSE | L | Annual | Constraint Shadow Price | US2019$/Ton | 0 | 0 | 0 | 0 | 0 | 0 | 0
NSR WPS Consent - SO2 Cap Annual v5.12 | 614 | 7410 | Rate Constraint in MTons | FALSE | L | Annual | Seasons Included | Seasons | Winter, WintShld, Summer | Winter, WintShld, Summer | Winter, WintShld, Summer | Winter, WintShld, Summer | Winter, WintShld, Summer | Winter, WintShld, Summer | Winter, WintShld, Summer
NSR WPS Consent - SO2 Cap Annual v5.12 | 614 | 7410 | Rate Constraint in MTons | FALSE | L | Annual | Standard SO2 | Thousand Tons | 4.25 | 4.25 | 4.25 | 4.25 | 4.25 | 4.25 | 4.25
NSR WPS Consent - SO2 Cap Annual v5.12 | 614 | 7410 | Rate Constraint in MTons | FALSE | L | Annual | Emissions at Affected Plants SO2 | Thousand Tons | 0.75307 | 0.19815 | 0 | 0 | 0 | 0 | 0
NSR WPS Consent - SO2 Cap Annual v5.12 | 614 | 7410 | Rate Constraint in MTons | FALSE | L | Annual | Allowances Purchased SO2 | Thousand Tons | 0 | 0 | 0 | 0 | 0 | 0 | 0
NSR WPS Consent - SO2 Cap Annual v5.12 | 614 | 7410 | Rate Constraint in MTons | FALSE | L | Annual | Allowances Sold SO2 | Thousand Tons | 0 | 0 | 0 | 0 | 0 | 0 | 0
NSR WPS Consent - SO2 Cap Annual v5.12 | 614 | 7410 | Rate Constraint in MTons | FALSE | L | Annual | Allowances Banked | Thousand Tons | 0 | 0 | 0 | 0 | 0 | 0 | 0
NSR WPS Consent - SO2 Cap Annual v5.12 | 614 | 7410 | Rate Constraint in MTons | FALSE | L | Annual | Allowances Withdrawn (1:1) | Thousand Tons | 0 | 0 | 0 | 0 | 0 | 0 | 0
NSR WPS Consent - SO2 Cap Annual v5.12 | 614 | 7410 | Rate Constraint in MTons | FALSE | L | Annual | Allowances Withdrawn (n:1) | Thousand Tons | 0 | 0 | 0 | 0 | 0 | 0 | 0
NSR WPS Consent - SO2 Cap Annual v5.12 | 614 | 7410 | Rate Constraint in MTons | FALSE | L | Annual | Net Emissions Allowance Position | Thousand Tons | 0.75307 | 0.19815 | 0 | 0 | 0 | 0 | 0
NSR WPS Consent - SO2 Cap Annual v5.12 | 614 | 7410 | Rate Constraint in MTons | FALSE | L | Annual | Fuel Consumed | TBtu | 32.6341 | 7.5873 | 0 | 0 | 0 | 0 | 0
NSR WPS Consent - SO2 Cap Annual v5.12 | 614 | 7410 | Rate Constraint in MTons | FALSE | L | Annual | Rate | lb/MMBtu | 0.046152 | 0.052232 | 0 | 0 | 0 | 0 | 0
NSR WPS Consent - SO2 Cap Annual v5.12 | 614 | 7410 | Rate Constraint in MTons | FALSE | L | Annual | Generation | TWh | 3.3581 | 0.7839 | 0 | 0 | 0 | 0 | 0
NSR WPS Consent - SO2 Cap Annual v5.12 | 614 | 7410 | Rate Constraint in MTons | FALSE | L | Annual | Qualifying Generation | TWh | 3.3581 | 0.7839 | 0 | 0 | 0 | 0 | 0
NSR WPS Consent - SO2 Cap Annual v5.12 | 614 | 7410 | Rate Constraint in MTons | FALSE | L | Annual | Rate | lb/MWh | 0.4485 | 0.50555 | 0 | 0 | 0 | 0 | 0
NSR WPS Consent - SO2 Cap Annual v5.12 | 614 | 7410 | Rate Constraint in MTons | FALSE | L | Annual | Constraint Shadow Price | US2019$/Ton | 0 | 0 | 0 | 0 | 0 | 0 | 0
NSR WPS Weston 3 - NOX Rate Annual v5.12, Unit 3272 and retrofits | 615 | 7411 | Rate Constraint in lbs/MMBtu | FALSE | L | Annual | Seasons Included | Seasons | Winter, WintShld, Summer | Winter, WintShld, Summer | Winter, WintShld, Summer | Winter, WintShld, Summer | Winter, WintShld, Summer | Winter, WintShld, Summer | Winter, WintShld, Summer
NSR WPS Weston 3 - NOX Rate Annual v5.12, Unit 3272 and retrofits | 615 | 7411 | Rate Constraint in lbs/MMBtu | FALSE | L | Annual | Standard NOX | lb/MMBtu | 0.1 | 0.1 | 0.1 | 0.1 | 0.1 | 0.1 | 0.1
NSR WPS Weston 3 - NOX Rate Annual v5.12, Unit 3272 and retrofits | 615 | 7411 | Rate Constraint in lbs/MMBtu | FALSE | L | Annual | Emissions at Affected Plants NOX | Thousand Tons | 0.11721 | 0 | 0 | 0 | 0 | 0 | 0
NSR WPS Weston 3 - NOX Rate Annual v5.12, Unit 3272 and retrofits | 615 | 7411 | Rate Constraint in lbs/MMBtu | FALSE | L | Annual | Allowances Purchased NOX | Thousand Tons | 0 | 0 | 0 | 0 | 0 | 0 | 0
NSR WPS Weston 3 - NOX Rate Annual v5.12, Unit 3272 and retrofits | 615 | 7411 | Rate Constraint in lbs/MMBtu | FALSE | L | Annual | Allowances Sold NOX | Thousand Tons | 0 | 0 | 0 | 0 | 0 | 0 | 0
NSR WPS Weston 3 - NOX Rate Annual v5.12, Unit 3272 and retrofits | 615 | 7411 | Rate Constraint in lbs/MMBtu | FALSE | L | Annual | Allowances Banked | Thousand Tons | 0 | 0 | 0 | 0 | 0 | 0 | 0
NSR WPS Weston 3 - NOX Rate Annual v5.12, Unit 3272 and retrofits | 615 | 7411 | Rate Constraint in lbs/MMBtu | FALSE | L | Annual | Allowances Withdrawn (1:1) | Thousand Tons | 0 | 0 | 0 | 0 | 0 | 0 | 0
NSR WPS Weston 3 - NOX Rate Annual v5.12, Unit 3272 and retrofits | 615 | 7411 | Rate Constraint in lbs/MMBtu | FALSE | L | Annual | Allowances Withdrawn (n:1) | Thousand Tons | 0 | 0 | 0 | 0 | 0 | 0 | 0
NSR WPS Weston 3 - NOX Rate Annual v5.12, Unit 3272 and retrofits | 615 | 7411 | Rate Constraint in lbs/MMBtu | FALSE | L | Annual | Net Emissions Allowance Position | Thousand Tons | 0.11721 | 0 | 0 | 0 | 0 | 0 | 0
NSR WPS Weston 3 - NOX Rate Annual v5.12, Unit 3272 and retrofits | 615 | 7411 | Rate Constraint in lbs/MMBtu | FALSE | L | Annual | Fuel Consumed | TBtu | 4.1468 | 0 | 0 | 0 | 0 | 0 | 0
NSR WPS Weston 3 - NOX Rate Annual v5.12, Unit 3272 and retrofits | 615 | 7411 | Rate Constraint in lbs/MMBtu | FALSE | L | Annual | Rate | lb/MMBtu | 0.05653 | 0 | 0 | 0 | 0 | 0 | 0
NSR WPS Weston 3 - NOX Rate Annual v5.12, Unit 3272 and retrofits | 615 | 7411 | Rate Constraint in lbs/MMBtu | FALSE | L | Annual | Generation | TWh | 0.41493 | 0 | 0 | 0 | 0 | 0 | 0
NSR WPS Weston 3 - NOX Rate Annual v5.12, Unit 3272 and retrofits | 615 | 7411 | Rate Constraint in lbs/MMBtu | FALSE | L | Annual | Qualifying Generation | TWh | 0.41493 | 0 | 0 | 0 | 0 | 0 | 0
NSR WPS Weston 3 - NOX Rate Annual v5.12, Unit 3272 and retrofits | 615 | 7411 | Rate Constraint in lbs/MMBtu | FALSE | L | Annual | Rate | lb/MWh | 0.56496 | 0 | 0 | 0 | 0 | 0 | 0
NSR WPS Weston 3 - NOX Rate Annual v5.12, Unit 3272 and retrofits | 615 | 7411 | Rate Constraint in lbs/MMBtu | FALSE | L | Annual | Constraint Shadow Price | US2019$/Ton | 0 | 0 | 0 | 0 | 0 | 0 | 0
NSR WPS Weston 3 - SO2 Rate Annual v5.12, Unit 3272 and retrofits | 616 | 7412 | Rate Constraint in lbs/MMBtu | FALSE | L | Annual | Seasons Included | Seasons | Winter, WintShld, Summer | Winter, WintShld, Summer | Winter, WintShld, Summer | Winter, WintShld, Summer | Winter, WintShld, Summer | Winter, WintShld, Summer | Winter, WintShld, Summer
NSR WPS Weston 3 - SO2 Rate Annual v5.12, Unit 3272 and retrofits | 616 | 7412 | Rate Constraint in lbs/MMBtu | FALSE | L | Annual | Standard SO2 | lb/MMBtu | 0.08 | 0.08 | 0.08 | 0.08 | 0.08 | 0.08 | 0.08
NSR WPS Weston 3 - SO2 Rate Annual v5.12, Unit 3272 and retrofits | 616 | 7412 | Rate Constraint in lbs/MMBtu | FALSE | L | Annual | Emissions at Affected Plants SO2 | Thousand Tons | 0.009097 | 0 | 0 | 0 | 0 | 0 | 0
NSR WPS Weston 3 - SO2 Rate Annual v5.12, Unit 3272 and retrofits | 616 | 7412 | Rate Constraint in lbs/MMBtu | FALSE | L | Annual | Allowances Purchased SO2 | Thousand Tons | 0 | 0 | 0 | 0 | 0 | 0 | 0
NSR WPS Weston 3 - SO2 Rate Annual v5.12, Unit 3272 and retrofits | 616 | 7412 | Rate Constraint in lbs/MMBtu | FALSE | L | Annual | Allowances Sold SO2 | Thousand Tons | 0 | 0 | 0 | 0 | 0 | 0 | 0
NSR WPS Weston 3 - SO2 Rate Annual v5.12, Unit 3272 and retrofits | 616 | 7412 | Rate Constraint in lbs/MMBtu | FALSE | L | Annual | Allowances Banked | Thousand Tons | 0 | 0 | 0 | 0 | 0 | 0 | 0
NSR WPS Weston 3 - SO2 Rate Annual v5.12, Unit 3272 and retrofits | 616 | 7412 | Rate Constraint in lbs/MMBtu | FALSE | L | Annual | Allowances Withdrawn (1:1) | Thousand Tons | 0 | 0 | 0 | 0 | 0 | 0 | 0
NSR WPS Weston 3 - SO2 Rate Annual v5.12, Unit 3272 and retrofits | 616 | 7412 | Rate Constraint in lbs/MMBtu | FALSE | L | Annual | Allowances Withdrawn (n:1) | Thousand Tons | 0 | 0 | 0 | 0 | 0 | 0 | 0
NSR WPS Weston 3 - SO2 Rate Annual v5.12, Unit 3272 and retrofits | 616 | 7412 | Rate Constraint in lbs/MMBtu | FALSE | L | Annual | Net Emissions Allowance Position | Thousand Tons | 0.009097 | 0 | 0 | 0 | 0 | 0 | 0
NSR WPS Weston 3 - SO2 Rate Annual v5.12, Unit 3272 and retrofits | 616 | 7412 | Rate Constraint in lbs/MMBtu | FALSE | L | Annual | Fuel Consumed | TBtu | 4.1468 | 0 | 0 | 0 | 0 | 0 | 0
NSR WPS Weston 3 - SO2 Rate Annual v5.12, Unit 3272 and retrofits | 616 | 7412 | Rate Constraint in lbs/MMBtu | FALSE | L | Annual | Rate | lb/MMBtu | 0.0043875 | 0 | 0 | 0 | 0 | 0 | 0
NSR WPS Weston 3 - SO2 Rate Annual v5.12, Unit 3272 and retrofits | 616 | 7412 | Rate Constraint in lbs/MMBtu | FALSE | L | Annual | Generation | TWh | 0.41493 | 0 | 0 | 0 | 0 | 0 | 0
NSR WPS Weston 3 - SO2 Rate Annual v5.12, Unit 3272 and retrofits | 616 | 7412 | Rate Constraint in lbs/MMBtu | FALSE | L | Annual | Qualifying Generation | TWh | 0.41493 | 0 | 0 | 0 | 0 | 0 | 0
NSR WPS Weston 3 - SO2 Rate Annual v5.12, Unit 3272 and retrofits | 616 | 7412 | Rate Constraint in lbs/MMBtu | FALSE | L | Annual | Rate | lb/MWh | 0.043848 | 0 | 0 | 0 | 0 | 0 | 0
NSR WPS Weston 3 - SO2 Rate Annual v5.12, Unit 3272 and retrofits | 616 | 7412 | Rate Constraint in lbs/MMBtu | FALSE | L | Annual | Constraint Shadow Price | US2019$/Ton | 0 | 0 | 0 | 0 | 0 | 0 | 0
NSR WPS Weston 4 - SO2 Rate Annual v5.12, Unit 2661 and retrofits | 617 | 7413 | Rate Constraint in lbs/MMBtu | FALSE | L | Annual | Seasons Included | Seasons | Winter, WintShld, Summer | Winter, WintShld, Summer | Winter, WintShld, Summer | Winter, WintShld, Summer | Winter, WintShld, Summer | Winter, WintShld, Summer | Winter, WintShld, Summer
NSR WPS Weston 4 - SO2 Rate Annual v5.12, Unit 2661 and retrofits | 617 | 7413 | Rate Constraint in lbs/MMBtu | FALSE | L | Annual | Standard SO2 | lb/MMBtu | 0.08 | 0.08 | 0.08 | 0.08 | 0.08 | 0.08 | 0.08
NSR WPS Weston 4 - SO2 Rate Annual v5.12, Unit 2661 and retrofits | 617 | 7413 | Rate Constraint in lbs/MMBtu | FALSE | L | Annual | Emissions at Affected Plants SO2 | Thousand Tons | 0.74397 | 0.19815 | 0 | 0 | 0 | 0 | 0
NSR WPS Weston 4 - SO2 Rate Annual v5.12, Unit 2661 and retrofits | 617 | 7413 | Rate Constraint in lbs/MMBtu | FALSE | L | Annual | Allowances Purchased SO2 | Thousand Tons | 0 | 0 | 0 | 0 | 0 | 0 | 0
NSR WPS Weston 4 - SO2 Rate Annual v5.12, Unit 2661 and retrofits | 617 | 7413 | Rate Constraint in lbs/MMBtu | FALSE | L | Annual | Allowances Sold SO2 | Thousand Tons | 0 | 0 | 0 | 0 | 0 | 0 | 0
NSR WPS Weston 4 - SO2 Rate Annual v5.12, Unit 2661 and retrofits | 617 | 7413 | Rate Constraint in lbs/MMBtu | FALSE | L | Annual | Allowances Banked | Thousand Tons | 0 | 0 | 0 | 0 | 0 | 0 | 0
NSR WPS Weston 4 - SO2 Rate Annual v5.12, Unit 2661 and retrofits | 617 | 7413 | Rate Constraint in lbs/MMBtu | FALSE | L | Annual | Allowances Withdrawn (1:1) | Thousand Tons | 0 | 0 | 0 | 0 | 0 | 0 | 0
NSR WPS Weston 4 - SO2 Rate Annual v5.12, Unit 2661 and retrofits | 617 | 7413 | Rate Constraint in lbs/MMBtu | FALSE | L | Annual | Allowances Withdrawn (n:1) | Thousand Tons | 0 | 0 | 0 | 0 | 0 | 0 | 0
NSR WPS Weston 4 - SO2 Rate Annual v5.12, Unit 2661 and retrofits | 617 | 7413 | Rate Constraint in lbs/MMBtu | FALSE | L | Annual | Net Emissions Allowance Position | Thousand Tons | 0.74397 | 0.19815 | 0 | 0 | 0 | 0 | 0
NSR WPS Weston 4 - SO2 Rate Annual v5.12, Unit 2661 and retrofits | 617 | 7413 | Rate Constraint in lbs/MMBtu | FALSE | L | Annual | Fuel Consumed | TBtu | 28.4873 | 7.5873 | 0 | 0 | 0 | 0 | 0
NSR WPS Weston 4 - SO2 Rate Annual v5.12, Unit 2661 and retrofits | 617 | 7413 | Rate Constraint in lbs/MMBtu | FALSE | L | Annual | Rate | lb/MMBtu | 0.052232 | 0.052232 | 0 | 0 | 0 | 0 | 0
NSR WPS Weston 4 - SO2 Rate Annual v5.12, Unit 2661 and retrofits | 617 | 7413 | Rate Constraint in lbs/MMBtu | FALSE | L | Annual | Generation | TWh | 2.9432 | 0.7839 | 0 | 0 | 0 | 0 | 0
NSR WPS Weston 4 - SO2 Rate Annual v5.12, Unit 2661 and retrofits | 617 | 7413 | Rate Constraint in lbs/MMBtu | FALSE | L | Annual | Qualifying Generation | TWh | 2.9432 | 0.7839 | 0 | 0 | 0 | 0 | 0
NSR WPS Weston 4 - SO2 Rate Annual v5.12, Unit 2661 and retrofits | 617 | 7413 | Rate Constraint in lbs/MMBtu | FALSE | L | Annual | Rate | lb/MWh | 0.50555 | 0.50555 | 0 | 0 | 0 | 0 | 0
NSR WPS Weston 4 - SO2 Rate Annual v5.12, Unit 2661 and retrofits | 617 | 7413 | Rate Constraint in lbs/MMBtu | FALSE | L | Annual | Constraint Shadow Price | US2019$/Ton | 0 | 0 | 0 | 0 | 0 | 0 | 0
NY- CO2 Budget- v5.16 | 618 | 7537 | Rate Constraint in MTons | FALSE | L | Annual | Seasons Included | Seasons | Winter, WintShld, Summer | Winter, WintShld, Summer | Winter, WintShld, Summer | Winter, WintShld, Summer | Winter, WintShld, Summer | Winter, WintShld, Summer | Winter, WintShld, Summer
NY- CO2 Budget- v5.16 | 618 | 7537 | Rate Constraint in MTons | FALSE | L | Annual | Standard CO2 | Thousand Tons | 30435.778 | 30435.778 | 30435.778 | 30435.778 | 30435.778 | 30435.778 | 30435.778
NY- CO2 Budget- v5.16 | 618 | 7537 | Rate Constraint in MTons | FALSE | L | Annual | Emissions at Affected Plants CO2 | Thousand Tons | 25733.7744 | 24428.8551 | 12995.851 | 5800.1102 | 6184.9038 | 6478.0143 | 6824.6609
NY- CO2 Budget- v5.16 | 618 | 7537 | Rate Constraint in MTons | FALSE | L | Annual | Allowances Purchased CO2 | Thousand Tons | 0 | 0 | 0 | 0 | 0 | 0 | 0
NY- CO2 Budget- v5.16 | 618 | 7537 | Rate Constraint in MTons | FALSE | L | Annual | Allowances Sold CO2 | Thousand Tons | 0 | 0 | 0 | 0 | 0 | 0 | 0
NY- CO2 Budget- v5.16 | 618 | 7537 | Rate Constraint in MTons | FALSE | L | Annual | Allowances Banked | Thousand Tons | 0 | 0 | 0 | 24635.6682 | 30435.7785 | 42610.0898 | 0
NY- CO2 Budget- v5.16 | 618 | 7537 | Rate Constraint in MTons | FALSE | L | Annual | Allowances Withdrawn (1:1) | Thousand Tons | 0 | 0 | 0 | 0 | -24635.6682 | -30435.7785 | -30435.7794
NY- CO2 Budget- v5.16 | 618 | 7537 | Rate Constraint in MTons | FALSE | L | Annual | Allowances Withdrawn (n:1) | Thousand Tons | 0 | 0 | 0 | 0 | 0 | 0 | 0
NY- CO2 Budget- v5.16 | 618 | 7537 | Rate Constraint in MTons | FALSE | L | Annual | Net Emissions Allowance Position | Thousand Tons | 25733.7744 | 24428.8551 | 12995.851 | 30435.7784 | 11985.0141 | 18652.3257 | -23611.1185
NY- CO2 Budget- v5.16 | 618 | 7537 | Rate Constraint in MTons | FALSE | L | Annual | Fuel Consumed | TBtu | 699.5936 | 573.7046 | 384.9891 | 201.7969 | 207.7346 | 104.1247 | 110.541
NY- CO2 Budget- v5.16 | 618 | 7537 | Rate Constraint in MTons | FALSE | L | Annual | Rate | lb/MMBtu | 73.5678 | 85.1618 | 67.5128 | 57.4846 | 59.5462 | 124.428 | 123.4775
NY- CO2 Budget- v5.16 | 618 | 7537 | Rate Constraint in MTons | FALSE | L | Annual | Generation | TWh | 122.8476 | 118.8379 | 98.4481 | 109.2553 | 112.9242 | 123.6817 | 133.1397
NY- CO2 Budget- v5.16 | 618 | 7537 | Rate Constraint in MTons | FALSE | L | Annual | Qualifying Generation | TWh | 122.8336 | 118.8239 | 98.4404 | 109.2477 | 112.8694 | 123.1349 | 132.3062
NY- CO2 Budget- v5.16 | 618 | 7537 | Rate Constraint in MTons | FALSE | L | Annual | Rate | lb/MWh | 419.0021 | 411.1775 | 264.0349 | 106.1827 | 109.594 | 105.2181 | 103.1646
NY- CO2 Budget- v5.16 | 618 | 7537 | Rate Constraint in MTons | FALSE | L | Annual | Constraint Shadow Price | US2019$/Ton | 0 | 0 | 0 | 0 | 0 | 0 | 0
NY- CO2 Rate Limit- Existing Fossil Units- v6.20 | 619 | 7561 | Rate Constraint in lbs/MWh | FALSE | L | Annual | Seasons Included | Seasons | Winter, WintShld, Summer | Winter, WintShld, Summer | Winter, WintShld, Summer | Winter, WintShld, Summer | Winter, WintShld, Summer | Winter, WintShld, Summer | Winter, WintShld, Summer
NY- CO2 Rate Limit- Existing Fossil Units- v6.20 | 619 | 7561 | Rate Constraint in lbs/MWh | FALSE | L | Annual | Standard CO2 | lb/MWh | 1800 | 1800 | 1800 | 1800 | 1800 | 1800 | 1800
NY- CO2 Rate Limit- Existing Fossil Units- v6.20 | 619 | 7561 | Rate Constraint in lbs/MWh | FALSE | L | Annual | Emissions at Affected Plants CO2 | Thousand Tons | 24162.7189 | 22855.0035 | 11858.0076 | 5021.685 | 5279.3165 | 4554.2523 | 4337.8691
NY- CO2 Rate Limit- Existing Fossil Units- v6.20 | 619 | 7561 | Rate Constraint in lbs/MWh | FALSE | L | Annual | Allowances Purchased CO2 | Thousand Tons | 0 | 0 | 0 | 0 | 0 | 0 | 0
NY- CO2 Rate Limit- Existing Fossil Units- v6.20 | 619 | 7561 | Rate Constraint in lbs/MWh | FALSE | L | Annual | Allowances Sold CO2 | Thousand Tons | 0 | 0 | 0 | 0 | 0 | 0 | 0
NY- CO2 Rate Limit- Existing Fossil Units- v6.20 | 619 | 7561 | Rate Constraint in lbs/MWh | FALSE | L | Annual | Allowances Banked | Thousand Tons | 0 | 0 | 0 | 0 | 0 | 0 | 0
NY- CO2 Rate Limit- Existing Fossil Units- v6.20 | 619 | 7561 | Rate Constraint in lbs/MWh | FALSE | L | Annual | Allowances Withdrawn (1:1) | Thousand Tons | 0 | 0 | 0 | 0 | 0 | 0 | 0
NY- CO2 Rate Limit- Existing Fossil Units- v6.20 | 619 | 7561 | Rate Constraint in lbs/MWh | FALSE | L | Annual | Allowances Withdrawn (n:1) | Thousand Tons | 0 | 0 | 0 | 0 | 0 | 0 | 0
NY- CO2 Rate Limit- Existing Fossil Units- v6.20 | 619 | 7561 | Rate Constraint in lbs/MWh | FALSE | L | Annual | Net Emissions Allowance Position | Thousand Tons | 24162.7189 | 22855.0035 | 11858.0076 | 5021.685 | 5279.3165 | 4554.2523 | 4337.8691
NY- CO2 Rate Limit- Existing Fossil Units- v6.20 | 619 | 7561 | Rate Constraint in lbs/MWh | FALSE | L | Annual | Fuel Consumed | TBtu | 399.0035 | 376.6586 | 193.741 | 81.406 | 85.4357 | 73.1653 | 69.9506
NY- CO2 Rate Limit- Existing Fossil Units- v6.20 | 619 | 7561 | Rate Constraint in lbs/MWh | FALSE | L | Annual | Rate | lb/MMBtu | 121.1153 | 121.3566 | 122.4109 | 123.3739 | 123.5857 | 124.4922 | 124.0266
NY- CO2 Rate Limit- Existing Fossil Units- v6.20 | 619 | 7561 | Rate Constraint in lbs/MWh | FALSE | L | Annual | Generation | TWh | 56.0019 | 53.1641 | 28.1398 | 12.0904 | 12.6936 | 10.8114 | 10.1634
NY- CO2 Rate Limit- Existing Fossil Units- v6.20 | 619 | 7561 | Rate Constraint in lbs/MWh | FALSE | L | Annual | Qualifying Generation | TWh | 53.8937 | 51.0564 | 26.7683 | 11.4078 | 11.9459 | 10.0816 | 9.5031
NY- CO2 Rate Limit- Existing Fossil Units- v6.20 | 619 | 7561 | Rate Constraint in lbs/MWh | FALSE | L | Annual | Constraint Shadow Price | US2019$/Ton | 0 | 0 | 0 | 0 | 0 | 0 | 0
NY- CO2 Rate Limit- New CT Units- v5.12 | 620 | 7352 | Rate Constraint in lbs/MWh | FALSE | L | Annual | Seasons Included | Seasons | Winter, WintShld, Summer | Winter, WintShld, Summer | Winter, WintShld, Summer | Winter, WintShld, Summer | Winter, WintShld, Summer | Winter, WintShld, Summer | Winter, WintShld, Summer
NY- CO2 Rate Limit- New CT Units- v5.12 | 620 | 7352 | Rate Constraint in lbs/MWh | FALSE | L | Annual | Standard CO2 | lb/MWh | 1450 | 1450 | 1450 | 1450 | 1450 | 1450 | 1450
NY- CO2 Rate Limit- New CT Units- v5.12 | 620 | 7352 | Rate Constraint in lbs/MWh | FALSE | L | Annual | Emissions at Affected Plants CO2 | Thousand Tons | 27.2396 | 29.0113 | 12.0468 | 8.8056 | 6.9995 | 139.404 | 173.6969
NY- CO2 Rate Limit- New CT Units- v5.12 | 620 | 7352 | Rate Constraint in lbs/MWh | FALSE | L | Annual | Allowances Purchased CO2 | Thousand Tons | 0 | 0 | 0 | 0 | 0 | 0 | 0
NY- CO2 Rate Limit- New CT Units- v5.12 | 620 | 7352 | Rate Constraint in lbs/MWh | FALSE | L | Annual | Allowances Sold CO2 | Thousand Tons | 0 | 0 | 0 | 0 | 0 | 0 | 0
NY- CO2 Rate Limit- New CT Units- v5.12 | 620 | 7352 | Rate Constraint in lbs/MWh | FALSE | L | Annual | Allowances Banked | Thousand Tons | 0 | 0 | 0 | 0 | 0 | 0 | 0
NY- CO2 Rate Limit- New CT Units- v5.12 | 620 | 7352 | Rate Constraint in lbs/MWh | FALSE | L | Annual | Allowances Withdrawn (1:1) | Thousand Tons | 0 | 0 | 0 | 0 | 0 | 0 | 0
NY- CO2 Rate Limit- New CT Units- v5.12 | 620 | 7352 | Rate Constraint in lbs/MWh | FALSE | L | Annual | Allowances Withdrawn (n:1) | Thousand Tons | 0 | 0 | 0 | 0 | 0 | 0 | 0
NY- CO2 Rate Limit- New CT Units- v5.12 | 620 | 7352 | Rate Constraint in lbs/MWh | FALSE | L | Annual | Net Emissions Allowance Position | Thousand Tons | 27.2396 | 29.0113 | 12.0468 | 8.8056 | 6.9995 | 139.404 | 173.6969
NY- CO2 Rate Limit- New CT Units- v5.12 | 620 | 7352 | Rate Constraint in lbs/MWh | FALSE | L | Annual | Fuel Consumed | TBtu | 0.46532 | 0.49558 | 0.20579 | 0.15042 | 0.11957 | 2.3813 | 2.9671
NY- CO2 Rate Limit- New CT Units- v5.12 | 620 | 7352 | Rate Constraint in lbs/MWh | FALSE | L | Annual | Rate | lb/MMBtu | 117.08 | 117.08 | 117.08 | 117.08 | 117.08 | 117.08 | 117.08
NY- CO2 Rate Limit- New CT Units- v5.12 | 620 | 7352 | Rate Constraint in lbs/MWh | FALSE | L | Annual | Generation | TWh | 0.050623 | 0.053878 | 0.022298 | 0.016413 | 0.01303 | 0.24138 | 0.30001
NY- CO2 Rate Limit- New CT Units- v5.12 | 620 | 7352 | Rate Constraint in lbs/MWh | FALSE | L | Annual | Qualifying Generation | TWh | 0.050623 | 0.053878 | 0.022298 | 0.016413 | 0.01303 | 0.24138 | 0.30001
NY- CO2 Rate Limit- New CT Units- v5.12 | 620 | 7352 | Rate Constraint in lbs/MWh | FALSE | L | Annual | Constraint Shadow Price | US2019$/Ton | 0 | 0 | 0 | 0 | 0 | 0 | 0
NY- CO2 Rate Limit- New Fossil Units- v5.12 | 621 | 7351 | Rate Constraint in lbs/MWh | FALSE | L | Annual | Seasons Included | Seasons | Winter, WintShld, Summer | Winter, WintShld, Summer | Winter, WintShld, Summer | Winter, WintShld, Summer | Winter, WintShld, Summer | Winter, WintShld, Summer | Winter, WintShld, Summer
NY- CO2 Rate Limit- New Fossil Units- v5.12 | 621 | 7351 | Rate Constraint in lbs/MWh | FALSE | L | Annual | Standard CO2 | lb/MWh | 925 | 925 | 925 | 925 | 925 | 925 | 925
NY- CO2 Rate Limit- New Fossil Units- v5.12 | 621 | 7351 | Rate Constraint in lbs/MWh | FALSE | L | Annual | Emissions at Affected Plants CO2 | Thousand Tons | 0 | 0 | 0 | 0 | 92.9275 | 1056.7324 | 1614.7957
NY- CO2 Rate Limit- New Fossil Units- v5.12 | 621 | 7351 | Rate Constraint in lbs/MWh | FALSE | L | Annual | Allowances Purchased CO2 | Thousand Tons | 0 | 0 | 0 | 0 | 0 | 0 | 0
NY- CO2 Rate Limit- New Fossil Units- v5.12 | 621 | 7351 | Rate Constraint in lbs/MWh | FALSE | L | Annual | Allowances Sold CO2 | Thousand Tons | 0 | 0 | 0 | 0 | 0 | 0 | 0
NY- CO2 Rate Limit- New Fossil Units- v5.12 | 621 | 7351 | Rate Constraint in lbs/MWh | FALSE | L | Annual | Allowances Banked | Thousand Tons | 0 | 0 | 0 | 0 | 0 | 0 | 0
NY- CO2 Rate Limit- New Fossil Units- v5.12 | 621 | 7351 | Rate Constraint in lbs/MWh | FALSE | L | Annual | Allowances Withdrawn (1:1) | Thousand Tons | 0 | 0 | 0 | 0 | 0 | 0 | 0
NY- CO2 Rate Limit- New Fossil Units- v5.12 | 621 | 7351 | Rate Constraint in lbs/MWh | FALSE | L | Annual | Allowances Withdrawn (n:1) | Thousand Tons | 0 | 0 | 0 | 0 | 0 | 0 | 0
NY- CO2 Rate Limit- New Fossil Units- v5.12 | 621 | 7351 | Rate Constraint in lbs/MWh | FALSE | L | Annual | Net Emissions Allowance Position | Thousand Tons | 0 | 0 | 0 | 0 | 92.9275 | 1056.7324 | 1614.7957
NY- CO2 Rate Limit- New Fossil Units- v5.12 | 621 | 7351 | Rate Constraint in lbs/MWh | FALSE | L | Annual | Fuel Consumed | TBtu | 0 | 0 | 0 | 0 | 1.5874 | 18.0515 | 27.5845
NY- CO2 Rate Limit- New Fossil Units- v5.12 | 621 | 7351 | Rate Constraint in lbs/MWh | FALSE | L | Annual | Rate | lb/MMBtu | 0 | 0 | 0 | 0 | 117.08 | 117.08 | 117.08
NY- CO2 Rate Limit- New Fossil Units- v5.12 | 621 | 7351 | Rate Constraint in lbs/MWh | FALSE | L | Annual | Generation | TWh | 0 | 0 | 0 | 0 | 0.29427 | 3.3463 | 5.1135
NY- CO2 Rate Limit- New Fossil Units- v5.12 | 621 | 7351 | Rate Constraint in lbs/MWh | FALSE | L | Annual | Qualifying Generation | TWh | 0 | 0 | 0 | 0 | 0.24684 | 2.8069 | 4.2893
NY- CO2 Rate Limit- New Fossil Units- v5.12 | 621 | 7351 | Rate Constraint in lbs/MWh | FALSE | L | Annual | Constraint Shadow Price | US2019$/Ton | 0 | 0 | 0 | 0 | 0 | 0 | 0
NY Min Oil Burn - Astoria - Summer | 622 | 7541 | Generation Constraint in GWh | FALSE | G | Annual | Seasons Included | Seasons
NY Min Oil Burn - Astoria - Summer | 622 | 7541 | Generation Constraint in GWh | FALSE | G | Annual | Standard GWh | GWh | 0 | 0 | 0 | 0 | 0 | 0 | 0
NY Min Oil Burn - Astoria - Summer | 622 | 7541 | Generation Constraint in GWh | FALSE | G | Annual | Emissions at Affected Plants | GWh | 0 | 0 | 0 | 0 | 0 | 0 | 0
NY Min Oil Burn - Astoria - Summer | 622 | 7541 | Generation Constraint in GWh | FALSE | G | Annual | Allowances Purchased | GWh | 0 | 0 | 0 | 0 | 0 | 0 | 0
NY Min Oil Burn - Astoria - Summer | 622 | 7541 | Generation Constraint in GWh | FALSE | G | Annual | Allowances Sold | GWh | 0 | 0 | 0 | 0 | 0 | 0 | 0
NY Min Oil Burn - Astoria - Summer | 622 | 7541 | Generation Constraint in GWh | FALSE | G | Annual | Allowances Banked | GWh | 0 | 0 | 0 | 0 | 0 | 0 | 0
NY Min Oil Burn - Astoria - Summer | 622 | 7541 | Generation Constraint in GWh | FALSE | G | Annual | Allowances Withdrawn (1:1) | GWh | 0 | 0 | 0 | 0 | 0 | 0 | 0
NY Min Oil Burn - Astoria - Summer | 622 | 7541 | Generation Constraint in GWh | FALSE | G | Annual | Allowances Withdrawn (n:1) | GWh | 0 | 0 | 0 | 0 | 0 | 0 | 0
NY Min Oil Burn - Astoria - Summer | 622 | 7541 | Generation Constraint in GWh | FALSE | G | Annual | Net Emissions Allowance Position | GWh | 0 | 0 | 0 | 0 | 0 | 0 | 0
NY Min Oil Burn - Astoria - Summer | 622 | 7541 | Generation Constraint in GWh | FALSE | G | Annual | Fuel Consumed | TBtu | 0 | 0 | 0 | 0 | 0 | 0 | 0
NY Min Oil Burn - Astoria - Summer | 622 | 7541 | Generation Constraint in GWh | FALSE | G | Annual | Heat Rate | MMBtu/MWh | 0 | 0 | 0 | 0 | 0 | 0 | 0
NY Min Oil Burn - Astoria - Summer | 622 | 7541 | Generation Constraint in GWh | FALSE | G | Annual | Generation | TWh | 0 | 0 | 0 | 0 | 0 | 0 | 0
NY Min Oil Burn - Astoria - Summer | 622 | 7541 | Generation Constraint in GWh | FALSE | G | Annual | Qualifying Generation | TWh | 0 | 0 | 0 | 0 | 0 | 0 | 0
NY Min Oil Burn - Astoria - Summer | 622 | 7541 | Generation Constraint in GWh | FALSE | G | Annual | Rate | lb/MWh | 0 | 0 | 0 | 0 | 0 | 0 | 0
NY Min Oil Burn - Astoria - Summer | 622 | 7541 | Generation Constraint in GWh | FALSE | G | Annual | Constraint Shadow Price | US2019$/MWh | 0 | 0 | 0 | 0 | 0 | 0 | 0
NY Min Oil Burn - Astoria - Winter | 623 | 7539 | Generation Constraint in GWh | FALSE | G | Annual | Seasons Included | Seasons
NY Min Oil Burn - Astoria - Winter | 623 | 7539 | Generation Constraint in GWh | FALSE | G | Annual | Standard GWh | GWh | 0 | 0 | 0 | 0 | 0 | 0 | 0
NY Min Oil Burn - Astoria - Winter | 623 | 7539 | Generation Constraint in GWh | FALSE | G | Annual | Emissions at Affected Plants | GWh | 0 | 0 | 0 | 0 | 0 | 0 | 0
NY Min Oil Burn - Astoria - Winter | 623 | 7539 | Generation Constraint in GWh | FALSE | G | Annual | Allowances Purchased | GWh | 0 | 0 | 0 | 0 | 0 | 0 | 0
NY Min Oil Burn - Astoria - Winter | 623 | 7539 | Generation Constraint in GWh | FALSE | G | Annual | Allowances Sold | GWh | 0 | 0 | 0 | 0 | 0 | 0 | 0
NY Min Oil Burn - Astoria - Winter | 623 | 7539 | Generation Constraint in GWh | FALSE | G | Annual | Allowances Banked | GWh | 0 | 0 | 0 | 0 | 0 | 0 | 0
NY Min Oil Burn - Astoria - Winter | 623 | 7539 | Generation Constraint in GWh | FALSE | G | Annual | Allowances Withdrawn (1:1) | GWh | 0 | 0 | 0 | 0 | 0 | 0 | 0
NY Min Oil Burn - Astoria - Winter | 623 | 7539 | Generation Constraint in GWh | FALSE | G | Annual | Allowances Withdrawn (n:1) | GWh | 0 | 0 | 0 | 0 | 0 | 0 | 0
NY Min Oil Burn - Astoria - Winter | 623 | 7539 | Generation Constraint in GWh | FALSE | G | Annual | Net Emissions Allowance Position | GWh | 0 | 0 | 0 | 0 | 0 | 0 | 0
NY Min Oil Burn - Astoria - Winter | 623 | 7539 | Generation Constraint in GWh | FALSE | G | Annual | Fuel Consumed | TBtu | 0 | 0 | 0 | 0 | 0 | 0 | 0
NY Min Oil Burn - Astoria - Winter | 623 | 7539 | Generation Constraint in GWh | FALSE | G | Annual | Heat Rate | MMBtu/MWh | 0 | 0 | 0 | 0 | 0 | 0 | 0
NY Min Oil Burn - Astoria - Winter | 623 | 7539 | Generation Constraint in GWh | FALSE | G | Annual | Generation | TWh | 0 | 0 | 0 | 0 | 0 | 0 | 0
NY Min Oil Burn - Astoria - Winter | 623 | 7539 | Generation Constraint in GWh | FALSE | G | Annual | Qualifying Generation | TWh | 0 | 0 | 0 | 0 | 0 | 0 | 0
NY Min Oil Burn - Astoria - Winter | 623 | 7539 | Generation Constraint in GWh | FALSE | G | Annual | Rate | lb/MWh | 0 | 0 | 0 | 0 | 0 | 0 | 0
NY Min Oil Burn - Astoria - Winter | 623 | 7539 | Generation Constraint in GWh | FALSE | G | Annual | Constraint Shadow Price | US2019$/MWh | 0 | 0 | 0 | 0 | 0 | 0 | 0
NY Min Oil Burn - Astoria - Winter Shldr | 624 | 7540 | Generation Constraint in GWh | FALSE | G | Annual | Seasons Included | Seasons
NY Min Oil Burn - Astoria - Winter Shldr | 624 | 7540 | Generation Constraint in GWh | FALSE | G | Annual | Standard GWh | GWh | 0 | 0 | 0 | 0 | 0 | 0 | 0
NY Min Oil Burn - Astoria - Winter Shldr | 624 | 7540 | Generation Constraint in GWh | FALSE | G | Annual | Emissions at Affected Plants | GWh | 0 | 0 | 0 | 0 | 0 | 0 | 0
NY Min Oil Burn - Astoria - Winter Shldr | 624 | 7540 | Generation Constraint in GWh | FALSE | G | Annual | Allowances Purchased | GWh | 0 | 0 | 0 | 0 | 0 | 0 | 0
NY Min Oil Burn - Astoria - Winter Shldr | 624 | 7540 | Generation Constraint in GWh | FALSE | G | Annual | Allowances Sold | GWh | 0 | 0 | 0 | 0 | 0 | 0 | 0
NY Min Oil Burn - Astoria - Winter Shldr | 624 | 7540 | Generation Constraint in GWh | FALSE | G | Annual | Allowances Banked | GWh | 0 | 0 | 0 | 0 | 0 | 0 | 0
NY Min Oil Burn - Astoria - Winter Shldr | 624 | 7540 | Generation Constraint in GWh | FALSE | G | Annual | Allowances Withdrawn (1:1) | GWh | 0 | 0 | 0 | 0 | 0 | 0 | 0
NY Min Oil Burn - Astoria - Winter Shldr | 624 | 7540 | Generation Constraint in GWh | FALSE | G | Annual | Allowances Withdrawn (n:1) | GWh | 0 | 0 | 0 | 0 | 0 | 0 | 0
NY Min Oil Burn - Astoria - Winter Shldr | 624 | 7540 | Generation Constraint in GWh | FALSE | G | Annual | Net Emissions Allowance Position | GWh | 0 | 0 | 0 | 0 | 0 | 0 | 0
NY Min Oil Burn - Astoria - Winter Shldr | 624 | 7540 | Generation Constraint in GWh | FALSE | G | Annual | Fuel Consumed | TBtu | 0 | 0 | 0 | 0 | 0 | 0 | 0
NY Min Oil Burn - Astoria - Winter Shldr | 624 | 7540 | Generation Constraint in GWh | FALSE | G | Annual | Heat Rate | MMBtu/MWh | 0 | 0 | 0 | 0 | 0 | 0 | 0
NY Min Oil Burn - Astoria - Winter Shldr | 624 | 7540 | Generation Constraint in GWh | FALSE | G | Annual | Generation | TWh | 0 | 0 | 0 | 0 | 0 | 0 | 0
NY Min Oil Burn - Astoria - Winter Shldr | 624 | 7540 | Generation Constraint in GWh | FALSE | G | Annual | Qualifying Generation | TWh | 0 | 0 | 0 | 0 | 0 | 0 | 0
NY Min Oil Burn - Astoria - Winter Shldr | 624 | 7540 | Generation Constraint in GWh | FALSE | G | Annual | Rate | lb/MWh | 0 | 0 | 0 | 0 | 0 | 0 | 0
NY Min Oil Burn - Astoria - Winter Shldr | 624 | 7540 | Generation Constraint in GWh | FALSE | G | Annual | Constraint Shadow Price | US2019$/MWh | 0 | 0 | 0 | 0 | 0 | 0 | 0
NY Min Oil Burn - Astoria Energy - Summer | 625 | 7553 | Generation Constraint in GWh | FALSE | G | Annual | Seasons Included | Seasons
NY Min Oil Burn - Astoria Energy - Summer | 625 | 7553 | Generation Constraint in GWh | FALSE | G | Annual | Standard GWh | GWh | 0 | 0 | 0 | 0 | 0 | 0 | 0
NY Min Oil Burn - Astoria Energy - Summer | 625 | 7553 | Generation Constraint in GWh | FALSE | G | Annual | Emissions at Affected Plants | GWh | 0 | 0 | 0 | 0 | 0 | 0 | 0
NY Min Oil Burn - Astoria Energy - Summer | 625 | 7553 | Generation Constraint in GWh | FALSE | G | Annual | Allowances Purchased | GWh | 0 | 0 | 0 | 0 | 0 | 0 | 0
NY Min Oil Burn - Astoria Energy - Summer | 625 | 7553 | Generation Constraint in GWh | FALSE | G | Annual | Allowances Sold | GWh | 0 | 0 | 0 | 0 | 0 | 0 | 0
NY Min Oil Burn - Astoria Energy - Summer | 625 | 7553 | Generation Constraint in GWh | FALSE | G | Annual | Allowances Banked | GWh | 0 | 0 | 0 | 0 | 0 | 0 | 0
NY Min Oil Burn - Astoria Energy - Summer | 625 | 7553 | Generation Constraint in GWh | FALSE | G | Annual | Allowances Withdrawn (1:1) | GWh | 0 | 0 | 0 | 0 | 0 | 0 | 0
NY Min Oil Burn - Astoria Energy - Summer | 625 | 7553 | Generation Constraint in GWh | FALSE | G | Annual | Allowances Withdrawn (n:1) | GWh | 0 | 0 | 0 | 0 | 0 | 0 | 0
NY Min Oil Burn - Astoria Energy - Summer | 625 | 7553 | Generation Constraint in GWh | FALSE | G | Annual | Net Emissions Allowance Position | GWh | 0 | 0 | 0 | 0 | 0 | 0 | 0
NY Min Oil Burn - Astoria Energy - Summer | 625 | 7553 | Generation Constraint in GWh | FALSE | G | Annual | Fuel Consumed | TBtu | 0 | 0 | 0 | 0 | 0 | 0 | 0
NY Min Oil Burn - Astoria Energy - Summer | 625 | 7553 | Generation Constraint in GWh | FALSE | G | Annual | Heat Rate | MMBtu/MWh | 0 | 0 | 0 | 0 | 0 | 0 | 0
NY Min Oil Burn - Astoria Energy - Summer | 625 | 7553 | Generation Constraint in GWh | FALSE | G | Annual | Generation | TWh | 0 | 0 | 0 | 0 | 0 | 0 | 0
NY Min Oil Burn - Astoria Energy - Summer | 625 | 7553 | Generation Constraint in GWh | FALSE | G | Annual | Qualifying Generation | TWh | 0 | 0 | 0 | 0 | 0 | 0 | 0
NY Min Oil Burn - Astoria Energy - Summer | 625 | 7553 | Generation Constraint in GWh | FALSE | G | Annual | Rate | lb/MWh | 0 | 0 | 0 | 0 | 0 | 0 | 0
NY Min Oil Burn - Astoria Energy - Summer | 625 | 7553 | Generation Constraint in GWh | FALSE | G | Annual | Constraint Shadow Price | US2019$/MWh | 0 | 0 | 0 | 0 | 0 | 0 | 0
NY Min Oil Burn - Astoria Energy - Winter | 626 | 7551 | Generation Constraint in GWh | FALSE | G | Annual | Seasons Included | Seasons
NY Min Oil Burn - Astoria Energy - Winter | 626 | 7551 | Generation Constraint in GWh | FALSE | G | Annual | Standard GWh | GWh | 0 | 0 | 0 | 0 | 0 | 0 | 0
NY Min Oil Burn - Astoria Energy - Winter | 626 | 7551 | Generation Constraint in GWh | FALSE | G | Annual | Emissions at Affected Plants | GWh | 0 | 0 | 0 | 0 | 0 | 0 | 0
NY Min Oil Burn - Astoria Energy - Winter | 626 | 7551 | Generation Constraint in GWh | FALSE | G | Annual | Allowances Purchased | GWh | 0 | 0 | 0 | 0 | 0 | 0 | 0
NY Min Oil Burn - Astoria Energy - Winter | 626 | 7551 | Generation Constraint in GWh | FALSE | G | Annual | Allowances Sold | GWh | 0 | 0 | 0 | 0 | 0 | 0 | 0
NY Min Oil Burn - Astoria Energy - Winter | 626 | 7551 | Generation Constraint in GWh | FALSE | G | Annual | Allowances Banked | GWh | 0 | 0 | 0 | 0 | 0 | 0 | 0
NY Min Oil Burn - Astoria Energy - Winter | 626 | 7551 | Generation Constraint in GWh | FALSE | G | Annual | Allowances Withdrawn (1:1) | GWh | 0 | 0 | 0 | 0 | 0 | 0 | 0
NY Min Oil Burn - Astoria Energy - Winter | 626 | 7551 | Generation Constraint in GWh | FALSE | G | Annual | Allowances Withdrawn (n:1) | GWh | 0 | 0 | 0 | 0 | 0 | 0 | 0
NY Min Oil Burn - Astoria Energy - Winter | 626 | 7551 | Generation Constraint in GWh | FALSE | G | Annual | Net Emissions Allowance Position | GWh | 0 | 0 | 0 | 0 | 0 | 0 | 0
NY Min Oil Burn - Astoria Energy - Winter | 626 | 7551 | Generation Constraint in GWh | FALSE | G | Annual | Fuel Consumed | TBtu | 0 | 0 | 0 | 0 | 0 | 0 | 0
NY Min Oil Burn - Astoria Energy - Winter | 626 | 7551 | Generation Constraint in GWh | FALSE | G | Annual | Heat Rate | MMBtu/MWh | 0 | 0 | 0 | 0 | 0 | 0 | 0
NY Min Oil Burn - Astoria Energy - Winter | 626 | 7551 | Generation Constraint in GWh | FALSE | G | Annual | Generation | TWh | 0 | 0 | 0 | 0 | 0 | 0 | 0
NY Min Oil Burn - Astoria Energy - Winter | 626 | 7551 | Generation Constraint in GWh | FALSE | G | Annual | Qualifying Generation | TWh | 0 | 0 | 0 | 0 | 0 | 0 | 0
NY Min Oil Burn - Astoria Energy - Winter | 626 | 7551 | Generation Constraint in GWh | FALSE | G | Annual | Rate | lb/MWh | 0 | 0 | 0 | 0 | 0 | 0 | 0
NY Min Oil Burn - Astoria Energy - Winter | 626 | 7551 | Generation Constraint in GWh | FALSE | G | Annual | Constraint Shadow Price | US2019$/MWh | 0 | 0 | 0 | 0 | 0 | 0 | 0
NY Min Oil Burn - Astoria Energy - Winter Shldr | 627 | 7552 | Generation Constraint in GWh | FALSE | G | Annual | Seasons Included | Seasons
NY Min Oil Burn - Astoria Energy - Winter Shldr | 627 | 7552 | Generation Constraint in GWh | FALSE | G | Annual | Standard GWh | GWh | 0 | 0 | 0 | 0 | 0 | 0 | 0
NY Min Oil Burn - Astoria Energy - Winter Shldr | 627 | 7552 | Generation Constraint in GWh | FALSE | G | Annual | Emissions at Affected Plants | GWh | 0 | 0 | 0 | 0 | 0 | 0 | 0
NY Min Oil Burn - Astoria Energy - Winter Shldr | 627 | 7552 | Generation Constraint in GWh | FALSE | G | Annual | Allowances Purchased | GWh | 0 | 0 | 0 | 0 | 0 | 0 | 0
NY Min Oil Burn - Astoria Energy - Winter Shldr | 627 | 7552 | Generation Constraint in GWh | FALSE | G | Annual | Allowances Sold | GWh | 0 | 0 | 0 | 0 | 0 | 0 | 0
NY Min Oil Burn - Astoria Energy - Winter Shldr | 627 | 7552 | Generation Constraint in GWh | FALSE | G | Annual | Allowances Banked | GWh | 0 | 0 | 0 | 0 | 0 | 0 | 0
NY Min Oil Burn - Astoria Energy - Winter Shldr | 627 | 7552 | Generation Constraint in GWh | FALSE | G | Annual | Allowances Withdrawn (1:1) | GWh | 0 | 0 | 0 | 0 | 0 | 0 | 0
NY Min Oil Burn - Astoria Energy - Winter Shldr | 627 | 7552 | Generation Constraint in GWh | FALSE | G | Annual | Allowances Withdrawn (n:1) | GWh | 0 | 0 | 0 | 0 | 0 | 0 | 0
NY Min Oil Burn - Astoria Energy - Winter Shldr | 627 | 7552 | Generation Constraint in GWh | FALSE | G | Annual | Net Emissions Allowance Position | GWh | 0 | 0 | 0 | 0 | 0 | 0 | 0
NY Min Oil Burn - Astoria Energy - Winter Shldr | 627 | 7552 | Generation Constraint in GWh | FALSE | G | Annual | Fuel Consumed | TBtu | 0 | 0 | 0 | 0 | 0 | 0 | 0
NY Min Oil Burn - Astoria Energy - Winter Shldr | 627 | 7552 | Generation Constraint in GWh | FALSE | G | Annual | Heat Rate | MMBtu/MWh | 0 | 0 | 0 | 0 | 0 | 0 | 0
NY Min Oil Burn - Astoria Energy - Winter Shldr | 627 | 7552 | Generation Constraint in GWh | FALSE | G | Annual | Generation | TWh | 0 | 0 | 0 | 0 | 0 | 0 | 0
NY Min Oil Burn - Astoria Energy - Winter Shldr | 627 | 7552 | Generation Constraint in GWh | FALSE | G | Annual | Qualifying Generation | TWh | 0 | 0 | 0 | 0 | 0 | 0 | 0
NY Min Oil Burn - Astoria Energy - Winter Shldr | 627 | 7552 | Generation Constraint in GWh | FALSE | G | Annual | Rate | lb/MWh | 0 | 0 | 0 | 0 | 0 | 0 | 0
NY Min Oil Burn - Astoria Energy - Winter Shldr | 627 | 7552 | Generation Constraint in GWh | FALSE | G | Annual | Constraint Shadow Price | US2019$/MWh | 0 | 0 | 0 | 0 | 0 | 0 | 0
NY Min Oil Burn - East River - Summer | 628 | 7544 | Generation Constraint in GWh | FALSE | G | Annual | Seasons Included | Seasons
NY Min Oil Burn - East River - Summer | 628 | 7544 | Generation Constraint in GWh | FALSE | G | Annual | Standard GWh | GWh | 0 | 0 | 0 | 0 | 0 | 0 | 0
NY Min Oil Burn - East River - Summer | 628 | 7544 | Generation Constraint in GWh | FALSE | G | Annual | Emissions at Affected Plants | GWh | 0 | 0 | 0 | 0 | 0 | 0 | 0
NY Min Oil Burn - East River - Summer | 628 | 7544 | Generation Constraint in GWh | FALSE | G | Annual | Allowances Purchased | GWh | 0 | 0 | 0 | 0 | 0 | 0 | 0
NY Min Oil Burn - East River - Summer | 628 | 7544 | Generation Constraint in GWh | FALSE | G | Annual | Allowances Sold | GWh | 0 | 0 | 0 | 0 | 0 | 0 | 0
NY Min Oil Burn - East River - Summer | 628 | 7544 | Generation Constraint in GWh | FALSE | G | Annual | Allowances Banked | GWh | 0 | 0 | 0 | 0 | 0 | 0 | 0
NY Min Oil Burn - East River - Summer | 628 | 7544 | Generation Constraint in GWh | FALSE | G | Annual | Allowances Withdrawn (1:1) | GWh | 0 | 0 | 0 | 0 | 0 | 0 | 0
NY Min Oil Burn - East River - Summer | 628 | 7544 | Generation Constraint in GWh | FALSE | G | Annual | Allowances Withdrawn (n:1) | GWh | 0 | 0 | 0 | 0 | 0 | 0 | 0
NY Min Oil Burn - East River - Summer | 628 | 7544 | Generation Constraint in GWh | FALSE | G | Annual | Net Emissions Allowance Position | GWh | 0 | 0 | 0 | 0 | 0 | 0 | 0
NY Min Oil Burn - East River - Summer | 628 | 7544 | Generation Constraint in GWh | FALSE | G | Annual | Fuel Consumed | TBtu | 0 | 0 | 0 | 0 | 0 | 0 | 0
NY Min Oil Burn - East River - Summer | 628 | 7544 | Generation Constraint in GWh | FALSE | G | Annual | Heat Rate | MMBtu/MWh | 0 | 0 | 0 | 0 | 0 | 0 | 0
NY Min Oil Burn - East River - Summer | 628 | 7544 | Generation Constraint in GWh | FALSE | G | Annual | Generation | TWh | 0 | 0 | 0 | 0 | 0 | 0 | 0
NY Min Oil Burn - East River - Summer | 628 | 7544 | Generation Constraint in GWh | FALSE | G | Annual | Qualifying Generation | TWh | 0 | 0 | 0 | 0 | 0 | 0 | 0
NY Min Oil Burn - East River - Summer | 628 | 7544 | Generation Constraint in GWh | FALSE | G | Annual | Rate | lb/MWh | 0 | 0 | 0 | 0 | 0 | 0 | 0
NY Min Oil Burn - East River - Summer | 628 | 7544 | Generation Constraint in GWh | FALSE | G | Annual | Constraint Shadow Price | US2019$/MWh | 0 | 0 | 0 | 0 | 0 | 0 | 0
NY Min Oil Burn - East River - Winter | 629 | 7542 | Generation Constraint in GWh | FALSE | G | Annual | Seasons Included | Seasons
NY Min Oil Burn - East River - Winter | 629 | 7542 | Generation Constraint in GWh | FALSE | G | Annual | Standard GWh | GWh | 0 | 0 | 0 | 0 | 0 | 0 | 0
NY Min Oil Burn - East River - Winter | 629 | 7542 | Generation Constraint in GWh | FALSE | G | Annual | Emissions at Affected Plants | GWh | 0 | 0 | 0 | 0 | 0 | 0 | 0
NY Min Oil Burn - East River - Winter | 629 | 7542 | Generation Constraint in GWh | FALSE | G | Annual | Allowances Purchased | GWh | 0 | 0 | 0 | 0 | 0 | 0 | 0
NY Min Oil Burn - East River - Winter | 629 | 7542 | Generation Constraint in GWh | FALSE | G | Annual | Allowances Sold | GWh | 0 | 0 | 0 | 0 | 0 | 0 | 0
NY Min Oil Burn - East River - Winter | 629 | 7542 | Generation Constraint in GWh | FALSE | G | Annual | Allowances Banked | GWh | 0 | 0 | 0 | 0 | 0 | 0 | 0
NY Min Oil Burn - East River - Winter | 629 | 7542 | Generation Constraint in GWh | FALSE | G | Annual | Allowances Withdrawn (1:1) | GWh | 0 | 0 | 0 | 0 | 0 | 0 | 0
NY Min Oil Burn - East River - Winter | 629 | 7542 | Generation Constraint in GWh | FALSE | G | Annual | Allowances Withdrawn (n:1) | GWh | 0 | 0 | 0 | 0 | 0 | 0 | 0
NY Min Oil Burn - East River - Winter | 629 | 7542 | Generation Constraint in GWh | FALSE | G | Annual | Net Emissions Allowance Position | GWh | 0 | 0 | 0 | 0 | 0 | 0 | 0
NY Min Oil Burn - East River - Winter | 629 | 7542 | Generation Constraint in GWh | FALSE | G | Annual | Fuel Consumed | TBtu | 0 | 0 | 0 | 0 | 0 | 0 | 0
NY Min Oil Burn - East River - Winter | 629 | 7542 | Generation Constraint in GWh | FALSE | G | Annual | Heat Rate | MMBtu/MWh | 0 | 0 | 0 | 0 | 0 | 0 | 0
NY Min Oil Burn - East River - Winter | 629 | 7542 | Generation Constraint in GWh | FALSE | G | Annual | Generation | TWh | 0 | 0 | 0 | 0 | 0 | 0 | 0
NY Min Oil Burn - East River - Winter | 629 | 7542 | Generation Constraint in GWh | FALSE | G | Annual | Qualifying Generation | TWh | 0 | 0 | 0 | 0 | 0 | 0 | 0
NY Min Oil Burn - East River - Winter | 629 | 7542 | Generation Constraint in GWh | FALSE | G | Annual | Rate | lb/MWh | 0 | 0 | 0 | 0 | 0 | 0 | 0
NY Min Oil Burn - East River - Winter | 629 | 7542 | Generation Constraint in GWh | FALSE | G | Annual | Constraint Shadow Price | US2019$/MWh | 0 | 0 | 0 | 0 | 0 | 0 | 0
NY Min Oil Burn - East River - Winter Shldr | 630 | 7543 | Generation Constraint in GWh | FALSE | G | Annual | Seasons Included | Seasons
NY Min Oil Burn - East River - Winter Shldr | 630 | 7543 | Generation Constraint in GWh | FALSE | G | Annual | Standard GWh | GWh | 0 | 0 | 0 | 0 | 0 | 0 | 0
NY Min Oil Burn - East River - Winter Shldr | 630 | 7543 | Generation Constraint in GWh | FALSE | G | Annual | Emissions at Affected Plants | GWh | 0 | 0 | 0 | 0 | 0 | 0 | 0
NY Min Oil Burn - East River - Winter Shldr | 630 | 7543 | Generation Constraint in GWh | FALSE | G | Annual | Allowances Purchased | GWh | 0 | 0 | 0 | 0 | 0 | 0 | 0
NY Min Oil Burn - East River - Winter Shldr | 630 | 7543 | Generation Constraint in GWh | FALSE | G | Annual | Allowances Sold | GWh | 0 | 0 | 0 | 0 | 0 | 0 | 0
NY Min Oil Burn - East River - Winter Shldr | 630 | 7543 | Generation Constraint in GWh | FALSE | G | Annual | Allowances Banked | GWh | 0 | 0 | 0 | 0 | 0 | 0 | 0
NY Min Oil Burn - East River - Winter Shldr | 630 | 7543 | Generation Constraint in GWh | FALSE | G | Annual | Allowances Withdrawn (1:1) | GWh | 0 | 0 | 0 | 0 | 0 | 0 | 0
NY Min Oil Burn - East River - Winter Shldr | 630 | 7543 | Generation Constraint in GWh | FALSE | G | Annual | Allowances Withdrawn (n:1) | GWh | 0 | 0 | 0 | 0 | 0 | 0 | 0
NY Min Oil Burn - East River - Winter Shldr | 630 | 7543 | Generation Constraint in GWh | FALSE | G | Annual | Net Emissions Allowance Position | GWh | 0 | 0 | 0 | 0 | 0 | 0 | 0
NY Min Oil Burn - East River - Winter Shldr | 630 | 7543 | Generation Constraint in GWh | FALSE | G | Annual | Fuel Consumed | TBtu | 0 | 0 | 0 | 0 | 0 | 0 | 0
NY Min Oil Burn - East River - Winter Shldr | 630 | 7543 | Generation Constraint in GWh | FALSE | G | Annual | Heat Rate | MMBtu/MWh | 0 | 0 | 0 | 0 | 0 | 0 | 0
NY Min Oil Burn - East River - Winter Shldr | 630 | 7543 | Generation Constraint in GWh | FALSE | G | Annual | Generation | TWh | 0 | 0 | 0 | 0 | 0 | 0 | 0
NY Min Oil Burn - East River - Winter Shldr | 630 | 7543 | Generation Constraint in GWh | FALSE | G | Annual | Qualifying Generation | TWh | 0 | 0 | 0 | 0 | 0 | 0 | 0
NY Min Oil Burn - East River - Winter Shldr | 630 | 7543 | Generation Constraint in GWh | FALSE | G | Annual | Rate | lb/MWh | 0 | 0 | 0 | 0 | 0 | 0 | 0
NY Min Oil Burn - East River - Winter Shldr | 630 | 7543 | Generation Constraint in GWh | FALSE | G | Annual | Constraint Shadow Price | US2019$/MWh | 0 | 0 | 0 | 0 | 0 | 0 | 0
NY Min Oil Burn - Northport - Summer | 631 | 7547 | Generation Constraint in GWh | FALSE | G | Annual | Seasons Included | Seasons
NY Min Oil Burn - Northport - Summer | 631 | 7547 | Generation Constraint in GWh | FALSE | G | Annual | Standard GWh | GWh | 0 | 0 | 0 | 0 | 0 | 0 | 0
NY Min Oil Burn - Northport - Summer | 631 | 7547 | Generation Constraint in GWh | FALSE | G | Annual | Emissions at Affected Plants | GWh | 0 | 0 | 0 | 0 | 0 | 0 | 0
NY Min Oil Burn - Northport - Summer | 631 | 7547 | Generation Constraint in GWh | FALSE | G | Annual | Allowances Purchased | GWh | 0 | 0 | 0 | 0 | 0 | 0 | 0
NY Min Oil Burn - Northport - Summer | 631 | 7547 | Generation Constraint in GWh | FALSE | G | Annual | Allowances Sold | GWh | 0 | 0 | 0 | 0 | 0 | 0 | 0
NY Min Oil Burn - Northport - Summer | 631 | 7547 | Generation Constraint in GWh | FALSE | G | Annual | Allowances Banked | GWh | 0 | 0 | 0 | 0 | 0 | 0 | 0
NY Min Oil Burn - Northport - Summer | 631 | 7547 | Generation Constraint in GWh | FALSE | G | Annual | Allowances Withdrawn (1:1) | GWh | 0 | 0 | 0 | 0 | 0 | 0 | 0
NY Min Oil Burn - Northport - Summer | 631 | 7547 | Generation Constraint in GWh | FALSE | G | Annual | Allowances Withdrawn (n:1) | GWh | 0 | 0 | 0 | 0 | 0 | 0 | 0
NY Min Oil Burn - Northport - Summer | 631 | 7547 | Generation Constraint in GWh | FALSE | G | Annual | Net Emissions Allowance Position | GWh | 0 | 0 | 0 | 0 | 0 | 0 | 0
NY Min Oil Burn - Northport - Summer | 631 | 7547 | Generation Constraint in GWh | FALSE | G | Annual | Fuel Consumed | TBtu | 0 | 0 | 0 | 0 | 0 | 0 | 0
NY Min Oil Burn - Northport - Summer | 631 | 7547 | Generation Constraint in GWh | FALSE | G | Annual | Heat Rate | MMBtu/MWh | 0 | 0 | 0 | 0 | 0 | 0 | 0
NY Min Oil Burn - Northport - Summer | 631 | 7547 | Generation Constraint in GWh | FALSE | G | Annual | Generation | TWh | 0 | 0 | 0 | 0 | 0 | 0 | 0
NY Min Oil Burn - Northport - Summer | 631 | 7547 | Generation Constraint in GWh | FALSE | G | Annual | Qualifying Generation | TWh | 0 | 0 | 0 | 0 | 0 | 0 | 0
NY Min Oil Burn - Northport - Summer | 631 | 7547 | Generation Constraint in GWh | FALSE | G | Annual | Rate | lb/MWh | 0 | 0 | 0 | 0 | 0 | 0 | 0
NY Min Oil Burn - Northport - Summer | 631 | 7547 | Generation Constraint in GWh | FALSE | G | Annual | Constraint Shadow Price | US2019$/MWh | 0 | 0 | 0 | 0 | 0 | 0 | 0
NY Min Oil Burn - Northport - Winter | 632 | 7545 | Generation Constraint in GWh | FALSE | G | Annual | Seasons Included | Seasons
NY Min Oil Burn - Northport - Winter | 632 | 7545 | Generation Constraint in GWh | FALSE | G | Annual | Standard GWh | GWh | 0 | 0 | 0 | 0 | 0 | 0 | 0
NY Min Oil Burn - Northport - Winter | 632 | 7545 | Generation Constraint in GWh | FALSE | G | Annual | Emissions at Affected Plants | GWh | 0 | 0 | 0 | 0 | 0 | 0 | 0
NY Min Oil Burn - Northport - Winter | 632 | 7545 | Generation Constraint in GWh | FALSE | G | Annual | Allowances Purchased | GWh | 0 | 0 | 0 | 0 | 0 | 0 | 0
NY Min Oil Burn - Northport - Winter | 632 | 7545 | Generation Constraint in GWh | FALSE | G | Annual | Allowances Sold | GWh | 0 | 0 | 0 | 0 | 0 | 0 | 0
NY Min Oil Burn - Northport - Winter | 632 | 7545 | Generation Constraint in GWh | FALSE | G | Annual | Allowances Banked | GWh | 0 | 0 | 0 | 0 | 0 | 0 | 0
NY Min Oil Burn - Northport - Winter | 632 | 7545 | Generation Constraint in GWh | FALSE | G | Annual | Allowances Withdrawn (1:1) | GWh | 0 | 0 | 0 | 0 | 0 | 0 | 0
NY Min Oil Burn - Northport - Winter | 632 | 7545 | Generation Constraint in GWh | FALSE | G | Annual | Allowances Withdrawn (n:1) | GWh | 0 | 0 | 0 | 0 | 0 | 0 | 0
NY Min Oil Burn - Northport - Winter | 632 | 7545 | Generation Constraint in GWh | FALSE | G | Annual | Net Emissions Allowance Position | GWh | 0 | 0 | 0 | 0 | 0 | 0 | 0
NY Min Oil Burn - Northport - Winter | 632 | 7545 | Generation Constraint in GWh | FALSE | G | Annual | Fuel Consumed | TBtu | 0 | 0 | 0 | 0 | 0 | 0 | 0
NY Min Oil Burn - Northport - Winter | 632 | 7545 | Generation Constraint in GWh | FALSE | G | Annual | Heat Rate | MMBtu/MWh | 0 | 0 | 0 | 0 | 0 | 0 | 0
NY Min Oil Burn - Northport - Winter | 632 | 7545 | Generation Constraint in GWh | FALSE | G | Annual | Generation | TWh | 0 | 0 | 0 | 0 | 0 | 0 | 0
NY Min Oil Burn - Northport - Winter | 632 | 7545 | Generation Constraint in GWh | FALSE | G | Annual | Qualifying Generation | TWh | 0 | 0 | 0 | 0 | 0 | 0 | 0
NY Min Oil Burn - Northport - Winter | 632 | 7545 | Generation Constraint in GWh | FALSE | G | Annual | Rate | lb/MWh | 0 | 0 | 0 | 0 | 0 | 0 | 0
NY Min Oil Burn - Northport - Winter | 632 | 7545 | Generation Constraint in GWh | FALSE | G | Annual | Constraint Shadow Price | US2019$/MWh | 0 | 0 | 0 | 0 | 0 | 0 | 0
NY Min Oil Burn - Northport - Winter Shldr | 633 | 7546 | Generation Constraint in GWh | FALSE | G | Annual | Seasons Included | Seasons
NY Min Oil Burn - Northport - Winter Shldr | 633 | 7546 | Generation Constraint in GWh | FALSE | G | Annual | Standard GWh | GWh | 0 | 0 | 0 | 0 | 0 | 0 | 0
NY Min Oil Burn - Northport - Winter Shldr | 633 | 7546 | Generation Constraint in GWh | FALSE | G | Annual | Emissions at Affected Plants | GWh | 0 | 0 | 0 | 0 | 0 | 0 | 0
NY Min Oil Burn - Northport - Winter Shldr | 633 | 7546 | Generation Constraint in GWh | FALSE | G | Annual | Allowances Purchased | GWh | 0 | 0 | 0 | 0 | 0 | 0 | 0
NY Min Oil Burn - Northport - Winter Shldr | 633 | 7546 | Generation Constraint in GWh | FALSE | G | Annual | Allowances Sold | GWh | 0 | 0 | 0 | 0 | 0 | 0 | 0
NY Min Oil Burn - Northport - Winter Shldr | 633 | 7546 | Generation Constraint in GWh | FALSE | G | Annual | Allowances Banked | GWh | 0 | 0 | 0 | 0 | 0 | 0 | 0
NY Min Oil Burn - Northport - Winter Shldr | 633 | 7546 | Generation Constraint in GWh | FALSE | G | Annual | Allowances Withdrawn (1:1) | GWh | 0 | 0 | 0 | 0 | 0 | 0 | 0
NY Min Oil Burn - Northport - Winter Shldr | 633 | 7546 | Generation Constraint in GWh | FALSE | G | Annual | Allowances Withdrawn (n:1) | GWh | 0 | 0 | 0 | 0 | 0 | 0 | 0
NY Min Oil Burn - Northport - Winter Shldr | 633 | 7546 | Generation Constraint in GWh | FALSE | G | Annual | Net Emissions Allowance Position | GWh | 0 | 0 | 0 | 0 | 0 | 0 | 0
NY Min Oil Burn - Northport - Winter Shldr | 633 | 7546 | Generation Constraint in GWh | FALSE | G | Annual | Fuel Consumed | TBtu | 0 | 0 | 0 | 0 | 0 | 0 | 0
NY Min Oil Burn - Northport - Winter Shldr | 633 | 7546 | Generation Constraint in GWh | FALSE | G | Annual | Heat Rate | MMBtu/MWh | 0 | 0 | 0 | 0 | 0 | 0 | 0
NY Min Oil Burn - Northport - Winter Shldr | 633 | 7546 | Generation Constraint in GWh | FALSE | G | Annual | Generation | TWh | 0 | 0 | 0 | 0 | 0 | 0 | 0
NY Min Oil Burn - Northport - Winter Shldr | 633 | 7546 | Generation Constraint in GWh | FALSE | G | Annual | Qualifying Generation | TWh | 0 | 0 | 0 | 0 | 0 | 0 | 0
NY Min Oil Burn - Northport - Winter Shldr | 633 | 7546 | Generation Constraint in GWh | FALSE | G | Annual | Rate | lb/MWh | 0 | 0 | 0 | 0 | 0 | 0 | 0
NY Min Oil Burn - Northport - Winter Shldr | 633 | 7546 | Generation Constraint in GWh | FALSE | G | Annual | Constraint Shadow Price | US2019$/MWh | 0 | 0 | 0 | 0 | 0 | 0 | 0
NY Min Oil Burn - Ravenswood CC - Summer | 634 | 7556 | Generation Constraint in GWh | FALSE | G | Annual | Seasons Included | Seasons
NY Min Oil Burn - Ravenswood CC - Summer | 634 | 7556 | Generation Constraint in GWh | FALSE | G | Annual | Standard GWh | GWh | 0 | 0 | 0 | 0 | 0 | 0 | 0
NY Min Oil Burn - Ravenswood CC - Summer | 634 | 7556 | Generation Constraint in GWh | FALSE | G | Annual | Emissions at Affected Plants | GWh | 0 | 0 | 0 | 0 | 0 | 0 | 0
NY Min Oil Burn - Ravenswood CC - Summer | 634 | 7556 | Generation Constraint in GWh | FALSE | G | Annual | Allowances Purchased | GWh | 0 | 0 | 0 | 0 | 0 | 0 | 0
NY Min Oil Burn - Ravenswood CC - Summer | 634 | 7556 | Generation Constraint in GWh | FALSE | G | Annual | Allowances Sold | GWh | 0 | 0 | 0 | 0 | 0 | 0 | 0
NY Min Oil Burn - Ravenswood CC - Summer | 634 | 7556 | Generation Constraint in GWh | FALSE | G | Annual | Allowances Banked | GWh | 0 | 0 | 0 | 0 | 0 | 0 | 0
NY Min Oil Burn - Ravenswood CC - Summer | 634 | 7556 | Generation Constraint in GWh | FALSE | G | Annual | Allowances Withdrawn (1:1) | GWh | 0 | 0 | 0 | 0 | 0 | 0 | 0
NY Min Oil Burn - Ravenswood CC - Summer | 634 | 7556 | Generation Constraint in GWh | FALSE | G | Annual | Allowances Withdrawn (n:1) | GWh | 0 | 0 | 0 | 0 | 0 | 0 | 0
NY Min Oil Burn - Ravenswood CC - Summer | 634 | 7556 | Generation Constraint in GWh | FALSE | G | Annual | Net Emissions Allowance Position | GWh | 0 | 0 | 0 | 0 | 0 | 0 | 0
NY Min Oil Burn - Ravenswood CC - Summer | 634 | 7556 | Generation Constraint in GWh | FALSE | G | Annual | Fuel Consumed | TBtu | 0 | 0 | 0 | 0 | 0 | 0 | 0
NY Min Oil Burn - Ravenswood CC - Summer | 634 | 7556 | Generation Constraint in GWh | FALSE | G | Annual | Heat Rate | MMBtu/MWh | 0 | 0 | 0 | 0 | 0 | 0 | 0
NY Min Oil Burn - Ravenswood CC - Summer | 634 | 7556 | Generation Constraint in GWh | FALSE | G | Annual | Generation | TWh | 0 | 0 | 0 | 0 | 0 | 0 | 0
NY Min Oil Burn - Ravenswood CC - Summer | 634 | 7556 | Generation Constraint in GWh | FALSE | G | Annual | Qualifying Generation | TWh | 0 | 0 | 0 | 0 | 0 | 0 | 0
NY Min Oil Burn - Ravenswood CC - Summer | 634 | 7556 | Generation Constraint in GWh | FALSE | G | Annual | Rate | lb/MWh | 0 | 0 | 0 | 0 | 0 | 0 | 0
NY Min Oil Burn - Ravenswood CC - Summer | 634 | 7556 | Generation Constraint in GWh | FALSE | G | Annual | Constraint Shadow Price | US2019$/MWh | 0 | 0 | 0 | 0 | 0 | 0 | 0
NY Min Oil Burn - Ravenswood CC - Winter | 635 | 7554 | Generation Constraint in GWh | FALSE | G | Annual | Seasons Included | Seasons
NY Min Oil Burn - Ravenswood CC - Winter | 635 | 7554 | Generation Constraint in GWh | FALSE | G | Annual | Standard GWh | GWh | 0 | 0 | 0 | 0 | 0 | 0 | 0
NY Min Oil Burn - Ravenswood CC - Winter | 635 | 7554 | Generation Constraint in GWh | FALSE | G | Annual | Emissions at Affected Plants | GWh | 0 | 0 | 0 | 0 | 0 | 0 | 0
NY Min Oil Burn - Ravenswood CC - Winter | 635 | 7554 | Generation Constraint in GWh | FALSE | G | Annual | Allowances Purchased | GWh | 0 | 0 | 0 | 0 | 0 | 0 | 0
NY Min Oil Burn - Ravenswood CC - Winter | 635 | 7554 | Generation Constraint in GWh | FALSE | G | Annual | Allowances Sold | GWh | 0 | 0 | 0 | 0 | 0 | 0 | 0
NY Min Oil Burn - Ravenswood CC - Winter | 635 | 7554 | Generation Constraint in GWh | FALSE | G | Annual | Allowances Banked | GWh | 0 | 0 | 0 | 0 | 0 | 0 | 0
NY Min Oil Burn - Ravenswood CC - Winter | 635 | 7554 | Generation Constraint in GWh | FALSE | G | Annual | Allowances Withdrawn (1:1) | GWh | 0 | 0 | 0 | 0 | 0 | 0 | 0
NY Min Oil Burn - Ravenswood CC - Winter | 635 | 7554 | Generation Constraint in GWh | FALSE | G | Annual | Allowances Withdrawn (n:1) | GWh | 0 | 0 | 0 | 0 | 0 | 0 | 0
NY Min Oil Burn - Ravenswood CC - Winter | 635 | 7554 | Generation Constraint in GWh | FALSE | G | Annual | Net Emissions Allowance Position | GWh | 0 | 0 | 0 | 0 | 0 | 0 | 0
NY Min Oil Burn - Ravenswood CC - Winter | 635 | 7554 | Generation Constraint in GWh | FALSE | G | Annual | Fuel Consumed | TBtu | 0 | 0 | 0 | 0 | 0 | 0 | 0
NY Min Oil Burn - Ravenswood CC - Winter | 635 | 7554 | Generation Constraint in GWh | FALSE | G | Annual | Heat Rate | MMBtu/MWh | 0 | 0 | 0 | 0 | 0 | 0 | 0
NY Min Oil Burn - Ravenswood CC - Winter | 635 | 7554 | Generation Constraint in GWh | FALSE | G | Annual | Generation | TWh | 0 | 0 | 0 | 0 | 0 | 0 | 0
NY Min Oil Burn - Ravenswood CC - Winter | 635 | 7554 | Generation Constraint in GWh | FALSE | G | Annual | Qualifying Generation | TWh | 0 | 0 | 0 | 0 | 0 | 0 | 0
NY Min Oil Burn - Ravenswood CC - Winter | 635 | 7554 | Generation Constraint in GWh | FALSE | G | Annual | Rate | lb/MWh | 0 | 0 | 0 | 0 | 0 | 0 | 0
NY Min Oil Burn - Ravenswood CC - Winter | 635 | 7554 | Generation Constraint in GWh | FALSE | G | Annual | Constraint Shadow Price | US2019$/MWh | 0 | 0 | 0 | 0 | 0 | 0 | 0
NY Min Oil Burn - Ravenswood CC - Winter Shldr | 636 | 7555 | Generation Constraint in GWh | FALSE | G | Annual | Seasons Included | Seasons
NY Min Oil Burn - Ravenswood CC - Winter Shldr | 636 | 7555 | Generation Constraint in GWh | FALSE | G | Annual | Standard GWh | GWh | 0 | 0 | 0 | 0 | 0 | 0 | 0
NY Min Oil Burn - Ravenswood CC - Winter Shldr | 636 | 7555 | Generation Constraint in GWh | FALSE | G | Annual | Emissions at Affected Plants | GWh | 0 | 0 | 0 | 0 | 0 | 0 | 0
NY Min Oil Burn - Ravenswood CC - Winter Shldr | 636 | 7555 | Generation Constraint in GWh | FALSE | G | Annual | Allowances Purchased | GWh | 0 | 0 | 0 | 0 | 0 | 0 | 0
NY Min Oil Burn - Ravenswood CC - Winter Shldr | 636 | 7555 | Generation Constraint in GWh | FALSE | G | Annual | Allowances Sold | GWh | 0 | 0 | 0 | 0 | 0 | 0 | 0
NY Min Oil Burn - Ravenswood CC - Winter Shldr | 636 | 7555 | Generation Constraint in GWh | FALSE | G | Annual | Allowances Banked | GWh | 0 | 0 | 0 | 0 | 0 | 0 | 0
NY Min Oil Burn - Ravenswood CC - Winter Shldr | 636 | 7555 | Generation Constraint in GWh | FALSE | G | Annual | Allowances Withdrawn (1:1) | GWh | 0 | 0 | 0 | 0 | 0 | 0 | 0
NY Min Oil Burn - Ravenswood CC - Winter Shldr | 636 | 7555 | Generation Constraint in GWh | FALSE | G | Annual | Allowances Withdrawn (n:1) | GWh | 0 | 0 | 0 | 0 | 0 | 0 | 0
NY Min Oil Burn - Ravenswood CC - Winter Shldr | 636 | 7555 | Generation Constraint in GWh | FALSE | G | Annual | Net Emissions Allowance Position | GWh | 0 | 0 | 0 | 0 | 0 | 0 | 0
NY Min Oil Burn - Ravenswood CC - Winter Shldr | 636 | 7555 | Generation Constraint in GWh | FALSE | G | Annual | Fuel Consumed | TBtu | 0 | 0 | 0 | 0 | 0 | 0 | 0
NY Min Oil Burn - Ravenswood CC - Winter Shldr | 636 | 7555 | Generation Constraint in GWh | FALSE | G | Annual | Heat Rate | MMBtu/MWh | 0 | 0 | 0 | 0 | 0 | 0 | 0
NY Min Oil Burn - Ravenswood CC - Winter Shldr | 636 | 7555 | Generation Constraint in GWh | FALSE | G | Annual | Generation | TWh | 0 | 0 | 0 | 0 | 0 | 0 | 0
NY Min Oil Burn - Ravenswood CC - Winter Shldr | 636 | 7555 | Generation Constraint in GWh | FALSE | G | Annual | Qualifying Generation | TWh | 0 | 0 | 0 | 0 | 0 | 0 | 0
NY Min Oil Burn - Ravenswood CC - Winter Shldr | 636 | 7555 | Generation Constraint in GWh | FALSE | G | Annual | Rate | lb/MWh | 0 | 0 | 0 | 0 | 0 | 0 | 0
NY Min Oil Burn - Ravenswood CC - Winter Shldr | 636 | 7555 | Generation Constraint in GWh | FALSE | G | Annual | Constraint Shadow Price | US2019$/MWh | 0 | 0 | 0 | 0 | 0 | 0 | 0
NY Min Oil Burn - Ravenswood Oil - Summer | 637 | 7550 | Generation Constraint in GWh | FALSE | G | Annual | Seasons Included | Seasons
NY Min Oil Burn - Ravenswood Oil - Summer | 637 | 7550 | Generation Constraint in GWh | FALSE | G | Annual | Standard GWh | GWh | 0 | 0 | 0 | 0 | 0 | 0 | 0
NY Min Oil Burn - Ravenswood Oil - Summer | 637 | 7550 | Generation Constraint in GWh | FALSE | G | Annual | Emissions at Affected Plants | GWh | 0 | 0 | 0 | 0 | 0 | 0 | 0
NY Min Oil Burn - Ravenswood Oil - Summer | 637 | 7550 | Generation Constraint in GWh | FALSE | G | Annual | Allowances Purchased | GWh | 0 | 0 | 0 | 0 | 0 | 0 | 0
NY Min Oil Burn - Ravenswood Oil - Summer | 637 | 7550 | Generation Constraint in GWh | FALSE | G | Annual | Allowances Sold | GWh | 0 | 0 | 0 | 0 | 0 | 0 | 0
NY Min Oil Burn - Ravenswood Oil - Summer | 637 | 7550 | Generation Constraint in GWh | FALSE | G | Annual | Allowances Banked | GWh | 0 | 0 | 0 | 0 | 0 | 0 | 0
NY Min Oil Burn - Ravenswood Oil - Summer | 637 | 7550 | Generation Constraint in GWh | FALSE | G | Annual | Allowances Withdrawn (1:1) | GWh | 0 | 0 | 0 | 0 | 0 | 0 | 0
NY Min Oil Burn - Ravenswood Oil - Summer | 637 | 7550 | Generation Constraint in GWh | FALSE | G | Annual | Allowances Withdrawn (n:1) | GWh | 0 | 0 | 0 | 0 | 0 | 0 | 0
NY Min Oil Burn - Ravenswood Oil - Summer | 637 | 7550 | Generation Constraint in GWh | FALSE | G | Annual | Net Emissions Allowance Position | GWh | 0 | 0 | 0 | 0 | 0 | 0 | 0
NY Min Oil Burn - Ravenswood Oil - Summer | 637 | 7550 | Generation Constraint in GWh | FALSE | G | Annual | Fuel Consumed | TBtu | 0 | 0 | 0 | 0 | 0 | 0 | 0
NY Min Oil Burn - Ravenswood Oil - Summer | 637 | 7550 | Generation Constraint in GWh | FALSE | G | Annual | Heat Rate | MMBtu/MWh | 0 | 0 | 0 | 0 | 0 | 0 | 0
NY Min Oil Burn - Ravenswood Oil - Summer | 637 | 7550 | Generation Constraint in GWh | FALSE | G | Annual | Generation | TWh | 0 | 0 | 0 | 0 | 0 | 0 | 0
NY Min Oil Burn - Ravenswood Oil - Summer | 637 | 7550 | Generation Constraint in GWh | FALSE | G | Annual | Qualifying Generation | TWh | 0 | 0 | 0 | 0 | 0 | 0 | 0
NY Min Oil Burn - Ravenswood Oil - Summer | 637 | 7550 | Generation Constraint in GWh | FALSE | G | Annual | Rate | lb/MWh | 0 | 0 | 0 | 0 | 0 | 0 | 0
NY Min Oil Burn - Ravenswood Oil - Summer | 637 | 7550 | Generation Constraint in GWh | FALSE | G | Annual | Constraint Shadow Price | US2019$/MWh | 0 | 0 | 0 | 0 | 0 | 0 | 0
NY Min Oil Burn - Ravenswood Oil - Winter | 638 | 7548 | Generation Constraint in GWh | FALSE | G | Annual | Seasons Included | Seasons
NY Min Oil Burn - Ravenswood Oil - Winter | 638 | 7548 | Generation Constraint in GWh | FALSE | G | Annual | Standard GWh | GWh | 0 | 0 | 0 | 0 | 0 | 0 | 0
NY Min Oil Burn - Ravenswood Oil - Winter | 638 | 7548 | Generation Constraint in GWh | FALSE | G | Annual | Emissions at Affected Plants | GWh | 0 | 0 | 0 | 0 | 0 | 0 | 0
NY Min Oil Burn - Ravenswood Oil - Winter | 638 | 7548 | Generation Constraint in GWh | FALSE | G | Annual | Allowances Purchased | GWh | 0 | 0 | 0 | 0 | 0 | 0 | 0
NY Min Oil Burn - Ravenswood Oil - Winter | 638 | 7548 | Generation Constraint in GWh | FALSE | G | Annual | Allowances Sold | GWh | 0 | 0 | 0 | 0 | 0 | 0 | 0
NY Min Oil Burn - Ravenswood Oil - Winter | 638 | 7548 | Generation Constraint in GWh | FALSE | G | Annual | Allowances Banked | GWh | 0 | 0 | 0 | 0 | 0 | 0 | 0
NY Min Oil Burn - Ravenswood Oil - Winter | 638 | 7548 | Generation Constraint in GWh | FALSE | G | Annual | Allowances Withdrawn (1:1) | GWh | 0 | 0 | 0 | 0 | 0 | 0 | 0
NY Min Oil Burn - Ravenswood Oil - Winter | 638 | 7548 | Generation Constraint in GWh | FALSE | G | Annual | Allowances Withdrawn (n:1) | GWh | 0 | 0 | 0 | 0 | 0 | 0 | 0
NY Min Oil Burn - Ravenswood Oil - Winter | 638 | 7548 | Generation Constraint in GWh | FALSE | G | Annual | Net Emissions Allowance Position | GWh | 0 | 0 | 0 | 0 | 0 | 0 | 0
NY Min Oil Burn - Ravenswood Oil - Winter | 638 | 7548 | Generation Constraint in GWh | FALSE | G | Annual | Fuel Consumed | TBtu | 0 | 0 | 0 | 0 | 0 | 0 | 0
NY Min Oil Burn - Ravenswood Oil - Winter | 638 | 7548 | Generation Constraint in GWh | FALSE | G | Annual | Heat Rate | MMBtu/MWh | 0 | 0 | 0 | 0 | 0 | 0 | 0
NY Min Oil Burn - Ravenswood Oil - Winter | 638 | 7548 | Generation Constraint in GWh | FALSE | G | Annual | Generation | TWh | 0 | 0 | 0 | 0 | 0 | 0 | 0
NY Min Oil Burn - Ravenswood Oil - Winter | 638 | 7548 | Generation Constraint in GWh | FALSE | G | Annual | Qualifying Generation | TWh | 0 | 0 | 0 | 0 | 0 | 0 | 0
NY Min Oil Burn - Ravenswood Oil - Winter | 638 | 7548 | Generation Constraint in GWh | FALSE | G | Annual | Rate | lb/MWh | 0 | 0 | 0 | 0 | 0 | 0 | 0
NY Min Oil Burn - Ravenswood Oil - Winter | 638 | 7548 | Generation Constraint in GWh | FALSE | G | Annual | Constraint Shadow Price | US2019$/MWh | 0 | 0 | 0 | 0 | 0 | 0 | 0
NY Min Oil Burn - Ravenswood Oil - Winter Shldr | 639 | 7549 | Generation Constraint in GWh | FALSE | G | Annual | Seasons Included | Seasons
NY Min Oil Burn - Ravenswood Oil - Winter Shldr | 639 | 7549 | Generation Constraint in GWh | FALSE | G | Annual | Standard GWh | GWh | 0 | 0 | 0 | 0 | 0 | 0 | 0
NY Min Oil Burn - Ravenswood Oil - Winter Shldr | 639 | 7549 | Generation Constraint in GWh | FALSE | G | Annual | Emissions at Affected Plants | GWh | 0 | 0 | 0 | 0 | 0 | 0 | 0
NY Min Oil Burn - Ravenswood Oil - Winter Shldr | 639 | 7549 | Generation Constraint in GWh | FALSE | G | Annual | Allowances Purchased | GWh | 0 | 0 | 0 | 0 | 0 | 0 | 0
NY Min Oil Burn - Ravenswood Oil - Winter Shldr | 639 | 7549 | Generation Constraint in GWh | FALSE | G | Annual | Allowances Sold | GWh | 0 | 0 | 0 | 0 | 0 | 0 | 0
NY Min Oil Burn - Ravenswood Oil - Winter Shldr | 639 | 7549 | Generation Constraint in GWh | FALSE | G | Annual | Allowances Banked | GWh | 0 | 0 | 0 | 0 | 0 | 0 | 0
NY Min Oil Burn - Ravenswood Oil - Winter Shldr | 639 | 7549 | Generation Constraint in GWh | FALSE | G | Annual | Allowances Withdrawn (1:1) | GWh | 0 | 0 | 0 | 0 | 0 | 0 | 0
NY Min Oil Burn - Ravenswood Oil - Winter Shldr | 639 | 7549 | Generation Constraint in GWh | FALSE | G | Annual | Allowances Withdrawn (n:1) | GWh | 0 | 0 | 0 | 0 | 0 | 0 | 0
NY Min Oil Burn - Ravenswood Oil - Winter Shldr | 639 | 7549 | Generation Constraint in GWh | FALSE | G | Annual | Net Emissions Allowance Position | GWh | 0 | 0 | 0 | 0 | 0 | 0 | 0
NY Min Oil Burn - Ravenswood Oil - Winter Shldr | 639 | 7549 | Generation Constraint in GWh | FALSE | G | Annual | Fuel Consumed | TBtu | 0 | 0 | 0 | 0 | 0 | 0 | 0
NY Min Oil Burn - Ravenswood Oil - Winter Shldr | 639 | 7549 | Generation Constraint in GWh | FALSE | G | Annual | Heat Rate | MMBtu/MWh | 0 | 0 | 0 | 0 | 0 | 0 | 0
NY Min Oil Burn - Ravenswood Oil - Winter Shldr | 639 | 7549 | Generation Constraint in GWh | FALSE | G | Annual | Generation | TWh | 0 | 0 | 0 | 0 | 0 | 0 | 0
NY Min Oil Burn - Ravenswood Oil - Winter Shldr | 639 | 7549 | Generation Constraint in GWh | FALSE | G | Annual | Qualifying Generation | TWh | 0 | 0 | 0 | 0 | 0 | 0 | 0
NY Min Oil Burn - Ravenswood Oil - Winter Shldr | 639 | 7549 | Generation Constraint in GWh | FALSE | G | Annual | Rate | lb/MWh | 0 | 0 | 0 | 0 | 0 | 0 | 0
NY Min Oil Burn - Ravenswood Oil - Winter Shldr | 639 | 7549 | Generation Constraint in GWh | FALSE | G | Annual | Constraint Shadow Price | US2019$/MWh | 0 | 0 | 0 | 0 | 0 | 0 | 0
NY New Units MER Rate Limit v3.1, Unit 24079 and retrofits | 640 | 7350 | Rate Constraint in lbs/MMBtu | FALSE | L | Annual | Seasons Included | Seasons | Winter, WintShld, Summer | Winter, WintShld, Summer | Winter, WintShld, Summer | Winter, WintShld, Summer | Winter, WintShld, Summer | Winter, WintShld, Summer | Winter, WintShld, Summer
NY New Units MER Rate Limit v3.1, Unit 24079 and retrofits | 640 | 7350 | Rate Constraint in lbs/MMBtu | FALSE | L | Annual | Standard MER | lb/MMBtu | 6e-07 | 6e-07 | 6e-07 | 6e-07 | 6e-07 | 6e-07 | 6e-07
NY New Units MER Rate Limit v3.1, Unit 24079 and retrofits | 640 | 7350 | Rate Constraint in lbs/MMBtu | FALSE | L | Annual | Emissions at Affected Plants MER | lbs | 0 | 0 | 0 | 0 | 0 | 0 | 0
NY New Units MER Rate Limit v3.1, Unit 24079 and retrofits | 640 | 7350 | Rate Constraint in lbs/MMBtu | FALSE | L | Annual | Allowances Purchased MER | lbs | 0 | 0 | 0 | 0 | 0 | 0 | 0
NY New Units MER Rate Limit v3.1, Unit 24079 and retrofits | 640 | 7350 | Rate Constraint in lbs/MMBtu | FALSE | L | Annual | Allowances Sold MER | lbs | 0 | 0 | 0 | 0 | 0 | 0 | 0
NY New Units MER Rate Limit v3.1, Unit 24079 and retrofits | 640 | 7350 | Rate Constraint in lbs/MMBtu | FALSE | L | Annual | Allowances Banked | lbs | 0 | 0 | 0 | 0 | 0 | 0 | 0
NY New Units MER Rate Limit v3.1, Unit 24079 and retrofits | 640 | 7350 | Rate Constraint in lbs/MMBtu | FALSE | L | Annual | Allowances Withdrawn (1:1) | lbs | 0 | 0 | 0 | 0 | 0 | 0 | 0
NY New Units MER Rate Limit v3.1, Unit 24079 and retrofits | 640 | 7350 | Rate Constraint in lbs/MMBtu | FALSE | L | Annual | Allowances Withdrawn (n:1) | lbs | 0 | 0 | 0 | 0 | 0 | 0 | 0
NY New Units MER Rate Limit v3.1, Unit 24079 and retrofits | 640 | 7350 | Rate Constraint in lbs/MMBtu | FALSE | L | Annual | Net Emissions Allowance Position | lbs | 0 | 0 | 0 | 0 | 0 | 0 | 0
NY New Units MER Rate Limit v3.1, Unit 24079 and retrofits | 640 | 7350 | Rate Constraint in lbs/MMBtu | FALSE | L | Annual | Fuel Consumed | TBtu | 0 | 0 | 0 | 0 | 0 | 0 | 0
NY New Units MER Rate Limit v3.1, Unit 24079 and retrofits | 640 | 7350 | Rate Constraint in lbs/MMBtu | FALSE | L | Annual | Rate | lb/MMBtu | 0 | 0 | 0 | 0 | 0 | 0 | 0
NY New Units MER Rate Limit v3.1, Unit 24079 and retrofits | 640 | 7350 | Rate Constraint in lbs/MMBtu | FALSE | L | Annual | Generation | TWh | 0 | 0 | 0 | 0 | 0 | 0 | 0
NY New Units MER Rate Limit v3.1, Unit 24079 and retrofits | 640 | 7350 | Rate Constraint in lbs/MMBtu | FALSE | L | Annual | Qualifying Generation | TWh | 0 | 0 | 0 | 0 | 0 | 0 | 0
NY New Units MER Rate Limit v3.1, Unit 24079 and retrofits | 640 | 7350 | Rate Constraint in lbs/MMBtu | FALSE | L | Annual | Rate | lb/MWh | 0 | 0 | 0 | 0 | 0 | 0 | 0
NY New Units MER Rate Limit v3.1, Unit 24079 and retrofits | 640 | 7350 | Rate Constraint in lbs/MMBtu | FALSE | L | Annual | Constraint Shadow Price | US2019$/Lb | 0 | 50329725.2171 | 40245561.4981 | 60635954.7683 | 75374559.1329 | 45920323.1627 | 74419769.2658
NY- NOx Annual Budget- v6.20 | 641 | 7559 | Rate Constraint in MTons | FALSE | L | Annual | Seasons Included | Seasons | Winter, WintShld, Summer | Winter, WintShld, Summer | Winter, WintShld, Summer | Winter, WintShld, Summer | Winter, WintShld, Summer | Winter, WintShld, Summer | Winter, WintShld, Summer
NY- NOx Annual Budget- v6.20 | 641 | 7559 | Rate Constraint in MTons | FALSE | L | Annual | Standard NOX | Thousand Tons | 16.081 | 16.081 | 16.081 | 16.081 | 16.081 | 16.081 | 16.081
NY- NOx Annual Budget- v6.20 | 641 | 7559 | Rate Constraint in MTons | FALSE | L | Annual | Emissions at Affected Plants NOX | Thousand Tons | 4.1377 | 3.9541 | 1.8691 | 0.62905 | 0.72019 | 0.8261 | 0.90598
NY- NOx Annual Budget- v6.20 | 641 | 7559 | Rate Constraint in MTons | FALSE | L | Annual | Allowances Purchased NOX | Thousand Tons | 0 | 0 | 0 | 0 | 0 | 0 | 0
NY- NOx Annual Budget- v6.20 | 641 | 7559 | Rate Constraint in MTons | FALSE | L | Annual | Allowances Sold NOX | Thousand Tons | 0 | 0 | 0 | 0 | 0 | 0 | 0
NY- NOx Annual Budget- v6.20 | 641 | 7559 | Rate Constraint in MTons | FALSE | L | Annual | Allowances Banked | Thousand Tons | 0 | 0 | 13.4008 | 0 | 0 | 0 | 0
NY- NOx Annual Budget- v6.20 | 641 | 7559 | Rate Constraint in MTons | FALSE | L | Annual | Allowances Withdrawn (1:1) | Thousand Tons | 0 | 0 | 0 | -16.081 | 0 | 0 | 0
NY- NOx Annual Budget- v6.20 | 641 | 7559 | Rate Constraint in MTons | FALSE | L | Annual | Allowances Withdrawn (n:1) | Thousand Tons | 0 | 0 | 0 | 0 | 0 | 0 | 0
NY- NOx Annual Budget- v6.20 | 641 | 7559 | Rate Constraint in MTons | FALSE | L | Annual | Net Emissions Allowance Position | Thousand Tons | 4.1377 | 3.9541 | 15.27 | -15.452 | 0.72019 | 0.8261 | 0.90598
NY- NOx Annual Budget- v6.20 | 641 | 7559 | Rate Constraint in MTons | FALSE | L | Annual | Fuel Consumed | TBtu | 413.221 | 390.9124 | 202.7674 | 85.931 | 91.8867 | 98.2231 | 104.6419
NY- NOx Annual Budget- v6.20 | 641 | 7559 | Rate Constraint in MTons | FALSE | L | Annual | Rate | lb/MMBtu | 0.020027 | 0.02023 | 0.018436 | 0.014641 | 0.015676 | 0.016821 | 0.017316
NY- NOx Annual Budget- v6.20 | 641 | 7559 | Rate Constraint in MTons | FALSE | L | Annual | Generation | TWh | 56.0525 | 53.2179 | 28.1621 | 12.1068 | 13.0009 | 14.399 | 15.5769
NY- NOx Annual Budget- v6.20 | 641 | 7559 | Rate Constraint in MTons | FALSE | L | Annual | Qualifying Generation | TWh | 56.0525 | 53.2179 | 28.1621 | 12.1068 | 12.9534 | 13.8597 | 14.7527
NY- NOx Annual Budget- v6.20 | 641 | 7559 | Rate Constraint in MTons | FALSE | L | Annual | Rate | lb/MWh | 0.14764 | 0.1486 | 0.13274 | 0.10392 | 0.1112 | 0.11921 | 0.12282
NY- NOx Annual Budget- v6.20 | 641 | 7559 | Rate Constraint in MTons | FALSE | L | Annual | Constraint Shadow Price | US2019$/Ton | 0 | 0 | 0 | 0 | 0 | 0 | 0
NY- NOx Ozone Season Budget- v6.20 | 642 | 7558 | Rate Constraint in MTons | FALSE | L | Annual | Seasons Included | Seasons | Summer | Summer | Summer | Summer | Summer | Summer | Summer
NY- NOx Ozone Season Budget- v6.20 | 642 | 7558 | Rate Constraint in MTons | FALSE | L | Annual | Standard NOX | Thousand Tons | 5.135 | 5.135 | 5.135 | 5.135 | 5.135 | 5.135 | 5.135
NY- NOx Ozone Season Budget- v6.20 | 642 | 7558 | Rate Constraint in MTons | FALSE | L | Annual | Emissions at Affected Plants NOX | Thousand Tons | 2.4627 | 2.2406 | 1.1365 | 0.61894 | 0.71739 | 0.82249 | 0.87875
NY- NOx Ozone Season Budget- v6.20 | 642 | 7558 | Rate Constraint in MTons | FALSE | L | Annual | Allowances Purchased NOX | Thousand Tons | 0 | 0 | 0 | 0 | 0 | 0 | 0
NY- NOx Ozone Season Budget- v6.20 | 642 | 7558 | Rate Constraint in MTons | FALSE | L | Annual | Allowances Sold NOX | Thousand Tons | 0 | 0 | 0 | 0 | 0 | 0 | 0
NY- NOx Ozone Season Budget- v6.20 | 642 | 7558 | Rate Constraint in MTons | FALSE | L | Annual | Allowances Banked | Thousand Tons | 0 | 0 | 0 | 0 | 0 | 0 | 0
NY- NOx Ozone Season Budget- v6.20 | 642 | 7558 | Rate Constraint in MTons | FALSE | L | Annual | Allowances Withdrawn (1:1) | Thousand Tons | 0 | 0 | 0 | 0 | 0 | 0 | 0
NY- NOx Ozone Season Budget- v6.20 | 642 | 7558 | Rate Constraint in MTons | FALSE | L | Annual | Allowances Withdrawn (n:1) | Thousand Tons | 0 | 0 | 0 | 0 | 0 | 0 | 0
NY- NOx Ozone Season Budget- v6.20 | 642 | 7558 | Rate Constraint in MTons | FALSE | L | Annual | Net Emissions Allowance Position | Thousand Tons | 2.4627 | 2.2406 | 1.1365 | 0.61894 | 0.71739 | 0.82249 | 0.87875
NY- NOx Ozone Season Budget- v6.20 | 642 | 7558 | Rate Constraint in MTons | FALSE | L | Annual | Fuel Consumed | TBtu | 231.8621 | 219.5028 | 160.6173 | 85.4394 | 91.8477 | 98.0379 | 102.4182
NY- NOx Ozone Season Budget- v6.20 | 642 | 7558 | Rate Constraint in MTons | FALSE | L | Annual | Rate | lb/MMBtu | 0.021242 | 0.020415 | 0.014152 | 0.014488 | 0.015621 | 0.016779 | 0.01716
NY- NOx Ozone Season Budget- v6.20 | 642 | 7558 | Rate Constraint in MTons | FALSE | L | Annual | Generation | TWh | 30.632 | 29.195 | 22.268 | 12.0348 | 12.9939 | 14.3651 | 15.2094
NY- NOx Ozone Season Budget- v6.20 | 642 | 7558 | Rate Constraint in MTons | FALSE | L | Annual | Qualifying Generation | TWh | 30.632 | 29.195 | 22.268 | 12.0348 | 12.9466 | 13.8304 | 14.4175
NY- NOx Ozone Season Budget- v6.20 | 642 | 7558 | Rate Constraint in MTons | FALSE | L | Annual | Rate | lb/MWh | 0.16079 | 0.15349 | 0.10208 | 0.10286 | 0.11082 | 0.11894 | 0.1219
NY- NOx Ozone Season Budget- v6.20 | 642 | 7558 | Rate Constraint in MTons | FALSE | L | Annual | Constraint Shadow Price | US2019$/Ton | 0 | 0 | 0 | 0 | 0 | 0 | 0
NY- NOx Ozone Season Limit- CT Gas Units- v6.20 | 643 | 7639 | Rate Constraint in lbs/MMBtu | FALSE | L | Annual | Seasons Included | Seasons | Summer | Summer | Summer | Summer | Summer | Summer | Summer
NY- NOx Ozone Season Limit- CT Gas Units- v6.20 | 643 | 7639 | Rate Constraint in lbs/MMBtu | FALSE | L | Annual | Standard NOX | lb/MMBtu | 0.09191 | 0.09191 | 0.09191 | 0.09191 | 0.09191 | 0.09191 | 0.09191
NY- NOx Ozone Season Limit- CT Gas Units- v6.20 | 643 | 7639 | Rate Constraint in lbs/MMBtu | FALSE | L | Annual | Emissions at Affected Plants NOX | Thousand Tons | 0.075316 | 0.060936 | 0.033921 | 0.021428 | 0.013547 | 0.019245 | 0.018367
NY- NOx Ozone Season Limit- CT Gas Units- v6.20 | 643 | 7639 | Rate Constraint in lbs/MMBtu | FALSE | L | Annual | Allowances Purchased NOX | Thousand Tons | 0 | 0 | 0 | 0 | 0 | 0 | 0
NY- NOx Ozone Season Limit- CT Gas Units- v6.20 | 643 | 7639 | Rate Constraint in lbs/MMBtu | FALSE | L | Annual | Allowances Sold NOX | Thousand Tons | 0 | 0 | 0 | 0 | 0 | 0 | 0
NY- NOx Ozone Season Limit- CT Gas Units- v6.20 | 643 | 7639 | Rate Constraint in lbs/MMBtu | FALSE | L | Annual | Allowances Banked | Thousand Tons | 0 | 0 | 0 | 0 | 0 | 0 | 0
NY- NOx Ozone Season Limit- CT Gas Units- v6.20 | 643 | 7639 | Rate Constraint in lbs/MMBtu | FALSE | L | Annual | Allowances Withdrawn (1:1) | Thousand Tons | 0 | 0 | 0 | 0 | 0 | 0 | 0
NY- NOx Ozone Season Limit- CT Gas Units- v6.20 | 643 | 7639 | Rate Constraint in lbs/MMBtu | FALSE | L | Annual | Allowances Withdrawn (n:1) | Thousand Tons | 0 | 0 | 0 | 0 | 0 | 0 | 0
NY- NOx Ozone Season Limit- CT Gas Units- v6.20 | 643 | 7639 | Rate Constraint in lbs/MMBtu | FALSE | L | Annual | Net Emissions Allowance Position | Thousand Tons | 0.075316 | 0.060936 | 0.033921 | 0.021428 | 0.013547 | 0.019245 | 0.018367
NY- NOx Ozone Season Limit- CT Gas Units- v6.20 | 643 | 7639 | Rate Constraint in lbs/MMBtu | FALSE | L | Annual | Fuel Consumed | TBtu | 4.5115 | 4.0274 | 2.7891 | 1.3693 | 1.3925 | 1.091 | 0.89257
NY- NOx Ozone Season Limit- CT Gas Units- v6.20 | 643 | 7639 | Rate Constraint in lbs/MMBtu | FALSE | L | Annual | Rate | lb/MMBtu | 0.033388 | 0.030261 | 0.024324 | 0.031298 | 0.019457 | 0.035279 | 0.041155
NY- NOx Ozone Season Limit- CT Gas Units- v6.20 | 643 | 7639 | Rate Constraint in lbs/MMBtu | FALSE | L | Annual | Generation | TWh | 0.40535 | 0.36992 | 0.25227 | 0.12122 | 0.12893 | 0.093712 | 0.07482
NY- NOx Ozone Season Limit- CT Gas Units- v6.20 | 643 | 7639 | Rate Constraint in lbs/MMBtu | FALSE | L | Annual | Qualifying Generation | TWh | 0.39379 | 0.35872 | 0.24897 | 0.11918 | 0.12689 | 0.092486 | 0.073778
NY- NOx Ozone Season Limit- CT Gas Units- v6.20 | 643 | 7639 | Rate Constraint in lbs/MMBtu | FALSE | L | Annual | Rate | lb/MWh | 0.38252 | 0.33974 | 0.27248 | 0.35958 | 0.21353 | 0.41616 | 0.4979
NY- NOx Ozone Season Limit- CT Gas Units- v6.20 | 643 | 7639 | Rate Constraint in lbs/MMBtu | FALSE | L | Annual | Constraint Shadow Price | US2019$/Ton | 0 | 0 | 0 | 0 | 0 | 0 | 0
NY- NOx Ozone Season Limit- CT Oil Units- v6.20 | 644 | 7640 | Rate Constraint in lbs/MMBtu | FALSE | L | Annual | Seasons Included | Seasons | Summer | Summer | Summer | Summer | Summer | Summer | Summer
NY- NOx Ozone Season Limit- CT Oil Units- v6.20 | 644 | 7640 | Rate Constraint in lbs/MMBtu | FALSE | L | Annual | Standard NOX | lb/MMBtu | 0.16279 | 0.16279 | 0.16279 | 0.16279 | 0.16279 | 0.16279 | 0.16279
NY- NOx Ozone Season Limit- CT Oil Units- v6.20 | 644 | 7640 | Rate Constraint in lbs/MMBtu | FALSE | L | Annual | Emissions at Affected Plants NOX | Thousand Tons | 0 | 0 | 4.0571e-05 | 0.00018815 | 0.00024999 | 0.0017118 | 0.0025798
NY- NOx Ozone Season Limit- CT Oil Units- v6.20 | 644 | 7640 | Rate Constraint in lbs/MMBtu | FALSE | L | Annual | Allowances Purchased NOX | Thousand Tons | 0 | 0 | 0 | 0 | 0 | 0 | 0
NY- NOx Ozone Season Limit- CT Oil Units- v6.20 | 644 | 7640 | Rate Constraint in lbs/MMBtu | FALSE | L | Annual | Allowances Sold NOX | Thousand Tons | 0 | 0 | 0 | 0 | 0 | 0 | 0
NY- NOx Ozone Season Limit- CT Oil Units- v6.20 | 644 | 7640 | Rate Constraint in lbs/MMBtu | FALSE | L | Annual | Allowances Banked | Thousand Tons | 0 | 0 | 0 | 0 | 0 | 0 | 0
NY- NOx Ozone Season Limit- CT Oil Units- v6.20 | 644 | 7640 | Rate Constraint in lbs/MMBtu | FALSE | L | Annual | Allowances Withdrawn (1:1) | Thousand Tons | 0 | 0 | 0 | 0 | 0 | 0 | 0
NY- NOx Ozone Season Limit- CT Oil Units- v6.20 | 644 | 7640 | Rate Constraint in lbs/MMBtu | FALSE | L | Annual | Allowances Withdrawn (n:1) | Thousand Tons | 0 | 0 | 0 | 0 | 0 | 0 | 0
NY- NOx Ozone Season Limit- CT Oil Units- v6.20 | 644 | 7640 | Rate Constraint in lbs/MMBtu | FALSE | L | Annual | Net Emissions Allowance Position | Thousand Tons | 0 | 0 | 4.0571e-05 | 0.00018815 | 0.00024999 | 0.0017118 | 0.0025798
NY- NOx Ozone Season Limit- CT Oil Units- v6.20 | 644 | 7640 | Rate Constraint in lbs/MMBtu | FALSE | L | Annual | Fuel Consumed | TBtu | 0 | 0 | 0.0024655 | 0.0055858 | 0.010573 | 0.021031 | 0.031695
NY- NOx Ozone Season Limit- CT Oil Units- v6.20 | 644 | 7640 | Rate Constraint in lbs/MMBtu | FALSE | L | Annual | Rate | lb/MMBtu | 0 | 0 | 0.032911 | 0.067368 | 0.047287 | 0.16279 | 0.16279
NY- NOx Ozone Season Limit- CT Oil Units- v6.20 | 644 | 7640 | Rate Constraint in lbs/MMBtu | FALSE | L | Annual | Generation | TWh | 0 | 0 | 0.00020518 | 0.00051596 | 0.00094344 | 0.001605 | 0.0023582
NY- NOx Ozone Season Limit- CT Oil Units- v6.20 | 644 | 7640 | Rate Constraint in lbs/MMBtu | FALSE | L | Annual | Qualifying Generation | TWh | 0 | 0 | 0.00020518 | 0.00051596 | 0.00094344 | 0.001605 | 0.0023582
NY- NOx Ozone Season Limit- CT Oil Units- v6.20 | 644 | 7640 | Rate Constraint in lbs/MMBtu | FALSE | L | Annual | Rate | lb/MWh | 0 | 0 | 0.39546 | 0.72933 | 0.52995 | 2.1331 | 2.188
NY- NOx Ozone Season Limit- CT Oil Units- v6.20 | 644 | 7640 | Rate Constraint in lbs/MMBtu | FALSE | L | Annual | Constraint Shadow Price | US2019$/Ton | 12108.912 | 0 | 0 | 0 | 0 | 900.9241 | 38902.943
NY- SO2 Annual Budget- v6.20 | 645 | 7560 | Rate Constraint in MTons | FALSE | L | Annual | Seasons Included | Seasons | Winter, WintShld, Summer | Winter, WintShld, Summer | Winter, WintShld, Summer | Winter, WintShld, Summer | Winter, WintShld, Summer | Winter, WintShld, Summer | Winter, WintShld, Summer
NY- SO2 Annual Budget- v6.20 | 645 | 7560 | Rate Constraint in MTons | FALSE | L | Annual | Standard SO2 | Thousand Tons | 27.556 | 27.556 | 27.556 | 27.556 | 27.556 | 27.556 | 27.556
NY- SO2 Annual Budget- v6.20 | 645 | 7560 | Rate Constraint in MTons | FALSE | L | Annual | Emissions at Affected Plants SO2 | Thousand Tons | 0 | 0 | 0 | 0 | 0 | 0 | 0
NY- SO2 Annual Budget- v6.20 | 645 | 7560 | Rate Constraint in MTons | FALSE | L | Annual | Allowances Purchased SO2 | Thousand Tons | 0 | 0 | 0 | 0 | 0 | 0 | 0
NY- SO2 Annual Budget- v6.20 | 645 | 7560 | Rate Constraint in MTons | FALSE | L | Annual | Allowances Sold SO2 | Thousand Tons | 0 | 0 | 0 | 0 | 0 | 0 | 0
NY- SO2 Annual Budget- v6.20 | 645 | 7560 | Rate Constraint in MTons | FALSE | L | Annual | Allowances Banked | Thousand Tons | 0 | 0 | 22.9633 | 27.556 | 0 | 0 | 0
NY- SO2 Annual Budget- v6.20 | 645 | 7560 | Rate Constraint in MTons | FALSE | L | Annual | Allowances Withdrawn (1:1) | Thousand Tons | 0 | 0 | 0 | -27.556 | -27.556 | 0 | 0
NY- SO2 Annual Budget- v6.20 | 645 | 7560 | Rate Constraint in MTons | FALSE | L | Annual | Allowances Withdrawn (n:1) | Thousand Tons | 0 | 0 | 0 | 0 | 0 | 0 | 0
NY- SO2 Annual Budget- v6.20 | 645 | 7560 | Rate Constraint in MTons | FALSE | L | Annual | Net Emissions Allowance Position | Thousand Tons | 0 | 0 | 22.9633 | 0 | -27.556 | 0 | 0
NY- SO2 Annual Budget- v6.20 | 645 | 7560 | Rate Constraint in MTons | FALSE | L | Annual | Fuel Consumed | TBtu | 413.221 | 390.9124 | 202.7674 | 85.931 | 91.8867 | 98.2231 | 104.6419
NY- SO2 Annual Budget- v6.20 | 645 | 7560 | Rate Constraint in MTons | FALSE | L | Annual | Rate | lb/MMBtu | 0 | 0 | 0 | 0 | 0 | 0 | 0
NY- SO2 Annual Budget- v6.20 | 645 | 7560 | Rate Constraint in MTons | FALSE | L | Annual | Generation | TWh | 56.0525 | 53.2179 | 28.1621 | 12.1068 | 13.0009 | 14.399 | 15.5769
NY- SO2 Annual Budget- v6.20 | 645 | 7560 | Rate Constraint in MTons | FALSE | L | Annual | Qualifying Generation | TWh | 56.0525 | 53.2179 | 28.1621 | 12.1068 | 12.9534 | 13.8597 | 14.7527
NY- SO2 Annual Budget- v6.20 | 645 | 7560 | Rate Constraint in MTons | FALSE | L | Annual | Rate | lb/MWh | 0 | 0 | 0 | 0 | 0 | 0 | 0
NY- SO2 Annual Budget- v6.20 | 645 | 7560 | Rate Constraint in MTons | FALSE | L | Annual | Constraint Shadow Price | US2019$/Ton | 0 | 0 | 0 | 0 | 0 | 0 | 0
OR - CO2 Cap Annual v6.21 | 646 | 7724 | Rate Constraint in MTons | FALSE | L | Annual | Seasons Included | Seasons |  | Winter, WintShld, Summer | Winter, WintShld, Summer | Winter, WintShld, Summer | Winter, WintShld, Summer | Winter, WintShld, Summer | Winter, WintShld, Summer
OR - CO2 Cap Annual v6.21 | 646 | 7724 | Rate Constraint in MTons | FALSE | L | Annual | Standard CO2 | Thousand Tons | 0 | 1847.1125 | 923.5562 | 0 | 0 | 0 | 0
OR - CO2 Cap Annual v6.21 | 646 | 7724 | Rate Constraint in MTons | FALSE | L | Annual | Emissions at Affected Plants CO2 | Thousand Tons | 0 | 1847.1125 | 923.5562 | 0 | 0 | 0 | 0
OR - CO2 Cap Annual v6.21 | 646 | 7724 | Rate Constraint in MTons | FALSE | L | Annual | Allowances Purchased CO2 | Thousand Tons | 0 | 0 | 0 | 0 | 0 | 0 | 0
OR - CO2 Cap Annual v6.21 | 646 | 7724 | Rate Constraint in MTons | FALSE | L | Annual | Allowances Sold CO2 | Thousand Tons | 0 | 0 | 0 | 0 | 0 | 0 | 0
OR - CO2 Cap Annual v6.21 | 646 | 7724 | Rate Constraint in MTons | FALSE | L | Annual | Allowances Banked | Thousand Tons | 0 | 0 | 0 | 0 | 0 | 0 | 0
OR - CO2 Cap Annual v6.21 | 646 | 7724 | Rate Constraint in MTons | FALSE | L | Annual | Allowances Withdrawn (1:1) | Thousand Tons | 0 | 0 | 0 | 0 | 0 | 0 | 0
OR - CO2 Cap Annual v6.21 | 646 | 7724 | Rate Constraint in MTons | FALSE | L | Annual | Allowances Withdrawn (n:1) | Thousand Tons | 0 | 0 | 0 | 0 | 0 | 0 | 0
OR - CO2 Cap Annual v6.21 | 646 | 7724 | Rate Constraint in MTons | FALSE | L | Annual | Net Emissions Allowance Position | Thousand Tons | 0 | 1847.1125 | 923.5562 | 0 | 0 | 0 | 0
OR - CO2 Cap Annual v6.21 | 646 | 7724 | Rate Constraint in MTons | FALSE | L | Annual | Fuel Consumed | TBtu | 0 | 33.3872 | 17.5873 | 1.8606 | 1.8606 | 1.8606 | 1.8606
OR - CO2 Cap Annual v6.21 | 646 | 7724 | Rate Constraint in MTons | FALSE | L | Annual | Rate | lb/MMBtu | 0 | 110.6478 | 105.0251 | 0 | 0 | 0 | 0
OR - CO2 Cap Annual v6.21 | 646 | 7724 | Rate Constraint in MTons | FALSE | L | Annual | Generation | TWh | 0 | 4.4775 | 2.3516 | 0.20201 | 0.20201 | 0.20201 | 0.20201
OR - CO2 Cap Annual v6.21 | 646 | 7724 | Rate Constraint in MTons | FALSE | L | Annual | Qualifying Generation | TWh | 0 | 4.4775 | 2.3516 | 0.20201 | 0.20201 | 0.20201 | 0.20201
OR - CO2 Cap Annual v6.21 | 646 | 7724 | Rate Constraint in MTons | FALSE | L | Annual | Rate | lb/MWh | 0 | 825.0634 | 785.4747 | 0 | 0 | 0 | 0
OR - CO2 Cap Annual v6.21 | 646 | 7724 | Rate Constraint in MTons | FALSE | L | Annual | Constraint Shadow Price | US2019$/Ton | 0 | 18.1262 | 32.7123 | 1962.0987 | 703.3213 | 407.4775 | 429.989
OR Utility Hg Rule - MER Removal New Units v3.1 | 647 | 7563 | Rate Constraint in lbs/MMBtu | FALSE | L | Annual | Seasons Included | Seasons | Winter, WintShld, Summer | Winter, WintShld, Summer | Winter, WintShld, Summer | Winter, WintShld, Summer | Winter, WintShld, Summer | Winter, WintShld, Summer | Winter, WintShld, Summer
OR Utility Hg Rule - MER Removal New Units v3.1 | 647 | 7563 | Rate Constraint in lbs/MMBtu | FALSE | L | Annual | Standard MER | lb/MMBtu | 6e-07 | 6e-07 | 6e-07 | 6e-07 | 6e-07 | 6e-07 | 6e-07
OR Utility Hg Rule - MER Removal New Units v3.1 | 647 | 7563 | Rate Constraint in lbs/MMBtu | FALSE | L | Annual | Emissions at Affected Plants MER | lbs | 0 | 0 | 0 | 0 | 0 | 0 | 0
OR Utility Hg Rule - MER Removal New Units v3.1 | 647 | 7563 | Rate Constraint in lbs/MMBtu | FALSE | L | Annual | Allowances Purchased MER | lbs | 0 | 0 | 0 | 0 | 0 | 0 | 0
OR Utility Hg Rule - MER Removal New Units v3.1 | 647 | 7563 | Rate Constraint in lbs/MMBtu | FALSE | L | Annual | Allowances Sold MER | lbs | 0 | 0 | 0 | 0 | 0 | 0 | 0
OR Utility Hg Rule - MER Removal New Units v3.1 | 647 | 7563 | Rate Constraint in lbs/MMBtu | FALSE | L | Annual | Allowances Banked | lbs | 0 | 0 | 0 | 0 | 0 | 0 | 0
OR Utility Hg Rule - MER Removal New Units v3.1 | 647 | 7563 | Rate Constraint in lbs/MMBtu | FALSE | L | Annual | Allowances Withdrawn (1:1) | lbs | 0 | 0 | 0 | 0 | 0 | 0 | 0
OR Utility Hg Rule - MER Removal New Units v3.1 | 647 | 7563 | Rate Constraint in lbs/MMBtu | FALSE | L | Annual | Allowances Withdrawn (n:1) | lbs | 0 | 0 | 0 | 0 | 0 | 0 | 0
OR Utility Hg Rule - MER Removal New Units v3.1 | 647 | 7563 | Rate Constraint in lbs/MMBtu | FALSE | L | Annual | Net Emissions Allowance Position | lbs | 0 | 0 | 0 | 0 | 0 | 0 | 0
OR Utility Hg Rule - MER Removal New Units v3.1 | 647 | 7563 | Rate Constraint in lbs/MMBtu | FALSE | L | Annual | Fuel Consumed | TBtu | 0 | 0 | 0 | 0 | 0 | 0 | 0
OR Utility Hg Rule - MER Removal New Units v3.1 | 647 | 7563 | Rate Constraint in lbs/MMBtu | FALSE | L | Annual | Rate | lb/MMBtu | 0 | 0 | 0 | 0 | 0 | 0 | 0
OR Utility Hg Rule - MER Removal New Units v3.1 | 647 | 7563 | Rate Constraint in lbs/MMBtu | FALSE | L | Annual | Generation | TWh | 0 | 0 | 0 | 0 | 0 | 0 | 0
OR Utility Hg Rule - MER Removal New Units v3.1 | 647 | 7563 | Rate Constraint in lbs/MMBtu | FALSE | L | Annual | Qualifying Generation | TWh | 0 | 0 | 0 | 0 | 0 | 0 | 0
OR Utility Hg Rule - MER Removal New Units v3.1 | 647 | 7563 | Rate Constraint in lbs/MMBtu | FALSE | L | Annual | Rate | lb/MWh | 0 | 0 | 0 | 0 | 0 | 0 | 0
OR Utility Hg Rule - MER Removal New Units v3.1 | 647 | 7563 | Rate Constraint in lbs/MMBtu | FALSE | L | Annual | Constraint Shadow Price | US2019$/Lb | 0 | 84811.6652 | 0 | 0 | 0 | 0 | 0
Ozone Season NOX Cap TR - AL | 661 | 7693 | Rate Constraint in MTons | FALSE | L | Annual | Seasons Included | Seasons | Summer | Summer | Summer | Summer | Summer | Summer | Summer
Ozone Season NOX Cap TR - AL | 661 | 7693 | Rate Constraint in MTons | FALSE | L | Annual | Standard NOX | Thousand Tons | 7.546 | 5.578 | 5.578 | 5.578 | 5.578 | 5.578 | 5.578
Ozone Season NOX Cap TR - AL | 661 | 7693 | Rate Constraint in MTons | FALSE | L | Annual | Emissions at Affected Plants NOX | Thousand Tons | 5.0532 | 5.3092 | 3.3414 | 1.4074 | 1.1966 | 0.98416 | 1.0576
Ozone Season NOX Cap TR - AL | 661 | 7693 | Rate Constraint in MTons | FALSE | L | Annual | Allowances Purchased NOX | Thousand Tons | 0 | 0 | 0 | 0 | 0 | 0 | 0
Ozone Season NOX Cap TR - AL | 661 | 7693 | Rate Constraint in MTons | FALSE | L | Annual | Allowances Sold NOX | Thousand Tons | 0 | 0 | 0 | 0 | 0 | 0 | 0
Ozone Season NOX Cap TR - AL | 661 | 7693 | Rate Constraint in MTons | FALSE | L | Annual | Allowances Banked | Thousand Tons | 0 | 0 | 0 | 0 | 0 | 0 | 0
Ozone Season NOX Cap TR - AL | 661 | 7693 | Rate Constraint in MTons | FALSE | L | Annual | Allowances Withdrawn (1:1) | Thousand Tons | 0 | 0 | 0 | 0 | 0 | 0 | 0
Ozone Season NOX Cap TR - AL | 661 | 7693 | Rate Constraint in MTons | FALSE | L | Annual | Allowances Withdrawn (n:1) | Thousand Tons | 0 | 0 | 0 | 0 | 0 | 0 | 0
Ozone Season NOX Cap TR - AL | 661 | 7693 | Rate Constraint in MTons | FALSE | L | Annual | Net Emissions Allowance Position | Thousand Tons | 5.0532 | 5.3092 | 3.3414 | 1.4074 | 1.1966 | 0.98416 | 1.0576
Ozone Season NOX Cap TR - AL | 661 | 7693 | Rate Constraint in MTons | FALSE | L | Annual | Fuel Consumed | TBtu | 348.8306 | 363.8008 | 300.4319 | 244.9772 | 232.1495 | 202.5412 | 218.4167
Ozone Season NOX Cap TR - AL | 661 | 7693 | Rate Constraint in MTons | FALSE | L | Annual | Rate | lb/MMBtu | 0.028972 | 0.029187 | 0.022244 | 0.01149 | 0.010309 | 0.0097182 | 0.0096841
Ozone Season NOX Cap TR - AL | 661 | 7693 | Rate Constraint in MTons | FALSE | L | Annual | Generation | TWh | 48.9207 | 50.813 | 43.8757 | 37.9255 | 38.8118 | 34.6606 | 37.0431
Ozone Season NOX Cap TR - AL | 661 | 7693 | Rate Constraint in MTons | FALSE | L | Annual | Qualifying Generation | TWh | 45.3156 | 46.9123 | 40.4391 | 34.4967 | 32.6143 | 28.856 | 30.961
Ozone Season NOX Cap TR - AL | 661 | 7693 | Rate Constraint in MTons | FALSE | L | Annual | Rate | lb/MWh | 0.22302 | 0.22634 | 0.16525 | 0.081599 | 0.073381 | 0.068212 | 0.068317
Ozone Season NOX Cap TR - AL | 661 | 7693 | Rate Constraint in MTons | FALSE | L | Annual | Constraint Shadow Price | US2019$/Ton | 0 | 0 | 0 | 0 | 0 | 0 | 0
Ozone Season NOX Cap TR - AR | 662 | 7694 | Rate Constraint in MTons | FALSE | L | Annual | Seasons Included | Seasons | Summer | Summer | Summer | Summer | Summer | Summer | Summer
Ozone Season NOX Cap TR - AR | 662 | 7694 | Rate Constraint in MTons | FALSE | L | Annual | Standard NOX | Thousand Tons | 4.877 | 4.334 | 4.334 | 4.334 | 4.334 | 4.334 | 4.334
Ozone Season NOX Cap TR - AR | 662 | 7694 | Rate Constraint in MTons | FALSE | L | Annual | Emissions at Affected Plants NOX | Thousand Tons | 4.877 | 1.5134 | 1.0075 | 0.649 | 0.503 | 0.37311 | 0.39315
Ozone Season NOX Cap TR - AR | 662 | 7694 | Rate Constraint in MTons | FALSE | L | Annual | Allowances Purchased NOX | Thousand Tons | 0 | 0 | 0 | 0 | 0 | 0 | 0
Ozone Season NOX Cap TR - AR | 662 | 7694 | Rate Constraint in MTons | FALSE | L | Annual | Allowances Sold NOX | Thousand Tons | 0 | 0 | 0 | 0 | 0 | 0 | 0
Ozone Season NOX Cap TR - AR | 662 | 7694 | Rate Constraint in MTons | FALSE | L | Annual | Allowances Banked | Thousand Tons | 0 | 0 | 0 | 0 | 0 | 0 | 0
Ozone Season NOX Cap TR - AR | 662 | 7694 | Rate Constraint in MTons | FALSE | L | Annual | Allowances Withdrawn (1:1) | Thousand Tons | 0 | 0 | 0 | 0 | 0 | 0 | 0
Ozone Season NOX Cap TR - AR | 662 | 7694 | Rate Constraint in MTons | FALSE | L | Annual | Allowances Withdrawn (n:1) | Thousand Tons | 0 | 0 | 0 | 0 | 0 | 0 | 0
Ozone Season NOX Cap TR - AR | 662 | 7694 | Rate Constraint in MTons | FALSE | L | Annual | Net Emissions Allowance Position | Thousand Tons | 4.877 | 1.5134 | 1.0075 | 0.649 | 0.503 | 0.37311 | 0.39315
Ozone Season NOX Cap TR - AR | 662 | 7694 | Rate Constraint in MTons | FALSE | L | Annual | Fuel Consumed | TBtu | 158.468 | 107.3305 | 86.1179 | 61.1203 | 36.4214 | 31.0738 | 36.2944
Ozone Season NOX Cap TR - AR | 662 | 7694 | Rate Constraint in MTons | FALSE | L | Annual | Rate | lb/MMBtu | 0.061552 | 0.028201 | 0.023399 | 0.021237 | 0.027621 | 0.024014 | 0.021665
Ozone Season NOX Cap TR - AR | 662 | 7694 | Rate Constraint in MTons | FALSE | L | Annual | Generation | TWh | 19.3282 | 14.4518 | 11.7766 | 8.4461 | 5.0919 | 4.3985 | 5.1376
Ozone Season NOX Cap TR - AR | 662 | 7694 | Rate Constraint in MTons | FALSE | L | Annual | Qualifying Generation | TWh | 19.3282 | 14.4518 | 11.7766 | 8.4461 | 5.0907 | 4.3985 | 5.1272
Ozone Season NOX Cap TR - AR | 662 | 7694 | Rate Constraint in MTons | FALSE | L | Annual | Rate | lb/MWh | 0.50465 | 0.20944 | 0.17111 | 0.15368 | 0.19762 | 0.16965 | 0.15336
Ozone Season NOX Cap TR - AR | 662 | 7694 | Rate Constraint in MTons | FALSE | L | Annual | Constraint Shadow Price | US2019$/Ton | 5199.317 | 0 | 0 | 0 | 0 | 0 | 0
Ozone Season NOX Cap TR - IL | 664 | 7696 | Rate Constraint in MTons | FALSE | L | Annual | Seasons Included | Seasons | Summer | Summer | Summer | Summer | Summer | Summer | Summer
Ozone Season NOX Cap TR - IL | 664 | 7696 | Rate Constraint in MTons | FALSE | L | Annual | Standard NOX | Thousand Tons | 5.511 | 4.901 | 4.901 | 4.901 | 4.901 | 4.901 | 4.901
Ozone Season NOX Cap TR - IL | 664 | 7696 | Rate Constraint in MTons | FALSE | L | Annual | Emissions at Affected Plants NOX | Thousand Tons | 2.9709 | 2.9722 | 1.835 | 0.38133 | 0.0085795 | 0.0081808 | 0.0077403
Ozone Season NOX Cap TR - IL | 664 | 7696 | Rate Constraint in MTons | FALSE | L | Annual | Allowances Purchased NOX | Thousand Tons | 0 | 0 | 0 | 0 | 0 | 0 | 0
Ozone Season NOX Cap TR - IL | 664 | 7696 | Rate Constraint in MTons | FALSE | L | Annual | Allowances Sold NOX | Thousand Tons | 0 | 0 | 0 | 0 | 0 | 0 | 0
Ozone Season NOX Cap TR - IL | 664 | 7696 | Rate Constraint in MTons | FALSE | L | Annual | Allowances Banked | Thousand Tons | 0 | 0 | 0 | 0 | 0 | 0 | 0
Ozone Season NOX Cap TR - IL | 664 | 7696 | Rate Constraint in MTons | FALSE | L | Annual | Allowances Withdrawn (1:1) | Thousand Tons | 0 | 0 | 0 | 0 | 0 | 0 | 0
Ozone Season NOX Cap TR - IL | 664 | 7696 | Rate Constraint in MTons | FALSE | L | Annual | Allowances Withdrawn (n:1) | Thousand Tons | 0 | 0 | 0 | 0 | 0 | 0 | 0
Ozone Season NOX Cap TR - IL | 664 | 7696 | Rate Constraint in MTons | FALSE | L | Annual | Net Emissions Allowance Position | Thousand Tons | 2.9709 | 2.9722 | 1.835 | 0.38133 | 0.0085795 | 0.0081808 | 0.0077403
Ozone Season NOX Cap TR - IL | 664 | 7696 | Rate Constraint in MTons | FALSE | L | Annual | Fuel Consumed | TBtu | 183.7403 | 185.382 | 132.8975 | 45.5823 | 0.37764 | 0.30514 | 0.22506
Ozone Season NOX Cap TR - IL | 664 | 7696 | Rate Constraint in MTons | FALSE | L | Annual | Rate | lb/MMBtu | 0.032338 | 0.032066 | 0.027616 | 0.016731 | 0.045438 | 0.053619 | 0.068785
Ozone Season NOX Cap TR - IL | 664 | 7696 | Rate Constraint in MTons | FALSE | L | Annual | Generation | TWh | 30.0259 | 32.3922 | 24.317 | 11.5074 | 4.6415 | 4.5567 | 4.5962
Ozone Season NOX Cap TR - IL | 664 | 7696 | Rate Constraint in MTons | FALSE | L | Annual | Qualifying Generation | TWh | 23.4184 | 23.6779 | 17.6338 | 6.7056 | 0.045209 | 0.03789 | 0.029805
Ozone Season NOX Cap TR - IL | 664 | 7696 | Rate Constraint in MTons | FALSE | L | Annual | Rate | lb/MWh | 0.25373 | 0.25105 | 0.20813 | 0.11373 | 0.37955 | 0.43182 | 0.5194
Ozone Season NOX Cap TR - IL | 664 | 7696 | Rate Constraint in MTons | FALSE | L | Annual | Constraint Shadow Price | US2019$/Ton | 0 | 0 | 0 | 0 | 0 | 0 | 0
Ozone Season NOX Cap TR - IN | 665 | 7697 | Rate Constraint in MTons | FALSE | L | Annual | Seasons Included | Seasons | Summer | Summer | Summer | Summer | Summer | Summer | Summer
Ozone Season NOX Cap TR - IN | 665 | 7697 | Rate Constraint in MTons | FALSE | L | Annual | Standard NOX | Thousand Tons | 10.446 | 7.631 | 7.631 | 7.631 | 7.631 | 7.631 | 7.631
Ozone Season NOX Cap TR - IN | 665 | 7697 | Rate Constraint in MTons | FALSE | L | Annual | Emissions at Affected Plants NOX | Thousand Tons | 10.446 | 5.8168 | 1.8314 | 1.5012 | 0.42602 | 0.27862 | 0.28698
Ozone Season NOX Cap TR - IN | 665 | 7697 | Rate Constraint in MTons | FALSE | L | Annual | Allowances Purchased NOX | Thousand Tons | 0 | 0 | 0 | 0 | 0 | 0 | 0
Ozone Season NOX Cap TR - IN | 665 | 7697 | Rate Constraint in MTons | FALSE | L | Annual | Allowances Sold NOX | Thousand Tons | 0 | 0 | 0 | 0 | 0 | 0 | 0
Ozone Season NOX Cap TR - IN | 665 | 7697 | Rate Constraint in MTons | FALSE | L | Annual | Allowances Banked | Thousand Tons | 0 | 0 | 0 | 0 | 0 | 0 | 0
Ozone Season NOX Cap TR - IN | 665 | 7697 | Rate Constraint in MTons | FALSE | L | Annual | Allowances Withdrawn (1:1) | Thousand Tons | 0 | 0 | 0 | 0 | 0 | 0 | 0
Ozone Season NOX Cap TR - IN | 665 | 7697 | Rate Constraint in MTons | FALSE | L | Annual | Allowances Withdrawn (n:1) | Thousand Tons | 0 | 0 | 0 | 0 | 0 | 0 | 0
Ozone Season NOX Cap TR - IN | 665 | 7697 | Rate Constraint in MTons | FALSE | L | Annual | Net Emissions Allowance Position | Thousand Tons | 10.446 | 5.8168 | 1.8314 | 1.5012 | 0.42602 | 0.27862 | 0.28698
Ozone Season NOX Cap TR - IN | 665 | 7697 | Rate Constraint in MTons | FALSE | L | Annual | Fuel Consumed | TBtu | 298.0705 | 271.4815 | 151.0344 | 122.2331 | 68.9517 | 62.1084 | 64.5508
Ozone Season NOX Cap TR - IN | 665 | 7697 | Rate Constraint in MTons | FALSE | L | Annual | Rate | lb/MMBtu | 0.070091 | 0.042853 | 0.024251 | 0.024563 | 0.012357 | 0.0089721 | 0.0088915
Ozone Season NOX Cap TR - IN | 665 | 7697 | Rate Constraint in MTons | FALSE | L | Annual | Generation | TWh | 32.0765 | 29.653 | 17.3986 | 15.4864 | 12.02 | 11.2506 | 11.9662
Ozone Season NOX Cap TR - IN | 665 | 7697 | Rate Constraint in MTons | FALSE | L | Annual | Qualifying Generation | TWh | 31.9119 | 29.4364 | 17.2411 | 13.866 | 8.7464 | 8.3557 | 8.6805
Ozone Season NOX Cap TR - IN | 665 | 7697 | Rate Constraint in MTons | FALSE | L | Annual | Rate | lb/MWh | 0.65468 | 0.39521 | 0.21244 | 0.21653 | 0.097415 | 0.06669 | 0.066119
Ozone Season NOX Cap TR - IN | 665 | 7697 | Rate Constraint in MTons | FALSE | L | Annual | Constraint Shadow Price | US2019$/Ton | 916.11 | 0 | 0 | 0 | 0 | 0 | 0
Ozone Season NOX Cap TR - KY | 666 | 7698 | Rate Constraint in MTons | FALSE | L | Annual | Seasons Included | Seasons | Summer | Summer | Summer | Summer | Summer | Summer | Summer
Ozone Season NOX Cap TR - KY | 666 | 7698 | Rate Constraint in MTons | FALSE | L | Annual | Standard NOX | Thousand Tons | 9.513 | 9.291 | 9.291 | 9.291 | 9.291 | 9.291 | 9.291
Ozone Season NOX Cap TR - KY | 666 | 7698 | Rate Constraint in MTons | FALSE | L | Annual | Emissions at Affected Plants NOX | Thousand Tons | 8.5014 | 4.4616 | 2.304 | 2.1871 | 0.74133 | 0.71426 | 0.72397
Ozone Season NOX Cap TR - KY | 666 | 7698 | Rate Constraint in MTons | FALSE | L | Annual | Allowances Purchased NOX | Thousand Tons | 0 | 0 | 0 | 0 | 0 | 0 | 0
Ozone Season NOX Cap TR - KY | 666 | 7698 | Rate Constraint in MTons | FALSE | L | Annual | Allowances Sold NOX | Thousand Tons | 0 | 0 | 0 | 0 | 0 | 0 | 0
Ozone Season NOX Cap TR - KY | 666 | 7698 | Rate Constraint in MTons | FALSE | L | Annual | Allowances Banked | Thousand Tons | 0 | 0 | 0 | 0 | 0 | 0 | 0
Ozone Season NOX Cap TR - KY | 666 | 7698 | Rate Constraint in MTons | FALSE | L | Annual | Allowances Withdrawn (1:1) | Thousand Tons | 0 | 0 | 0 | 0 | 0 | 0 | 0
Ozone Season NOX Cap TR - KY | 666 | 7698 | Rate Constraint in MTons | FALSE | L | Annual | Allowances Withdrawn (n:1) | Thousand Tons | 0 | 0 | 0 | 0 | 0 | 0 | 0
Ozone Season NOX Cap TR - KY | 666 | 7698 | Rate Constraint in MTons | FALSE | L | Annual | Net Emissions Allowance Position | Thousand Tons | 8.5014 | 4.4616 | 2.304 | 2.1871 | 0.74133 | 0.71426 | 0.72397
Ozone Season NOX Cap TR - KY | 666 | 7698 | Rate Constraint in MTons | FALSE | L | Annual | Fuel Consumed | TBtu | 228.7193 | 221.0742 | 159.6857 | 157.6382 | 113.651 | 109.9229 | 111.6036
Ozone Season NOX Cap TR - KY | 666 | 7698 | Rate Constraint in MTons | FALSE | L | Annual | Rate | lb/MMBtu | 0.074339 | 0.040363 | 0.028856 | 0.027749 | 0.013046 | 0.012996 | 0.012974
Ozone Season NOX Cap TR - KY | 666 | 7698 | Rate Constraint in MTons | FALSE | L | Annual | Generation | TWh | 32.1779 | 33.9493 | 26.2414 | 27.4731 | 24.9071 | 23.4975 | 24.2098
Ozone Season NOX Cap TR - KY | 666 | 7698 | Rate Constraint in MTons | FALSE | L | Annual | Qualifying Generation | TWh | 25.974 | 26.7313 | 20.3201 | 20.1722 | 16.7521 | 16.3369 | 16.5093
Ozone Season NOX Cap TR - KY | 666 | 7698 | Rate Constraint in MTons | FALSE | L | Annual | Rate | lb/MWh | 0.6546 | 0.33381 | 0.22677 | 0.21685 | 0.088506 | 0.087442 | 0.087704
Ozone Season NOX Cap TR - KY | 666 | 7698 | Rate Constraint in MTons | FALSE | L | Annual | Constraint Shadow Price | US2019$/Ton | 0 | 0 | 0 | 0 | 0 | 0 | 0
Ozone Season NOX Cap TR - LA | 667 | 7699 | Rate Constraint in MTons | FALSE | L | Annual | Seasons Included | Seasons | Summer | Summer | Summer | Summer | Summer | Summer | Summer
Ozone Season NOX Cap TR - LA | 667 | 7699 | Rate Constraint in MTons | FALSE | L | Annual | Standard NOX | Thousand Tons | 3.592 | 3.592 | 3.592 | 3.592 | 3.592 | 3.592 | 3.592
Ozone Season NOX Cap TR - LA | 667 | 7699 | Rate Constraint in MTons | FALSE | L | Annual | Emissions at Affected Plants NOX | Thousand Tons | 3.592 | 3.592 | 3.2232 | 2.1921 | 2.8672 | 2.5566 | 2.3455
Ozone Season NOX Cap TR - LA | 667 | 7699 | Rate Constraint in MTons | FALSE | L | Annual | Allowances Purchased NOX | Thousand Tons | 0 | 0 | 0 | 0 | 0 | 0 | 0
Ozone Season NOX Cap TR - LA | 667 | 7699 | Rate Constraint in MTons | FALSE | L | Annual | Allowances Sold NOX | Thousand Tons | 0 | 0 | 0 | 0 | 0 | 0 | 0
Ozone Season NOX Cap TR - LA | 667 | 7699 | Rate Constraint in MTons | FALSE | L | Annual | Allowances Banked | Thousand Tons | 0 | 0 | 0 | 0 | 0 | 0 | 0
Ozone Season NOX Cap TR - LA | 667 | 7699 | Rate Constraint in MTons | FALSE | L | Annual | Allowances Withdrawn (1:1) | Thousand Tons | 0 | 0 | 0 | 0 | 0 | 0 | 0
Ozone Season NOX Cap TR - LA | 667 | 7699 | Rate Constraint in MTons | FALSE | L | Annual | Allowances Withdrawn (n:1) | Thousand Tons | 0 | 0 | 0 | 0 | 0 | 0 | 0
Ozone Season NOX Cap TR - LA | 667 | 7699 | Rate Constraint in MTons | FALSE | L | Annual | Net Emissions Allowance Position | Thousand Tons | 3.592 | 3.592 | 3.2232 | 2.1921 | 2.8672 | 2.5566 | 2.3455
Ozone Season NOX Cap TR - LA | 667 | 7699 | Rate Constraint in MTons | FALSE | L | Annual | Fuel Consumed | TBtu | 242.4822 | 280.2175 | 258.2154 | 221.9307 | 240.8009 | 250.8641 | 246.3132
Ozone Season NOX Cap TR - LA | 667 | 7699 | Rate Constraint in MTons | FALSE | L | Annual | Rate | lb/MMBtu | 0.029627 | 0.025637 | 0.024965 | 0.019755 | 0.023814 | 0.020382 | 0.019045
Ozone Season NOX Cap TR - LA | 667 | 7699 | Rate Constraint in MTons | FALSE | L | Annual | Generation | TWh | 33.9945 | 39.4792 | 34.8724 | 30.2606 | 32.4828 | 33.5907 | 32.9349
Ozone Season NOX Cap TR - LA | 667 | 7699 | Rate Constraint in MTons | FALSE | L | Annual | Qualifying Generation | TWh | 33.9945 | 39.4792 | 34.8724 | 30.2606 | 32.4828 | 33.5907 | 32.9236
Ozone Season NOX Cap TR - LA | 667 | 7699 | Rate Constraint in MTons | FALSE | L | Annual | Rate | lb/MWh | 0.21133 | 0.18197 | 0.18486 | 0.14488 | 0.17654 | 0.15222 | 0.14248
Ozone Season NOX Cap TR - LA | 667 | 7699 | Rate Constraint in MTons | FALSE | L | Annual | Constraint Shadow Price | US2019$/Ton | 73571.131 | 21049.7868 | 0 | 0 | 0 | 0 | 0
Ozone Season NOX Cap TR - MD | 668 | 7700 | Rate Constraint in MTons | FALSE | L | Annual | Seasons Included | Seasons | Summer | Summer | Summer | Summer | Summer | Summer | Summer
Ozone Season NOX Cap TR - MD | 668 | 7700 | Rate Constraint in MTons | FALSE | L | Annual | Standard NOX | Thousand Tons | 0.717 | 0.717 | 0.717 | 0.717 | 0.717 | 0.717 | 0.717
Ozone Season NOX Cap TR - MD | 668 | 7700 | Rate Constraint in MTons | FALSE | L | Annual | Emissions at Affected Plants NOX | Thousand Tons | 0.306 | 0.30509 | 0.25493 | 0.18689 | 0.17984 | 0.26711 | 0.27366
Ozone Season NOX Cap TR - MD | 668 | 7700 | Rate Constraint in MTons | FALSE | L | Annual | Allowances Purchased NOX | Thousand Tons | 0 | 0 | 0 | 0 | 0 | 0 | 0
Ozone Season NOX Cap TR - MD | 668 | 7700 | Rate Constraint in MTons | FALSE | L | Annual | Allowances Sold NOX | Thousand Tons | 0 | 0 | 0 | 0 | 0 | 0 | 0
Ozone Season NOX Cap TR - MD | 668 | 7700 | Rate Constraint in MTons | FALSE | L | Annual | Allowances Banked | Thousand Tons | 0 | 0 | 0 | 0 | 0 | 0 | 0
Ozone Season NOX Cap TR - MD | 668 | 7700 | Rate Constraint in MTons | FALSE | L | Annual | Allowances Withdrawn (1:1) | Thousand Tons | 0 | 0 | 0 | 0 | 0 | 0 | 0
Ozone Season NOX Cap TR - MD | 668 | 7700 | Rate Constraint in MTons | FALSE | L | Annual | Allowances Withdrawn (n:1) | Thousand Tons | 0 | 0 | 0 | 0 | 0 | 0 | 0
Ozone Season NOX Cap TR - MD | 668 | 7700 | Rate Constraint in MTons | FALSE | L | Annual | Net Emissions Allowance Position | Thousand Tons | 0.306 | 0.30509 | 0.25493 | 0.18689 | 0.17984 | 0.26711 | 0.27366
Ozone Season NOX Cap TR - MD | 668 | 7700 | Rate Constraint in MTons | FALSE | L | Annual | Fuel Consumed | TBtu | 67.3702 | 66.6348 | 59.581 | 55.9084 | 55.874 | 68.1747 | 69.7025
Ozone Season NOX Cap TR - MD | 668 | 7700 | Rate Constraint in MTons | FALSE | L | Annual | Rate | lb/MMBtu | 0.0090843 | 0.0091571 | 0.0085574 | 0.0066857 | 0.0064372 | 0.0078359 | 0.0078521
Ozone Season NOX Cap TR - MD | 668 | 7700 | Rate Constraint in MTons | FALSE | L | Annual | Generation | TWh | 9.3293 | 9.2605 | 8.2932 | 7.9681 | 8.5455 | 15.9041 | 19.6892
Ozone Season NOX Cap TR - MD | 668 | 7700 | Rate Constraint in MTons | FALSE | L | Annual | Qualifying Generation | TWh | 9.3293 | 9.2605 | 8.2932 | 7.863 | 7.8642 | 9.4368 | 9.5932
Ozone Season NOX Cap TR - MD | 668 | 7700 | Rate Constraint in MTons | FALSE | L | Annual | Rate | lb/MWh | 0.065601 | 0.065891 | 0.061479 | 0.047537 | 0.045736 | 0.056609 | 0.057052
Ozone Season NOX Cap TR - MD | 668 | 7700 | Rate Constraint in MTons | FALSE | L | Annual | Constraint Shadow Price | US2019$/Ton | 0 | 0 | 0 | 0 | 0 | 0 | 0
Ozone Season NOX Cap TR - MI | 669 | 7701 | Rate Constraint in MTons | FALSE | L | Annual | Seasons Included | Seasons | Summer | Summer | Summer | Summer | Summer | Summer | Summer
Ozone Season NOX Cap TR - MI | 669 | 7701 | Rate Constraint in MTons | FALSE | L | Annual | Standard NOX | Thousand Tons | 7.256 | 6.886 | 6.886 | 6.886 | 6.886 | 6.886 | 6.886
Ozone Season NOX Cap TR - MI | 669 | 7701 | Rate Constraint in MTons | FALSE | L | Annual | Emissions at Affected Plants NOX | Thousand Tons | 7.256 | 6.7583 | 5.7407 | 3.3414 | 3.248 | 3.3895 | 3.3683
Ozone Season NOX Cap TR - MI | 669 | 7701 | Rate Constraint in MTons | FALSE | L | Annual | Allowances Purchased NOX | Thousand Tons | 0 | 0 | 0 | 0 | 0 | 0 | 0
Ozone Season NOX Cap TR - MI | 669 | 7701 | Rate Constraint in MTons | FALSE | L | Annual | Allowances Sold NOX | Thousand Tons | 0 | 0 | 0 | 0 | 0 | 0 | 0
Ozone Season NOX Cap TR - MI | 669 | 7701 | Rate Constraint in MTons | FALSE | L | Annual | Allowances Banked | Thousand Tons | 0 | 0 | 0 | 0 | 0 | 0 | 0
Ozone Season NOX Cap TR - MI | 669 | 7701 | Rate Constraint in MTons | FALSE | L | Annual | Allowances Withdrawn (1:1) | Thousand Tons | 0 | 0 | 0 | 0 | 0 | 0 | 0
Ozone Season NOX Cap TR - MI | 669 | 7701 | Rate Constraint in MTons | FALSE | L | Annual | Allowances Withdrawn (n:1) | Thousand Tons | 0 | 0 | 0 | 0 | 0 | 0 | 0
Ozone Season NOX Cap TR - MI | 669 | 7701 | Rate Constraint in MTons | FALSE | L | Annual | Net Emissions Allowance Position | Thousand Tons | 7.256 | 6.7583 | 5.7407 | 3.3414 | 3.248 | 3.3895 | 3.3683
Ozone Season NOX Cap TR - MI | 669 | 7701 | Rate Constraint in MTons | FALSE | L | Annual | Fuel Consumed | TBtu | 279.8007 | 270.3988 | 249.795 | 198.4301 | 191.8204 | 201.2841 | 202.5098
Ozone Season NOX Cap TR - MI | 669 | 7701 | Rate Constraint in MTons | FALSE | L | Annual | Rate | lb/MMBtu | 0.051865 | 0.049988 | 0.045963 | 0.033678 | 0.033865 | 0.033679 | 0.033265
Ozone Season NOX Cap TR - MI | 669 | 7701 | Rate Constraint in MTons | FALSE | L | Annual | Generation | TWh | 36.7167 | 34.7141 | 32.5294 | 29.5321 | 30.7501 | 31.4082 | 32.1088
Ozone Season NOX Cap TR - MI | 669 | 7701 | Rate Constraint in MTons | FALSE | L | Annual | Qualifying Generation | TWh | 36.2749 | 33.9898 | 31.4653 | 27.6431 | 26.7791 | 27.805 | 27.8586
Ozone Season NOX Cap TR - MI | 669 | 7701 | Rate Constraint in MTons | FALSE | L | Annual | Rate | lb/MWh | 0.40006 | 0.39767 | 0.36489 | 0.24175 | 0.24257 | 0.24381 | 0.24181
Ozone Season NOX Cap TR - MI | 669 | 7701 | Rate Constraint in MTons | FALSE | L | Annual | Constraint Shadow Price | US2019$/Ton | 1139.073 | 0 | 0 | 0 | 0 | 0 | 0
Ozone Season NOX Cap TR - MN | 670 | 7702 | Rate Constraint in MTons | FALSE | L | Annual | Seasons Included | Seasons | Summer | Summer | Summer | Summer | Summer | Summer | Summer
Ozone Season NOX Cap TR - MN | 670 | 7702 | Rate Constraint in MTons | FALSE | L | Annual | Standard NOX | Thousand Tons | 3.515 | 2.012 | 2.012 | 2.012 | 2.012 | 2.012 | 2.012
Ozone Season NOX Cap TR - MN | 670 | 7702 | Rate Constraint in MTons | FALSE | L | Annual | Emissions at Affected Plants NOX | Thousand Tons | 3.1095 | 0.87326 | 0.104 | 0.06201 | 0.049851 | 0.030812 | 0.053064
Ozone Season NOX Cap TR - MN | 670 | 7702 | Rate Constraint in MTons | FALSE | L | Annual | Allowances Purchased NOX | Thousand Tons | 0 | 0 | 0 | 0 | 0 | 0 | 0
Ozone Season NOX Cap TR - MN | 670 | 7702 | Rate Constraint in MTons | FALSE | L | Annual | Allowances Sold NOX | Thousand Tons | 0 | 0 | 0 | 0 | 0 | 0 | 0
Ozone Season NOX Cap TR - MN | 670 | 7702 | Rate Constraint in MTons | FALSE | L | Annual | Allowances Banked | Thousand Tons | 0 | 0 | 0 | 0 | 0 | 0 | 0
Ozone Season NOX Cap TR - MN | 670 | 7702 | Rate Constraint in MTons | FALSE | L | Annual | Allowances Withdrawn (1:1) | Thousand Tons | 0 | 0 | 0 | 0 | 0 | 0 | 0
Ozone Season NOX Cap TR - MN | 670 | 7702 | Rate Constraint in MTons | FALSE | L | Annual | Allowances Withdrawn (n:1) | Thousand Tons | 0 | 0 | 0 | 0 | 0 | 0 | 0
Ozone Season NOX Cap TR - MN | 670 | 7702 | Rate Constraint in MTons | FALSE | L | Annual | Net Emissions Allowance Position | Thousand Tons | 3.1095 | 0.87326 | 0.104 | 0.06201 | 0.049851 | 0.030812 | 0.053064
Ozone Season NOX Cap TR - MN | 670 | 7702 | Rate Constraint in MTons | FALSE | L | Annual | Fuel Consumed | TBtu | 95.5742 | 58.9951 | 17.8751 | 11.0007 | 8.3048 | 5.2126 | 8.8298
Ozone Season NOX Cap TR - MN | 670 | 7702 | Rate Constraint in MTons | FALSE | L | Annual | Rate | lb/MMBtu | 0.065069 | 0.029605 | 0.011636 | 0.011274 | 0.012005 | 0.011822 | 0.012019
Ozone Season NOX Cap TR - MN | 670 | 7702 | Rate Constraint in MTons | FALSE | L | Annual | Generation | TWh | 15.8192 | 12.5472 | 7.6322 | 8.4671 | 7.9277 | 8.1732 | 8.9796
Ozone Season NOX Cap TR - MN | 670 | 7702 | Rate Constraint in MTons | FALSE | L | Annual | Qualifying Generation | TWh | 11.0467 | 7.7746 | 2.4789 | 1.508 | 1.1454 | 0.72516 | 1.216
Ozone Season NOX Cap TR - MN | 670 | 7702 | Rate Constraint in MTons | FALSE | L | Annual | Rate | lb/MWh | 0.56297 | 0.22464 | 0.083908 | 0.082239 | 0.087048 | 0.084979 | 0.087276
Ozone Season NOX Cap TR - MN | 670 | 7702 | Rate Constraint in MTons | FALSE | L | Annual | Constraint Shadow Price | US2019$/Ton | 0 | 0 | 0 | 0 | 0 | 0 | 0
Ozone Season NOX Cap TR - MO | 671 | 7704 | Rate Constraint in MTons | FALSE | L | Annual | Seasons Included | Seasons | Summer | Summer | Summer | Summer | Summer | Summer | Summer
Ozone Season NOX Cap TR - MO | 671 | 7704 | Rate Constraint in MTons | FALSE | L | Annual | Standard NOX | Thousand Tons | 8.868 | 8.191 | 8.191 | 8.191 | 8.191 | 8.191 | 8.191
Ozone Season NOX Cap TR - MO | 671 | 7704 | Rate Constraint in MTons | FALSE | L | Annual | Emissions at Affected Plants NOX | Thousand Tons | 8.868 | 3.3704 | 0.2035 | 0.40852 | 0.29286 | 0.043673 | 0.023359
Ozone Season NOX Cap TR - MO | 671 | 7704 | Rate Constraint in MTons | FALSE | L | Annual | Allowances Purchased NOX | Thousand Tons | 0 | 0 | 0 | 0 | 0 | 0 | 0
Ozone Season NOX Cap TR - MO | 671 | 7704 | Rate Constraint in MTons | FALSE | L | Annual | Allowances Sold NOX | Thousand Tons | 0 | 0 | 0 | 0 | 0 | 0 | 0
Ozone Season NOX Cap TR - MO | 671 | 7704 | Rate Constraint in MTons | FALSE | L | Annual | Allowances Banked | Thousand Tons | 0 | 0 | 0 | 0 | 0 | 0 | 0
Ozone Season NOX Cap TR - MO | 671 | 7704 | Rate Constraint in MTons | FALSE | L | Annual | Allowances Withdrawn (1:1) | Thousand Tons | 0 | 0 | 0 | 0 | 0 | 0 | 0
Ozone Season NOX Cap TR - MO | 671 | 7704 | Rate Constraint in MTons | FALSE | L | Annual | Allowances Withdrawn (n:1) | Thousand Tons | 0 | 0 | 0 | 0 | 0 | 0 | 0
Ozone Season NOX Cap TR - MO | 671 | 7704 | Rate Constraint in MTons | FALSE | L | Annual | Net Emissions Allowance Position | Thousand Tons | 8.868 | 3.3704 | 0.2035 | 0.40852 | 0.29286 | 0.043673 | 0.023359
Ozone Season NOX Cap TR - MO | 671 | 7704 | Rate Constraint in MTons | FALSE | L | Annual | Fuel Consumed | TBtu | 256.7981 | 141.1003 | 31.9001 | 16.4602 | 11.5197 | 4.264 | 3.0771
Ozone Season NOX Cap TR - MO | 671 | 7704 | Rate Constraint in MTons | FALSE | L | Annual | Rate | lb/MMBtu | 0.069066 | 0.047772 | 0.012759 | 0.049638 | 0.050845 | 0.020485 | 0.015182
Ozone Season NOX Cap TR - MO | 671 | 7704 | Rate Constraint in MTons | FALSE | L | Annual | Generation | TWh | 26.5796 | 15.4027 | 3.7183 | 1.786 | 1.2601 | 0.51135 | 0.41279
Ozone Season NOX Cap TR - MO | 671 | 7704 | Rate Constraint in MTons | FALSE | L | Annual | Qualifying Generation | TWh | 26.3732 | 15.0256 | 3.4838 | 1.7348 | 1.2306 | 0.49265 | 0.37682
Ozone Season NOX Cap TR - MO | 671 | 7704 | Rate Constraint in MTons | FALSE | L | Annual | Rate | lb/MWh | 0.6725 | 0.44861 | 0.11683 | 0.47097 | 0.47596 | 0.1773 | 0.12398
Ozone Season NOX Cap TR - MO | 671 | 7704 | Rate Constraint in MTons | FALSE | L | Annual | Constraint Shadow Price | US2019$/Ton | 1049.699 | 0 | 0 | 0 | 0 | 0 | 0
Ozone Season NOX Cap TR - MS | 672 | 7703 | Rate Constraint in MTons | FALSE | L | Annual | Seasons Included | Seasons | Summer | Summer | Summer | Summer | Summer | Summer | Summer
Ozone Season NOX Cap TR - MS | 672 | 7703 | Rate Constraint in MTons | FALSE | L | Annual | Standard NOX | Thousand Tons | 1.848 | 1.848 | 1.848 | 1.848 | 1.848 | 1.848 | 1.848
Ozone Season NOX Cap TR - MS | 672 | 7703 | Rate Constraint in MTons | FALSE | L | Annual | Emissions at Affected Plants NOX | Thousand Tons | 1.848 | 1.848 | 1.8281 | 0.80783 | 0.69976 | 0.41319 | 0.64693
Ozone Season NOX Cap TR - MS | 672 | 7703 | Rate Constraint in MTons | FALSE | L | Annual | Allowances Purchased NOX | Thousand Tons | 0 | 0 | 0 | 0 | 0 | 0 | 0
Ozone Season NOX Cap TR - MS | 672 | 7703 | Rate Constraint in MTons | FALSE | L | Annual | Allowances Sold NOX | Thousand Tons | 0 | 0 | 0 | 0 | 0 | 0 | 0
Ozone Season NOX Cap TR - MS | 672 | 7703 | Rate Constraint in MTons | FALSE | L | Annual | Allowances Banked | Thousand Tons | 0 | 0 | 0 | 0 | 0 | 0 | 0
Ozone Season NOX Cap TR - MS | 672 | 7703 | Rate Constraint in MTons | FALSE | L | Annual | Allowances Withdrawn (1:1) | Thousand Tons | 0 | 0 | 0 | 0 | 0 | 0 | 0
Ozone Season NOX Cap TR - MS | 672 | 7703 | Rate Constraint in MTons | FALSE | L | Annual | Allowances Withdrawn (n:1) | Thousand Tons | 0 | 0 | 0 | 0 | 0 | 0 | 0
Ozone Season NOX Cap TR - MS | 672 | 7703 | Rate Constraint in MTons | FALSE | L | Annual | Net Emissions Allowance Position | Thousand Tons | 1.848 | 1.848 | 1.8281 | 0.80783 | 0.69976 | 0.41319 | 0.64693
Ozone Season NOX Cap TR - MS | 672 | 7703 | Rate Constraint in MTons | FALSE | L | Annual | Fuel Consumed | TBtu | 191.6606 | 189.3756 | 181.7418 | 152.5549 | 133.0419 | 81.8649 | 123.5147
Ozone Season NOX Cap TR - MS | 672 | 7703 | Rate Constraint in MTons | FALSE | L | Annual | Rate | lb/MMBtu | 0.019284 | 0.019517 | 0.020118 | 0.010591 | 0.010519 | 0.010094 | 0.010475
Ozone Season NOX Cap TR - MS | 672 | 7703 | Rate Constraint in MTons | FALSE | L | Annual | Generation | TWh | 29.9257 | 29.9798 | 28.3726 | 24.6742 | 25.8214 | 18.2928 | 24.4994
Ozone Season NOX Cap TR - MS | 672 | 7703 | Rate Constraint in MTons | FALSE | L | Annual | Qualifying Generation | TWh | 26.1619 | 25.9074 | 24.7846 | 21.0926 | 18.2052 | 11.2597 | 17.1165
Ozone Season NOX Cap TR - MS | 672 | 7703 | Rate Constraint in MTons | FALSE | L | Annual | Rate | lb/MWh | 0.14127 | 0.14266 | 0.14752 | 0.076598 | 0.076875 | 0.073393 | 0.075591
Ozone Season NOX Cap TR - MS | 672 | 7703 | Rate Constraint in MTons | FALSE | L | Annual | Constraint Shadow Price | US2019$/Ton | 601.741 | 986.3285 | 0 | 0 | 0 | 0 | 0
Ozone Season NOX Cap TR - NJ | 673 | 7706 | Rate Constraint in MTons | FALSE | L | Annual | Seasons Included | Seasons | Summer | Summer | Summer | Summer | Summer | Summer | Summer
Ozone Season NOX Cap TR - NJ | 673 | 7706 | Rate Constraint in MTons | FALSE | L | Annual | Standard NOX | Thousand Tons | 0.93 | 0.93 | 0.93 | 0.93 | 0.93 | 0.93 | 0.93
Ozone Season NOX Cap TR - NJ | 673 | 7706 | Rate Constraint in MTons | FALSE | L | Annual | Emissions at Affected Plants NOX | Thousand Tons | 0.93 | 0.93 | 0.78006 | 0.58081 | 0.76027 | 0.9256 | 0.93
Ozone Season NOX Cap TR - NJ | 673 | 7706 | Rate Constraint in MTons | FALSE | L | Annual | Allowances Purchased NOX | Thousand Tons | 0 | 0 | 0 | 0 | 0 | 0 | 0
Ozone Season NOX Cap TR - NJ | 673 | 7706 | Rate Constraint in MTons | FALSE | L | Annual | Allowances Sold NOX | Thousand Tons | 0 | 0 | 0 | 0 | 0 | 0 | 0
Ozone Season NOX Cap TR - NJ | 673 | 7706 | Rate Constraint in MTons | FALSE | L | Annual | Allowances Banked | Thousand Tons | 0 | 0 | 0 | 0 | 0 | 0 | 0
Ozone Season NOX Cap TR - NJ | 673 | 7706 | Rate Constraint in MTons | FALSE | L | Annual | Allowances Withdrawn (1:1) | Thousand Tons | 0 | 0 | 0 | 0 | 0 | 0 | 0
Ozone Season NOX Cap TR - NJ | 673 | 7706 | Rate Constraint in MTons | FALSE | L | Annual | Allowances Withdrawn (n:1) | Thousand Tons | 0 | 0 | 0 | 0 | 0 | 0 | 0
Ozone Season NOX Cap TR - NJ | 673 | 7706 | Rate Constraint in MTons | FALSE | L | Annual | Net Emissions Allowance Position | Thousand Tons | 0.93 | 0.93 | 0.78006 | 0.58081 | 0.76027 | 0.9256 | 0.93
Ozone Season NOX Cap TR - NJ | 673 | 7706 | Rate Constraint in MTons | FALSE | L | Annual | Fuel Consumed | TBtu | 150.4062 | 151.0917 | 123.5153 | 106.7801 | 123.2447 | 146.0606 | 161.8576
Ozone Season NOX Cap TR - NJ | 673 | 7706 | Rate Constraint in MTons | FALSE | L | Annual | Rate | lb/MMBtu | 0.012367 | 0.01231 | 0.012631 | 0.010879 | 0.012338 | 0.012674 | 0.011492
Ozone Season NOX Cap TR - NJ | 673 | 7706 | Rate Constraint in MTons | FALSE | L | Annual | Generation | TWh | 20.9611 | 21.0541 | 17.3963 | 15.2641 | 17.9312 | 23.478 | 27.1373
Ozone Season NOX Cap TR - NJ | 673 | 7706 | Rate Constraint in MTons | FALSE | L | Annual | Qualifying Generation | TWh | 20.9611 | 21.0541 | 17.3963 | 15.2003 | 17.2717 | 20.2211 | 22.4559
Ozone Season NOX Cap TR - NJ | 673 | 7706 | Rate Constraint in MTons | FALSE | L | Annual | Rate | lb/MWh | 0.088736 | 0.088344 | 0.089681 | 0.076421 | 0.088036 | 0.091547 | 0.082829
Ozone Season NOX Cap TR - NJ | 673 | 7706 | Rate Constraint in MTons | FALSE | L | Annual | Constraint Shadow Price | US2019$/Ton | 1605.253 | 4547.0181 | 0 | 0 | 0 | 0 | 7365.5956
Ozone Season NOX Cap TR - NV | 674 | 7705 | Rate Constraint in MTons | FALSE | L | Annual | Seasons Included | Seasons | Summer | Summer | Summer | Summer | Summer | Summer | Summer
Ozone Season NOX Cap TR - NV | 674 | 7705 | Rate Constraint in MTons | FALSE | L | Annual | Standard NOX | Thousand Tons | 1.271 | 0.989 | 0.989 | 0.989 | 0.989 | 0.989 | 0.989
Ozone Season NOX Cap TR - NV | 674 | 7705 | Rate Constraint in MTons | FALSE | L | Annual | Emissions at Affected Plants NOX | Thousand Tons | 0.63298 | 0.70436 | 0.59629 | 0.63767 | 0.63256 | 0.15035 | 0.13412
Ozone Season NOX Cap TR - NV | 674 | 7705 | Rate Constraint in MTons | FALSE | L | Annual | Allowances Purchased NOX | Thousand Tons | 0 | 0 | 0 | 0 | 0 | 0 | 0
Ozone Season NOX Cap TR - NV | 674 | 7705 | Rate Constraint in MTons | FALSE | L | Annual | Allowances Sold NOX | Thousand Tons | 0 | 0 | 0 | 0 | 0 | 0 | 0
Ozone Season NOX Cap TR - NV | 674 | 7705 | Rate Constraint in MTons | FALSE | L | Annual | Allowances Banked | Thousand Tons | 0 | 0 | 0 | 0 | 0 | 0 | 0
Ozone Season NOX Cap TR - NV | 674 | 7705 | Rate Constraint in MTons | FALSE | L | Annual | Allowances Withdrawn (1:1) | Thousand Tons | 0 | 0 | 0 | 0 | 0 | 0 | 0
Ozone Season NOX Cap TR - NV | 674 | 7705 | Rate Constraint in MTons | FALSE | L | Annual | Allowances Withdrawn (n:1) | Thousand Tons | 0 | 0 | 0 | 0 | 0 | 0 | 0
Ozone Season NOX Cap TR - NV | 674 | 7705 | Rate Constraint in MTons | FALSE | L | Annual | Net Emissions Allowance Position | Thousand Tons | 0.63298 | 0.70436 | 0.59629 | 0.63767 | 0.63256 | 0.15035 | 0.13412
Ozone Season NOX Cap TR - NV | 674 | 7705 | Rate Constraint in MTons | FALSE | L | Annual | Fuel Consumed | TBtu | 64.6076 | 60.4916 | 49.5987 | 59.4338 | 63.1099 | 14.6055 | 22.2386
Ozone Season NOX Cap TR - NV | 674 | 7705 | Rate Constraint in MTons | FALSE | L | Annual | Rate | lb/MMBtu | 0.019595 | 0.023288 | 0.024045 | 0.021458 | 0.020046 | 0.020588 | 0.012062
Ozone Season NOX Cap TR - NV | 674 | 7705 | Rate Constraint in MTons | FALSE | L | Annual | Generation | TWh | 8.5718 | 7.8452 | 6.2433 | 7.6577 | 8.0094 | 1.5288 | 2.2903
Ozone Season NOX Cap TR - NV | 674 | 7705 | Rate Constraint in MTons | FALSE | L | Annual | Qualifying Generation | TWh | 8.5718 | 7.8452 | 6.2433 | 7.6577 | 8.007 | 1.5285 | 2.2899
Ozone Season NOX Cap TR - NV | 674 | 7705 | Rate Constraint in MTons | FALSE | L | Annual | Rate | lb/MWh | 0.14769 | 0.17956 | 0.19102 | 0.16654 | 0.158 | 0.19672 | 0.11714
Ozone Season NOX Cap TR - NV | 674 | 7705 | Rate Constraint in MTons | FALSE | L | Annual | Constraint Shadow Price | US2019$/Ton | 0 | 0 | 0 | 0 | 0 | 0 | 0
Ozone Season NOX Cap TR - NY | 675 | 7707 | Rate Constraint in MTons | FALSE | L | Annual | Seasons Included | Seasons | Summer | Summer | Summer | Summer | Summer | Summer | Summer
Ozone Season NOX Cap TR - NY | 675 | 7707 | Rate Constraint in MTons | FALSE | L | Annual | Standard NOX | Thousand Tons | 4.033 | 4.033 | 4.033 | 4.033 | 4.033 | 4.033 | 4.033
Ozone Season NOX Cap TR - NY | 675 | 7707 | Rate Constraint in MTons | FALSE | L | Annual | Emissions at Affected Plants NOX | Thousand Tons | 2.4627 | 2.2406 | 1.1365 | 0.61894 | 0.71739 | 0.82249 | 0.87875
Ozone Season NOX Cap TR - NY | 675 | 7707 | Rate Constraint in MTons | FALSE | L | Annual | Allowances Purchased NOX | Thousand Tons | 0 | 0 | 0 | 0 | 0 | 0 | 0
Ozone Season NOX Cap TR - NY | 675 | 7707 | Rate Constraint in MTons | FALSE | L | Annual | Allowances Sold NOX | Thousand Tons | 0 | 0 | 0 | 0 | 0 | 0 | 0
Ozone Season NOX Cap TR - NY | 675 | 7707 | Rate Constraint in MTons | FALSE | L | Annual | Allowances Banked | Thousand Tons | 0 | 0 | 0 | 0 | 0 | 0 | 0
Ozone Season NOX Cap TR - NY | 675 | 7707 | Rate Constraint in MTons | FALSE | L | Annual | Allowances Withdrawn (1:1) | Thousand Tons | 0 | 0 | 0 | 0 | 0 | 0 | 0
Ozone Season NOX Cap TR - NY | 675 | 7707 | Rate Constraint in MTons | FALSE | L | Annual | Allowances Withdrawn (n:1) | Thousand Tons | 0 | 0 | 0 | 0 | 0 | 0 | 0
Ozone Season NOX Cap TR - NY | 675 | 7707 | Rate Constraint in MTons | FALSE | L | Annual | Net Emissions Allowance Position | Thousand Tons | 2.4627 | 2.2406 | 1.1365 | 0.61894 | 0.71739 | 0.82249 | 0.87875
Ozone Season NOX Cap TR - NY | 675 | 7707 | Rate Constraint in MTons | FALSE | L | Annual | Fuel Consumed | TBtu | 231.8621 | 219.5028 | 160.6173 | 85.4394 | 91.8477 | 98.0379 | 102.4182
Ozone Season NOX Cap TR - NY | 675 | 7707 | Rate Constraint in MTons | FALSE | L | Annual | Rate | lb/MMBtu | 0.021242 | 0.020415 | 0.014152 | 0.014488 | 0.015621 | 0.016779 | 0.01716
Ozone Season NOX Cap TR - NY | 675 | 7707 | Rate Constraint in MTons | FALSE | L | Annual | Generation | TWh | 30.632 | 29.195 | 22.268 | 12.0348 | 12.9939 | 14.3651 | 15.2094
Ozone Season NOX Cap TR - NY | 675 | 7707 | Rate Constraint in MTons | FALSE | L | Annual | Qualifying Generation | TWh | 30.632 | 29.195 | 22.268 | 12.0348 | 12.9466 | 13.8304 | 14.4175
Ozone Season NOX Cap TR - NY | 675 | 7707 | Rate Constraint in MTons | FALSE | L | Annual | Rate | lb/MWh | 0.16079 | 0.15349 | 0.10208 | 0.10286 | 0.11082 | 0.11894 | 0.1219
Ozone Season NOX Cap TR - NY | 675 | 7707 | Rate Constraint in MTons | FALSE | L | Annual | Constraint Shadow Price | US2019$/Ton | 0 | 0 | 0 | 0 | 0 | 0 | 0
Ozone Season NOX Cap TR - OH | 676 | 7708 | Rate Constraint in MTons | FALSE | L | Annual | Seasons Included | Seasons | Summer | Summer | Summer | Summer | Summer | Summer | Summer
Ozone Season NOX Cap TR - OH | 676 | 7708 | Rate Constraint in MTons | FALSE | L | Annual | Standard NOX | Thousand Tons | 8.391 | 7.742 | 7.742 | 7.742 | 7.742 | 7.742 | 7.742
Ozone Season NOX Cap TR - OH | 676 | 7708 | Rate Constraint in MTons | FALSE | L | Annual | Emissions at Affected Plants NOX | Thousand Tons | 6.0987 | 4.8231 | 2.5046 | 2.1546 | 1.4343 | 1.5635 | 1.6449
Ozone Season NOX Cap TR - OH | 676 | 7708 | Rate Constraint in MTons | FALSE | L | Annual | Allowances Purchased NOX | Thousand Tons | 0 | 0 | 0 | 0 | 0 | 0 | 0
Ozone Season NOX Cap TR - OH | 676 | 7708 | Rate Constraint in MTons | FALSE | L | Annual | Allowances Sold NOX | Thousand Tons | 0 | 0 | 0 | 0 | 0 | 0 | 0
Ozone Season NOX Cap TR - OH | 676 | 7708 | Rate Constraint in MTons | FALSE | L | Annual | Allowances Banked | Thousand Tons | 0 | 0 | 0 | 0 | 0 | 0 | 0
Ozone Season NOX Cap TR - OH | 676 | 7708 | Rate Constraint in MTons | FALSE | L | Annual | Allowances Withdrawn (1:1) | Thousand Tons | 0 | 0 | 0 | 0 | 0 | 0 | 0
Ozone Season NOX Cap TR - OH | 676 | 7708 | Rate Constraint in MTons | FALSE | L | Annual | Allowances Withdrawn (n:1) | Thousand Tons | 0 | 0 | 0 | 0 | 0 | 0 | 0
Ozone Season NOX Cap TR - OH | 676 | 7708 | Rate Constraint in MTons | FALSE | L | Annual | Net Emissions Allowance Position | Thousand Tons | 6.0987 | 4.8231 | 2.5046 | 2.1546 | 1.4343 | 1.5635 | 1.6449
Ozone Season NOX Cap TR - OH | 676 | 7708 | Rate Constraint in MTons | FALSE | L | Annual | Fuel Consumed | TBtu | 404.904 | 380.9906 | 342.6835 | 323.6183 | 296.5777 | 328.605 | 343.3967
Ozone Season NOX Cap TR - OH | 676 | 7708 | Rate Constraint in MTons | FALSE | L | Annual | Rate | lb/MMBtu | 0.030124 | 0.025319 | 0.014617 | 0.013315 | 0.0096723 | 0.0095162 | 0.0095801
Ozone Season NOX Cap TR - OH | 676 | 7708 | Rate Constraint in MTons | FALSE | L | Annual | Generation | TWh | 55.34 | 53.3085 | 51.0453 | 49.9864 | 48.4488 | 52.6581 | 55.4585
Ozone Season NOX Cap TR - OH | 676 | 7708 | Rate Constraint in MTons | FALSE | L | Annual | Qualifying Generation | TWh | 53.272 | 51.2405 | 48.1757 | 45.9765 | 43.1025 | 47.4687 | 49.5627
Ozone Season NOX Cap TR - OH | 676 | 7708 | Rate Constraint in MTons | FALSE | L | Annual | Rate | lb/MWh | 0.22897 | 0.18825 | 0.10398 | 0.093724 | 0.066553 | 0.065876 | 0.066376
Ozone Season NOX Cap TR - OH | 676 | 7708 | Rate Constraint in MTons | FALSE | L | Annual | Constraint Shadow Price | US2019$/Ton | 0 | 0 | 0 | 0 | 0 | 0 | 0
Ozone Season NOX Cap TR - OK | 677 | 7709 | Rate Constraint in MTons | FALSE | L | Annual | Seasons Included | Seasons | Summer | Summer | Summer | Summer | Summer | Summer | Summer
Ozone Season NOX Cap TR - OK | 677 | 7709 | Rate Constraint in MTons | FALSE | L | Annual | Standard NOX | Thousand Tons | 4.649 | 4.649 | 4.649 | 4.649 | 4.649 | 4.649 | 4.649
Ozone Season NOX Cap TR - OK | 677 | 7709 | Rate Constraint in MTons | FALSE | L | Annual | Emissions at Affected Plants NOX | Thousand Tons | 4.649 | 1.497 | 0.30311 | 0.022057 | 0.043214 | 0.024408 | 0.085253
Ozone Season NOX Cap TR - OK | 677 | 7709 | Rate Constraint in MTons | FALSE | L | Annual | Allowances Purchased NOX | Thousand Tons | 0 | 0 | 0 | 0 | 0 | 0 | 0
Ozone Season NOX Cap TR - OK | 677 | 7709 | Rate Constraint in MTons | FALSE | L | Annual | Allowances Sold NOX | Thousand Tons | 0 | 0 | 0 | 0 | 0 | 0 | 0
Ozone Season NOX Cap TR - OK | 677 | 7709 | Rate Constraint in MTons | FALSE | L | Annual | Allowances Banked | Thousand Tons | 0 | 0 | 0 | 0 | 0 | 0 | 0
Ozone Season NOX Cap TR - OK | 677 | 7709 | Rate Constraint in MTons | FALSE | L | Annual | Allowances Withdrawn (1:1) | Thousand Tons | 0 | 0 | 0 | 0 | 0 | 0 | 0
Ozone Season NOX Cap TR - OK | 677 | 7709 | Rate Constraint in MTons | FALSE | L | Annual | Allowances Withdrawn (n:1) | Thousand Tons | 0 | 0 | 0 | 0 | 0 | 0 | 0
Ozone Season NOX Cap TR - OK | 677 | 7709 | Rate Constraint in MTons | FALSE | L | Annual | Net Emissions Allowance Position | Thousand Tons | 4.649 | 1.497 | 0.30311 | 0.022057 | 0.043214 | 0.024408 | 0.085253
Ozone Season NOX Cap TR - OK | 677 | 7709 | Rate Constraint in MTons | FALSE | L | Annual | Fuel Consumed | TBtu | 195.8504 | 138.2158 | 34.6752 | 4.678 | 5.0095 | 4.7147 | 5.8246
Ozone Season NOX Cap TR - OK | 677 | 7709 | Rate Constraint in MTons | FALSE | L | Annual | Rate | lb/MMBtu | 0.047475 | 0.021661 | 0.017483 | 0.0094301 | 0.017253 | 0.010354 | 0.029273
Ozone Season NOX Cap TR - OK | 677 | 7709 | Rate Constraint in MTons | FALSE | L | Annual | Generation | TWh | 24.7304 | 18.781 | 4.6795 | 0.62982 | 0.65846 | 0.63276 | 0.75155
Ozone Season NOX Cap TR - OK | 677 | 7709 | Rate Constraint in MTons | FALSE | L | Annual | Qualifying Generation | TWh | 24.7304 | 18.781 | 4.6795 | 0.62982 | 0.65731 | 0.63276 | 0.72441
Ozone Season NOX Cap TR - OK | 677 | 7709 | Rate Constraint in MTons | FALSE | L | Annual | Rate | lb/MWh | 0.37597 | 0.15941 | 0.12955 | 0.070042 | 0.13149 | 0.077149 | 0.23537
Ozone Season NOX Cap TR - OK | 677 | 7709 | Rate Constraint in MTons | FALSE | L | Annual | Constraint Shadow Price | US2019$/Ton | 362.502 | 0 | 0 | 0 | 0 | 0 | 0
Ozone Season NOX Cap TR - PA | 678 | 7710 | Rate Constraint in MTons | FALSE | L | Annual | Seasons Included | Seasons | Summer | Summer | Summer | Summer | Summer | Summer | Summer
Ozone Season NOX Cap TR - PA | 678 | 7710 | Rate Constraint in MTons | FALSE | L | Annual | Standard NOX | Thousand Tons | 8.646 | 5.827 | 5.827 | 5.827 | 5.827 | 5.827 | 5.827
Ozone Season NOX Cap TR - PA | 678 | 7710 | Rate Constraint in MTons | FALSE | L | Annual | Emissions at Affected Plants NOX | Thousand Tons | 5.0301 | 5.827 | 4.294 | 1.8876 | 2.038 | 2.522 | 3.2217
Ozone Season NOX Cap TR - PA | 678 | 7710 | Rate Constraint in MTons | FALSE | L | Annual | Allowances Purchased NOX | Thousand Tons | 0 | 0 | 0 | 0 | 0 | 0 | 0
Ozone Season NOX Cap TR - PA | 678 | 7710 | Rate Constraint in MTons | FALSE | L | Annual | Allowances Sold NOX | Thousand Tons | 0 | 0 | 0 | 0 | 0 | 0 | 0
Ozone Season NOX Cap TR - PA | 678 | 7710 | Rate Constraint in MTons | FALSE | L | Annual | Allowances Banked | Thousand Tons | 0 | 0 | 0 | 0 | 0 | 0 | 0
Ozone Season NOX Cap TR - PA | 678 | 7710 | Rate Constraint in MTons | FALSE | L | Annual | Allowances Withdrawn (1:1) | Thousand Tons | 0 | 0 | 0 | 0 | 0 | 0 | 0
Ozone Season NOX Cap TR - PA | 678 | 7710 | Rate Constraint in MTons | FALSE | L | Annual | Allowances Withdrawn (n:1) | Thousand Tons | 0 | 0 | 0 | 0 | 0 | 0 | 0
Ozone Season NOX Cap TR - PA | 678 | 7710 | Rate Constraint in MTons | FALSE | L | Annual | Net Emissions Allowance Position | Thousand Tons | 5.0301 | 5.827 | 4.294 | 1.8876 | 2.038 | 2.522 | 3.2217
Ozone Season NOX Cap TR - PA | 678 | 7710 | Rate Constraint in MTons | FALSE | L | Annual | Fuel Consumed | TBtu | 494.921 | 522.3682 | 477.6585 | 406.2901 | 421.7583 | 484.8096 | 550.2065
Ozone Season NOX Cap TR - PA | 678 | 7710 | Rate Constraint in MTons | FALSE | L | Annual | Rate | lb/MMBtu | 0.020327 | 0.02231 | 0.017979 | 0.009292 | 0.0096643 | 0.010404 | 0.011711
Ozone Season NOX Cap TR - PA | 678 | 7710 | Rate Constraint in MTons | FALSE | L | Annual | Generation | TWh | 74.8221 | 77.7629 | 77.2915 | 72.089 | 76.5227 | 89.7596 | 104.1854
Ozone Season NOX Cap TR - PA | 678 | 7710 | Rate Constraint in MTons | FALSE | L | Annual | Qualifying Generation | TWh | 65.2167 | 68.1575 | 63.9628 | 56.8421 | 58.7089 | 67.2192 | 76.3505
Ozone Season NOX Cap TR - PA | 678 | 7710 | Rate Constraint in MTons | FALSE | L | Annual | Rate | lb/MWh | 0.15426 | 0.17099 | 0.13426 | 0.066416 | 0.069427 | 0.075037 | 0.084393
Ozone Season NOX Cap TR - PA | 678 | 7710 | Rate Constraint in MTons | FALSE | L | Annual | Constraint Shadow Price | US2019$/Ton | 0 | 316.5228 | 0 | 0 | 0 | 0 | 0
Ozone Season NOX Cap TR - Region | 679 | 7718 | Rate Constraint in MTons | FALSE | L | Annual | Seasons Included | Seasons | Summer | Summer | Summer | Summer | Summer | Summer | Summer
Ozone Season NOX Cap TR - Region | 679 | 7718 | Rate Constraint in MTons | FALSE | L | Annual | Standard NOX | Thousand Tons | 151.213 | 104.685 | 104.685 | 104.685 | 104.685 | 104.685 | 104.685
Ozone Season NOX Cap TR - Region | 679 | 7718 | Rate Constraint in MTons | FALSE | L | Annual | Emissions at Affected Plants NOX | Thousand Tons | 110.4606 | 76.9159 | 45.3533 | 30.2739 | 21.0725 | 19.4787 | 20.7176
Ozone Season NOX Cap TR - Region | 679 | 7718 | Rate Constraint in MTons | FALSE | L | Annual | Allowances Purchased NOX | Thousand Tons | 0 | 0 | 0 | 0 | 0 | 0 | 0
Ozone Season NOX Cap TR - Region | 679 | 7718 | Rate Constraint in MTons | FALSE | L | Annual | Allowances Sold NOX | Thousand Tons | 0 | 0 | 0 | 0 | 0 | 0 | 0
Ozone Season NOX Cap TR - Region | 679 | 7718 | Rate Constraint in MTons | FALSE | L | Annual | Allowances Banked | Thousand Tons | 0 | 0 | 59.3317 | 74.4111 | 63.7609 | 0 | 0
Ozone Season NOX Cap TR - Region | 679 | 7718 | Rate Constraint in MTons | FALSE | L | Annual | Allowances Withdrawn (1:1) | Thousand Tons | 0 | 0 | 0 | 0 | -104.685 | -104.685 | 0
Ozone Season NOX Cap TR - Region | 679 | 7718 | Rate Constraint in MTons | FALSE | L | Annual | Allowances Withdrawn (n:1) | Thousand Tons | 0 | 0 | 0 | 0 | 0 | 0 | 0
Ozone Season NOX Cap TR - Region | 679 | 7718 | Rate Constraint in MTons | FALSE | L | Annual | Net Emissions Allowance Position | Thousand Tons | 110.4606 | 76.9159 | 104.685 | 104.685 | -19.8516 | -85.2063 | 20.7176
Ozone Season NOX Cap TR - Region | 679 | 7718 | Rate Constraint in MTons | FALSE | L | Annual | Fuel Consumed | TBtu | 5475.3124 | 5039.9409 | 3712.2206 | 3048.111 | 2700.77 | 2569.1275 | 2782.376
Ozone Season NOX Cap TR - Region | 679 | 7718 | Rate Constraint in MTons | FALSE | L | Annual | Rate | lb/MMBtu | 0.040349 | 0.030523 | 0.024435 | 0.019864 | 0.015605 | 0.015164 | 0.014892
Ozone Season NOX Cap TR - Region | 679 | 7718 | Rate Constraint in MTons | FALSE | L | Annual | Generation | TWh | 698.7556 | 651.941 | 493.2323 | 416.3423 | 388.3055 | 367.742 | 394.905
Ozone Season NOX Cap TR - Region | 679 | 7718 | Rate Constraint in MTons | FALSE | L | Annual | Qualifying Generation | TWh | 696.3013 | 649.2388 | 490.8812 | 414.0395 | 378.4257 | 359.0336 | 386.358
Ozone Season NOX Cap TR - Region | 679 | 7718 | Rate Constraint in MTons | FALSE | L | Annual | Rate | lb/MWh | 0.31728 | 0.23694 | 0.18478 | 0.14624 | 0.11137 | 0.10851 | 0.10725
Ozone Season NOX Cap TR - Region | 679 | 7718 | Rate Constraint in MTons | FALSE | L | Annual | Constraint Shadow Price | US2019$/Ton | 0 | 0 | 0 | 0 | 0 | 0 | 0
Ozone Season NOX Cap TR - TX | 681 | 7712 | Rate Constraint in MTons | FALSE | L | Annual | Seasons Included | Seasons | Summer | Summer | Summer | Summer | Summer | Summer | Summer
Ozone Season NOX Cap TR - TX | 681 | 7712 | Rate Constraint in MTons | FALSE | L | Annual | Standard NOX | Thousand Tons | 27.112 | 26.174 | 26.174 | 26.174 | 26.174 | 26.174 | 26.174
Ozone Season NOX Cap TR - TX | 681 | 7712 | Rate Constraint in MTons | FALSE | L | Annual | Emissions at Affected Plants NOX | Thousand Tons | 16.7937 | 10.2252 | 6.6952 | 6.829 | 3.6217 | 3.4567 | 3.3961
Ozone Season NOX Cap TR - TX | 681 | 7712 | Rate Constraint in MTons | FALSE | L | Annual | Allowances Purchased NOX | Thousand Tons | 0 | 0 | 0 | 0 | 0 | 0 | 0
Ozone Season NOX Cap TR - TX | 681 | 7712 | Rate Constraint in MTons | FALSE | L | Annual | Allowances Sold NOX | Thousand Tons | 0 | 0 | 0 | 0 | 0 | 0 | 0
Ozone Season NOX Cap TR - TX | 681 | 7712 | Rate Constraint in MTons | FALSE | L | Annual | Allowances Banked | Thousand Tons | 0 | 0 | 0 | 0 | 0 | 0 | 0
Ozone Season NOX Cap TR - TX | 681 | 7712 | Rate Constraint in MTons | FALSE | L | Annual | Allowances Withdrawn (1:1) | Thousand Tons | 0 | 0 | 0 | 0 | 0 | 0 | 0
Ozone Season NOX Cap TR - TX | 681 | 7712 | Rate Constraint in MTons | FALSE | L | Annual | Allowances Withdrawn (n:1) | Thousand Tons | 0 | 0 | 0 | 0 | 0 | 0 | 0
Ozone Season NOX Cap TR - TX | 681 | 7712 | Rate Constraint in MTons | FALSE | L | Annual | Net Emissions Allowance Position | Thousand Tons | 16.7937 | 10.2252 | 6.6952 | 6.829 | 3.6217 | 3.4567 | 3.3961
Ozone Season NOX Cap TR - TX | 681 | 7712 | Rate Constraint in MTons | FALSE | L | Annual | Fuel Consumed | TBtu | 909.8438 | 760.3952 | 448.2297 | 422.5445 | 305.0729 | 310.4525 | 308.5618
Ozone Season NOX Cap TR - TX | 681 | 7712 | Rate Constraint in MTons | FALSE | L | Annual | Rate | lb/MMBtu | 0.036916 | 0.026894 | 0.029874 | 0.032323 | 0.023743 | 0.022269 | 0.022012
Ozone Season NOX Cap TR - TX | 681 | 7712 | Rate Constraint in MTons | FALSE | L | Annual | Generation | TWh | 123.0561 | 103.5223 | 60.242 | 55.641 | 49.4073 | 50.7844 | 50.1429
Ozone Season NOX Cap TR - TX | 681 | 7712 | Rate Constraint in MTons | FALSE | L | Annual | Qualifying Generation | TWh | 123.0561 | 103.5223 | 60.242 | 55.641 | 44.4482 | 46.6394 | 46.4086
Ozone Season NOX Cap TR - TX | 681 | 7712 | Rate Constraint in MTons | FALSE | L | Annual | Rate | lb/MWh | 0.27294 | 0.19755 | 0.22228 | 0.24547 | 0.16296 | 0.14823 | 0.14636
Ozone Season NOX Cap TR - TX | 681 | 7712 | Rate Constraint in MTons | FALSE | L | Annual | Constraint Shadow Price | US2019$/Ton | 0 | 0 | 0 | 0 | 0 | 0 | 0
Ozone Season NOX Cap TR - UT | 682 | 7713 | Rate Constraint in MTons | FALSE | L | Annual | Seasons Included | Seasons | Summer | Summer | Summer | Summer | Summer | Summer | Summer
Ozone Season NOX Cap TR - UT | 682 | 7713 | Rate Constraint in MTons | FALSE | L | Annual | Standard NOX | Thousand Tons | 3.15 | 3.15 | 3.15 | 3.15 | 3.15 | 3.15 | 3.15
Ozone Season NOX Cap TR - UT | 682 | 7713 | Rate Constraint in MTons | FALSE | L | Annual | Emissions at Affected Plants NOX | Thousand Tons | 3.15 | 3.1429 | 3.15 | 3.15 | 0.52996 | 0.41302 | 0.5469
Ozone Season NOX Cap TR - UT | 682 | 7713 | Rate Constraint in MTons | FALSE | L | Annual | Allowances Purchased NOX | Thousand Tons | 0 | 0 | 0 | 0 | 0 | 0 | 0
Ozone Season NOX Cap TR - UT | 682 | 7713 | Rate Constraint in MTons | FALSE | L | Annual | Allowances Sold NOX | Thousand Tons | 0 | 0 | 0 | 0 | 0 | 0 | 0
Ozone Season NOX Cap TR - UT | 682 | 7713 | Rate Constraint in MTons | FALSE | L | Annual | Allowances Banked | Thousand Tons | 0 | 0 | 0 | 0 | 0 | 0 | 0
Ozone Season NOX Cap TR - UT | 682 | 7713 | Rate Constraint in MTons | FALSE | L | Annual | Allowances Withdrawn (1:1) | Thousand Tons | 0 | 0 | 0 | 0 | 0 | 0 | 0
Ozone Season NOX Cap TR - UT | 682 | 7713 | Rate Constraint in MTons | FALSE | L | Annual | Allowances Withdrawn (n:1) | Thousand Tons | 0 | 0 | 0 | 0 | 0 | 0 | 0
Ozone Season NOX Cap TR - UT | 682 | 7713 | Rate Constraint in MTons | FALSE | L | Annual | Net Emissions Allowance Position | Thousand Tons | 3.15 | 3.1429 | 3.15 | 3.15 | 0.52996 | 0.41302 | 0.5469
Ozone Season NOX Cap TR - UT | 682 | 7713 | Rate Constraint in MTons | FALSE | L | Annual | Fuel Consumed | TBtu | 100.4981 | 128.1073 | 106.4431 | 114.2709 | 64.6174 | 60.148 | 68.9378
Ozone Season NOX Cap TR - UT | 682 | 7713 | Rate Constraint in MTons | FALSE | L | Annual | Rate | lb/MMBtu | 0.062688 | 0.049066 | 0.059187 | 0.055132 | 0.016403 | 0.013733 | 0.015866
Ozone Season NOX Cap TR - UT | 682 | 7713 | Rate Constraint in MTons | FALSE | L | Annual | Generation | TWh | 12.8428 | 15.1167 | 12.5183 | 13.5265 | 9.7222 | 7.7263 | 8.2126
Ozone Season NOX Cap TR - UT | 682 | 7713 | Rate Constraint in MTons | FALSE | L | Annual | Qualifying Generation | TWh | 12.8428 | 15.1167 | 12.5183 | 13.5265 | 9.7222 | 7.7263 | 8.2126
Ozone Season NOX Cap TR - UT | 682 | 7713 | Rate Constraint in MTons | FALSE | L | Annual | Rate | lb/MWh | 0.49055 | 0.41581 | 0.50326 | 0.46575 | 0.10902 | 0.10691 | 0.13318
Ozone Season NOX Cap TR - UT | 682 | 7713 | Rate Constraint in MTons | FALSE | L | Annual | Constraint Shadow Price | US2019$/Ton | 5715.011 | 0 | 6517.5159 | 2369.0934 | 0 | 0 | 0
Ozone Season NOX Cap TR - VA | 683 | 7714 | Rate Constraint in MTons | FALSE | L | Annual | Seasons Included | Seasons | Summer | Summer | Summer | Summer | Summer | Summer | Summer
Ozone Season NOX Cap TR - VA | 683 | 7714 | Rate Constraint in MTons | FALSE | L | Annual | Standard NOX | Thousand Tons | 2.871 | 2.361 | 2.361 | 2.361 | 2.361 | 2.361 | 2.361
Ozone Season NOX Cap TR - VA | 683 | 7714 | Rate Constraint in MTons | FALSE | L | Annual | Emissions at Affected Plants NOX | Thousand Tons | 2.076 | 2.1966 | 1.5909 | 0.78755 | 0.7953 | 0.054982 | 0.08306
Ozone Season NOX Cap TR - VA | 683 | 7714 | Rate Constraint in MTons | FALSE | L | Annual | Allowances Purchased NOX | Thousand Tons | 0 | 0 | 0 | 0 | 0 | 0 | 0
Ozone Season NOX Cap TR - VA | 683 | 7714 | Rate Constraint in MTons | FALSE | L | Annual | Allowances Sold NOX | Thousand Tons | 0 | 0 | 0 | 0 | 0 | 0 | 0
Ozone Season NOX Cap TR - VA | 683 | 7714 | Rate Constraint in MTons | FALSE | L | Annual | Allowances Banked | Thousand Tons | 0 | 0 | 0 | 0 | 0 | 0 | 0
Ozone Season NOX Cap TR - VA | 683 | 7714 | Rate Constraint in MTons | FALSE | L | Annual | Allowances Withdrawn (1:1) | Thousand Tons | 0 | 0 | 0 | 0 | 0 | 0 | 0
Ozone Season NOX Cap TR - VA | 683 | 7714 | Rate Constraint in MTons | FALSE | L | Annual | Allowances Withdrawn (n:1) | Thousand Tons | 0 | 0 | 0 | 0 | 0 | 0 | 0
Ozone Season NOX Cap TR - VA | 683 | 7714 | Rate Constraint in MTons | FALSE | L | Annual | Net Emissions Allowance Position | Thousand Tons | 2.076 | 2.1966 | 1.5909 | 0.78755 | 0.7953 | 0.054982 | 0.08306
Ozone Season NOX Cap TR - VA | 683 | 7714 | Rate Constraint in MTons | FALSE | L | Annual | Fuel Consumed | TBtu | 216.7815 | 216.9811 | 202.075 | 169.4787 | 179.0842 | 9.9967 | 15.1018
Ozone Season NOX Cap TR - VA | 683 | 7714 | Rate Constraint in MTons | FALSE | L | Annual | Rate | lb/MMBtu | 0.019153 | 0.020247 | 0.015745 | 0.0092938 | 0.0088819 | 0.011 | 0.011
Ozone Season NOX Cap TR - VA | 683 | 7714 | Rate Constraint in MTons | FALSE | L | Annual | Generation | TWh | 33.5722 | 34.0191 | 31.8648 | 29.641 | 33.5569 | 14.5468 | 18.9675
Ozone Season NOX Cap TR - VA | 683 | 7714 | Rate Constraint in MTons | FALSE | L | Annual | Qualifying Generation | TWh | 29.0653 | 29.1427 | 27.5686 | 23.5782 | 24.9017 | 1.0094 | 1.531
Ozone Season NOX Cap TR - VA | 683 | 7714 | Rate Constraint in MTons | FALSE | L | Annual | Rate | lb/MWh | 0.14285 | 0.15075 | 0.11541 | 0.066803 | 0.063875 | 0.10894 | 0.10851
Ozone Season NOX Cap TR - VA | 683 | 7714 | Rate Constraint in MTons | FALSE | L | Annual | Constraint Shadow Price | US2019$/Ton | 0 | 0 | 0 | 0 | 0 | 0 | 0
Ozone Season NOX Cap TR - WI | 684 | 7716 | Rate Constraint in MTons | FALSE | L | Annual | Seasons Included | Seasons | Summer | Summer | Summer | Summer | Summer | Summer | Summer
Ozone Season NOX Cap TR - WI | 684 | 7716 | Rate Constraint in MTons | FALSE | L | Annual | Standard NOX | Thousand Tons | 4.123 | 4.123 | 4.123 | 4.123 | 4.123 | 4.123 | 4.123
Ozone Season NOX Cap TR - WI | 684 | 7716 | Rate Constraint in MTons | FALSE | L | Annual | Emissions at Affected Plants NOX | Thousand Tons | 2.1511 | 1.5883 | 0.5653 | 0.45069 | 0.2455 | 0.25362 | 0.26598
Ozone Season NOX Cap TR - WI | 684 | 7716 | Rate Constraint in MTons | FALSE | L | Annual | Allowances Purchased NOX | Thousand Tons | 0 | 0 | 0 | 0 | 0 | 0 | 0
Ozone Season NOX Cap TR - WI | 684 | 7716 | Rate Constraint in MTons | FALSE | L | Annual | Allowances Sold NOX | Thousand Tons | 0 | 0 | 0 | 0 | 0 | 0 | 0
Ozone Season NOX Cap TR - WI | 684 | 7716 | Rate Constraint in MTons | FALSE | L | Annual | Allowances Banked | Thousand Tons | 0 | 0 | 0 | 0 | 0 | 0 | 0
Ozone Season NOX Cap TR - WI | 684 | 7716 | Rate Constraint in MTons | FALSE | L | Annual | Allowances Withdrawn (1:1) | Thousand Tons | 0 | 0 | 0 | 0 | 0 | 0 | 0
Ozone Season NOX Cap TR - WI | 684 | 7716 | Rate Constraint in MTons | FALSE | L | Annual | Allowances Withdrawn (n:1) | Thousand Tons | 0 | 0 | 0 | 0 | 0 | 0 | 0
Ozone Season NOX Cap TR - WI | 684 | 7716 | Rate Constraint in MTons | FALSE | L | Annual | Net Emissions Allowance Position | Thousand Tons | 2.1511 | 1.5883 | 0.5653 | 0.45069 | 0.2455 | 0.25362 | 0.26598
Ozone Season NOX Cap TR - WI | 684 | 7716 | Rate Constraint in MTons | FALSE | L | Annual | Fuel Consumed | TBtu | 141.1019 | 125.9209 | 85.611 | 64.2892 | 50.6188 | 52.3591 | 55.075
Ozone Season NOX Cap TR - WI | 684 | 7716 | Rate Constraint in MTons | FALSE | L | Annual | Rate | lb/MMBtu | 0.03049 | 0.025227 | 0.013206 | 0.014021 | 0.0097 | 0.0096879 | 0.0096588
Ozone Season NOX Cap TR - WI | 684 | 7716 | Rate Constraint in MTons | FALSE | L | Annual | Generation | TWh | 17.466 | 16.0102 | 11.5013 | 8.8302 | 7.0256 | 7.2705 | 7.5799
Ozone Season NOX Cap TR - WI | 684 | 7716 | Rate Constraint in MTons | FALSE | L | Annual | Qualifying Generation | TWh | 17.4437 | 15.9736 | 11.4476 | 8.8191 | 7.0079 | 7.2528 | 7.5519
Ozone Season NOX Cap TR - WI | 684 | 7716 | Rate Constraint in MTons | FALSE | L | Annual | Rate | lb/MWh | 0.24664 | 0.19887 | 0.098762 | 0.10221 | 0.070064 | 0.069938 | 0.070441
Ozone Season NOX Cap TR - WI | 684 | 7716 | Rate Constraint in MTons | FALSE | L | Annual | Constraint Shadow Price | US2019$/Ton | 0 | 0 | 0 | 0 | 0 | 0 | 0
Ozone Season NOX Cap TR - WV | 685 | 7715 | Rate Constraint in MTons | FALSE | L | Annual | Seasons Included | Seasons | Summer | Summer | Summer | Summer | Summer | Summer | Summer
Ozone Season NOX Cap TR - WV | 685 | 7715 | Rate Constraint in MTons | FALSE | L | Annual | Standard NOX | Thousand Tons | 11.71 | 11.71 | 11.71 | 11.71 | 11.71 | 11.71 | 11.71
Ozone Season NOX Cap TR - WV | 685 | 7715 | Rate Constraint in MTons | FALSE | L | Annual | Emissions at Affected Plants NOX | Thousand Tons | 9.6583 | 6.9206 | 2.0638 | 0.030185 | 0.041309 | 0.23274 | 0.35065
Ozone Season NOX Cap TR - WV | 685 | 7715 | Rate Constraint in MTons | FALSE | L | Annual | Allowances Purchased NOX | Thousand Tons | 0 | 0 | 0 | 0 | 0 | 0 | 0
Ozone Season NOX Cap TR - WV | 685 | 7715 | Rate Constraint in MTons | FALSE | L | Annual | Allowances Sold NOX | Thousand Tons | 0 | 0 | 0 | 0 | 0 | 0 | 0
Ozone Season NOX Cap TR - WV | 685 | 7715 | Rate Constraint in MTons | FALSE | L | Annual | Allowances Banked | Thousand Tons | 0 | 0 | 0 | 0 | 0 | 0 | 0
Ozone Season NOX Cap TR - WV | 685 | 7715 | Rate Constraint in MTons | FALSE | L | Annual | Allowances Withdrawn (1:1) | Thousand Tons | 0 | 0 | 0 | 0 | 0 | 0 | 0
Ozone Season NOX Cap TR - WV | 685 | 7715 | Rate Constraint in MTons | FALSE | L | Annual | Allowances Withdrawn (n:1) | Thousand Tons | 0 | 0 | 0 | 0 | 0 | 0 | 0
Ozone Season NOX Cap TR - WV | 685 | 7715 | Rate Constraint in MTons | FALSE | L | Annual | Net Emissions Allowance Position | Thousand Tons | 9.6583 | 6.9206 | 2.0638 | 0.030185 | 0.041309 | 0.23274 | 0.35065
Ozone Season NOX Cap TR - WV | 685 | 7715 | Rate Constraint in MTons | FALSE | L | Annual | Fuel Consumed | TBtu | 213.0212 | 180.0848 | 51.8373 | 3.4517 | 6.916 | 41.7222 | 63.7196
Ozone Season NOX Cap TR - WV | 685 | 7715 | Rate Constraint in MTons | FALSE | L | Annual | Rate | lb/MMBtu | 0.090679 | 0.07686 | 0.079625 | 0.01749 | 0.011946 | 0.011157 | 0.011006
Ozone Season NOX Cap TR - WV | 685 | 7715 | Rate Constraint in MTons | FALSE | L | Annual | Generation | TWh | 21.3808 | 16.5633 | 3.5903 | 1.8057 | 3.868 | 9.3953 | 13.468
Ozone Season NOX Cap TR - WV | 685 | 7715 | Rate Constraint in MTons | FALSE | L | Annual | Qualifying Generation | TWh | 21.3808 | 16.5633 | 3.5903 | 0.34475 | 0.69572 | 4.2097 | 6.4602
Ozone Season NOX Cap TR - WV | 685 | 7715 | Rate Constraint in MTons | FALSE | L | Annual | Rate | lb/MWh | 0.90346 | 0.83566 | 1.1496 | 0.17511 | 0.11875 | 0.11057 | 0.10856
Ozone Season NOX Cap TR - WV | 685 | 7715 | Rate Constraint in MTons | FALSE | L | Annual | Constraint Shadow Price | US2019$/Ton | 0 | 0 | 0 | 0 | 0 | 0 | 0
Ozone Season NOX Transport - GA | 689 | 7046 | Rate Constraint in MTons | FALSE | L | Annual | Seasons Included | Seasons | Summer | Summer | Summer | Summer | Summer | Summer | Summer
Ozone Season NOX Transport - GA | 689 | 7046 | Rate Constraint in MTons | FALSE | L | Annual | Standard NOX | Thousand Tons | 29.09 | 29.09 | 29.09 | 29.09 | 29.09 | 29.09 | 29.09
Ozone Season NOX Transport - GA | 689 | 7046 | Rate Constraint in MTons | FALSE | L | Annual | Emissions at Affected Plants NOX | Thousand Tons | 3.5076 | 3.891 | 1.781 | 1.4211 | 1.1762 | 1.0256 | 1.0371
Ozone Season NOX Transport - GA | 689 | 7046 | Rate Constraint in MTons | FALSE | L | Annual | Allowances Purchased NOX | Thousand Tons | 0 | 0 | 0 | 0 | 0 | 0 | 0
Ozone Season NOX Transport - GA | 689 | 7046 | Rate Constraint in MTons | FALSE | L | Annual | Allowances Sold NOX | Thousand Tons | 0 | 0 | 0 | 0 | 0 | 0 | 0
Ozone Season NOX Transport - GA | 689 | 7046 | Rate Constraint in MTons | FALSE | L | Annual | Allowances Banked | Thousand Tons | 0 | 0 | 0 | 0 | 0 | 0 | 0
Ozone Season NOX Transport - GA | 689 | 7046 | Rate Constraint in MTons | FALSE | L | Annual | Allowances Withdrawn (1:1) | Thousand Tons | 0 | 0 | 0 | 0 | 0 | 0 | 0
Ozone Season NOX Transport - GA | 689 | 7046 | Rate Constraint in MTons | FALSE | L | Annual | Allowances Withdrawn (n:1) | Thousand Tons | 0 | 0 | 0 | 0 | 0 | 0 | 0
Ozone Season NOX Transport - GA | 689 | 7046 | Rate Constraint in MTons | FALSE | L | Annual | Net Emissions Allowance Position | Thousand Tons | 3.5076 | 3.891 | 1.781 | 1.4211 | 1.1762 | 1.0256 | 1.0371
Ozone Season NOX Transport - GA | 689 | 7046 | Rate Constraint in MTons | FALSE | L | Annual | Fuel Consumed | TBtu | 248.3438 | 262.2916 | 213.886 | 199.5246 | 197.2538 | 176.5175 | 178.6045
Ozone Season NOX Transport - GA | 689 | 7046 | Rate Constraint in MTons | FALSE | L | Annual | Rate | lb/MMBtu | 0.028248 | 0.02967 | 0.016654 | 0.014245 | 0.011925 | 0.011621 | 0.011614
Ozone Season NOX Transport - GA | 689 | 7046 | Rate Constraint in MTons | FALSE | L | Annual | Generation | TWh | 53.0223 | 54.5562 | 56.3118 | 55.4848 | 59.8429 | 55.2642 | 66.6602
Ozone Season NOX Transport - GA | 689 | 7046 | Rate Constraint in MTons | FALSE | L | Annual | Qualifying Generation | TWh | 32.4185 | 33.5834 | 28.7968 | 27.2817 | 26.7483 | 24.179 | 24.4204
Ozone Season NOX Transport - GA | 689 | 7046 | Rate Constraint in MTons | FALSE | L | Annual | Rate | lb/MWh | 0.2164 | 0.23172 | 0.1237 | 0.10418 | 0.087943 | 0.084836 | 0.08494
Ozone Season NOX Transport - GA | 689 | 7046 | Rate Constraint in MTons | FALSE | L | Annual | Constraint Shadow Price | US2019$/Ton | 0 | 0 | 0 | 0 | 0 | 0 | 0
Ozone Season NOX Transport - IA | 690 | 7047 | Rate Constraint in MTons | FALSE | L | Annual | Seasons Included | Seasons | Summer | Summer | Summer | Summer | Summer | Summer | Summer
Ozone Season NOX Transport - IA | 690 | 7047 | Rate Constraint in MTons | FALSE | L | Annual | Standard NOX | Thousand Tons | 13.639 | 13.639 | 13.639 | 13.639 | 13.639 | 13.639 | 13.639
Ozone Season NOX Transport - IA | 690 | 7047 | Rate Constraint in MTons | FALSE | L | Annual | Emissions at Affected Plants NOX | Thousand Tons | 9.3525 | 8.8802 | 0.13852 | 0.061832 | 0.034942 | 0.034843 | 0.035676
Ozone Season NOX Transport - IA | 690 | 7047 | Rate Constraint in MTons | FALSE | L | Annual | Allowances Purchased NOX | Thousand Tons | 0 | 0 | 0 | 0 | 0 | 0 | 0
Ozone Season NOX Transport - IA | 690 | 7047 | Rate Constraint in MTons | FALSE | L | Annual | Allowances Sold NOX | Thousand Tons | 0 | 0 | 0 | 0 | 0 | 0 | 0
Ozone Season NOX Transport - IA | 690 | 7047 | Rate Constraint in MTons | FALSE | L | Annual | Allowances Banked | Thousand Tons | 0 | 0 | 0 | 0 | 0 | 0 | 0
Ozone Season NOX Transport - IA | 690 | 7047 | Rate Constraint in MTons | FALSE | L | Annual | Allowances Withdrawn (1:1) | Thousand Tons | 0 | 0 | 0 | 0 | 0 | 0 | 0
Ozone Season NOX Transport - IA | 690 | 7047 | Rate Constraint in MTons | FALSE | L | Annual | Allowances Withdrawn (n:1) | Thousand Tons | 0 | 0 | 0 | 0 | 0 | 0 | 0
Ozone Season NOX Transport - IA | 690 | 7047 | Rate Constraint in MTons | FALSE | L | Annual | Net Emissions Allowance Position | Thousand Tons | 9.3525 | 8.8802 | 0.13852 | 0.061832 | 0.034942 | 0.034843 | 0.035676
Ozone Season NOX Transport - IA | 690 | 7047 | Rate Constraint in MTons | FALSE | L | Annual | Fuel Consumed | TBtu | 167.0186 | 164.5963 | 38.3308 | 16.09 | 8.7469 | 8.7182 | 8.845
Ozone Season NOX Transport - IA | 690 | 7047 | Rate Constraint in MTons | FALSE | L | Annual | Rate | lb/MMBtu | 0.11199 | 0.1079 | 0.0072278 | 0.0076858 | 0.0079895 | 0.007993 | 0.0080669
Ozone Season NOX Transport - IA | 690 | 7047 | Rate Constraint in MTons | FALSE | L | Annual | Generation | TWh | 20.2582 | 21.8988 | 7.755 | 2.8 | 1.5252 | 1.4188 | 1.3301
Ozone Season NOX Transport - IA | 690 | 7047 | Rate Constraint in MTons | FALSE | L | Annual | Qualifying Generation | TWh | 18.077 | 17.913 | 5.2762 | 2.2594 | 1.2165 | 1.2136 | 1.2395
Ozone Season NOX Transport - IA | 690 | 7047 | Rate Constraint in MTons | FALSE | L | Annual | Rate | lb/MWh | 1.0347 | 0.99148 | 0.052509 | 0.054733 | 0.057448 | 0.057422 | 0.057566
Ozone Season NOX Transport - IA | 690 | 7047 | Rate Constraint in MTons | FALSE | L | Annual | Constraint Shadow Price | US2019$/Ton | 0 | 0 | 0 | 0 | 0 | 0 | 0
Ozone Season NOX Transport - KS | 693 | 7050 | Rate Constraint in MTons | FALSE | L | Annual | Seasons Included | Seasons | Summer | Summer | Summer | Summer | Summer | Summer | Summer
Ozone Season NOX Transport - KS | 693 | 7050 | Rate Constraint in MTons | FALSE | L | Annual | Standard NOX | Thousand Tons | 9.713 | 9.713 | 9.713 | 9.713 | 9.713 | 9.713 | 9.713
Ozone Season NOX Transport - KS | 693 | 7050 | Rate Constraint in MTons | FALSE | L | Annual | Emissions at Affected Plants NOX | Thousand Tons | 2.9163 | 0.090247 | 0.020072 | 0.0083275 | 0.014571 | 0.016982 | 0.0076901
Ozone Season NOX Transport - KS | 693 | 7050 | Rate Constraint in MTons | FALSE | L | Annual | Allowances Purchased NOX | Thousand Tons | 0 | 0 | 0 | 0 | 0 | 0 | 0
Ozone Season NOX Transport - KS | 693 | 7050 | Rate Constraint in MTons | FALSE | L | Annual | Allowances Sold NOX | Thousand Tons | 0 | 0 | 0 | 0 | 0 | 0 | 0
Ozone Season NOX Transport - KS | 693 | 7050 | Rate Constraint in MTons | FALSE | L | Annual | Allowances Banked | Thousand Tons | 0 | 0 | 0 | 0 | 0 | 0 | 0
Ozone Season NOX Transport - KS | 693 | 7050 | Rate Constraint in MTons | FALSE | L | Annual | Allowances Withdrawn (1:1) | Thousand Tons | 0 | 0 | 0 | 0 | 0 | 0 | 0
Ozone Season NOX Transport - KS | 693 | 7050 | Rate Constraint in MTons | FALSE | L | Annual | Allowances Withdrawn (n:1) | Thousand Tons | 0 | 0 | 0 | 0 | 0 | 0 | 0
Ozone Season NOX Transport - KS | 693 | 7050 | Rate Constraint in MTons | FALSE | L | Annual | Net Emissions Allowance Position | Thousand Tons | 2.9163 | 0.090247 | 0.020072 | 0.0083275 | 0.014571 | 0.016982 | 0.0076901
Ozone Season NOX Transport - KS | 693 | 7050 | Rate Constraint in MTons | FALSE | L | Annual | Fuel Consumed | TBtu | 60.3653 | 5.9933 | 0.61144 | 0.42639 | 0.45546 | 0.40875 | 0.48669
Ozone Season NOX Transport - KS | 693 | 7050 | Rate Constraint in MTons | FALSE | L | Annual | Rate | lb/MMBtu | 0.096622 | 0.030116 | 0.065654 | 0.03906 | 0.063982 | 0.083095 | 0.031602
Ozone Season NOX Transport - KS | 693 | 7050 | Rate Constraint in MTons | FALSE | L | Annual | Generation | TWh | 5.7496 | 0.75309 | 0.056215 | 0.039451 | 0.10464 | 0.12769 | 0.16106
Ozone Season NOX Transport - KS | 693 | 7050 | Rate Constraint in MTons | FALSE | L | Annual | Qualifying Generation | TWh | 5.7496 | 0.75309 | 0.056215 | 0.039451 | 0.041367 | 0.032408 | 0.04376
Ozone Season NOX Transport - KS | 693 | 7050 | Rate Constraint in MTons | FALSE | L | Annual | Rate | lb/MWh | 1.0144 | 0.23967 | 0.71411 | 0.42217 | 0.70445 | 1.048 | 0.35147
Ozone Season NOX Transport - KS | 693 | 7050 | Rate Constraint in MTons | FALSE | L | Annual | Constraint Shadow Price | US2019$/Ton | 0 | 0 | 0 | 0 | 0 | 0 | 0
Ozone Season NOX Transport - Region 2 | 706 | 7063 | Rate Constraint in MTons | FALSE | L | Annual | Seasons Included | Seasons | Summer | Summer | Summer | Summer | Summer | Summer | Summer
Ozone Season NOX Transport - Region 2 | 706 | 7063 | Rate Constraint in MTons | FALSE | L | Annual | Standard NOX | Thousand Tons | 24.041 | 24.041 | 24.041 | 24.041 | 24.041 | 24.041 | 24.041
Ozone Season NOX Transport - Region 2 | 706 | 7063 | Rate Constraint in MTons | FALSE | L | Annual | Emissions at Affected Plants NOX | Thousand Tons | 3.5076 | 3.891 | 1.781 | 1.4211 | 1.1762 | 1.0256 | 1.0371
Ozone Season NOX Transport - Region 2 | 706 | 7063 | Rate Constraint in MTons | FALSE | L | Annual | Allowances Purchased NOX | Thousand Tons | 0 | 0 | 0 | 0 | 0 | 0 | 0
Ozone Season NOX Transport - Region 2 | 706 | 7063 | Rate Constraint in MTons | FALSE | L | Annual | Allowances Sold NOX | Thousand Tons | 0 | 0 | 0 | 0 | 0 | 0 | 0
Ozone Season NOX Transport - Region 2 | 706 | 7063 | Rate Constraint in MTons | FALSE | L | Annual | Allowances Banked | Thousand Tons | 0 | 0 | 20.0342 | 0 | 0 | 0 | 0
Ozone Season NOX Transport - Region 2 | 706 | 7063 | Rate Constraint in MTons | FALSE | L | Annual | Allowances Withdrawn (1:1) | Thousand Tons | 0 | 0 | 0 | -24.041 | 0 | 0 | 0
Ozone Season NOX Transport - Region 2 | 706 | 7063 | Rate Constraint in MTons | FALSE | L | Annual | Allowances Withdrawn (n:1) | Thousand Tons | 0 | 0 | 0 | 0 | 0 | 0 | 0
Ozone Season NOX Transport - Region 2 | 706 | 7063 | Rate Constraint in MTons | FALSE | L | Annual | Net Emissions Allowance Position | Thousand Tons | 3.5076 | 3.891 | 21.8152 | -22.6199 | 1.1762 | 1.0256 | 1.0371
Ozone Season NOX Transport - Region 2 | 706 | 7063 | Rate Constraint in MTons | FALSE | L | Annual | Fuel Consumed | TBtu | 248.3438 | 262.2916 | 213.886 | 199.5246 | 197.2538 | 176.5175 | 178.6045
Ozone Season NOX Transport - Region 2 | 706 | 7063 | Rate Constraint in MTons | FALSE | L | Annual | Rate | lb/MMBtu | 0.028248 | 0.02967 | 0.016654 | 0.014245 | 0.011925 | 0.011621 | 0.011614
Ozone Season NOX Transport - Region 2 | 706 | 7063 | Rate Constraint in MTons | FALSE | L | Annual | Generation | TWh | 53.0223 | 54.5562 | 56.3118 | 55.4848 | 59.8429 | 55.2642 | 66.6602
Ozone Season NOX Transport - Region 2 | 706 | 7063 | Rate Constraint in MTons | FALSE | L | Annual | Qualifying Generation | TWh | 32.4185 | 33.5834 | 28.7968 | 27.2817 | 26.7483 | 24.179 | 24.4204
Ozone Season NOX Transport - Region 2 | 706 | 7063 | Rate Constraint in MTons | FALSE | L | Annual | Rate | lb/MWh | 0.2164 | 0.23172 | 0.1237 | 0.10418 | 0.087943 | 0.084836 | 0.08494
Ozone Season NOX Transport - Region 2 | 706 | 7063 | Rate Constraint in MTons | FALSE | L | Annual | Constraint Shadow Price | US2019$/Ton | 0 | 0 | 0 | 0 | 0 | 0 | 0
PA_RACT Homer City 1 & 2-NOx Cap Summer | 712 | 7781 | Rate Constraint in MTons | FALSE | L | Annual | Seasons Included | Seasons | Summer | Summer | Summer | Summer | Summer | Summer | Summer
PA_RACT Homer City 1 & 2-NOx Cap Summer | 712 | 7781 | Rate Constraint in MTons | FALSE | L | Annual | Standard NOX | Thousand Tons | 2.3943 | 2.3943 | 2.3943 | 2.3943 | 2.3943 | 2.3943 | 2.3943
PA_RACT Homer City 1 & 2-NOx Cap Summer | 712 | 7781 | Rate Constraint in MTons | FALSE | L | Annual | Emissions at Affected Plants NOX | Thousand Tons | 0 | 0 | 0 | 0 | 0 | 0 | 0
PA_RACT Homer City 1 & 2-NOx Cap Summer | 712 | 7781 | Rate Constraint in MTons | FALSE | L | Annual | Allowances Purchased NOX | Thousand Tons | 0 | 0 | 0 | 0 | 0 | 0 | 0
PA_RACT Homer City 1 & 2-NOx Cap Summer | 712 | 7781 | Rate Constraint in MTons | FALSE | L | Annual | Allowances Sold NOX | Thousand Tons | 0 | 0 | 0 | 0 | 0 | 0 | 0
PA_RACT Homer City 1 & 2-NOx Cap Summer | 712 | 7781 | Rate Constraint in MTons | FALSE | L | Annual | Allowances Banked | Thousand Tons | 0 | 0 | 0 | 0 | 0 | 0 | 0
PA_RACT Homer City 1 & 2-NOx Cap Summer | 712 | 7781 | Rate Constraint in MTons | FALSE | L | Annual | Allowances Withdrawn (1:1) | Thousand Tons | 0 | 0 | 0 | 0 | 0 | 0 | 0
PA_RACT Homer City 1 & 2-NOx Cap Summer | 712 | 7781 | Rate Constraint in MTons | FALSE | L | Annual | Allowances Withdrawn (n:1) | Thousand Tons | 0 | 0 | 0 | 0 | 0 | 0 | 0
PA_RACT Homer City 1 & 2-NOx Cap Summer | 712 | 7781 | Rate Constraint in MTons | FALSE | L | Annual | Net Emissions Allowance Position | Thousand Tons | 0 | 0 | 0 | 0 | 0 | 0 | 0
PA_RACT Homer City 1 & 2-NOx Cap Summer | 712 | 7781 | Rate Constraint in MTons | FALSE | L | Annual | Fuel Consumed | TBtu | 0 | 0 | 0 | 0 | 0 | 0 | 0
PA_RACT Homer City 1 & 2-NOx Cap Summer | 712 | 7781 | Rate Constraint in MTons | FALSE | L | Annual | Rate | lb/MMBtu | 0 | 0 | 0 | 0 | 0 | 0 | 0
PA_RACT Homer City 1 & 2-NOx Cap Summer | 712 | 7781 | Rate Constraint in MTons | FALSE | L | Annual | Generation | TWh | 0 | 0 | 0 | 0 | 0 | 0 | 0
PA_RACT Homer City 1 & 2-NOx Cap Summer | 712 | 7781 | Rate Constraint in MTons | FALSE | L | Annual | Qualifying Generation | TWh | 0 | 0 | 0 | 0 | 0 | 0 | 0
PA_RACT Homer City 1 & 2-NOx Cap Summer | 712 | 7781 | Rate Constraint in MTons | FALSE | L | Annual | Rate | lb/MWh | 0 | 0 | 0 | 0 | 0 | 0 | 0
PA_RACT Homer City 1 & 2-NOx Cap Summer | 712 | 7781 | Rate Constraint in MTons | FALSE | L | Annual | Constraint Shadow Price | US2019$/Ton | 0 | 0 | 0 | 0 | 0 | 0 | 0
PA_RACT Homer City 1 & 2-NOx Cap Winter | 713 | 7779 | Rate Constraint in MTons | FALSE | L | Annual | Seasons Included | Seasons | Winter | Winter | Winter | Winter | Winter | Winter | Winter
PA_RACT Homer City 1 & 2-NOx Cap Winter | 713 | 7779 | Rate Constraint in MTons | FALSE | L | Annual | Standard NOX | Thousand Tons | 1.4084 | 1.4084 | 1.4084 | 1.4084 | 1.4084 | 1.4084 | 1.4084
PA_RACT Homer City 1 & 2-NOx Cap Winter | 713 | 7779 | Rate Constraint in MTons | FALSE | L | Annual | Emissions at Affected Plants NOX | Thousand Tons | 0 | 0 | 0 | 0 | 0 | 0 | 0
PA_RACT Homer City 1 & 2-NOx Cap Winter | 713 | 7779 | Rate Constraint in MTons | FALSE | L | Annual | Allowances Purchased NOX | Thousand Tons | 0 | 0 | 0 | 0 | 0 | 0 | 0
PA_RACT Homer City 1 & 2-NOx Cap Winter | 713 | 7779 | Rate Constraint in MTons | FALSE | L | Annual | Allowances Sold NOX | Thousand Tons | 0 | 0 | 0 | 0 | 0 | 0 | 0
PA_RACT Homer City 1 & 2-NOx Cap Winter | 713 | 7779 | Rate Constraint in MTons | FALSE | L | Annual | Allowances Banked | Thousand Tons | 0 | 0 | 0 | 0 | 0 | 0 | 0
PA_RACT Homer City 1 & 2-NOx Cap Winter | 713 | 7779 | Rate Constraint in MTons | FALSE | L | Annual | Allowances Withdrawn (1:1) | Thousand Tons | 0 | 0 | 0 | 0 | 0 | 0 | 0
PA_RACT Homer City 1 & 2-NOx Cap Winter | 713 | 7779 | Rate Constraint in MTons | FALSE | L | Annual | Allowances Withdrawn (n:1) | Thousand Tons | 0 | 0 | 0 | 0 | 0 | 0 | 0
PA_RACT Homer City 1 & 2-NOx Cap Winter | 713 | 7779 | Rate Constraint in MTons | FALSE | L | Annual | Net Emissions Allowance Position | Thousand Tons | 0 | 0 | 0 | 0 | 0 | 0 | 0
PA_RACT Homer City 1 & 2-NOx Cap Winter | 713 | 7779 | Rate Constraint in MTons | FALSE | L | Annual | Fuel Consumed | TBtu | 0 | 0 | 0 | 0 | 0 | 0 | 0
PA_RACT Homer City 1 & 2-NOx Cap Winter | 713 | 7779 | Rate Constraint in MTons | FALSE | L | Annual | Rate | lb/MMBtu | 0 | 0 | 0 | 0 | 0 | 0 | 0
PA_RACT Homer City 1 & 2-NOx Cap Winter | 713 | 7779 | Rate Constraint in MTons | FALSE | L | Annual | Generation | TWh | 0 | 0 | 0 | 0 | 0 | 0 | 0
PA_RACT Homer City 1 & 2-NOx Cap Winter | 713 | 7779 | Rate Constraint in MTons | FALSE | L | Annual | Qualifying Generation | TWh | 0 | 0 | 0 | 0 | 0 | 0 | 0
PA_RACT Homer City 1 & 2-NOx Cap Winter | 713 | 7779 | Rate Constraint in MTons | FALSE | L | Annual | Rate | lb/MWh | 0 | 0 | 0 | 0 | 0 | 0 | 0
PA_RACT Homer City 1 & 2-NOx Cap Winter | 713 | 7779 | Rate Constraint in MTons | FALSE | L | Annual | Constraint Shadow Price | US2019$/Ton | 0 | 0 | 0 | 0 | 0 | 0 | 0
PA_RACT Homer City 1 & 2-NOx Cap Winter Shldr | 714 | 7780 | Rate Constraint in MTons | FALSE | L | Annual | Seasons Included | Seasons | WintShld | WintShld | WintShld | WintShld | WintShld | WintShld | WintShld
PA_RACT Homer City 1 & 2-NOx Cap Winter Shldr | 714 | 7780 | Rate Constraint in MTons | FALSE | L | Annual | Standard NOX | Thousand Tons | 1.9092 | 1.9092 | 1.9092 | 1.9092 | 1.9092 | 1.9092 | 1.9092
PA_RACT Homer City 1 & 2-NOx Cap Winter Shldr | 714 | 7780 | Rate Constraint in MTons | FALSE | L | Annual | Emissions at Affected Plants NOX | Thousand Tons | 0 | 0 | 0 | 0 | 0 | 0 | 0
PA_RACT Homer City 1 & 2-NOx Cap Winter Shldr | 714 | 7780 | Rate Constraint in MTons | FALSE | L | Annual | Allowances Purchased NOX | Thousand Tons | 0 | 0 | 0 | 0 | 0 | 0 | 0
PA_RACT Homer City 1 & 2-NOx Cap Winter Shldr | 714 | 7780 | Rate Constraint in MTons | FALSE | L | Annual | Allowances Sold NOX | Thousand Tons | 0 | 0 | 0 | 0 | 0 | 0 | 0
PA_RACT Homer City 1 & 2-NOx Cap Winter Shldr | 714 | 7780 | Rate Constraint in MTons | FALSE | L | Annual | Allowances Banked | Thousand Tons | 0 | 0 | 0 | 0 | 0 | 0 | 0
PA_RACT Homer City 1 & 2-NOx Cap Winter Shldr | 714 | 7780 | Rate Constraint in MTons | FALSE | L | Annual | Allowances Withdrawn (1:1) | Thousand Tons | 0 | 0 | 0 | 0 | 0 | 0 | 0
PA_RACT Homer City 1 & 2-NOx Cap Winter Shldr | 714 | 7780 | Rate Constraint in MTons | FALSE | L | Annual | Allowances Withdrawn (n:1) | Thousand Tons | 0 | 0 | 0 | 0 | 0 | 0 | 0
PA_RACT Homer City 1 & 2-NOx Cap Winter Shldr | 714 | 7780 | Rate Constraint in MTons | FALSE | L | Annual | Net Emissions Allowance Position | Thousand Tons | 0 | 0 | 0 | 0 | 0 | 0 | 0
PA_RACT Homer City 1 & 2-NOx Cap Winter Shldr | 714 | 7780 | Rate Constraint in MTons | FALSE | L | Annual | Fuel Consumed | TBtu | 0 | 0 | 0 | 0 | 0 | 0 | 0
PA_RACT Homer City 1 & 2-NOx Cap Winter Shldr | 714 | 7780 | Rate Constraint in MTons | FALSE | L | Annual | Rate | lb/MMBtu | 0 | 0 | 0 | 0 | 0 | 0 | 0
PA_RACT Homer City 1 & 2-NOx Cap Winter Shldr | 714 | 7780 | Rate Constraint in MTons | FALSE | L | Annual | Generation | TWh | 0 | 0 | 0 | 0 | 0 | 0 | 0
PA_RACT Homer City 1 & 2-NOx Cap Winter Shldr | 714 | 7780 | Rate Constraint in MTons | FALSE | L | Annual | Qualifying Generation | TWh | 0 | 0 | 0 | 0 | 0 | 0 | 0
PA_RACT Homer City 1 & 2-NOx Cap Winter Shldr | 714 | 7780 | Rate Constraint in MTons | FALSE | L | Annual | Rate | lb/MWh | 0 | 0 | 0 | 0 | 0 | 0 | 0
PA_RACT Homer City 1 & 2-NOx Cap Winter Shldr | 714 | 7780 | Rate Constraint in MTons | FALSE | L | Annual | Constraint Shadow Price | US2019$/Ton | 0 | 0 | 0 | 0 | 0 | 0 | 0
PA_RACT Homer City 3-NOx Cap Summer | 715 | 7787 | Rate Constraint in MTons | FALSE | L | Annual | Seasons Included | Seasons | Summer | Summer | Summer | Summer | Summer | Summer | Summer
PA_RACT Homer City 3-NOx Cap Summer | 715 | 7787 | Rate Constraint in MTons | FALSE | L | Annual | Standard NOX | Thousand Tons | 1.2796 | 1.2796 | 1.2796 | 1.2796 | 1.2796 | 1.2796 | 1.2796
PA_RACT Homer City 3-NOx Cap Summer | 715 | 7787 | Rate Constraint in MTons | FALSE | L | Annual | Emissions at Affected Plants NOX | Thousand Tons | 0 | 0 | 0 | 0 | 0 | 0 | 0
PA_RACT Homer City 3-NOx Cap Summer | 715 | 7787 | Rate Constraint in MTons | FALSE | L | Annual | Allowances Purchased NOX | Thousand Tons | 0 | 0 | 0 | 0 | 0 | 0 | 0
PA_RACT Homer City 3-NOx Cap Summer | 715 | 7787 | Rate Constraint in MTons | FALSE | L | Annual | Allowances Sold NOX | Thousand Tons | 0 | 0 | 0 | 0 | 0 | 0 | 0
PA_RACT Homer City 3-NOx Cap Summer | 715 | 7787 | Rate Constraint in MTons | FALSE | L | Annual | Allowances Banked | Thousand Tons | 0 | 0 | 0 | 0 | 0 | 0 | 0
PA_RACT Homer City 3-NOx Cap Summer | 715 | 7787 | Rate Constraint in MTons | FALSE | L | Annual | Allowances Withdrawn (1:1) | Thousand Tons | 0 | 0 | 0 | 0 | 0 | 0 | 0
PA_RACT Homer City 3-NOx Cap Summer | 715 | 7787 | Rate Constraint in MTons | FALSE | L | Annual | Allowances Withdrawn (n:1) | Thousand Tons | 0 | 0 | 0 | 0 | 0 | 0 | 0
PA_RACT Homer City 3-NOx Cap Summer | 715 | 7787 | Rate Constraint in MTons | FALSE | L | Annual | Net Emissions Allowance Position | Thousand Tons | 0 | 0 | 0 | 0 | 0 | 0 | 0
PA_RACT Homer City 3-NOx Cap Summer | 715 | 7787 | Rate Constraint in MTons | FALSE | L | Annual | Fuel Consumed | TBtu | 0 | 0 | 0 | 0 | 0 | 0 | 0
PA_RACT Homer City 3-NOx Cap Summer | 715 | 7787 | Rate Constraint in MTons | FALSE | L | Annual | Rate | lb/MMBtu | 0 | 0 | 0 | 0 | 0 | 0 | 0
PA_RACT Homer City 3-NOx Cap Summer | 715 | 7787 | Rate Constraint in MTons | FALSE | L | Annual | Generation | TWh | 0 | 0 | 0 | 0 | 0 | 0 | 0
PA_RACT Homer City 3-NOx Cap Summer | 715 | 7787 | Rate Constraint in MTons | FALSE | L | Annual | Qualifying Generation | TWh | 0 | 0 | 0 | 0 | 0 | 0 | 0
PA_RACT Homer City 3-NOx Cap Summer | 715 | 7787 | Rate Constraint in MTons | FALSE | L | Annual | Rate | lb/MWh | 0 | 0 | 0 | 0 | 0 | 0 | 0
PA_RACT Homer City 3-NOx Cap Summer | 715 | 7787 | Rate Constraint in MTons | FALSE | L | Annual | Constraint Shadow Price | US2019$/Ton | 0 | 0 | 0 | 0 | 0 | 0 | 0
PA_RACT Homer City 3-NOx Cap Winter | 716 | 7785 | Rate Constraint in MTons | FALSE | L | Annual | Seasons Included | Seasons | Winter | Winter | Winter | Winter | Winter | Winter | Winter
PA_RACT Homer City 3-NOx Cap Winter | 716 | 7785 | Rate Constraint in MTons | FALSE | L | Annual | Standard NOX | Thousand Tons | 0.75272 | 0.75272 | 0.75272 | 0.75272 | 0.75272 | 0.75272 | 0.75272
PA_RACT Homer City 3-NOx Cap Winter | 716 | 7785 | Rate Constraint in MTons | FALSE | L | Annual | Emissions at Affected Plants NOX | Thousand Tons | 0.20675 | 0 | 0 | 0 | 0 | 0 | 0
PA_RACT Homer City 3-NOx Cap Winter | 716 | 7785 | Rate Constraint in MTons | FALSE | L | Annual | Allowances Purchased NOX | Thousand Tons | 0 | 0 | 0 | 0 | 0 | 0 | 0
PA_RACT Homer City 3-NOx Cap Winter | 716 | 7785 | Rate Constraint in MTons | FALSE | L | Annual | Allowances Sold NOX | Thousand Tons | 0 | 0 | 0 | 0 | 0 | 0 | 0
PA_RACT Homer City 3-NOx Cap Winter | 716 | 7785 | Rate Constraint in MTons | FALSE | L | Annual | Allowances Banked | Thousand Tons | 0 | 0 | 0 | 0 | 0 | 0 | 0
PA_RACT Homer City 3-NOx Cap Winter | 716 | 7785 | Rate Constraint in MTons | FALSE | L | Annual | Allowances Withdrawn (1:1) | Thousand Tons | 0 | 0 | 0 | 0 | 0 | 0 | 0
PA_RACT Homer City 3-NOx Cap Winter | 716 | 7785 | Rate Constraint in MTons | FALSE | L | Annual | Allowances Withdrawn (n:1) | Thousand Tons | 0 | 0 | 0 | 0 | 0 | 0 | 0
PA_RACT Homer City 3-NOx Cap Winter | 716 | 7785 | Rate Constraint in MTons | FALSE | L | Annual | Net Emissions Allowance Position | Thousand Tons | 0.20675 | 0 | 0 | 0 | 0 | 0 | 0
PA_RACT Homer City 3-NOx Cap Winter | 716 | 7785 | Rate Constraint in MTons | FALSE | L | Annual | Fuel Consumed | TBtu | 4.4974 | 0 | 0 | 0 | 0 | 0 | 0
PA_RACT Homer City 3-NOx Cap Winter | 716 | 7785 | Rate Constraint in MTons | FALSE | L | Annual | Rate | lb/MMBtu | 0.09194 | 0 | 0 | 0 | 0 | 0 | 0
PA_RACT Homer City 3-NOx Cap Winter | 716 | 7785 | Rate Constraint in MTons | FALSE | L | Annual | Generation | TWh | 0.43307 | 0 | 0 | 0 | 0 | 0 | 0
PA_RACT Homer City 3-NOx Cap Winter | 716 | 7785 | Rate Constraint in MTons | FALSE | L | Annual | Qualifying Generation | TWh | 0.43307 | 0 | 0 | 0 | 0 | 0 | 0
PA_RACT Homer City 3-NOx Cap Winter | 716 | 7785 | Rate Constraint in MTons | FALSE | L | Annual | Rate | lb/MWh | 0.9548 | 0 | 0 | 0 | 0 | 0 | 0
PA_RACT Homer City 3-NOx Cap Winter | 716 | 7785 | Rate Constraint in MTons | FALSE | L | Annual | Constraint Shadow Price | US2019$/Ton | 0 | 0 | 0 | 0 | 0 | 0 | 0
PA_RACT Homer City 3-NOx Cap Winter Shldr | 717 | 7786 | Rate Constraint in MTons | FALSE | L | Annual | Seasons Included | Seasons | WintShld | WintShld | WintShld | WintShld | WintShld | WintShld | WintShld
PA_RACT Homer City 3-NOx Cap Winter Shldr | 717 | 7786 | Rate Constraint in MTons | FALSE | L | Annual | Standard NOX | Thousand Tons | 1.0203 | 1.0203 | 1.0203 | 1.0203 | 1.0203 | 1.0203 | 1.0203
PA_RACT Homer City 3-NOx Cap Winter Shldr | 717 | 7786 | Rate Constraint in MTons | FALSE | L | Annual | Emissions at Affected Plants NOX | Thousand Tons | 0 | 0 | 0 | 0 | 0 | 0 | 0
PA_RACT Homer City 3-NOx Cap Winter Shldr | 717 | 7786 | Rate Constraint in MTons | FALSE | L | Annual | Allowances Purchased NOX | Thousand Tons | 0 | 0 | 0 | 0 | 0 | 0 | 0
PA_RACT Homer City 3-NOx Cap Winter Shldr | 717 | 7786 | Rate Constraint in MTons | FALSE | L | Annual | Allowances Sold NOX | Thousand Tons | 0 | 0 | 0 | 0 | 0 | 0 | 0
PA_RACT Homer City 3-NOx Cap Winter Shldr | 717 | 7786 | Rate Constraint in MTons | FALSE | L | Annual | Allowances Banked | Thousand Tons | 0 | 0 | 0 | 0 | 0 | 0 | 0
PA_RACT Homer City 3-NOx Cap Winter Shldr | 717 | 7786 | Rate Constraint in MTons | FALSE | L | Annual | Allowances Withdrawn (1:1) | Thousand Tons | 0 | 0 | 0 | 0 | 0 | 0 | 0
PA_RACT Homer City 3-NOx Cap Winter Shldr | 717 | 7786 | Rate Constraint in MTons | FALSE | L | Annual | Allowances Withdrawn (n:1) | Thousand Tons | 0 | 0 | 0 | 0 | 0 | 0 | 0
PA_RACT Homer City 3-NOx Cap Winter Shldr | 717 | 7786 | Rate Constraint in MTons | FALSE | L | Annual | Net Emissions Allowance Position | Thousand Tons | 0 | 0 | 0 | 0 | 0 | 0 | 0
PA_RACT Homer City 3-NOx Cap Winter Shldr | 717 | 7786 | Rate Constraint in MTons | FALSE | L | Annual | Fuel Consumed | TBtu | 0 | 0 | 0 | 0 | 0 | 0 | 0
PA_RACT Homer City 3-NOx Cap Winter Shldr | 717 | 7786 | Rate Constraint in MTons | FALSE | L | Annual | Rate | lb/MMBtu | 0 | 0 | 0 | 0 | 0 | 0 | 0
PA_RACT Homer City 3-NOx Cap Winter Shldr | 717 | 7786 | Rate Constraint in MTons | FALSE | L | Annual | Generation | TWh | 0 | 0 | 0 | 0 | 0 | 0 | 0
PA_RACT Homer City 3-NOx Cap Winter Shldr | 717 | 7786 | Rate Constraint in MTons | FALSE | L | Annual | Qualifying Generation | TWh | 0 | 0 | 0 | 0 | 0 | 0 | 0
PA_RACT Homer City 3-NOx Cap Winter Shldr | 717 | 7786 | Rate Constraint in MTons | FALSE | L | Annual | Rate | lb/MWh | 0 | 0 | 0 | 0 | 0 | 0 | 0
PA_RACT Homer City 3-NOx Cap Winter Shldr | 717 | 7786 | Rate Constraint in MTons | FALSE | L | Annual | Constraint Shadow Price | US2019$/Ton | 0 | 0 | 0 | 0 | 0 | 0 | 0
PA_RACT Montour 1 & 2-NOx Cap Summer | 718 | 7784 | Rate Constraint in MTons | FALSE | L | Annual | Seasons Included | Seasons | Summer | Summer | Summer | Summer | Summer | Summer | Summer
PA_RACT Montour 1 & 2-NOx Cap Summer | 718 | 7784 | Rate Constraint in MTons | FALSE | L | Annual | Standard NOX | Thousand Tons | 2.7259 | 2.7259 | 2.7259 | 2.7259 | 2.7259 | 2.7259 | 2.7259
PA_RACT Montour 1 & 2-NOx Cap Summer | 718 | 7784 | Rate Constraint in MTons | FALSE | L | Annual | Emissions at Affected Plants NOX | Thousand Tons | 0.14445 | 0.14483 | 0.050465 | 0.034331 | 0.034331 | 0.05084 | 0.05084
PA_RACT Montour 1 & 2-NOx Cap Summer | 718 | 7784 | Rate Constraint in MTons | FALSE | L | Annual | Allowances Purchased NOX | Thousand Tons | 0 | 0 | 0 | 0 | 0 | 0 | 0
PA_RACT Montour 1 & 2-NOx Cap Summer | 718 | 7784 | Rate Constraint in MTons | FALSE | L | Annual | Allowances Sold NOX | Thousand Tons | 0 | 0 | 0 | 0 | 0 | 0 | 0
PA_RACT Montour 1 & 2-NOx Cap Summer | 718 | 7784 | Rate Constraint in MTons | FALSE | L | Annual | Allowances Banked | Thousand Tons | 0 | 0 | 0 | 0 | 0 | 0 | 0
PA_RACT Montour 1 & 2-NOx Cap Summer | 718 | 7784 | Rate Constraint in MTons | FALSE | L | Annual | Allowances Withdrawn (1:1) | Thousand Tons | 0 | 0 | 0 | 0 | 0 | 0 | 0
PA_RACT Montour 1 & 2-NOx Cap Summer | 718 | 7784 | Rate Constraint in MTons | FALSE | L | Annual | Allowances Withdrawn (n:1) | Thousand Tons | 0 | 0 | 0 | 0 | 0 | 0 | 0
PA_RACT Montour 1 & 2-NOx Cap Summer | 718 | 7784 | Rate Constraint in MTons | FALSE | L | Annual | Net Emissions Allowance Position | Thousand Tons | 0.14445 | 0.14483 | 0.050465 | 0.034331 | 0.034331 | 0.05084 | 0.05084
PA_RACT Montour 1 & 2-NOx Cap Summer | 718 | 7784 | Rate Constraint in MTons | FALSE | L | Annual | Fuel Consumed | TBtu | 9.6302 | 9.6553 | 3.3643 | 2.2887 | 2.2887 | 3.3893 | 3.3893
PA_RACT Montour 1 & 2-NOx Cap Summer | 718 | 7784 | Rate Constraint in MTons | FALSE | L | Annual | Rate | lb/MMBtu | 0.03 | 0.03 | 0.03 | 0.03 | 0.03 | 0.03 | 0.03
PA_RACT Montour 1 & 2-NOx Cap Summer | 718 | 7784 | Rate Constraint in MTons | FALSE | L | Annual | Generation | TWh | 0.90055 | 0.90289 | 0.31461 | 0.21403 | 0.21403 | 0.31695 | 0.31695
PA_RACT Montour 1 & 2-NOx Cap Summer | 718 | 7784 | Rate Constraint in MTons | FALSE | L | Annual | Qualifying Generation | TWh | 0.90055 | 0.90289 | 0.31461 | 0.21403 | 0.21403 | 0.31695 | 0.31695
PA_RACT Montour 1 & 2-NOx Cap Summer | 718 | 7784 | Rate Constraint in MTons | FALSE | L | Annual | Rate | lb/MWh | 0.32081 | 0.32081 | 0.32081 | 0.32081 | 0.32081 | 0.32081 | 0.32081
PA_RACT Montour 1 & 2-NOx Cap Summer | 718 | 7784 | Rate Constraint in MTons | FALSE | L | Annual | Constraint Shadow Price | US2019$/Ton | 0 | 0 | 0 | 0 | 0 | 0 | 0
PA_RACT Montour 1 & 2-NOx Cap Winter | 719 | 7782 | Rate Constraint in MTons | FALSE | L | Annual | Seasons Included | Seasons | Winter | Winter | Winter | Winter | Winter | Winter | Winter
PA_RACT Montour 1 & 2-NOx Cap Winter | 719 | 7782 | Rate Constraint in MTons | FALSE | L | Annual | Standard NOX | Thousand Tons | 1.6035 | 1.6035 | 1.6035 | 1.6035 | 1.6035 | 1.6035 | 1.6035
PA_RACT Montour 1 & 2-NOx Cap Winter | 719 | 7782 | Rate Constraint in MTons | FALSE | L | Annual | Emissions at Affected Plants NOX | Thousand Tons | 0.071569 | 0.10032 | 0.0050942 | 0 | 0 | 0 | 0
PA_RACT Montour 1 & 2-NOx Cap Winter | 719 | 7782 | Rate Constraint in MTons | FALSE | L | Annual | Allowances Purchased NOX | Thousand Tons | 0 | 0 | 0 | 0 | 0 | 0 | 0
PA_RACT Montour 1 & 2-NOx Cap Winter | 719 | 7782 | Rate Constraint in MTons | FALSE | L | Annual | Allowances Sold NOX | Thousand Tons | 0 | 0 | 0 | 0 | 0 | 0 | 0
PA_RACT Montour 1 & 2-NOx Cap Winter | 719 | 7782 | Rate Constraint in MTons | FALSE | L | Annual | Allowances Banked | Thousand Tons | 0 | 0 | 0 | 0 | 0 | 0 | 0
PA_RACT Montour 1 & 2-NOx Cap Winter | 719 | 7782 | Rate Constraint in MTons | FALSE | L | Annual | Allowances Withdrawn (1:1) | Thousand Tons | 0 | 0 | 0 | 0 | 0 | 0 | 0
PA_RACT Montour 1 & 2-NOx Cap Winter | 719 | 7782 | Rate Constraint in MTons | FALSE | L | Annual | Allowances Withdrawn (n:1) | Thousand Tons | 0 | 0 | 0 | 0 | 0 | 0 | 0
PA_RACT Montour 1 & 2-NOx Cap Winter | 719 | 7782 | Rate Constraint in MTons | FALSE | L | Annual | Net Emissions Allowance Position | Thousand Tons | 0.071569 | 0.10032 | 0.0050942 | 0 | 0 | 0 | 0
PA_RACT Montour 1 & 2-NOx Cap Winter | 719 | 7782 | Rate Constraint in MTons | FALSE | L | Annual | Fuel Consumed | TBtu | 2.6425 | 3.704 | 0.18809 | 0 | 0 | 0 | 0
PA_RACT Montour 1 & 2-NOx Cap Winter | 719 | 7782 | Rate Constraint in MTons | FALSE | L | Annual | Rate | lb/MMBtu | 0.054168 | 0.054168 | 0.054168 | 0 | 0 | 0 | 0
PA_RACT Montour 1 & 2-NOx Cap Winter | 719 | 7782 | Rate Constraint in MTons | FALSE | L | Annual | Generation | TWh | 0.24711 | 0.34637 | 0.017589 | 0 | 0 | 0 | 0
PA_RACT Montour 1 & 2-NOx Cap Winter | 719 | 7782 | Rate Constraint in MTons | FALSE | L | Annual | Qualifying Generation | TWh | 0.24711 | 0.34637 | 0.017589 | 0 | 0 | 0 | 0
PA_RACT Montour 1 & 2-NOx Cap Winter | 719 | 7782 | Rate Constraint in MTons | FALSE | L | Annual | Rate | lb/MWh | 0.57925 | 0.57925 | 0.57925 | 0 | 0 | 0 | 0
PA_RACT Montour 1 & 2-NOx Cap Winter | 719 | 7782 | Rate Constraint in MTons | FALSE | L | Annual | Constraint Shadow Price | US2019$/Ton | 0 | 0 | 0 | 0 | 0 | 0 | 0
PA_RACT Montour 1 & 2-NOx Cap Winter Shldr | 720 | 7783 | Rate Constraint in MTons | FALSE | L | Annual | Seasons Included | Seasons | WintShld | WintShld | WintShld | WintShld | WintShld | WintShld | WintShld
PA_RACT Montour 1 & 2-NOx Cap Winter Shldr | 720 | 7783 | Rate Constraint in MTons | FALSE | L | Annual | Standard NOX | Thousand Tons | 2.1736 | 2.1736 | 2.1736 | 2.1736 | 2.1736 | 2.1736 | 2.1736
PA_RACT Montour 1 & 2-NOx Cap Winter Shldr | 720 | 7783 | Rate Constraint in MTons | FALSE | L | Annual | Emissions at Affected Plants NOX | Thousand Tons | 0.0054197 | 0.0054197 | 0.0064359 | 0 | 0 | 0.003726 | 0.0040648
PA_RACT Montour 1 & 2-NOx Cap Winter Shldr | 720 | 7783 | Rate Constraint in MTons | FALSE | L | Annual | Allowances Purchased NOX | Thousand Tons | 0 | 0 | 0 | 0 | 0 | 0 | 0
PA_RACT Montour 1 & 2-NOx Cap Winter Shldr | 720 | 7783 | Rate Constraint in MTons | FALSE | L | Annual | Allowances Sold NOX | Thousand Tons | 0 | 0 | 0 | 0 | 0 | 0 | 0
PA_RACT Montour 1 & 2-NOx Cap Winter Shldr | 720 | 7783 | Rate Constraint in MTons | FALSE | L | Annual | Allowances Banked | Thousand Tons | 0 | 0 | 0 | 0 | 0 | 0 | 0
PA_RACT Montour 1 & 2-NOx Cap Winter Shldr | 720 | 7783 | Rate Constraint in MTons | FALSE | L | Annual | Allowances Withdrawn (1:1) | Thousand Tons | 0 | 0 | 0 | 0 | 0 | 0 | 0
PA_RACT Montour 1 & 2-NOx Cap Winter Shldr | 720 | 7783 | Rate Constraint in MTons | FALSE | L | Annual | Allowances Withdrawn (n:1) | Thousand Tons | 0 | 0 | 0 | 0 | 0 | 0 | 0
PA_RACT Montour 1 & 2-NOx Cap Winter Shldr | 720 | 7783 | Rate Constraint in MTons | FALSE | L | Annual | Net Emissions Allowance Position | Thousand Tons | 0.0054197 | 0.0054197 | 0.0064359 | 0 | 0 | 0.003726 | 0.0040648
PA_RACT Montour 1 & 2-NOx Cap Winter Shldr | 720 | 7783 | Rate Constraint in MTons | FALSE | L | Annual | Fuel Consumed | TBtu | 0.20011 | 0.20011 | 0.23763 | 0 | 0 | 0.13757 | 0.15008
PA_RACT Montour 1 & 2-NOx Cap Winter Shldr | 720 | 7783 | Rate Constraint in MTons | FALSE | L | Annual | Rate | lb/MMBtu | 0.054168 | 0.054168 | 0.054168 | 0 | 0 | 0.054168 | 0.054168
PA_RACT Montour 1 & 2-NOx Cap Winter Shldr | 720 | 7783 | Rate Constraint in MTons | FALSE | L | Annual | Generation | TWh | 0.018713 | 0.018713 | 0.022221 | 0 | 0 | 0.012865 | 0.014035
PA_RACT Montour 1 & 2-NOx Cap Winter Shldr | 720 | 7783 | Rate Constraint in MTons | FALSE | L | Annual | Qualifying Generation | TWh | 0.018713 | 0.018713 | 0.022221 | 0 | 0 | 0.012865 | 0.014035
PA_RACT Montour 1 & 2-NOx Cap Winter Shldr | 720 | 7783 | Rate Constraint in MTons | FALSE | L | Annual | Rate | lb/MWh | 0.57925 | 0.57925 | 0.57925 | 0 | 0 | 0.57925 | 0.57925
PA_RACT Montour 1 & 2-NOx Cap Winter Shldr | 720 | 7783 | Rate Constraint in MTons | FALSE | L | Annual | Constraint Shadow Price | US2019$/Ton | 0 | 0 | 0 | 0 | 0 | 0 | 0
RED-Rochester MER Rate Limit v3.1 | 721 | 7518 | Rate Constraint in lbs/MMBtu | FALSE | L | Annual | Seasons Included | Seasons | Winter, WintShld, Summer | Winter, WintShld, Summer | Winter, WintShld, Summer | Winter, WintShld, Summer | Winter, WintShld, Summer | Winter, WintShld, Summer | Winter, WintShld, Summer
RED-Rochester MER Rate Limit v3.1 | 721 | 7518 | Rate Constraint in lbs/MMBtu | FALSE | L | Annual | Standard MER | lb/MMBtu | 6e-07 | 6e-07 | 6e-07 | 6e-07 | 6e-07 | 6e-07 | 6e-07
RED-Rochester MER Rate Limit v3.1 | 721 | 7518 | Rate Constraint in lbs/MMBtu | FALSE | L | Annual | Emissions at Affected Plants MER | lbs | 0.00068745 | 0.00068745 | 0.00047043 | 1.6872e-05 | 1.4977e-05 | 1.6894e-05 | 1.3015e-05
RED-Rochester MER Rate Limit v3.1 | 721 | 7518 | Rate Constraint in lbs/MMBtu | FALSE | L | Annual | Allowances Purchased MER | lbs | 0 | 0 | 0 | 0 | 0 | 0 | 0
RED-Rochester MER Rate Limit v3.1 | 721 | 7518 | Rate Constraint in lbs/MMBtu | FALSE | L | Annual | Allowances Sold MER | lbs | 0 | 0 | 0 | 0 | 0 | 0 | 0
RED-Rochester MER Rate Limit v3.1 | 721 | 7518 | Rate Constraint in lbs/MMBtu | FALSE | L | Annual | Allowances Banked | lbs | 0 | 0 | 0 | 0 | 0 | 0 | 0
RED-Rochester MER Rate Limit v3.1 | 721 | 7518 | Rate Constraint in lbs/MMBtu | FALSE | L | Annual | Allowances Withdrawn (1:1) | lbs | 0 | 0 | 0 | 0 | 0 | 0 | 0
RED-Rochester MER Rate Limit v3.1 | 721 | 7518 | Rate Constraint in lbs/MMBtu | FALSE | L | Annual | Allowances Withdrawn (n:1) | lbs | 0 | 0 | 0 | 0 | 0 | 0 | 0
RED-Rochester MER Rate Limit v3.1 | 721 | 7518 | Rate Constraint in lbs/MMBtu | FALSE | L | Annual | Net Emissions Allowance Position | lbs | 0.00068745 | 0.00068745 | 0.00047043 | 1.6872e-05 | 1.4977e-05 | 1.6894e-05 | 1.3015e-05
RED-Rochester MER Rate Limit v3.1 | 721 | 7518 | Rate Constraint in lbs/MMBtu | FALSE | L | Annual | Fuel Consumed | TBtu | 3.3872 | 3.3872 | 2.3208 | 0.091375 | 0.081109 | 0.091494 | 0.070484
RED-Rochester MER Rate Limit v3.1 | 721 | 7518 | Rate Constraint in lbs/MMBtu | FALSE | L | Annual | Rate | lb/MMBtu | 2.0296e-10 | 2.0296e-10 | 2.027e-10 | 1.8465e-10 | 1.8465e-10 | 1.8465e-10 | 1.8465e-10
RED-Rochester MER Rate Limit v3.1 | 721 | 7518 | Rate Constraint in lbs/MMBtu | FALSE | L | Annual | Generation | TWh | 0.59161 | 0.59161 | 0.40484 | 0.01452 | 0.012889 | 0.014539 | 0.0112
RED-Rochester MER Rate Limit v3.1 | 721 | 7518 | Rate Constraint in lbs/MMBtu | FALSE | L | Annual | Qualifying Generation | TWh | 0.4081 | 0.4081 | 0.27961 | 0.011009 | 0.0097721 | 0.011023 | 0.0084921
RED-Rochester MER Rate Limit v3.1 | 721 | 7518 | Rate Constraint in lbs/MMBtu | FALSE | L | Annual | Rate | lb/MWh | 1.6845e-09 | 1.6845e-09 | 1.6824e-09 | 1.5326e-09 | 1.5326e-09 | 1.5326e-09 | 1.5326e-09
RED-Rochester MER Rate Limit v3.1 | 721 | 7518 | Rate Constraint in lbs/MMBtu | FALSE | L | Annual | Constraint Shadow Price | US2019$/Lb | 0 | 0 | 0 | 0 | 0 | 0 | 0
RGGI CO2 Annual Constraint v5.13 | 722 | 7118 | Rate Constraint in MTons | FALSE | L | Annual | Seasons Included | Seasons | Winter, WintShld, Summer | Winter, WintShld, Summer | Winter, WintShld, Summer | Winter, WintShld, Summer | Winter, WintShld, Summer | Winter, WintShld, Summer | Winter, WintShld, Summer
RGGI CO2 Annual Constraint v5.13 | 722 | 7118 | Rate Constraint in MTons | FALSE | L | Annual | Standard CO2 | Thousand Tons | 167362.9533 | 79712.861 | 78610.4021 | 78610.4021 | 78610.4021 | 78610.4021 | 78610.4021
RGGI CO2 Annual Constraint v5.13 | 722 | 7118 | Rate Constraint in MTons | FALSE | L | Annual | Emissions at Affected Plants CO2 | Thousand Tons | 93684.4182 | 93530.2968 | 61440.2383 | 42629.722 | 40379.1014 | 31863.7261 | 35469.3326
RGGI CO2 Annual Constraint v5.13 | 722 | 7118 | Rate Constraint in MTons | FALSE | L | Annual | Allowances Purchased CO2 | Thousand Tons | 0 | 0 | 0 | 0 | 0 | 0 | 0
RGGI CO2 Annual Constraint v5.13 | 722 | 7118 | Rate Constraint in MTons | FALSE | L | Annual | Allowances Sold CO2 | Thousand Tons | 0 | 0 | 0 | 0 | 0 | 0 | 0
RGGI CO2 Annual Constraint v5.13 | 722 | 7118 | Rate Constraint in MTons | FALSE | L | Annual | Allowances Banked | Thousand Tons | 41452.3074 | 0 | 0 | 35980.6806 | 0 | 0 | 0
RGGI CO2 Annual Constraint v5.13 | 722 | 7118 | Rate Constraint in MTons | FALSE | L | Annual | Allowances Withdrawn (1:1) | Thousand Tons | 0 | -13817.4362 | 0 | 0 | 0 | 0 | -25700.4869
RGGI CO2 Annual Constraint v5.13 | 722 | 7118 | Rate Constraint in MTons | FALSE | L | Annual | Allowances Withdrawn (n:1) | Thousand Tons | 0 | 0 | 0 | 0 | 0 | 0 | 0
RGGI CO2 Annual Constraint v5.13 | 722 | 7118 | Rate Constraint in MTons | FALSE | L | Annual | Net Emissions Allowance Position | Thousand Tons | 135136.7256 | 79712.8605 | 61440.2383 | 78610.4026 | 40379.1014 | 31863.7261 | 9768.8457
RGGI CO2 Annual Constraint v5.13 | 722 | 7118 | Rate Constraint in MTons | FALSE | L | Annual | Fuel Consumed | TBtu | 1518.4607 | 1518.054 | 1015.0921 | 699.5459 | 667.0853 | 517.4948 | 577.8595
RGGI CO2 Annual Constraint v5.13 | 722 | 7118 | Rate Constraint in MTons | FALSE | L | Annual | Rate | lb/MMBtu | 123.3939 | 123.2239 | 121.0535 | 121.8783 | 121.0613 | 123.1461 | 122.7611
RGGI CO2 Annual Constraint v5.13 | 722 | 7118 | Rate Constraint in MTons | FALSE | L | Annual | Generation | TWh | 218.7759 | 219.151 | 150.5456 | 108.8394 | 104.1905 | 85.0197 | 97.173
RGGI CO2 Annual Constraint v5.13 | 722 | 7118 | Rate Constraint in MTons | FALSE | L | Annual | Qualifying Generation | TWh | 208.8168 | 208.8531 | 140.8656 | 97.7384 | 93.1897 | 71.0429 | 79.2907
RGGI CO2 Annual Constraint v5.13 | 722 | 7118 | Rate Constraint in MTons | FALSE | L | Annual | Rate | lb/MWh | 897.2882 | 895.6562 | 872.3241 | 872.3233 | 866.6006 | 897.0272 | 894.6653
RGGI CO2 Annual Constraint v5.13 | 722 | 7118 | Rate Constraint in MTons | FALSE | L | Annual | Constraint Shadow Price | US2019$/Ton | 0 | 0 | 0 | 0 | 0 | 0 | 0
RPS Clean Energy v6.20- CO | 724 | 7648 | Generation Constraint in GWh | FALSE | G | Annual | Seasons Included | Seasons | Winter, WintShld, Summer | Winter, WintShld, Summer | Winter, WintShld, Summer | Winter, WintShld, Summer | Winter, WintShld, Summer | Winter, WintShld, Summer | Winter, WintShld, Summer
RPS Clean Energy v6.20- CO | 724 | 7648 | Generation Constraint in GWh | FALSE | G | Annual | Standard GWh | GWh | 0 | 0 | 0 | 0 | 0 | 46825.199 | 50046.66
RPS Clean Energy v6.20- CO | 724 | 7648 | Generation Constraint in GWh | FALSE | G | Annual | Emissions at Affected Plants | GWh | 23689.7392 | 27365.2133 | 44965.0728 | 58536.7312 | 74246.1279 | 91148.6064 | 97286.3751
RPS Clean Energy v6.20- CO | 724 | 7648 | Generation Constraint in GWh | FALSE | G | Annual | Allowances Purchased | GWh | 0 | 0 | 0 | 0 | 0 | 0 | 0
RPS Clean Energy v6.20- CO | 724 | 7648 | Generation Constraint in GWh | FALSE | G | Annual | Allowances Sold | GWh | 0 | 0 | 0 | 0 | 0 | 0 | 0
RPS Clean Energy v6.20- CO | 724 | 7648 | Generation Constraint in GWh | FALSE | G | Annual | Allowances Banked | GWh | 0 | 0 | 0 | 0 | 0 | 0 | 0
RPS Clean Energy v6.20- CO | 724 | 7648 | Generation Constraint in GWh | FALSE | G | Annual | Allowances Withdrawn (1:1) | GWh | 0 | 0 | 0 | 0 | 0 | 0 | 0
RPS Clean Energy v6.20- CO | 724 | 7648 | Generation Constraint in GWh | FALSE | G | Annual | Allowances Withdrawn (n:1) | GWh | 0 | 0 | 0 | 0 | 0 | 0 | 0
RPS Clean Energy v6.20- CO | 724 | 7648 | Generation Constraint in GWh | FALSE | G | Annual | Net Emissions Allowance Position | GWh | 23689.7392 | 27365.2133 | 44965.0728 | 58536.7312 | 74246.1279 | 91148.6064 | 97286.3751
RPS Clean Energy v6.20- CO | 724 | 7648 | Generation Constraint in GWh | FALSE | G | Annual | Fuel Consumed | TBtu | 2.6094 | 2.4402 | 2.3994 | 2.2873 | 2.3154 | 2.1522 | 2.1236
RPS Clean Energy v6.20- CO | 724 | 7648 | Generation Constraint in GWh | FALSE | G | Annual | Heat Rate | MMBtu/MWh | 0.11015 | 0.089172 | 0.053362 | 0.039075 | 0.031186 | 0.023611 | 0.021829
RPS Clean Energy v6.20- CO | 724 | 7648 | Generation Constraint in GWh | FALSE | G | Annual | Generation | TWh | 23.6897 | 27.3652 | 44.9651 | 58.5367 | 74.2461 | 91.1486 | 97.2864
RPS Clean Energy v6.20- CO | 724 | 7648 | Generation Constraint in GWh | FALSE | G | Annual | Qualifying Generation | TWh | 23.6897 | 27.3652 | 44.9651 | 58.5367 | 74.2461 | 91.1486 | 97.2864
RPS Clean Energy v6.20- CO | 724 | 7648 | Generation Constraint in GWh | FALSE | G | Annual | Rate | lb/MWh | 0 | 0 | 0 | 0 | 0 | 0 | 0
RPS Clean Energy v6.20- CO | 724 | 7648 | Generation Constraint in GWh | FALSE | G | Annual | Constraint Shadow Price | US2019$/MWh | 0 | 0 | 0 | 0 | 0 | 0 | 0
RPS Clean Energy v6.20- IL | 725 | 7722 | Generation Constraint in GWh | FALSE | G | Annual | Seasons Included | Seasons | Winter, WintShld, Summer | Winter, WintShld, Summer | Winter, WintShld, Summer | Winter, WintShld, Summer | Winter, WintShld, Summer | Winter, WintShld, Summer | Winter, WintShld, Summer
RPS Clean Energy v6.20- IL | 725 | 7722 | Generation Constraint in GWh | FALSE | G | Annual | Standard GWh | GWh | 0 | 0 | 0 | 0 | 0 | 180856.0147 | 189279.4661
RPS Clean Energy v6.20- IL | 725 | 7722 | Generation Constraint in GWh | FALSE | G | Annual | Emissions at Affected Plants | GWh | 126610.2988 | 127391.5055 | 180825.9455 | 218846.0354 | 317295.4405 | 323073.1387 | 331998.6454
RPS Clean Energy v6.20- IL | 725 | 7722 | Generation Constraint in GWh | FALSE | G | Annual | Allowances Purchased | GWh | 0 | 0 | 0 | 0 | 0 | 0 | 0
RPS Clean Energy v6.20- IL | 725 | 7722 | Generation Constraint in GWh | FALSE | G | Annual | Allowances Sold | GWh | 0 | 0 | 0 | 0 | 0 | 0 | 0
RPS Clean Energy v6.20- IL | 725 | 7722 | Generation Constraint in GWh | FALSE | G | Annual | Allowances Banked | GWh | 0 | 0 | 0 | 0 | 0 | 0 | 0
RPS Clean Energy v6.20- IL | 725 | 7722 | Generation Constraint in GWh | FALSE | G | Annual | Allowances Withdrawn (1:1) | GWh | 0 | 0 | 0 | 0 | 0 | 0 | 0
RPS Clean Energy v6.20- IL | 725 | 7722 | Generation Constraint in GWh | FALSE | G | Annual | Allowances Withdrawn (n:1) | GWh | 0 | 0 | 0 | 0 | 0 | 0 | 0
RPS Clean Energy v6.20- IL | 725 | 7722 | Generation Constraint in GWh | FALSE | G | Annual | Net Emissions Allowance Position | GWh | 126610.2988 | 127391.5055 | 180825.9455 | 218846.0354 | 317295.4405 | 323073.1387 | 331998.6454
RPS Clean Energy v6.20- IL | 725 | 7722 | Generation Constraint in GWh | FALSE | G | Annual | Fuel Consumed | TBtu | 1022.8188 | 942.4834 | 701.8807 | 697.7044 | 380.2658 | 6.5341 | 7.1159
RPS Clean Energy v6.20- IL | 725 | 7722 | Generation Constraint in GWh | FALSE | G | Annual | Heat Rate | MMBtu/MWh | 8.0785 | 7.3983 | 3.8815 | 3.1881 | 1.1985 | 0.020225 | 0.021433
RPS Clean Energy v6.20- IL | 725 | 7722 | Generation Constraint in GWh | FALSE | G | Annual | Generation | TWh | 126.6103 | 127.3915 | 180.8259 | 218.846 | 317.2954 | 323.0731 | 331.9986
RPS Clean Energy v6.20- IL | 725 | 7722 | Generation Constraint in GWh | FALSE | G | Annual | Qualifying Generation | TWh | 126.6103 | 127.3915 | 180.8259 | 218.846 | 317.2954 | 323.0731 | 331.9986
RPS Clean Energy v6.20- IL | 725 | 7722 | Generation Constraint in GWh | FALSE | G | Annual | Rate | lb/MWh | 0 | 0 | 0 | 0 | 0 | 0 | 0
RPS Clean Energy v6.20- IL | 725 | 7722 | Generation Constraint in GWh | FALSE | G | Annual | Constraint Shadow Price | US2019$/MWh | 0 | 0 | 0 | 0 | 0 | 0 | 0
RPS Clean Energy v6.20- MA | 726 | 7649 | Generation Constraint in GWh | FALSE | G | Annual | Seasons Included | Seasons | Winter, WintShld, Summer | Winter, WintShld, Summer | Winter, WintShld, Summer | Winter, WintShld, Summer | Winter, WintShld, Summer | Winter, WintShld, Summer | Winter, WintShld, Summer
RPS Clean Energy v6.20- MA | 726 | 7649 | Generation Constraint in GWh | FALSE | G | Annual | Standard GWh | GWh | 19335.4342 | 21955.9486 | 28950.9074 | 36661.4538 | 45007.7232 | 54320.3404 | 56993.8786
RPS Clean Energy v6.20- MA | 726 | 7649 | Generation Constraint in GWh | FALSE | G | Annual | Emissions at Affected Plants | GWh | 20976.3924 | 21955.9486 | 28950.9074 | 36661.4538 | 45007.7232 | 54320.3404 | 56993.8786
RPS Clean Energy v6.20- MA | 726 | 7649 | Generation Constraint in GWh | FALSE | G | Annual | Allowances Purchased | GWh | 0 | 0 | 0 | 0 | 0 | 0 | 0
RPS Clean Energy v6.20- MA | 726 | 7649 | Generation Constraint in GWh | FALSE | G | Annual | Allowances Sold | GWh | 0 | 0 | 0 | 0 | 0 | 0 | 0
RPS Clean Energy v6.20- MA | 726 | 7649 | Generation Constraint in GWh | FALSE | G | Annual | Allowances Banked | GWh | 0 | 0 | 0 | 0 | 0 | 0 | 0
RPS Clean Energy v6.20- MA | 726 | 7649 | Generation Constraint in GWh | FALSE | G | Annual | Allowances Withdrawn (1:1) | GWh | 0 | 0 | 0 | 0 | 0 | 0 | 0
RPS Clean Energy v6.20- MA | 726 | 7649 | Generation Constraint in GWh | FALSE | G | Annual | Allowances Withdrawn (n:1) | GWh | 0 | 0 | 0 | 0 | 0 | 0 | 0
RPS Clean Energy v6.20- MA | 726 | 7649 | Generation Constraint in GWh | FALSE | G | Annual | Net Emissions Allowance Position | GWh | 20976.3924 | 21955.9486 | 28950.9074 | 36661.4538 | 45007.7232 | 54320.3404 | 56993.8786
RPS Clean Energy v6.20- MA | 726 | 7649 | Generation Constraint in GWh | FALSE | G | Annual | Fuel Consumed | TBtu | 6.1029 | 6.1029 | 6.1029 | 6.1029 | 6.1029 | 5.9942 | 5.9561
RPS Clean Energy v6.20- MA | 726 | 7649 | Generation Constraint in GWh | FALSE | G | Annual | Heat Rate | MMBtu/MWh | 0.29094 | 0.27796 | 0.2108 | 0.16647 | 0.1356 | 0.11035 | 0.1045
RPS Clean Energy v6.20- MA | 726 | 7649 | Generation Constraint in GWh | FALSE | G | Annual | Generation | TWh | 20.9764 | 21.9559 | 28.9509 | 36.6615 | 45.0077 | 54.3203 | 56.9939
RPS Clean Energy v6.20- MA | 726 | 7649 | Generation Constraint in GWh | FALSE | G | Annual | Qualifying Generation | TWh | 20.9764 | 21.9559 | 28.9509 | 36.6615 | 45.0077 | 54.3203 | 56.9939
RPS Clean Energy v6.20- MA | 726 | 7649 | Generation Constraint in GWh | FALSE | G | Annual | Rate | lb/MWh | 0 | 0 | 0 | 0 | 0 | 0 | 0
RPS Clean Energy v6.20- MA | 726 | 7649 | Generation Constraint in GWh | FALSE | G | Annual | Constraint Shadow Price | US2019$/MWh | 0 | 20.2462 | 10.057 | 6.3185 | 4.3197 | 6.8418 | 6.759
RPS Clean Energy v6.20- NM | 727 | 7571 | Generation Constraint in GWh | FALSE | G | Annual | Seasons Included | Seasons | Winter, WintShld, Summer | Winter, WintShld, Summer | Winter, WintShld, Summer | Winter, WintShld, Summer | Winter, WintShld, Summer | Winter, WintShld, Summer | Winter, WintShld, Summer
RPS Clean Energy v6.20- NM | 727 | 7571 | Generation Constraint in GWh | FALSE | G | Annual | Standard GWh | GWh | 0 | 0 | 0 | 0 | 21166.1568 | 29430.8188 | 31366.9551
RPS Clean Energy v6.20- NM | 727 | 7571 | Generation Constraint in GWh | FALSE | G | Annual | Emissions at Affected Plants | GWh | 19286.1502 | 25798.786 | 33968.8721 | 47337.7263 | 51959.8235 | 53339.7704 | 54723.0307
RPS Clean Energy v6.20- NM | 727 | 7571 | Generation Constraint in GWh | FALSE | G | Annual | Allowances Purchased | GWh | 0 | 0 | 0 | 0 | 0 | 0 | 0
RPS Clean Energy v6.20- NM | 727 | 7571 | Generation Constraint in GWh | FALSE | G | Annual | Allowances Sold | GWh | 0 | 0 | 0 | 0 | 0 | 0 | 0
RPS Clean Energy v6.20- NM | 727 | 7571 | Generation Constraint in GWh | FALSE | G | Annual | Allowances Banked | GWh | 0 | 0 | 0 | 0 | 0 | 0 | 0
RPS Clean Energy v6.20- NM | 727 | 7571 | Generation Constraint in GWh | FALSE | G | Annual | Allowances Withdrawn (1:1) | GWh | 0 | 0 | 0 | 0 | 0 | 0 | 0
RPS Clean Energy v6.20- NM | 727 | 7571 | Generation Constraint in GWh | FALSE | G | Annual | Allowances Withdrawn (n:1) | GWh | 0 | 0 | 0 | 0 | 0 | 0 | 0
RPS Clean Energy v6.20- NM | 727 | 7571 | Generation Constraint in GWh | FALSE | G | Annual | Net Emissions Allowance Position | GWh | 19286.1502 | 25798.786 | 33968.8721 | 47337.7263 | 51959.8235 | 53339.7704 | 54723.0307
RPS Clean Energy v6.20- NM | 727 | 7571 | Generation Constraint in GWh | FALSE | G | Annual | Fuel Consumed | TBtu | 0.59968 | 0.59968 | 0.59761 | 0.59761 | 0.59653 | 0.59471 | 0.59471
RPS Clean Energy v6.20- NM | 727 | 7571 | Generation Constraint in GWh | FALSE | G | Annual | Heat Rate | MMBtu/MWh | 0.031094 | 0.023245 | 0.017593 | 0.012624 | 0.011481 | 0.01115 | 0.010868
RPS Clean Energy v6.20- NM | 727 | 7571 | Generation Constraint in GWh | FALSE | G | Annual | Generation | TWh | 19.2862 | 25.7988 | 33.9689 | 47.3377 | 51.9598 | 53.3398 | 54.723
RPS Clean Energy v6.20- NM | 727 | 7571 | Generation Constraint in GWh | FALSE | G | Annual | Qualifying Generation | TWh | 19.2862 | 25.7988 | 33.9689 | 47.3377 | 51.9598 | 53.3398 | 54.723
RPS Clean Energy v6.20- NM | 727 | 7571 | Generation Constraint in GWh | FALSE | G | Annual | Rate | lb/MWh | 0 | 0 | 0 | 0 | 0 | 0 | 0
RPS Clean Energy v6.20- NM | 727 | 7571 | Generation Constraint in GWh | FALSE | G | Annual | Constraint Shadow Price | US2019$/MWh | 0 | 0 | 0 | 0 | 0 | 0 | 0
RPS Clean Energy v6.20- NV | 728 | 7572 | Generation Constraint in GWh | FALSE | G | Annual | Seasons Included | Seasons | Winter, WintShld, Summer | Winter, WintShld, Summer | Winter, WintShld, Summer | Winter, WintShld, Summer | Winter, WintShld, Summer | Winter, WintShld, Summer | Winter, WintShld, Summer
RPS Clean Energy v6.20- NV | 728 | 7572 | Generation Constraint in GWh | FALSE | G | Annual | Standard GWh | GWh | 0 | 0 | 0 | 0 | 0 | 52159.1862 | 55825.1187
RPS Clean Energy v6.20- NV | 728 | 7572 | Generation Constraint in GWh | FALSE | G | Annual | Emissions at Affected Plants | GWh | 25681.9244 | 25668.3825 | 27755.5552 | 29725.0202 | 31856.7472 | 52159.1862 | 55825.1187
RPS Clean Energy v6.20- NV | 728 | 7572 | Generation Constraint in GWh | FALSE | G | Annual | Allowances Purchased | GWh | 0 | 0 | 0 | 0 | 0 | 0 | 0
RPS Clean Energy v6.20- NV | 728 | 7572 | Generation Constraint in GWh | FALSE | G | Annual | Allowances Sold | GWh | 0 | 0 | 0 | 0 | 0 | 0 | 0
RPS Clean Energy v6.20- NV | 728 | 7572 | Generation Constraint in GWh | FALSE | G | Annual | Allowances Banked | GWh | 0 | 0 | 0 | 0 | 0 | 0 | 0
RPS Clean Energy v6.20- NV | 728 | 7572 | Generation Constraint in GWh | FALSE | G | Annual | Allowances Withdrawn (1:1) | GWh | 0 | 0 | 0 | 0 | 0 | 0 | 0
RPS Clean Energy v6.20- NV | 728 | 7572 | Generation Constraint in GWh | FALSE | G | Annual | Allowances Withdrawn (n:1) | GWh | 0 | 0 | 0 | 0 | 0 | 0 | 0
RPS Clean Energy v6.20- NV | 728 | 7572 | Generation Constraint in GWh | FALSE | G | Annual | Net Emissions Allowance Position | GWh | 25681.9244 | 25668.3825 | 27755.5552 | 29725.0202 | 31856.7472 | 52159.1862 | 55825.1187
RPS Clean Energy v6.20- NV | 728 | 7572 | Generation Constraint in GWh | FALSE | G | Annual | Fuel Consumed | TBtu | 55.5916 | 55.4632 | 55.5835 | 55.4041 | 55.4933 | 55.2504 | 55.668
RPS Clean Energy v6.20- NV | 728 | 7572 | Generation Constraint in GWh | FALSE | G | Annual | Heat Rate | MMBtu/MWh | 2.1646 | 2.1608 | 2.0026 | 1.8639 | 1.742 | 1.0593 | 0.99719
RPS Clean Energy v6.20- NV | 728 | 7572 | Generation Constraint in GWh | FALSE | G | Annual | Generation | TWh | 25.6819 | 25.6684 | 27.7556 | 29.725 | 31.8567 | 52.1592 | 55.8251
RPS Clean Energy v6.20- NV | 728 | 7572 | Generation Constraint in GWh | FALSE | G | Annual | Qualifying Generation | TWh | 25.6819 | 25.6684 | 27.7556 | 29.725 | 31.8567 | 52.1592 | 55.8251
RPS Clean Energy v6.20- NV | 728 | 7572 | Generation Constraint in GWh | FALSE | G | Annual | Rate | lb/MWh | 0 | 0 | 0 | 0 | 0 | 0 | 0
RPS Clean Energy v6.20- NV | 728 | 7572 | Generation Constraint in GWh | FALSE | G | Annual | Constraint Shadow Price | US2019$/MWh | 0 | 0 | 0 | 0 | 0 | 3.0475 | 2.2021
RPS Clean Energy v6.20- NY | 729 | 7573 | Generation Constraint in GWh | FALSE | G | Annual | Seasons Included | Seasons | Winter, WintShld, Summer | Winter, WintShld, Summer | Winter, WintShld, Summer | Winter, WintShld, Summer | Winter, WintShld, Summer | Winter, WintShld, Summer | Winter, WintShld, Summer
RPS Clean Energy v6.20- NY | 729 | 7573 | Generation Constraint in GWh | FALSE | G | Annual | Standard GWh | GWh | 0 | 0 | 0 | 161530.6097 | 168354.6626 | 177934.5081 | 186056.4838
RPS Clean Energy v6.20- NY | 729 | 7573 | Generation Constraint in GWh | FALSE | G | Annual | Emissions at Affected Plants | GWh | 81247.7879 | 84101.402 | 127493.0811 | 161530.6097 | 168354.6626 | 177934.5081 | 186056.4838
RPS Clean Energy v6.20- NY | 729 | 7573 | Generation Constraint in GWh | FALSE | G | Annual | Allowances Purchased | GWh | 0 | 0 | 0 | 0 | 0 | 0 | 0
RPS Clean Energy v6.20- NY | 729 | 7573 | Generation Constraint in GWh | FALSE | G | Annual | Allowances Sold | GWh | 0 | 0 | 0 | 0 | 0 | 0 | 0
RPS Clean Energy v6.20- NY | 729 | 7573 | Generation Constraint in GWh | FALSE | G | Annual | Allowances Banked | GWh | 0 | 0 | 0 | 0 | 0 | 0 | 0
RPS Clean Energy v6.20- NY | 729 | 7573 | Generation Constraint in GWh | FALSE | G | Annual | Allowances Withdrawn (1:1) | GWh | 0 | 0 | 0 | 0 | 0 | 0 | 0
RPS Clean Energy v6.20- NY | 729 | 7573 | Generation Constraint in GWh | FALSE | G | Annual | Allowances Withdrawn (n:1) | GWh | 0 | 0 | 0 | 0 | 0 | 0 | 0
RPS Clean Energy v6.20- NY | 729 | 7573 | Generation Constraint in GWh | FALSE | G | Annual | Net Emissions Allowance Position | GWh | 81247.7879 | 84101.402 | 127493.0811 | 161530.6097 | 168354.6626 | 177934.5081 | 186056.4838
RPS Clean Energy v6.20- NY | 729 | 7573 | Generation Constraint in GWh | FALSE | G | Annual | Fuel Consumed | TBtu | 295.3175 | 191.7364 | 191.7364 | 125.3965 | 125.3965 | 12.11 | 11.9473
RPS Clean Energy v6.20- NY | 729 | 7573 | Generation Constraint in GWh | FALSE | G | Annual | Heat Rate | MMBtu/MWh | 3.6348 | 2.2798 | 1.5039 | 0.7763 | 0.74484 | 0.068059 | 0.064214
RPS Clean Energy v6.20- NY | 729 | 7573 | Generation Constraint in GWh | FALSE | G | Annual | Generation | TWh | 81.2478 | 84.1014 | 127.4931 | 161.5306 | 168.3547 | 177.9345 | 186.0565
RPS Clean Energy v6.20- NY | 729 | 7573 | Generation Constraint in GWh | FALSE | G | Annual | Qualifying Generation | TWh | 81.2478 | 84.1014 | 127.4931 | 161.5306 | 168.3547 | 177.9345 | 186.0565
RPS Clean Energy v6.20- NY | 729 | 7573 | Generation Constraint in GWh | FALSE | G | Annual | Rate | lb/MWh | 0 | 0 | 0 | 0 | 0 | 0 | 0
RPS Clean Energy v6.20- NY | 729 | 7573 | Generation Constraint in GWh | FALSE | G | Annual | Constraint Shadow Price | US2019$/MWh | 0 | 0 | 0 | 3.2969 | 2.4251 | 2.0213 | 2.4084
RPS Clean Energy v6.20- OR | 730 | 7723 | Generation Constraint in GWh | FALSE | G | Annual | Seasons Included | Seasons | Winter, WintShld, Summer | Winter, WintShld, Summer | Winter, WintShld, Summer | Winter, WintShld, Summer | Winter, WintShld, Summer | Winter, WintShld, Summer | Winter, WintShld, Summer
RPS Clean Energy v6.20- OR | 730 | 7723 | Generation Constraint in GWh | FALSE | G | Annual | Standard GWh | GWh | 0 | 0 | 0 | 58415.7003 | 62199.6865 | 66419.2921 | 70580.4187
RPS Clean Energy v6.20- OR | 730 | 7723 | Generation Constraint in GWh | FALSE | G | Annual | Emissions at Affected Plants | GWh | 50812.1071 | 50708.0951 | 50585.9827 | 58415.7003 | 62199.6865 | 66419.2921 | 70580.4187
RPS Clean Energy v6.20- OR | 730 | 7723 | Generation Constraint in GWh | FALSE | G | Annual | Allowances Purchased | GWh | 0 | 0 | 0 | 0 | 0 | 0 | 0
RPS Clean Energy v6.20- OR | 730 | 7723 | Generation Constraint in GWh | FALSE | G | Annual | Allowances Sold | GWh | 0 | 0 | 0 | 0 | 0 | 0 | 0
RPS Clean Energy v6.20- OR | 730 | 7723 | Generation Constraint in GWh | FALSE | G | Annual | Allowances Banked | GWh | 0 | 0 | 0 | 0 | 0 | 0 | 0
RPS Clean Energy v6.20- OR | 730 | 7723 | Generation Constraint in GWh | FALSE | G | Annual | Allowances Withdrawn (1:1) | GWh | 0 | 0 | 0 | 0 | 0 | 0 | 0
RPS Clean Energy v6.20- OR | 730 | 7723 | Generation Constraint in GWh | FALSE | G | Annual | Allowances Withdrawn (n:1) | GWh | 0 | 0 | 0 | 0 | 0 | 0 | 0
RPS Clean Energy v6.20- OR | 730 | 7723 | Generation Constraint in GWh | FALSE | G | Annual | Net Emissions Allowance Position | GWh | 50812.1071 | 50708.0951 | 50585.9827 | 58415.7003 | 62199.6865 | 66419.2921 | 70580.4187
RPS Clean Energy v6.20- OR | 730 | 7723 | Generation Constraint in GWh | FALSE | G | Annual | Fuel Consumed | TBtu | 5.3005 | 3.9336 | 2.4081 | 1.4521 | 1.4521 | 1.4521 | 1.4521
RPS Clean Energy v6.20- OR | 730 | 7723 | Generation Constraint in GWh | FALSE | G | Annual | Heat Rate | MMBtu/MWh | 0.10432 | 0.077573 | 0.047605 | 0.024858 | 0.023346 | 0.021863 | 0.020574
RPS Clean Energy v6.20- OR | 730 | 7723 | Generation Constraint in GWh | FALSE | G | Annual | Generation | TWh | 50.8121 | 50.7081 | 50.586 | 58.4157 | 62.1997 | 66.4193 | 70.5804
RPS Clean Energy v6.20- OR | 730 | 7723 | Generation Constraint in GWh | FALSE | G | Annual | Qualifying Generation | TWh | 50.8121 | 50.7081 | 50.586 | 58.4157 | 62.1997 | 66.4193 | 70.5804
RPS Clean Energy v6.20- OR | 730 | 7723 | Generation Constraint in GWh | FALSE | G | Annual | Rate | lb/MWh | 0 | 0 | 0 | 0 | 0 | 0 | 0
RPS Clean Energy v6.20- OR | 730 | 7723 | Generation Constraint in GWh | FALSE | G | Annual | Constraint Shadow Price | US2019$/MWh | 0 | 0 | 0 | 2.2441 | 2.121 | 2.4537 | 0.63953
RPS Clean Energy v6.20- WA | 731 | 7574 | Generation Constraint in GWh | FALSE | G | Annual | Seasons Included | Seasons | Winter, WintShld, Summer | Winter, WintShld, Summer | Winter, WintShld, Summer | Winter, WintShld, Summer | Winter, WintShld, Summer | Winter, WintShld, Summer | Winter, WintShld, Summer
RPS Clean Energy v6.20- WA | 731 | 7574 | Generation Constraint in GWh | FALSE | G | Annual | Standard GWh | GWh | 0 | 98093.4257 | 103194.7638 | 109659.3296 | 116762.7178 | 124683.8609 | 132495.2257
RPS Clean Energy v6.20- WA | 731 | 7574 | Generation Constraint in GWh | FALSE | G | Annual | Emissions at Affected Plants | GWh | 98975.728 | 98975.728 | 103194.7638 | 109659.3296 | 116762.7178 | 124939.5106 | 132495.2257
RPS Clean Energy v6.20- WA | 731 | 7574 | Generation Constraint in GWh | FALSE | G | Annual | Allowances Purchased | GWh | 0 | 0 | 0 | 0 | 0 | 0 | 0
RPS Clean Energy v6.20- WA | 731 | 7574 | Generation Constraint in GWh | FALSE | G | Annual | Allowances Sold | GWh | 0 | 0 | 0 | 0 | 0 | 0 | 0
RPS Clean Energy v6.20- WA | 731 | 7574 | Generation Constraint in GWh | FALSE | G | Annual | Allowances Banked | GWh | 0 | 0 | 0 | 0 | 0 | 0 | 0
RPS Clean Energy v6.20- WA | 731 | 7574 | Generation Constraint in GWh | FALSE | G | Annual | Allowances Withdrawn (1:1) | GWh | 0 | 0 | 0 | 0 | 0 | 0 | 0
RPS Clean Energy v6.20- WA | 731 | 7574 | Generation Constraint in GWh | FALSE | G | Annual | Allowances Withdrawn (n:1) | GWh | 0 | 0 | 0 | 0 | 0 | 0 | 0
RPS Clean Energy v6.20- WA | 731 | 7574 | Generation Constraint in GWh | FALSE | G | Annual | Net Emissions Allowance Position | GWh | 98975.728 | 98975.728 | 103194.7638 | 109659.3296 | 116762.7178 | 124939.5106 | 132495.2257
RPS Clean Energy v6.20- WA | 731 | 7574 | Generation Constraint in GWh | FALSE | G | Annual | Fuel Consumed | TBtu | 103.9605 | 103.9605 | 103.9605 | 103.9605 | 9.3668 | 8.0324 | 8.0651
RPS Clean Energy v6.20- WA | 731 | 7574 | Generation Constraint in GWh | FALSE | G | Annual | Heat Rate | MMBtu/MWh | 1.0504 | 1.0504 | 1.0074 | 0.94803 | 0.080221 | 0.06429 | 0.060871
RPS Clean Energy v6.20- WA | 731 | 7574 | Generation Constraint in GWh | FALSE | G | Annual | Generation | TWh | 98.9757 | 98.9757 | 103.1948 | 109.6593 | 116.7627 | 124.9395 | 132.4952
RPS Clean Energy v6.20- WA | 731 | 7574 | Generation Constraint in GWh | FALSE | G | Annual | Qualifying Generation | TWh | 98.9757 | 98.9757 | 103.1948 | 109.6593 | 116.7627 | 124.9395 | 132.4952
RPS Clean Energy v6.20- WA | 731 | 7574 | Generation Constraint in GWh | FALSE | G | Annual | Rate | lb/MWh | 0 | 0 | 0 | 0 | 0 | 0 | 0
RPS Clean Energy v6.20- WA | 731 | 7574 | Generation Constraint in GWh | FALSE | G | Annual | Constraint Shadow Price | US2019$/MWh | 0 | 0 | 8.7505 | 3.9351 | 1.8105 | 0 | 1.1733
RPS Clean Energy v6.21- CT | 732 | 7776 | Generation Constraint in GWh | FALSE | G | Annual | Seasons Included | Seasons |  | Winter, WintShld, Summer | Winter, WintShld, Summer | Winter, WintShld, Summer | Winter, WintShld, Summer | Winter, WintShld, Summer | Winter, WintShld, Summer
RPS Clean Energy v6.21- CT | 732 | 7776 | Generation Constraint in GWh | FALSE | G | Annual | Standard GWh | GWh | 0 | 11687.5702 | 21457.929 | 32217.588 | 33820.4368 | 35673.213 | 37396.0295
RPS Clean Energy v6.21- CT | 732 | 7776 | Generation Constraint in GWh | FALSE | G | Annual | Emissions at Affected Plants | GWh | 0 | 25779.4404 | 21457.929 | 32217.588 | 33820.4368 | 35673.2131 | 37396.0295
RPS Clean Energy v6.21- CT | 732 | 7776 | Generation Constraint in GWh | FALSE | G | Annual | Allowances Purchased | GWh | 0 | 0 | 0 | 0 | 0 | 0 | 0
RPS Clean Energy v6.21- CT | 732 | 7776 | Generation Constraint in GWh | FALSE | G | Annual | Allowances Sold | GWh | 0 | 0 | 0 | 0 | 0 | 0 | 0
RPS Clean Energy v6.21- CT | 732 | 7776 | Generation Constraint in GWh | FALSE | G | Annual | Allowances Banked | GWh | 0 | 0 | 0 | 0 | 0 | 0 | 0
RPS Clean Energy v6.21- CT | 732 | 7776 | Generation Constraint in GWh | FALSE | G | Annual | Allowances Withdrawn (1:1) | GWh | 0 | 0 | 0 | 0 | 0 | 0 | 0
RPS Clean Energy v6.21- CT | 732 | 7776 | Generation Constraint in GWh | FALSE | G | Annual | Allowances Withdrawn (n:1) | GWh | 0 | 0 | 0 | 0 | 0 | 0 | 0
RPS Clean Energy v6.21- CT | 732 | 7776 | Generation Constraint in GWh | FALSE | G | Annual | Net Emissions Allowance Position | GWh | 0 | 25779.4404 | 21457.929 | 32217.588 | 33820.4368 | 35673.2131 | 37396.0295
RPS Clean Energy v6.21- CT | 732 | 7776 | Generation Constraint in GWh | FALSE | G | Annual | Fuel Consumed | TBtu | 0 | 173.076 | 104.4075 | 103.1683 | 102.9259 | 0 | 0
RPS Clean Energy v6.21- CT | 732 | 7776 | Generation Constraint in GWh | FALSE | G | Annual | Heat Rate | MMBtu/MWh | 0 | 6.7137 | 4.8657 | 3.2022 | 3.0433 | 0 | 0
RPS Clean Energy v6.21- CT | 732 | 7776 | Generation Constraint in GWh | FALSE | G | Annual | Generation | TWh | 0 | 25.7794 | 21.4579 | 32.2176 | 33.8204 | 35.6732 | 37.396
RPS Clean Energy v6.21- CT | 732 | 7776 | Generation Constraint in GWh | FALSE | G | Annual | Qualifying Generation | TWh | 0 | 25.7794 | 21.4579 | 32.2176 | 33.8204 | 35.6732 | 37.396
RPS Clean Energy v6.21- CT | 732 | 7776 | Generation Constraint in GWh | FALSE | G | Annual | Rate | lb/MWh | 0 | 0 | 0 | 0 | 0 | 0 | 0
RPS Clean Energy v6.21- CT | 732 | 7776 | Generation Constraint in GWh | FALSE | G | Annual | Constraint Shadow Price | US2019$/MWh | 0 | 0 | 15.8812 | 13.7346 | 11.0447 | 9.169 | 9.08
RPS Solar v6.20- DC | 733 | 7575 | Generation Constraint in GWh | FALSE | G | Annual | Seasons Included | Seasons | Winter, WintShld, Summer | Winter, WintShld, Summer | Winter, WintShld, Summer | Winter, WintShld, Summer | Winter, WintShld, Summer | Winter, WintShld, Summer | Winter, WintShld, Summer
RPS Solar v6.20- DC | 733 | 7575 | Generation Constraint in GWh | FALSE | G | Annual | Standard GWh | GWh | 509.4472 | 576.5172 | 845.4664 | 1208.3547 | 1334.9973 | 1412.2821 | 1483.0931
RPS Solar v6.20- DC | 733 | 7575 | Generation Constraint in GWh | FALSE | G | Annual | Emissions at Affected Plants | GWh | 30.788 | 31.7861 | 31.7861 | 31.7861 | 31.7861 | 31.7861 | 31.7861
RPS Solar v6.20- DC | 733 | 7575 | Generation Constraint in GWh | FALSE | G | Annual | Allowances Purchased | GWh | 478.6592 | 544.7311 | 813.6803 | 1176.5686 | 1303.2112 | 1380.496 | 1451.307
RPS Solar v6.20- DC | 733 | 7575 | Generation Constraint in GWh | FALSE | G | Annual | Allowances Sold | GWh | 0 | 0 | 0 | 0 | 0 | 0 | 0
RPS Solar v6.20- DC | 733 | 7575 | Generation Constraint in GWh | FALSE | G | Annual | Allowances Banked | GWh | 0 | 0 | 0 | 0 | 0 | 0 | 0
RPS Solar v6.20- DC | 733 | 7575 | Generation Constraint in GWh | FALSE | G | Annual | Allowances Withdrawn (1:1) | GWh | 0 | 0 | 0 | 0 | 0 | 0 | 0
RPS Solar v6.20- DC | 733 | 7575 | Generation Constraint in GWh | FALSE | G | Annual | Allowances Withdrawn (n:1) | GWh | 0 | 0 | 0 | 0 | 0 | 0 | 0
RPS Solar v6.20- DC | 733 | 7575 | Generation Constraint in GWh | FALSE | G | Annual | Net Emissions Allowance Position | GWh | 509.4472 | 576.5172 | 845.4664 | 1208.3547 | 1334.9973 | 1412.2821 | 1483.0931
RPS Solar v6.20- DC | 733 | 7575 | Generation Constraint in GWh | FALSE | G | Annual | Fuel Consumed | TBtu | 0 | 0 | 0 | 0 | 0 | 0 | 0
RPS Solar v6.20- DC | 733 | 7575 | Generation Constraint in GWh | FALSE | G | Annual | Heat Rate | MMBtu/MWh | 0 | 0 | 0 | 0 | 0 | 0 | 0
RPS Solar v6.20- DC | 733 | 7575 | Generation Constraint in GWh | FALSE | G | Annual | Generation | TWh | 0.030788 | 0.031786 | 0.031786 | 0.031786 | 0.031786 | 0.031786 | 0.031786
RPS Solar v6.20- DC | 733 | 7575 | Generation Constraint in GWh | FALSE | G | Annual | Qualifying Generation | TWh | 0.030788 | 0.031786 | 0.031786 | 0.031786 | 0.031786 | 0.031786 | 0.031786
RPS Solar v6.20- DC | 733 | 7575 | Generation Constraint in GWh | FALSE | G | Annual | Rate | lb/MWh | 0 | 0 | 0 | 0 | 0 | 0 | 0
RPS Solar v6.20- DC | 733 | 7575 | Generation Constraint in GWh | FALSE | G | Annual | Constraint Shadow Price | US2019$/MWh | 53.115 | 53.1147 | 53.1145 | 53.1147 | 53.1147 | 53.1148 | 53.1149
RPS Solar v6.20- DE | 734 | 7576 | Generation Constraint in GWh | FALSE | G | Annual | Seasons Included | Seasons | Winter, WintShld, Summer | Winter, WintShld, Summer | Winter, WintShld, Summer | Winter, WintShld, Summer | Winter, WintShld, Summer | Winter, WintShld, Summer | Winter, WintShld, Summer
RPS Solar v6.20- DE | 734 | 7576 | Generation Constraint in GWh | FALSE | G | Annual | Standard GWh | GWh | 300.1215 | 360.2726 | 758.1652 | 800.8818 | 842.0607 | 891.5373 | 936.8156
RPS Solar v6.20- DE | 734 | 7576 | Generation Constraint in GWh | FALSE | G | Annual | Emissions at Affected Plants | GWh | 21282.693 | 34785.0506 | 55581.8689 | 92794.939 | 92794.939 | 138601.3306 | 171686.0597
RPS Solar v6.20- DE | 734 | 7576 | Generation Constraint in GWh | FALSE | G | Annual | Allowances Purchased | GWh | 0 | 0 | 0 | 0 | 0 | 0 | 0
RPS Solar v6.20- DE | 734 | 7576 | Generation Constraint in GWh | FALSE | G | Annual | Allowances Sold | GWh | 0 | 0 | 0 | 0 | 0 | 0 | 0
RPS Solar v6.20- DE | 734 | 7576 | Generation Constraint in GWh | FALSE | G | Annual | Allowances Banked | GWh | 0 | 0 | 0 | 0 | 0 | 0 | 0
RPS Solar v6.20- DE | 734 | 7576 | Generation Constraint in GWh | FALSE | G | Annual | Allowances Withdrawn (1:1) | GWh | 0 | 0 | 0 | 0 | 0 | 0 | 0
RPS Solar v6.20- DE | 734 | 7576 | Generation Constraint in GWh | FALSE | G | Annual | Allowances Withdrawn (n:1) | GWh | 0 | 0 | 0 | 0 | 0 | 0 | 0
RPS Solar v6.20- DE | 734 | 7576 | Generation Constraint in GWh | FALSE | G | Annual | Net Emissions Allowance Position | GWh | 21282.693 | 34785.0506 | 55581.8689 | 92794.939 | 92794.939 | 138601.3306 | 171686.0597
RPS Solar v6.20- DE | 734 | 7576 | Generation Constraint in GWh | FALSE | G | Annual | Fuel Consumed | TBtu | 0 | 0 | 0 | 0 | 0 | 0 | 0
RPS Solar v6.20- DE | 734 | 7576 | Generation Constraint in GWh | FALSE | G | Annual | Heat Rate | MMBtu/MWh | 0 | 0 | 0 | 0 | 0 | 0 | 0
RPS Solar v6.20- DE | 734 | 7576 | Generation Constraint in GWh | FALSE | G | Annual | Generation | TWh | 46.355 | 66.6229 | 107.3073 | 162.3127 | 213.1734 | 287.3432 | 330.987
RPS Solar v6.20- DE | 734 | 7576 | Generation Constraint in GWh | FALSE | G | Annual | Qualifying Generation | TWh | 21.2827 | 34.7851 | 55.5819 | 92.7949 | 92.7949 | 138.6013 | 171.6861
RPS Solar v6.20- DE | 734 | 7576 | Generation Constraint in GWh | FALSE | G | Annual | Rate | lb/MWh | 0 | 0 | 0 | 0 | 0 | 0 | 0
RPS Solar v6.20- DE | 734 | 7576 | Generation Constraint in GWh | FALSE | G | Annual | Constraint Shadow Price | US2019$/MWh | 0 | 0 | 0 | 0 | 0 | 0 | 0
RPS Solar v6.20- IL, MO | 735 | 7580 | Generation Constraint in GWh | FALSE | G | Annual | Seasons Included | Seasons | Winter, WintShld, Summer | Winter, WintShld, Summer | Winter, WintShld, Summer | Winter, WintShld, Summer | Winter, WintShld, Summer | Winter, WintShld, Summer | Winter, WintShld, Summer
RPS Solar v6.20- IL, MO | 735 | 7580 | Generation Constraint in GWh | FALSE | G | Annual | Standard GWh | GWh | 2369.3455 | 2416.01 | 2542.9458 | 2671.125 | 2806.4304 | 2948.5164 | 3086.5232
RPS Solar v6.20- IL, MO | 735 | 7580 | Generation Constraint in GWh | FALSE | G | Annual | Emissions at Affected Plants | GWh | 10802.884 | 18129.5989 | 47695.2565 | 69510.6196 | 119858.9145 | 147581.99 | 151807.7553
RPS Solar v6.20- IL, MO | 735 | 7580 | Generation Constraint in GWh | FALSE | G | Annual | Allowances Purchased | GWh | 0 | 0 | 0 | 0 | 0 | 0 | 0
RPS Solar v6.20- IL, MO | 735 | 7580 | Generation Constraint in GWh | FALSE | G | Annual | Allowances Sold | GWh | 0 | 0 | 0 | 0 | 0 | 0 | 0
RPS Solar v6.20- IL, MO | 735 | 7580 | Generation Constraint in GWh | FALSE | G | Annual | Allowances Banked | GWh | 0 | 0 | 0 | 0 | 0 | 0 | 0
RPS Solar v6.20- IL, MO | 735 | 7580 | Generation Constraint in GWh | FALSE | G | Annual | Allowances Withdrawn (1:1) | GWh | 0 | 0 | 0 | 0 | 0 | 0 | 0
RPS Solar v6.20- IL, MO | 735 | 7580 | Generation Constraint in GWh | FALSE | G | Annual | Allowances Withdrawn (n:1) | GWh | 0 | 0 | 0 | 0 | 0 | 0 | 0
RPS Solar v6.20- IL, MO | 735 | 7580 | Generation Constraint in GWh | FALSE | G | Annual | Net Emissions Allowance Position | GWh | 10802.884 | 18129.5989 | 47695.2565 | 69510.6196 | 119858.9145 | 147581.99 | 151807.7553
RPS Solar v6.20- IL, MO | 735 | 7580 | Generation Constraint in GWh | FALSE | G | Annual | Fuel Consumed | TBtu | 0 | 0 | 0 | 0 | 0 | 0 | 0
RPS Solar v6.20- IL, MO | 735 | 7580 | Generation Constraint in GWh | FALSE | G | Annual | Heat Rate | MMBtu/MWh | 0 | 0 | 0 | 0 | 0 | 0 | 0
RPS Solar v6.20- IL, MO | 735 | 7580 | Generation Constraint in GWh | FALSE | G | Annual | Generation | TWh | 10.8029 | 18.1296 | 47.6953 | 69.5106 | 119.8589 | 147.582 | 151.8078
RPS Solar v6.20- IL, MO | 735 | 7580 | Generation Constraint in GWh | FALSE | G | Annual | Qualifying Generation | TWh | 10.8029 | 18.1296 | 47.6953 | 69.5106 | 119.8589 | 147.582 | 151.8078
RPS Solar v6.20- IL, MO | 735 | 7580 | Generation Constraint in GWh | FALSE | G | Annual | Rate | lb/MWh | 0 | 0 | 0 | 0 | 0 | 0 | 0
RPS Solar v6.20- IL, MO | 735 | 7580 | Generation Constraint in GWh | FALSE | G | Annual | Constraint Shadow Price | US2019$/MWh | 0 | 0 | 0 | 0 | 0 | 0 | 0
RPS Solar v6.20- MA | 736 | 7577 | Generation Constraint in GWh | FALSE | G | Annual | Seasons Included | Seasons | Winter, WintShld, Summer | Winter, WintShld, Summer | Winter, WintShld, Summer | Winter, WintShld, Summer | Winter, WintShld, Summer | Winter, WintShld, Summer | Winter, WintShld, Summer
RPS Solar v6.20- MA | 736 | 7577 | Generation Constraint in GWh | FALSE | G | Annual | Standard GWh | GWh | 120.177 | 131.4368 | 161.3784 | 194.2846 | 229.6812 | 269.2086 | 282.4585
RPS Solar v6.20- MA | 736 | 7577 | Generation Constraint in GWh | FALSE | G | Annual | Emissions at Affected Plants | GWh | 1909.8465 | 1909.8465 | 1909.8465 | 1909.8465 | 1909.8465 | 3619.134 | 5640.8066
RPS Solar v6.20- MA | 736 | 7577 | Generation Constraint in GWh | FALSE | G | Annual | Allowances Purchased | GWh | 0 | 0 | 0 | 0 | 0 | 0 | 0
RPS Solar v6.20- MA | 736 | 7577 | Generation Constraint in GWh | FALSE | G | Annual | Allowances Sold | GWh | 0 | 0 | 0 | 0 | 0 | 0 | 0
RPS Solar v6.20- MA | 736 | 7577 | Generation Constraint in GWh | FALSE | G | Annual | Allowances Banked | GWh | 0 | 0 | 0 | 0 | 0 | 0 | 0
RPS Solar v6.20- MA | 736 | 7577 | Generation Constraint in GWh | FALSE | G | Annual | Allowances Withdrawn (1:1) | GWh | 0 | 0 | 0 | 0 | 0 | 0 | 0
RPS Solar v6.20- MA | 736 | 7577 | Generation Constraint in GWh | FALSE | G | Annual | Allowances Withdrawn (n:1) | GWh | 0 | 0 | 0 | 0 | 0 | 0 | 0
RPS Solar v6.20- MA | 736 | 7577 | Generation Constraint in GWh | FALSE | G | Annual | Net Emissions Allowance Position | GWh | 1909.8465 | 1909.8465 | 1909.8465 | 1909.8465 | 1909.8465 | 3619.134 | 5640.8066
RPS Solar v6.20- MA | 736 | 7577 | Generation Constraint in GWh | FALSE | G | Annual | Fuel Consumed | TBtu | 0 | 0 | 0 | 0 | 0 | 0 | 0
RPS Solar v6.20- MA | 736 | 7577 | Generation Constraint in GWh | FALSE | G | Annual | Heat Rate | MMBtu/MWh | 0 | 0 | 0 | 0 | 0 | 0 | 0
RPS Solar v6.20- MA | 736 | 7577 | Generation Constraint in GWh | FALSE | G | Annual | Generation | TWh | 1.9098 | 1.9098 | 1.9098 | 1.9098 | 1.9098 | 3.6191 | 5.6408
RPS Solar v6.20- MA | 736 | 7577 | Generation Constraint in GWh | FALSE | G | Annual | Qualifying Generation | TWh | 1.9098 | 1.9098 | 1.9098 | 1.9098 | 1.9098 | 3.6191 | 5.6408
RPS Solar v6.20- MA | 736 | 7577 | Generation Constraint in GWh | FALSE | G | Annual | Rate | lb/MWh | 0 | 0 | 0 | 0 | 0 | 0 | 0
RPS Solar v6.20- MA | 736 | 7577 | Generation Constraint in GWh | FALSE | G | Annual | Constraint Shadow Price | US2019$/MWh | 0 | 0 | 0 | 0 | 0 | 0 | 0
RPS Solar v6.20- MD | 737 | 7578 | Generation Constraint in GWh | FALSE | G | Annual | Seasons Included | Seasons | Winter, WintShld, Summer | Winter, WintShld, Summer | Winter, WintShld, Summer | Winter, WintShld, Summer | Winter, WintShld, Summer | Winter, WintShld, Summer | Winter, WintShld, Summer
RPS Solar v6.20- MD | 737 | 7578 | Generation Constraint in GWh | FALSE | G | Annual | Standard GWh | GWh | 8659.7192 | 8822.7838 | 9250.0725 | 9744.1727 | 10230.2979 | 10819.5368 | 11361.101
RPS Solar v6.20- MD | 737 | 7578 | Generation Constraint in GWh | FALSE | G | Annual | Emissions at Affected Plants | GWh | 8659.7192 | 8822.7838 | 9250.0725 | 9744.1727 | 10230.2979 | 10819.5368 | 20295.9242
RPS Solar v6.20- MD | 737 | 7578 | Generation Constraint in GWh | FALSE | G | Annual | Allowances Purchased | GWh | 0 | 0 | 0 | 0 | 0 | 0 | 0
RPS Solar v6.20- MD | 737 | 7578 | Generation Constraint in GWh | FALSE | G | Annual | Allowances Sold | GWh | 0 | 0 | 0 | 0 | 0 | 0 | 0
RPS Solar v6.20- MD | 737 | 7578 | Generation Constraint in GWh | FALSE | G | Annual | Allowances Banked | GWh | 0 | 0 | 0 | 0 | 0 | 0 | 0
RPS Solar v6.20- MD | 737 | 7578 | Generation Constraint in GWh | FALSE | G | Annual | Allowances Withdrawn (1:1) | GWh | 0 | 0 | 0 | 0 | 0 | 0 | 0
RPS Solar v6.20- MD | 737 | 7578 | Generation Constraint in GWh | FALSE | G | Annual | Allowances Withdrawn (n:1) | GWh | 0 | 0 | 0 | 0 | 0 | 0 | 0
RPS Solar v6.20- MD | 737 | 7578 | Generation Constraint in GWh | FALSE | G | Annual | Net Emissions Allowance Position | GWh | 8659.7192 | 8822.7838 | 9250.0725 | 9744.1727 | 10230.2979 | 10819.5368 | 20295.9242
RPS Solar v6.20- MD | 737 | 7578 | Generation Constraint in GWh | FALSE | G | Annual | Fuel Consumed | TBtu | 0 | 0 | 0 | 0 | 0 | 0 | 0
RPS Solar v6.20- MD | 737 | 7578 | Generation Constraint in GWh | FALSE | G | Annual | Heat Rate | MMBtu/MWh | 0 | 0 | 0 | 0 | 0 | 0 | 0
RPS Solar v6.20- MD | 737 | 7578 | Generation Constraint in GWh | FALSE | G | Annual | Generation | TWh | 8.6597 | 8.8228 | 9.2501 | 9.7442 | 10.2303 | 10.8195 | 20.2959
RPS Solar v6.20- MD | 737 | 7578 | Generation Constraint in GWh | FALSE | G | Annual | Qualifying Generation | TWh | 8.6597 | 8.8228 | 9.2501 | 9.7442 | 10.2303 | 10.8195 | 20.2959
RPS Solar v6.20- MD | 737 | 7578 | Generation Constraint in GWh | FALSE | G | Annual | Rate | lb/MWh | 0 | 0 | 0 | 0 | 0 | 0 | 0
RPS Solar v6.20- MD | 737 | 7578 | Generation Constraint in GWh | FALSE | G | Annual | Constraint Shadow Price | US2019$/MWh | 37.485 | 25.9382 | 9.1341 | 4.9148 | 2.8672 | 0.29114 | 0
RPS Solar v6.20- MN | 738 | 7579 | Generation Constraint in GWh | FALSE | G | Annual | Seasons Included | Seasons | Winter, WintShld, Summer | Winter, WintShld, Summer | Winter, WintShld, Summer | Winter, WintShld, Summer | Winter, WintShld, Summer | Winter, WintShld, Summer | Winter, WintShld, Summer
RPS Solar v6.20- MN | 738 | 7579 | Generation Constraint in GWh | FALSE | G | Annual | Standard GWh | GWh | 977.0051 | 997.1692 | 1050.158 | 1102.5384 | 1158.9645 | 1217.5754 | 1275.1836
RPS Solar v6.20- MN | 738 | 7579 | Generation Constraint in GWh | FALSE | G | Annual | Emissions at Affected Plants | GWh | 2249.0637 | 5518.7537 | 5518.7537 | 5518.7537 | 5518.7537 | 5518.7537 | 5518.7537
RPS Solar v6.20- MN | 738 | 7579 | Generation Constraint in GWh | FALSE | G | Annual | Allowances Purchased | GWh | 0 | 0 | 0 | 0 | 0 | 0 | 0
RPS Solar v6.20- MN | 738 | 7579 | Generation Constraint in GWh | FALSE | G | Annual | Allowances Sold | GWh | 0 | 0 | 0 | 0 | 0 | 0 | 0
RPS Solar v6.20- MN | 738 | 7579 | Generation Constraint in GWh | FALSE | G | Annual | Allowances Banked | GWh | 0 | 0 | 0 | 0 | 0 | 0 | 0
RPS Solar v6.20- MN | 738 | 7579 | Generation Constraint in GWh | FALSE | G | Annual | Allowances Withdrawn (1:1) | GWh | 0 | 0 | 0 | 0 | 0 | 0 | 0
RPS Solar v6.20- MN | 738 | 7579 | Generation Constraint in GWh | FALSE | G | Annual | Allowances Withdrawn (n:1) | GWh | 0 | 0 | 0 | 0 | 0 | 0 | 0
RPS Solar v6.20- MN | 738 | 7579 | Generation Constraint in GWh | FALSE | G | Annual | Net Emissions Allowance Position | GWh | 2249.0637 | 5518.7537 | 5518.7537 | 5518.7537 | 5518.7537 | 5518.7537 | 5518.7537
RPS Solar v6.20- MN | 738 | 7579 | Generation Constraint in GWh | FALSE | G | Annual | Fuel Consumed | TBtu | 0 | 0 | 0 | 0 | 0 | 0 | 0
RPS Solar v6.20- MN | 738 | 7579 | Generation Constraint in GWh | FALSE | G | Annual | Heat Rate | MMBtu/MWh | 0 | 0 | 0 | 0 | 0 | 0 | 0
RPS Solar v6.20- MN | 738 | 7579 | Generation Constraint in GWh | FALSE | G | Annual | Generation | TWh | 2.2491 | 5.5188 | 5.5188 | 5.5188 | 5.5188 | 5.5188 | 5.5188
RPS Solar v6.20- MN | 738 | 7579 | Generation Constraint in GWh | FALSE | G | Annual | Qualifying Generation | TWh | 2.2491 | 5.5188 | 5.5188 | 5.5188 | 5.5188 | 5.5188 | 5.5188
RPS Solar v6.20- MN | 738 | 7579 | Generation Constraint in GWh | FALSE | G | Annual | Rate | lb/MWh | 0 | 0 | 0 | 0 | 0 | 0 | 0
RPS Solar v6.20- MN | 738 | 7579 | Generation Constraint in GWh | FALSE | G | Annual | Constraint Shadow Price | US2019$/MWh | 0 | 0 | 0 | 0 | 0 | 0 | 0
RPS Solar v6.20- NC 75% limit | 739 | 7583 | Generation Constraint in GWh | FALSE | G | Annual | Seasons Included | Seasons | Winter, WintShld, Summer | Winter, WintShld, Summer | Winter, WintShld, Summer | Winter, WintShld, Summer | Winter, WintShld, Summer | Winter, WintShld, Summer | Winter, WintShld, Summer
RPS Solar v6.20- NC 75% limit | 739 | 7583 | Generation Constraint in GWh | FALSE | G | Annual | Standard GWh | GWh | 121.7248 | 124.4136 | 132.1168 | 140.0121 | 148.6164 | 157.6593 | 166.7634
RPS Solar v6.20- NC 75% limit | 739 | 7583 | Generation Constraint in GWh | FALSE | G | Annual | Emissions at Affected Plants | GWh | 7872.6485 | 7872.6485 | 7872.6485 | 7872.6485 | 7872.6485 | 7872.6485 | 7872.6485
RPS Solar v6.20- NC 75% limit | 739 | 7583 | Generation Constraint in GWh | FALSE | G | Annual | Allowances Purchased | GWh | 0 | 0 | 0 | 0 | 0 | 0 | 0
RPS Solar v6.20- NC 75% limit | 739 | 7583 | Generation Constraint in GWh | FALSE | G | Annual | Allowances Sold | GWh | 0 | 0 | 0 | 0 | 0 | 0 | 0
RPS Solar v6.20- NC 75% limit | 739 | 7583 | Generation Constraint in GWh | FALSE | G | Annual | Allowances Banked | GWh | 0 | 0 | 0 | 0 | 0 | 0 | 0
RPS Solar v6.20- NC 75% limit | 739 | 7583 | Generation Constraint in GWh | FALSE | G | Annual | Allowances Withdrawn (1:1) | GWh | 0 | 0 | 0 | 0 | 0 | 0 | 0
RPS Solar v6.20- NC 75% limit | 739 | 7583 | Generation Constraint in GWh | FALSE | G | Annual | Allowances Withdrawn (n:1) | GWh | 0 | 0 | 0 | 0 | 0 | 0 | 0
RPS Solar v6.20- NC 75% limit | 739 | 7583 | Generation Constraint in GWh | FALSE | G | Annual | Net Emissions Allowance Position | GWh | 7872.6485 | 7872.6485 | 7872.6485 | 7872.6485 | 7872.6485 | 7872.6485 | 7872.6485
RPS Solar v6.20- NC 75% limit | 739 | 7583 | Generation Constraint in GWh | FALSE | G | Annual | Fuel Consumed | TBtu | 0 | 0 | 0 | 0 | 0 | 0 | 0
RPS Solar v6.20- NC 75% limit | 739 | 7583 | Generation Constraint in GWh | FALSE | G | Annual | Heat Rate | MMBtu/MWh | 0 | 0 | 0 | 0 | 0 | 0 | 0
RPS Solar v6.20- NC 75% limit | 739 | 7583 | Generation Constraint in GWh | FALSE | G | Annual | Generation | TWh | 13.5879 | 13.5879 | 18.4453 | 18.4453 | 18.4453 | 60.7496 | 90.8463
RPS Solar v6.20- NC 75% limit | 739 | 7583 | Generation Constraint in GWh | FALSE | G | Annual | Qualifying Generation | TWh | 7.8726 | 7.8726 | 7.8726 | 7.8726 | 7.8726 | 7.8726 | 7.8726
RPS Solar v6.20- NC 75% limit | 739 | 7583 | Generation Constraint in GWh | FALSE | G | Annual | Rate | lb/MWh | 0 | 0 | 0 | 0 | 0 | 0 | 0
RPS Solar v6.20- NC 75% limit | 739 | 7583 | Generation Constraint in GWh | FALSE | G | Annual | Constraint Shadow Price | US2019$/MWh | 0 | 0 | 0 | 0 | 0 | 0 | 0
RPS Solar v6.20- NH, MA | 740 | 7581 | Generation Constraint in GWh | FALSE | G | Annual | Seasons Included | Seasons | Winter, WintShld, Summer | Winter, WintShld, Summer | Winter, WintShld, Summer | Winter, WintShld, Summer | Winter, WintShld, Summer | Winter, WintShld, Summer | Winter, WintShld, Summer
RPS Solar v6.20- NH, MA | 740 | 7581 | Generation Constraint in GWh | FALSE | G | Annual | Standard GWh | GWh | 196.8452 | 209.7899 | 244.031 | 281.5059 | 321.4622 | 366.1337 | 384.1541
RPS Solar v6.20- NH, MA | 740 | 7581 | Generation Constraint in GWh | FALSE | G | Annual | Emissions at Affected Plants | GWh | 2571.5659 | 2571.5659 | 4817.4265 | 15374.8614 | 17000.8891 | 28697.3834 | 30420.1998
RPS Solar v6.20- NH, MA | 740 | 7581 | Generation Constraint in GWh | FALSE | G | Annual | Allowances Purchased | GWh | 0 | 0 | 0 | 0 | 0 | 0 | 0
RPS Solar v6.20- NH, MA | 740 | 7581 | Generation Constraint in GWh | FALSE | G | Annual | Allowances Sold | GWh | 0 | 0 | 0 | 0 | 0 | 0 | 0
RPS Solar v6.20- NH, MA | 740 | 7581 | Generation Constraint in GWh | FALSE | G | Annual | Allowances Banked | GWh | 0 | 0 | 0 | 0 | 0 | 0 | 0
RPS Solar v6.20- NH, MA | 740 | 7581 | Generation Constraint in GWh | FALSE | G | Annual | Allowances Withdrawn (1:1) | GWh | 0 | 0 | 0 | 0 | 0 | 0 | 0
RPS Solar v6.20- NH, MA | 740 | 7581 | Generation Constraint in GWh | FALSE | G | Annual | Allowances Withdrawn (n:1) | GWh | 0 | 0 | 0 | 0 | 0 | 0 | 0
RPS Solar v6.20- NH, MA | 740 | 7581 | Generation Constraint in GWh | FALSE | G | Annual | Net Emissions Allowance Position | GWh | 2571.5659 | 2571.5659 | 4817.4265 | 15374.8614 | 17000.8891 | 28697.3834 | 30420.1998
RPS Solar v6.20- NH, MA | 740 | 7581 | Generation Constraint in GWh | FALSE | G | Annual | Fuel Consumed | TBtu | 0 | 0 | 0 | 0 | 0 | 0 | 0
RPS Solar v6.20- NH, MA | 740 | 7581 | Generation Constraint in GWh | FALSE | G | Annual | Heat Rate | MMBtu/MWh | 0 | 0 | 0 | 0 | 0 | 0 | 0
RPS Solar v6.20- NH, MA | 740 | 7581 | Generation Constraint in GWh | FALSE | G | Annual | Generation | TWh | 4.4814 | 4.4814 | 6.7273 | 17.2847 | 18.9107 | 32.3165 | 36.061
RPS Solar v6.20- NH, MA | 740 | 7581 | Generation Constraint in GWh | FALSE | G | Annual | Qualifying Generation | TWh | 2.5716 | 2.5716 | 4.8174 | 15.3749 | 17.0009 | 28.6974 | 30.4202
RPS Solar v6.20- NH, MA | 740 | 7581 | Generation Constraint in GWh | FALSE | G | Annual | Rate | lb/MWh | 0 | 0 | 0 | 0 | 0 | 0 | 0
RPS Solar v6.20- NH, MA | 740 | 7581 | Generation Constraint in GWh | FALSE | G | Annual | Constraint Shadow Price | US2019$/MWh | 0 | 0 | 0 | 0 | 0 | 0 | 0
RPS Solar v6.20- NJ | 741 | 7582 | Generation Constraint in GWh | FALSE | G | Annual | Seasons Included | Seasons | Winter, WintShld, Summer | Winter, WintShld, Summer | Winter, WintShld, Summer | Winter, WintShld, Summer | Winter, WintShld, Summer | Winter, WintShld, Summer | Winter, WintShld, Summer
RPS Solar v6.20- NJ | 741 | 7582 | Generation Constraint in GWh | FALSE | G | Annual | Standard GWh | GWh | 2479.6831 | 1495.0385 | 782.9151 | 826.9847 | 869.4648 | 920.5499 | 967.2839
RPS Solar v6.20- NJ | 741 | 7582 | Generation Constraint in GWh | FALSE | G | Annual | Emissions at Affected Plants | GWh | 1495.0385 | 1495.0385 | 1176.4769 | 1176.4769 | 1176.4769 | 1176.4769 | 1176.4769
RPS Solar v6.20- NJ | 741 | 7582 | Generation Constraint in GWh | FALSE | G | Annual | Allowances Purchased | GWh | 984.6446 | 0 | 0 | 0 | 0 | 0 | 0
RPS Solar v6.20- NJ | 741 | 7582 | Generation Constraint in GWh | FALSE | G | Annual | Allowances Sold | GWh | 0 | 0 | 0 | 0 | 0 | 0 | 0
RPS Solar v6.20- NJ | 741 | 7582 | Generation Constraint in GWh | FALSE | G | Annual | Allowances Banked | GWh | 0 | 0 | 0 | 0 | 0 | 0 | 0
RPS Solar v6.20- NJ | 741 | 7582 | Generation Constraint in GWh | FALSE | G | Annual | Allowances Withdrawn (1:1) | GWh | 0 | 0 | 0 | 0 | 0 | 0 | 0
RPS Solar v6.20- NJ | 741 | 7582 | Generation Constraint in GWh | FALSE | G | Annual | Allowances Withdrawn (n:1) | GWh | 0 | 0 | 0 | 0 | 0 | 0 | 0
RPS Solar v6.20- NJ | 741 | 7582 | Generation Constraint in GWh | FALSE | G | Annual | Net Emissions Allowance Position | GWh | 2479.6831 | 1495.0385 | 1176.4769 | 1176.4769 | 1176.4769 | 1176.4769 | 1176.4769
RPS Solar v6.20- NJ | 741 | 7582 | Generation Constraint in GWh | FALSE | G | Annual | Fuel Consumed | TBtu | 0 | 0 | 0 | 0 | 0 | 0 | 0
RPS Solar v6.20- NJ | 741 | 7582 | Generation Constraint in GWh | FALSE | G | Annual | Heat Rate | MMBtu/MWh | 0 | 0 | 0 | 0 | 0 | 0 | 0
RPS Solar v6.20- NJ | 741 | 7582 | Generation Constraint in GWh | FALSE | G | Annual | Generation | TWh | 1.495 | 1.495 | 1.495 | 1.495 | 1.495 | 1.495 | 1.495
RPS Solar v6.20- NJ | 741 | 7582 | Generation Constraint in GWh | FALSE | G | Annual | Qualifying Generation | TWh | 1.495 | 1.495 | 1.1765 | 1.1765 | 1.1765 | 1.1765 | 1.1765
RPS Solar v6.20- NJ | 741 | 7582 | Generation Constraint in GWh | FALSE | G | Annual | Rate | lb/MWh | 0 | 0 | 0 | 0 | 0 | 0 | 0
RPS Solar v6.20- NJ | 741 | 7582 | Generation Constraint in GWh | FALSE | G | Annual | Constraint Shadow Price | US2019$/MWh | 167.842 | 31.9824 | 0 | 0 | 0 | 0 | 0
RPS Solar v6.20- PA | 742 | 7584 | Generation Constraint in GWh | FALSE | G | Annual | Seasons Included | Seasons | Winter, WintShld, Summer | Winter, WintShld, Summer | Winter, WintShld, Summer | Winter, WintShld, Summer | Winter, WintShld, Summer | Winter, WintShld, Summer | Winter, WintShld, Summer
RPS Solar v6.20- PA | 742 | 7584 | Generation Constraint in GWh | FALSE | G | Annual | Standard GWh | GWh | 758.1192 | 772.5932 | 811.185 | 854.9548 | 898.2463 | 949.3694 | 996.6917
RPS Solar v6.20- PA | 742 | 7584 | Generation Constraint in GWh | FALSE | G | Annual | Emissions at Affected Plants | GWh | 871.9928 | 871.9928 | 871.9928 | 871.9928 | 898.2463 | 949.3694 | 996.6917
RPS Solar v6.20- PA | 742 | 7584 | Generation Constraint in GWh | FALSE | G | Annual | Allowances Purchased | GWh | 0 | 0 | 0 | 0 | 0 | 0 | 0
RPS Solar v6.20- PA | 742 | 7584 | Generation Constraint in GWh | FALSE | G | Annual | Allowances Sold | GWh | 0 | 0 | 0 | 0 | 0 | 0 | 0
RPS Solar v6.20- PA | 742 | 7584 | Generation Constraint in GWh | FALSE | G | Annual | Allowances Banked | GWh | 0 | 0 | 0 | 0 | 0 | 0 | 0
RPS Solar v6.20- PA | 742 | 7584 | Generation Constraint in GWh | FALSE | G | Annual | Allowances Withdrawn (1:1) | GWh | 0 | 0 | 0 | 0 | 0 | 0 | 0
RPS Solar v6.20- PA | 742 | 7584 | Generation Constraint in GWh | FALSE | G | Annual | Allowances Withdrawn (n:1) | GWh | 0 | 0 | 0 | 0 | 0 | 0 | 0
RPS Solar v6.20- PA | 742 | 7584 | Generation Constraint in GWh | FALSE | G | Annual | Net Emissions Allowance Position | GWh | 871.9928 | 871.9928 | 871.9928 | 871.9928 | 898.2463 | 949.3694 | 996.6917
RPS Solar v6.20- PA | 742 | 7584 | Generation Constraint in GWh | FALSE | G | Annual | Fuel Consumed | TBtu | 0 | 0 | 0 | 0 | 0 | 0 | 0
RPS Solar v6.20- PA | 742 | 7584 | Generation Constraint in GWh | FALSE | G | Annual | Heat Rate | MMBtu/MWh | 0 | 0 | 0 | 0 | 0 | 0 | 0
RPS Solar v6.20- PA | 742 | 7584 | Generation Constraint in GWh | FALSE | G | Annual | Generation | TWh | 0.87199 | 0.87199 | 0.87199 | 0.87199 | 0.89825 | 0.94937 | 0.99669
RPS Solar v6.20- PA | 742 | 7584 | Generation Constraint in GWh | FALSE | G | Annual | Qualifying Generation | TWh | 0.87199 | 0.87199 | 0.87199 | 0.87199 | 0.89825 | 0.94937 | 0.99669
RPS Solar v6.20- PA | 742 | 7584 | Generation Constraint in GWh | FALSE | G | Annual | Rate | lb/MWh | 0 | 0 | 0 | 0 | 0 | 0 | 0
RPS Solar v6.20- PA | 742 | 7584 | Generation Constraint in GWh | FALSE | G | Annual | Constraint Shadow Price | US2019$/MWh | 0 | 0 | 0 | 0 | 6.4893 | 3.8105 | 3.4968
RPS v6.20- AZ | 743 | 7585 | Generation Constraint in GWh | FALSE | G | Annual | Seasons Included | Seasons | Winter, WintShld, Summer | Winter, WintShld, Summer | Winter, WintShld, Summer | Winter, WintShld, Summer | Winter, WintShld, Summer | Winter, WintShld, Summer | Winter, WintShld, Summer
RPS v6.20- AZ | 743 | 7585 | Generation Constraint in GWh | FALSE | G | Annual | Standard GWh | GWh | 7774.66 | 7975.7887 | 8513.5827 | 9075.4366 | 9718.5444 | 10402.8552 | 11102.3787
RPS v6.20- AZ | 743 | 7585 | Generation Constraint in GWh | FALSE | G | Annual | Emissions at Affected Plants | GWh | 7774.66 | 9279.8287 | 16948.3228 | 17312.2883 | 17241.3475 | 33795.2964 | 33797.0413
RPS v6.20- AZ | 743 | 7585 | Generation Constraint in GWh | FALSE | G | Annual | Allowances Purchased | GWh | 0 | 0 | 0 | 0 | 0 | 0 | 0
RPS v6.20- AZ | 743 | 7585 | Generation Constraint in GWh | FALSE | G | Annual | Allowances Sold | GWh | 0 | 0 | 0 | 0 | 0 | 0 | 0
RPS v6.20- AZ | 743 | 7585 | Generation Constraint in GWh | FALSE | G | Annual | Allowances Banked | GWh | 0 | 0 | 0 | 0 | 0 | 0 | 0
RPS v6.20- AZ | 743 | 7585 | Generation Constraint in GWh | FALSE | G | Annual | Allowances Withdrawn (1:1) | GWh | 0 | 0 | 0 | 0 | 0 | 0 | 0
RPS v6.20- AZ | 743 | 7585 | Generation Constraint in GWh | FALSE | G | Annual | Allowances Withdrawn (n:1) | GWh | 0 | 0 | 0 | 0 | 0 | 0 | 0
RPS v6.20- AZ | 743 | 7585 | Generation Constraint in GWh | FALSE | G | Annual | Net Emissions Allowance Position | GWh | 7774.66 | 9279.8287 | 16948.3228 | 17312.2883 | 17241.3475 | 33795.2964 | 33797.0413
RPS v6.20- AZ | 743 | 7585 | Generation Constraint in GWh | FALSE | G | Annual | Fuel Consumed | TBtu | 7.1458 | 7.1459 | 7.1163 | 7.1128 | 6.4131 | 6.5536 | 6.5692
RPS v6.20- AZ | 743 | 7585 | Generation Constraint in GWh | FALSE | G | Annual | Heat Rate | MMBtu/MWh | 0.60612 | 0.60614 | 0.22561 | 0.2116 | 0.12917 | 0.086843 | 0.083058
RPS v6.20- AZ | 743 | 7585 | Generation Constraint in GWh | FALSE | G | Annual | Generation | TWh | 11.7894 | 11.7894 | 31.543 | 33.6147 | 49.6502 | 75.4658 | 79.0921
RPS v6.20- AZ | 743 | 7585 | Generation Constraint in GWh | FALSE | G | Annual | Qualifying Generation | TWh | 7.7747 | 9.2798 | 16.9483 | 17.3123 | 17.2413 | 33.7953 | 33.797
RPS v6.20- AZ | 743 | 7585 | Generation Constraint in GWh | FALSE | G | Annual | Rate | lb/MWh | 0 | 0 | 0 | 0 | 0 | 0 | 0
RPS v6.20- AZ | 743 | 7585 | Generation Constraint in GWh | FALSE | G | Annual | Constraint Shadow Price | US2019$/MWh | 0 | 0 | 0 | 0 | 0 | 0 | 0
RPS v6.20- CA 10% Unbundled | 744 | 7674 | Generation Constraint in GWh | FALSE | G | Annual | Seasons Included | Seasons | Winter, WintShld, Summer | Winter, WintShld, Summer | Winter, WintShld, Summer | Winter, WintShld, Summer | Winter, WintShld, Summer | Winter, WintShld, Summer | Winter, WintShld, Summer
RPS v6.20- CA 10% Unbundled | 744 | 7674 | Generation Constraint in GWh | FALSE | G | Annual | Standard GWh | GWh | 13547.0594 | 15228.4534 | 19932.856 | 25360.8954 | 31398.3935 | 34563.6398 | 36779.7151
RPS v6.20- CA 10% Unbundled | 744 | 7674 | Generation Constraint in GWh | FALSE | G | Annual | Emissions at Affected Plants | GWh | 82959.2735 | 85753.9356 | 109652.3586 | 155428.9436 | 209559.3806 | 250445.2693 | 260268.5351
RPS v6.20- CA 10% Unbundled | 744 | 7674 | Generation Constraint in GWh | FALSE | G | Annual | Allowances Purchased | GWh | 0 | 0 | 0 | 0 | 0 | 0 | 0
RPS v6.20- CA 10% Unbundled | 744 | 7674 | Generation Constraint in GWh | FALSE | G | Annual | Allowances Sold | GWh | 0 | 0 | 0 | 0 | 0 | 0 | 0
RPS v6.20- CA 10% Unbundled | 744 | 7674 | Generation Constraint in GWh | FALSE | G | Annual | Allowances Banked | GWh | 0 | 0 | 0 | 0 | 0 | 0 | 0
RPS v6.20- CA 10% Unbundled | 744 | 7674 | Generation Constraint in GWh | FALSE | G | Annual | Allowances Withdrawn (1:1) | GWh | 0 | 0 | 0 | 0 | 0 | 0 | 0
RPS v6.20- CA 10% Unbundled | 744 | 7674 | Generation Constraint in GWh | FALSE | G | Annual | Allowances Withdrawn (n:1) | GWh | 0 | 0 | 0 | 0 | 0 | 0 | 0
RPS v6.20- CA 10% Unbundled | 744 | 7674 | Generation Constraint in GWh | FALSE | G | Annual | Net Emissions Allowance Position | GWh | 82959.2735 | 85753.9356 | 109652.3586 | 155428.9436 | 209559.3806 | 250445.2693 | 260268.5351
RPS v6.20- CA 10% Unbundled | 744 | 7674 | Generation Constraint in GWh | FALSE | G | Annual | Fuel Consumed | TBtu | 15.8345 | 15.4713 | 14.8787 | 14.5747 | 14.2952 | 13.6312 | 13.6687
RPS v6.20- CA 10% Unbundled | 744 | 7674 | Generation Constraint in GWh | FALSE | G | Annual | Heat Rate | MMBtu/MWh | 0.062201 | 0.050553 | 0.032566 | 0.026728 | 0.019706 | 0.016195 | 0.015074
RPS v6.20- CA 10% Unbundled | 744 | 7674 | Generation Constraint in GWh | FALSE | G | Annual | Generation | TWh | 254.568 | 306.0433 | 456.8787 | 545.2968 | 725.4126 | 841.7183 | 906.7723
RPS v6.20- CA 10% Unbundled | 744 | 7674 | Generation Constraint in GWh | FALSE | G | Annual | Qualifying Generation | TWh | 82.9593 | 85.7539 | 109.6524 | 155.4289 | 209.5594 | 250.4453 | 260.2685
RPS v6.20- CA 10% Unbundled | 744 | 7674 | Generation Constraint in GWh | FALSE | G | Annual | Rate | lb/MWh | 0 | 0 | 0 | 0 | 0 | 0 | 0
RPS v6.20- CA 10% Unbundled | 744 | 7674 | Generation Constraint in GWh | FALSE | G | Annual | Constraint Shadow Price | US2019$/MWh | 0 | 0 | 0 | 0 | 0 | 0 | 0
RPS v6.20- CA 15% Bundled | 745 | 7666 | Generation Constraint in GWh | FALSE | G | Annual | Seasons Included | Seasons | Winter, WintShld, Summer | Winter, WintShld, Summer | Winter, WintShld, Summer | Winter, WintShld, Summer | Winter, WintShld, Summer | Winter, WintShld, Summer | Winter, WintShld, Summer
RPS v6.20- CA 15% Bundled | 745 | 7666 | Generation Constraint in GWh | FALSE | G | Annual | Standard GWh | GWh | 20320.5892 | 22842.6801 | 29899.284 | 38041.3431 | 47097.5903 | 51845.4596 | 55169.5726
RPS v6.20- CA 15% Bundled | 745 | 7666 | Generation Constraint in GWh | FALSE | G | Annual | Emissions at Affected Plants | GWh | 61735.2343 | 61617.6145 | 149542.0262 | 170794.3747 | 211874.998 | 271313.5255 | 299580.486
RPS v6.20- CA 15% Bundled | 745 | 7666 | Generation Constraint in GWh | FALSE | G | Annual | Allowances Purchased | GWh | 0 | 0 | 0 | 0 | 0 | 0 | 0
RPS v6.20- CA 15% Bundled | 745 | 7666 | Generation Constraint in GWh | FALSE | G | Annual | Allowances Sold | GWh | 0 | 0 | 0 | 0 | 0 | 0 | 0
RPS v6.20- CA 15% Bundled | 745 | 7666 | Generation Constraint in GWh | FALSE | G | Annual | Allowances Banked | GWh | 0 | 0 | 0 | 0 | 0 | 0 | 0
RPS v6.20- CA 15% Bundled | 745 | 7666 | Generation Constraint in GWh | FALSE | G | Annual | Allowances Withdrawn (1:1) | GWh | 0 | 0 | 0 | 0 | 0 | 0 | 0
RPS v6.20- CA 15% Bundled | 745 | 7666 | Generation Constraint in GWh | FALSE | G | Annual | Allowances Withdrawn (n:1) | GWh | 0 | 0 | 0 | 0 | 0 | 0 | 0
RPS v6.20- CA 15% Bundled | 745 | 7666 | Generation Constraint in GWh | FALSE | G | Annual | Net Emissions Allowance Position | GWh | 61735.2343 | 61617.6145 | 149542.0262 | 170794.3747 | 211874.998 | 271313.5255 | 299580.486
RPS v6.20- CA 15% Bundled | 745 | 7666 | Generation Constraint in GWh | FALSE | G | Annual | Fuel Consumed | TBtu | 77.6446 | 76.1487 | 74.7147 | 73.5754 | 73.6404 | 72.0249 | 72.467
RPS v6.20- CA 15% Bundled | 745 | 7666 | Generation Constraint in GWh | FALSE | G | Annual | Heat Rate | MMBtu/MWh | 0.45245 | 0.34568 | 0.21518 | 0.18872 | 0.14275 | 0.12181 | 0.11209
RPS v6.20- CA 15% Bundled | 745 | 7666 | Generation Constraint in GWh | FALSE | G | Annual | Generation | TWh | 171.6087 | 220.2894 | 347.2263 | 389.8679 | 515.8532 | 591.273 | 646.5037
RPS v6.20- CA 15% Bundled | 745 | 7666 | Generation Constraint in GWh | FALSE | G | Annual | Qualifying Generation | TWh | 61.7352 | 61.6176 | 149.542 | 170.7944 | 211.875 | 271.3135 | 299.5805
RPS v6.20- CA 15% Bundled | 745 | 7666 | Generation Constraint in GWh | FALSE | G | Annual | Rate | lb/MWh | 0 | 0 | 0 | 0 | 0 | 0 | 0
RPS v6.20- CA 15% Bundled | 745 | 7666 | Generation Constraint in GWh | FALSE | G | Annual | Constraint Shadow Price | US2019$/MWh | 0 | 0 | 0 | 0 | 0 | 0 | 0
RPS v6.20- CO | 746 | 7587 | Generation Constraint in GWh | FALSE | G | Annual | Seasons Included | Seasons | Winter, WintShld, Summer | Winter, WintShld, Summer | Winter, WintShld, Summer | Winter, WintShld, Summer | Winter, WintShld, Summer | Winter, WintShld, Summer | Winter, WintShld, Summer
RPS v6.20- CO | 746 | 7587 | Generation Constraint in GWh | FALSE | G | Annual | Standard GWh | GWh | 13993.6659 | 14389.1875 | 15421.1064 | 16465.1071 | 17666.7843 | 18933.364 | 20235.9338
RPS v6.20- CO | 746 | 7587 | Generation Constraint in GWh | FALSE | G | Annual | Emissions at Affected Plants | GWh | 13993.6659 | 14389.1875 | 15421.1064 | 16465.1071 | 17666.7843 | 18933.364 | 20235.9338
RPS v6.20- CO | 746 | 7587 | Generation Constraint in GWh | FALSE | G | Annual | Allowances Purchased | GWh | 0 | 0 | 0 | 0 | 0 | 0 | 0
RPS v6.20- CO | 746 | 7587 | Generation Constraint in GWh | FALSE | G | Annual | Allowances Sold | GWh | 0 | 0 | 0 | 0 | 0 | 0 | 0
RPS v6.20- CO | 746 | 7587 | Generation Constraint in GWh | FALSE | G | Annual | Allowances Banked | GWh | 0 | 0 | 0 | 0 | 0 | 0 | 0
RPS v6.20- CO | 746 | 7587 | Generation Constraint in GWh | FALSE | G | Annual | Allowances Withdrawn (1:1) | GWh | 0 | 0 | 0 | 0 | 0 | 0 | 0
RPS v6.20- CO | 746 | 7587 | Generation Constraint in GWh | FALSE | G | Annual | Allowances Withdrawn (n:1) | GWh | 0 | 0 | 0 | 0 | 0 | 0 | 0
RPS v6.20- CO | 746 | 7587 | Generation Constraint in GWh | FALSE | G | Annual | Net Emissions Allowance Position | GWh | 13993.6659 | 14389.1875 | 15421.1064 | 16465.1071 | 17666.7843 | 18933.364 | 20235.9338
RPS v6.20- CO | 746 | 7587 | Generation Constraint in GWh | FALSE | G | Annual | Fuel Consumed | TBtu | 0.013641 | 0 | 0 | 0 | 0 | 0 | 0
RPS v6.20- CO | 746 | 7587 | Generation Constraint in GWh | FALSE | G | Annual | Heat Rate | MMBtu/MWh | 0.00061895 | 0 | 0 | 0 | 0 | 0 | 0
RPS v6.20- CO | 746 | 7587 | Generation Constraint in GWh | FALSE | G | Annual | Generation | TWh | 22.0392 | 25.7147 | 43.3145 | 56.8862 | 72.5956 | 89.4981 | 95.6358
RPS v6.20- CO | 746 | 7587 | Generation Constraint in GWh | FALSE | G | Annual | Qualifying Generation | TWh | 13.9937 | 14.3892 | 15.4211 | 16.4651 | 17.6668 | 18.9334 | 20.2359
RPS v6.20- CO | 746 | 7587 | Generation Constraint in GWh | FALSE | G | Annual | Rate | lb/MWh | 0 | 0 | 0 | 0 | 0 | 0 | 0
RPS v6.20- CO | 746 | 7587 | Generation Constraint in GWh | FALSE | G | Annual | Constraint Shadow Price | US2019$/MWh | 0 | 0 | 0 | 0 | 0 | 0 | 0
RPS v6.20- CT, MA, ME, NH, RI, VT | 747 | 7588 | Generation Constraint in GWh | FALSE | G | Annual | Seasons Included | Seasons | Winter, WintShld, Summer | Winter, WintShld, Summer | Winter, WintShld, Summer | Winter, WintShld, Summer | Winter, WintShld, Summer | Winter, WintShld, Summer | Winter, WintShld, Summer
RPS v6.20- CT, MA, ME, NH, RI, VT | 747 | 7588 | Generation Constraint in GWh | FALSE | G | Annual | Standard GWh | GWh | 45474.5839 | 51321.5393 | 60109.9152 | 67131.4669 | 74532.6267 | 82817.6313 | 86899.252
RPS v6.20- CT, MA, ME, NH, RI, VT | 747 | 7588 | Generation Constraint in GWh | FALSE | G | Annual | Emissions at Affected Plants | GWh | 21311.6411 | 51321.5394 | 135769.4546 | 195537.6044 | 225202.3396 | 272365.0124 | 288695.9381
RPS v6.20- CT, MA, ME, NH, RI, VT | 747 | 7588 | Generation Constraint in GWh | FALSE | G | Annual | Allowances Purchased | GWh | 24162.9428 | 0 | 0 | 0 | 0 | 0 | 0
RPS v6.20- CT, MA, ME, NH, RI, VT | 747 | 7588 | Generation Constraint in GWh | FALSE | G | Annual | Allowances Sold | GWh | 0 | 0 | 0 | 0 | 0 | 0 | 0
RPS v6.20- CT, MA, ME, NH, RI, VT | 747 | 7588 | Generation Constraint in GWh | FALSE | G | Annual | Allowances Banked | GWh | 0 | 0 | 0 | 0 | 0 | 0 | 0
RPS v6.20- CT, MA, ME, NH, RI, VT | 747 | 7588 | Generation Constraint in GWh | FALSE | G | Annual | Allowances Withdrawn (1:1) | GWh | 0 | 0 | 0 | 0 | 0 | 0 | 0
RPS v6.20- CT, MA, ME, NH, RI, VT | 747 | 7588 | Generation Constraint in GWh | FALSE | G | Annual | Allowances Withdrawn (n:1) | GWh | 0 | 0 | 0 | 0 | 0 | 0 | 0
RPS v6.20- CT, MA, ME, NH, RI, VT | 747 | 7588 | Generation Constraint in GWh | FALSE | G | Annual | Net Emissions Allowance Position | GWh | 45474.5838 | 51321.5394 | 135769.4546 | 195537.6044 | 225202.3396 | 272365.0124 | 288695.9381
RPS v6.20- CT, MA, ME, NH, RI, VT | 747 | 7588 | Generation Constraint in GWh | FALSE | G | Annual | Fuel Consumed | TBtu | 13.2509 | 21.2281 | 31.1492 | 29.4725 | 28.7086 | 25.4715 | 25.2285
RPS v6.20- CT, MA, ME, NH, RI, VT | 747 | 7588 | Generation Constraint in GWh | FALSE | G | Annual | Heat Rate | MMBtu/MWh | 0.12667 | 0.16359 | 0.16101 | 0.11516 | 0.10425 | 0.079538 | 0.073749
RPS v6.20- CT, MA, ME, NH, RI, VT | 747 | 7588 | Generation Constraint in GWh | FALSE | G | Annual | Generation | TWh | 104.6131 | 129.7637 | 193.4559 | 255.9287 | 275.3876 | 320.2419 | 342.0868
RPS v6.20- CT, MA, ME, NH, RI, VT | 747 | 7588 | Generation Constraint in GWh | FALSE | G | Annual | Qualifying Generation | TWh | 21.3116 | 51.3215 | 135.7695 | 195.5376 | 225.2023 | 272.365 | 288.6959
RPS v6.20- CT, MA, ME, NH, RI, VT | 747 | 7588 | Generation Constraint in GWh | FALSE | G | Annual | Rate | lb/MWh | 0 | 0 | 0 | 0 | 0 | 0 | 0
RPS v6.20- CT, MA, ME, NH, RI, VT | 747 | 7588 | Generation Constraint in GWh | FALSE | G | Annual | Constraint Shadow Price | US2019$/MWh | 10.624 | 5.278 | 0 | 0 | 0 | 0 | 0
RPS v6.20- DC, DE, MD, NJ, PA | 748 | 7589 | Generation Constraint in GWh | FALSE | G | Annual | Seasons Included | Seasons | Winter, WintShld, Summer | Winter, WintShld, Summer | Winter, WintShld, Summer | Winter, WintShld, Summer | Winter, WintShld, Summer | Winter, WintShld, Summer | Winter, WintShld, Summer
RPS v6.20- DC, DE, MD, NJ, PA | 748 | 7589 | Generation Constraint in GWh | FALSE | G | Annual | Standard GWh | GWh | 81463.9498 | 90349.4299 | 97352.917 | 102672.6444 | 107864.2276 | 114122.9618 | 119867.2935
RPS v6.20- DC, DE, MD, NJ, PA | 748 | 7589 | Generation Constraint in GWh | FALSE | G | Annual | Emissions at Affected Plants | GWh | 81463.9498 | 90349.4299 | 137159.1638 | 249995.5897 | 335375.0353 | 401813.483 | 435751.1868
RPS v6.20- DC, DE, MD, NJ, PA | 748 | 7589 | Generation Constraint in GWh | FALSE | G | Annual | Allowances Purchased | GWh | 0 | 0 | 0 | 0 | 0 | 0 | 0
RPS v6.20- DC, DE, MD, NJ, PA | 748 | 7589 | Generation Constraint in GWh | FALSE | G | Annual | Allowances Sold | GWh | 0 | 0 | 0 | 0 | 0 | 0 | 0
RPS v6.20- DC, DE, MD, NJ, PA | 748 | 7589 | Generation Constraint in GWh | FALSE | G | Annual | Allowances Banked | GWh | 0 | 0 | 0 | 0 | 0 | 0 | 0
RPS v6.20- DC, DE, MD, NJ, PA | 748 | 7589 | Generation Constraint in GWh | FALSE | G | Annual | Allowances Withdrawn (1:1) | GWh | 0 | 0 | 0 | 0 | 0 | 0 | 0
RPS v6.20- DC, DE, MD, NJ, PA | 748 | 7589 | Generation Constraint in GWh | FALSE | G | Annual | Allowances Withdrawn (n:1) | GWh | 0 | 0 | 0 | 0 | 0 | 0 | 0
RPS v6.20- DC, DE, MD, NJ, PA | 748 | 7589 | Generation Constraint in GWh | FALSE | G | Annual | Net Emissions Allowance Position | GWh | 81463.9498 | 90349.4299 | 137159.1638 | 249995.5897 | 335375.0353 | 401813.483 | 435751.1868
RPS v6.20- DC, DE, MD, NJ, PA | 748 | 7589 | Generation Constraint in GWh | FALSE | G | Annual | Fuel Consumed | TBtu | 43.5669 | 27.8423 | 43.1848 | 44.4677 | 44.3585 | 41.9487 | 42.5679
RPS v6.20- DC, DE, MD, NJ, PA | 748 | 7589 | Generation Constraint in GWh | FALSE | G | Annual | Heat Rate | MMBtu/MWh | 0.3757 | 0.18598 | 0.15442 | 0.10232 | 0.079855 | 0.062837 | 0.057864
RPS v6.20- DC, DE, MD, NJ, PA | 748 | 7589 | Generation Constraint in GWh | FALSE | G | Annual | Generation | TWh | 115.9615 | 149.7101 | 279.6542 | 434.5884 | 555.4867 | 667.5772 | 735.6546
RPS v6.20- DC, DE, MD, NJ, PA | 748 | 7589 | Generation Constraint in GWh | FALSE | G | Annual | Qualifying Generation | TWh | 81.4639 | 90.3494 | 137.1592 | 249.9956 | 335.375 | 401.8135 | 435.7512
RPS v6.20- DC, DE, MD, NJ, PA | 748 | 7589 | Generation Constraint in GWh | FALSE | G | Annual | Rate | lb/MWh | 0 | 0 | 0 | 0 | 0 | 0 | 0
RPS v6.20- DC, DE, MD, NJ, PA | 748 | 7589 | Generation Constraint in GWh | FALSE | G | Annual | Constraint Shadow Price | US2019$/MWh | 29.122 | 5.278 | 0 | 0 | 0 | 0 | 0
RPS v6.20- IA | 749 | 7590 | Generation Constraint in GWh | FALSE | G | Annual | Seasons Included | Seasons | Winter, WintShld, Summer | Winter, WintShld, Summer | Winter, WintShld, Summer | Winter, WintShld, Summer | Winter, WintShld, Summer | Winter, WintShld, Summer | Winter, WintShld, Summer
RPS v6.20- IA | 749 | 7590 | Generation Constraint in GWh | FALSE | G | Annual | Standard GWh | GWh | 295.8 | 295.8 | 295.8 | 295.8 | 295.8 | 295.8 | 309.8616
RPS v6.20- IA | 749 | 7590 | Generation Constraint in GWh | FALSE | G | Annual | Emissions at Affected Plants | GWh | 5218.7955 | 5218.7955 | 40040.5989 | 57504.0447 | 84811.3479 | 97076.6757 | 110965.3471
RPS v6.20- IA | 749 | 7590 | Generation Constraint in GWh | FALSE | G | Annual | Allowances Purchased | GWh | 0 | 0 | 0 | 0 | 0 | 0 | 0
RPS v6.20- IA | 749 | 7590 | Generation Constraint in GWh | FALSE | G | Annual | Allowances Sold | GWh | 0 | 0 | 0 | 0 | 0 | 0 | 0
RPS v6.20- IA | 749 | 7590 | Generation Constraint in GWh | FALSE | G | Annual | Allowances Banked | GWh | 0 | 0 | 0 | 0 | 0 | 0 | 0
RPS v6.20- IA | 749 | 7590 | Generation Constraint in GWh | FALSE | G | Annual | Allowances Withdrawn (1:1) | GWh | 0 | 0 | 0 | 0 | 0 | 0 | 0
RPS v6.20- IA | 749 | 7590 | Generation Constraint in GWh | FALSE | G | Annual | Allowances Withdrawn (n:1) | GWh | 0 | 0 | 0 | 0 | 0 | 0 | 0
RPS v6.20- IA | 749 | 7590 | Generation Constraint in GWh | FALSE | G | Annual | Net Emissions Allowance Position | GWh | 5218.7955 | 5218.7955 | 40040.5989 | 57504.0447 | 84811.3479 | 97076.6757 | 110965.3471
RPS v6.20- IA | 749 | 7590 | Generation Constraint in GWh | FALSE | G | Annual | Fuel Consumed | TBtu | 2.2373 | 2.2373 | 2.2232 | 1.9909 | 1.7202 | 1.4316 | 1.3462
RPS v6.20- IA | 749 | 7590 | Generation Constraint in GWh | FALSE | G | Annual | Heat Rate | MMBtu/MWh | 0.05469 | 0.053738 | 0.036288 | 0.029426 | 0.020238 | 0.014719 | 0.012112
RPS v6.20- IA | 749 | 7590 | Generation Constraint in GWh | FALSE | G | Annual | Generation | TWh | 40.9093 | 41.6345 | 61.265 | 67.656 | 84.999 | 97.2643 | 111.153
RPS v6.20- IA | 749 | 7590 | Generation Constraint in GWh | FALSE | G | Annual | Qualifying Generation | TWh | 5.2188 | 5.2188 | 40.0406 | 57.504 | 84.8113 | 97.0767 | 110.9653
RPS v6.20- IA | 749 | 7590 | Generation Constraint in GWh | FALSE | G | Annual | Rate | lb/MWh | 0 | 0 | 0 | 0 | 0 | 0 | 0
RPS v6.20- IA | 749 | 7590 | Generation Constraint in GWh | FALSE | G | Annual | Constraint Shadow Price | US2019$/MWh | 0 | 0 | 0 | 0 | 0 | 0 | 0
RPS v6.20- IL | 750 | 7591 | Generation Constraint in GWh | FALSE | G | Annual | Seasons Included | Seasons | Winter, WintShld, Summer | Winter, WintShld, Summer | Winter, WintShld, Summer | Winter, WintShld, Summer | Winter, WintShld, Summer | Winter, WintShld, Summer | Winter, WintShld, Summer
RPS v6.20- IL | 750 | 7591 | Generation Constraint in GWh | FALSE | G | Annual | Standard GWh | GWh | 47320.6117 | 59375.0822 | 70264.2687 | 81968.5459 | 86089.1738 | 90428.0073 | 94639.733
RPS v6.20- IL | 750 | 7591 | Generation Constraint in GWh | FALSE | G | Annual | Emissions at Affected Plants | GWh | 57650.7259 | 77292.8183 | 192730.6793 | 247571.6413 | 351262.4002 | 471966.3474 | 512121.696
RPS v6.20- IL | 750 | 7591 | Generation Constraint in GWh | FALSE | G | Annual | Allowances Purchased | GWh | 0 | 0 | 0 | 0 | 0 | 0 | 0
RPS v6.20- IL | 750 | 7591 | Generation Constraint in GWh | FALSE | G | Annual | Allowances Sold | GWh | 0 | 0 | 0 | 0 | 0 | 0 | 0
RPS v6.20- IL | 750 | 7591 | Generation Constraint in GWh | FALSE | G | Annual | Allowances Banked | GWh | 0 | 0 | 0 | 0 | 0 | 0 | 0
RPS v6.20- IL | 750 | 7591 | Generation Constraint in GWh | FALSE | G | Annual | Allowances Withdrawn (1:1) | GWh | 0 | 0 | 0 | 0 | 0 | 0 | 0
RPS v6.20- IL | 750 | 7591 | Generation Constraint in GWh | FALSE | G | Annual | Allowances Withdrawn (n:1) | GWh | 0 | 0 | 0 | 0 | 0 | 0 | 0
RPS v6.20- IL | 750 | 7591 | Generation Constraint in GWh | FALSE | G | Annual | Net Emissions Allowance Position | GWh | 57650.7259 | 77292.8183 | 192730.6793 | 247571.6413 | 351262.4002 | 471966.3474 | 512121.696
RPS v6.20- IL | 750 | 7591 | Generation Constraint in GWh | FALSE | G | Annual | Fuel Consumed | TBtu | 11.3328 | 10.8146 | 20.2071 | 19.9796 | 17.5305 | 14.9003 | 14.4187
RPS v6.20- IL | 750 | 7591 | Generation Constraint in GWh | FALSE | G | Annual | Heat Rate | MMBtu/MWh | 0.11508 | 0.086823 | 0.063066 | 0.046047 | 0.027614 | 0.019036 | 0.016845
RPS v6.20- IL | 750 | 7591 | Generation Constraint in GWh | FALSE | G | Annual | Generation | TWh | 98.474 | 124.5593 | 320.4108 | 433.8923 | 634.8485 | 782.736 | 855.97
RPS v6.20- IL | 750 | 7591 | Generation Constraint in GWh | FALSE | G | Annual | Qualifying Generation | TWh | 57.6507 | 77.2928 | 192.7307 | 247.5716 | 351.2624 | 471.9663 | 512.1217
RPS v6.20- IL | 750 | 7591 | Generation Constraint in GWh | FALSE | G | Annual | Rate | lb/MWh | 0 | 0 | 0 | 0 | 0 | 0 | 0
RPS v6.20- IL | 750 | 7591 | Generation Constraint in GWh | FALSE | G | Annual | Constraint Shadow Price | US2019$/MWh | 0 | 0 | 0 | 0 | 0 | 0 | 0
RPS v6.20- MI | 751 | 7592 | Generation Constraint in GWh | FALSE | G | Annual | Seasons Included | Seasons | Winter, WintShld, Summer | Winter, WintShld, Summer | Winter, WintShld, Summer | Winter, WintShld, Summer | Winter, WintShld, Summer | Winter, WintShld, Summer | Winter, WintShld, Summer
RPS v6.20- MI | 751 | 7592 | Generation Constraint in GWh | FALSE | G | Annual | Standard GWh | GWh | 37926.2294 | 38689.0889 | 40747.1277 | 42819.0915 | 44984.7181 | 47290.9897 | 49515.296
RPS v6.20- MI | 751 | 7592 | Generation Constraint in GWh | FALSE | G | Annual | Emissions at Affected Plants | GWh | 37926.2294 | 38689.0889 | 77115.8742 | 92674.2609 | 102788.3993 | 103075.5989 | 107642.2072
RPS v6.20- MI | 751 | 7592 | Generation Constraint in GWh | FALSE | G | Annual | Allowances Purchased | GWh | 0 | 0 | 0 | 0 | 0 | 0 | 0
RPS v6.20- MI | 751 | 7592 | Generation Constraint in GWh | FALSE | G | Annual | Allowances Sold | GWh | 0 | 0 | 0 | 0 | 0 | 0 | 0
RPS v6.20- MI | 751 | 7592 | Generation Constraint in GWh | FALSE | G | Annual | Allowances Banked | GWh | 0 | 0 | 0 | 0 | 0 | 0 | 0
RPS v6.20- MI | 751 | 7592 | Generation Constraint in GWh | FALSE | G | Annual | Allowances Withdrawn (1:1) | GWh | 0 | 0 | 0 | 0 | 0 | 0 | 0
RPS v6.20- MI | 751 | 7592 | Generation Constraint in GWh | FALSE | G | Annual | Allowances Withdrawn (n:1) | GWh | 0 | 0 | 0 | 0 | 0 | 0 | 0
RPS v6.20- MI | 751 | 7592 | Generation Constraint in GWh | FALSE | G | Annual | Net Emissions Allowance Position | GWh | 37926.2294 | 38689.0889 | 77115.8742 | 92674.2609 | 102788.3993 | 103075.5989 | 107642.2072
RPS v6.20- MI | 751 | 7592 | Generation Constraint in GWh | FALSE | G | Annual | Fuel Consumed | TBtu | 16.8304 | 12.3053 | 12.3049 | 12.3036 | 12.2901 | 12.2407 | 12.2322
RPS v6.20- MI | 751 | 7592 | Generation Constraint in GWh | FALSE | G | Annual | Heat Rate | MMBtu/MWh | 0.44377 | 0.31675 | 0.15929 | 0.13055 | 0.11777 | 0.11631 | 0.1114
RPS v6.20- MI | 751 | 7592 | Generation Constraint in GWh | FALSE | G | Annual | Generation | TWh | 37.9262 | 38.8487 | 77.2493 | 94.2462 | 104.3603 | 105.2423 | 109.8088
RPS v6.20- MI | 751 | 7592 | Generation Constraint in GWh | FALSE | G | Annual | Qualifying Generation | TWh | 37.9262 | 38.6891 | 77.1159 | 92.6743 | 102.7884 | 103.0756 | 107.6422
RPS v6.20- MI | 751 | 7592 | Generation Constraint in GWh | FALSE | G | Annual | Rate | lb/MWh | 0 | 0 | 0 | 0 | 0 | 0 | 0
RPS v6.20- MI | 751 | 7592 | Generation Constraint in GWh | FALSE | G | Annual | Constraint Shadow Price | US2019$/MWh | 34.644 | 2.6092 | 0 | 0 | 0 | 0 | 0
RPS v6.20- MN | 752 | 7593 | Generation Constraint in GWh | FALSE | G | Annual | Seasons Included | Seasons | Winter, WintShld, Summer | Winter, WintShld, Summer | Winter, WintShld, Summer | Winter, WintShld, Summer | Winter, WintShld, Summer | Winter, WintShld, Summer | Winter, WintShld, Summer
RPS v6.20- MN | 752 | 7593 | Generation Constraint in GWh | FALSE | G | Annual | Standard GWh | GWh | 22734.089 | 23203.2889 | 24436.2955 | 25655.1423 | 26968.1296 | 28331.9573 | 29672.4515
RPS v6.20- MN | 752 | 7593 | Generation Constraint in GWh | FALSE | G | Annual | Emissions at Affected Plants | GWh | 22734.089 | 42357.9615 | 78274.9482 | 89028.1846 | 94821.274 | 104281.2935 | 106831.0332
RPS v6.20- MN | 752 | 7593 | Generation Constraint in GWh | FALSE | G | Annual | Allowances Purchased | GWh | 0 | 0 | 0 | 0 | 0 | 0 | 0
RPS v6.20- MN | 752 | 7593 | Generation Constraint in GWh | FALSE | G | Annual | Allowances Sold | GWh | 0 | 0 | 0 | 0 | 0 | 0 | 0
RPS v6.20- MN | 752 | 7593 | Generation Constraint in GWh | FALSE | G | Annual | Allowances Banked | GWh | 0 | 0 | 0 | 0 | 0 | 0 | 0
RPS v6.20- MN | 752 | 7593 | Generation Constraint in GWh | FALSE | G | Annual | Allowances Withdrawn (1:1) | GWh | 0 | 0 | 0 | 0 | 0 | 0 | 0
RPS v6.20- MN | 752 | 7593 | Generation Constraint in GWh | FALSE | G | Annual | Allowances Withdrawn (n:1) | GWh | 0 | 0 | 0 | 0 | 0 | 0 | 0
RPS v6.20- MN | 752 | 7593 | Generation Constraint in GWh | FALSE | G | Annual | Net Emissions Allowance Position | GWh | 22734.089 | 42357.9615 | 78274.9482 | 89028.1846 | 94821.274 | 104281.2935 | 106831.0332
RPS v6.20- MN | 752 | 7593 | Generation Constraint in GWh | FALSE | G | Annual | Fuel Consumed | TBtu | 6.8393 | 2.2112 | 2.198 | 1.9016 | 1.745 | 1.5187 | 1.4289
RPS v6.20- MN | 752 | 7593 | Generation Constraint in GWh | FALSE | G | Annual | Heat Rate | MMBtu/MWh | 0.30084 | 0.052203 | 0.02808 | 0.02136 | 0.018403 | 0.014564 | 0.013376
RPS v6.20- MN | 752 | 7593 | Generation Constraint in GWh | FALSE | G | Annual | Generation | TWh | 22.7341 | 42.358 | 78.2749 | 89.0282 | 94.8213 | 104.2813 | 106.831
RPS v6.20- MN | 752 | 7593 | Generation Constraint in GWh | FALSE | G | Annual | Qualifying Generation | TWh | 22.7341 | 42.358 | 78.2749 | 89.0282 | 94.8213 | 104.2813 | 106.831
RPS v6.20- MN | 752 | 7593 | Generation Constraint in GWh | FALSE | G | Annual | Rate | lb/MWh | 0 | 0 | 0 | 0 | 0 | 0 | 0
RPS v6.20- MN | 752 | 7593 | Generation Constraint in GWh | FALSE | G | Annual | Constraint Shadow Price | US2019$/MWh | 14.28 | 0 | 0 | 0 | 0 | 0 | 0
RPS v6.20- MO | 753 | 7594 | Generation Constraint in GWh | FALSE | G | Annual | Seasons Included | Seasons | Winter, WintShld, Summer | Winter, WintShld, Summer | Winter, WintShld, Summer | Winter, WintShld, Summer | Winter, WintShld, Summer | Winter, WintShld, Summer | Winter, WintShld, Summer
RPS v6.20- MO | 753 | 7594 | Generation Constraint in GWh | FALSE | G | Annual | Standard GWh | GWh | 7412.6923 | 7577.7779 | 8032.1388 | 8482.7452 | 8950.2069 | 9427.0485 | 9893.2502
RPS v6.20- MO | 753 | 7594 | Generation Constraint in GWh | FALSE | G | Annual | Emissions at Affected Plants | GWh | 7412.6923 | 7577.7779 | 8032.1388 | 8482.7452 | 8950.2069 | 9427.0485 | 9893.2502
RPS v6.20- MO | 753 | 7594 | Generation Constraint in GWh | FALSE | G | Annual | Allowances Purchased | GWh | 0 | 0 | 0 | 0 | 0 | 0 | 0
RPS v6.20- MO | 753 | 7594 | Generation Constraint in GWh | FALSE | G | Annual | Allowances Sold | GWh | 0 | 0 | 0 | 0 | 0 | 0 | 0
RPS v6.20- MO | 753 | 7594 | Generation Constraint in GWh | FALSE | G | Annual | Allowances Banked | GWh | 0 | 0 | 0 | 0 | 0 | 0 | 0
RPS v6.20- MO | 753 | 7594 | Generation Constraint in GWh | FALSE | G | Annual | Allowances Withdrawn (1:1) | GWh | 0 | 0 | 0 | 0 | 0 | 0 | 0
RPS v6.20- MO | 753 | 7594 | Generation Constraint in GWh | FALSE | G | Annual | Allowances Withdrawn (n:1) | GWh | 0 | 0 | 0 | 0 | 0 | 0 | 0
RPS v6.20- MO | 753 | 7594 | Generation Constraint in GWh | FALSE | G | Annual | Net Emissions Allowance Position | GWh | 7412.6923 | 7577.7779 | 8032.1388 | 8482.7452 | 8950.2069 | 9427.0485 | 9893.2502
RPS v6.20- MO | 753 | 7594 | Generation Constraint in GWh | FALSE | G | Annual | Fuel Consumed | TBtu | 1.0412 | 1.5594 | 0 | 0 | 0 | 0 | 0
RPS v6.20- MO | 753 | 7594 | Generation Constraint in GWh | FALSE | G | Annual | Heat Rate | MMBtu/MWh | 0.13415 | 0.20091 | 0 | 0 | 0 | 0 | 0
RPS v6.20- MO | 753 | 7594 | Generation Constraint in GWh | FALSE | G | Annual | Generation | TWh | 7.7619 | 7.7619 | 35.0883 | 44.1932 | 50.614 | 63.6675 | 73.1483
RPS v6.20- MO | 753 | 7594 | Generation Constraint in GWh | FALSE | G | Annual | Qualifying Generation | TWh | 7.4127 | 7.5778 | 8.0321 | 8.4827 | 8.9502 | 9.427 | 9.8933
RPS v6.20- MO | 753 | 7594 | Generation Constraint in GWh | FALSE | G | Annual | Rate | lb/MWh | 0 | 0 | 0 | 0 | 0 | 0 | 0
RPS v6.20- MO | 753 | 7594 | Generation Constraint in GWh | FALSE | G | Annual | Constraint Shadow Price | US2019$/MWh | 0 | 0 | 0 | 0 | 0 | 0 | 0
RPS v6.20- MT | 754 | 7595 | Generation Constraint in GWh | FALSE | G | Annual | Seasons Included | Seasons | Winter, WintShld, Summer | Winter, WintShld, Summer | Winter, WintShld, Summer | Winter, WintShld, Summer | Winter, WintShld, Summer | Winter, WintShld, Summer | Winter, WintShld, Summer
RPS v6.20- MT | 754 | 7595 | Generation Constraint in GWh | FALSE | G | Annual | Standard GWh | GWh | 1352.4873 | 1379.5289 | 1465.16 | 1564.5218 | 1669.035 | 1781.6078 | 1892.0257
RPS v6.20- MT | 754 | 7595 | Generation Constraint in GWh | FALSE | G | Annual | Emissions at Affected Plants | GWh | 3577.8719 | 5801.5334 | 5801.5256 | 5801.4925 | 5801.4808 | 5801.4638 | 5801.4612
RPS v6.20- MT | 754 | 7595 | Generation Constraint in GWh | FALSE | G | Annual | Allowances Purchased | GWh | 0 | 0 | 0 | 0 | 0 | 0 | 0
RPS v6.20- MT | 754 | 7595 | Generation Constraint in GWh | FALSE | G | Annual | Allowances Sold | GWh | 0 | 0 | 0 | 0 | 0 | 0 | 0
RPS v6.20- MT | 754 | 7595 | Generation Constraint in GWh | FALSE | G | Annual | Allowances Banked | GWh | 0 | 0 | 0 | 0 | 0 | 0 | 0
RPS v6.20- MT | 754 | 7595 | Generation Constraint in GWh | FALSE | G | Annual | Allowances Withdrawn (1:1) | GWh | 0 | 0 | 0 | 0 | 0 | 0 | 0
RPS v6.20- MT | 754 | 7595 | Generation Constraint in GWh | FALSE | G | Annual | Allowances Withdrawn (n:1) | GWh | 0 | 0 | 0 | 0 | 0 | 0 | 0
RPS v6.20- MT | 754 | 7595 | Generation Constraint in GWh | FALSE | G | Annual | Net Emissions Allowance Position | GWh | 3577.8719 | 5801.5334 | 5801.5256 | 5801.4925 | 5801.4808 | 5801.4638 | 5801.4612
RPS v6.20- MT | 754 | 7595 | Generation Constraint in GWh | FALSE | G | Annual | Fuel Consumed | TBtu | 0.0017288 | 0.0017288 | 0.0016625 | 0.0013811 | 0.0012814 | 0.0011368 | 0.0011148
RPS v6.20- MT | 754 | 7595 | Generation Constraint in GWh | FALSE | G | Annual | Heat Rate | MMBtu/MWh | 0.00023299 | 0.00017927 | 0.00011016 | 6.2772e-05 | 3.2942e-05 | 2.0112e-05 | 1.9723e-05
RPS v6.20- MT | 754 | 7595 | Generation Constraint in GWh | FALSE | G | Annual | Generation | TWh | 7.42 | 9.6436 | 15.091 | 22.0023 | 38.897 | 56.5236 | 56.5238
RPS v6.20- MT | 754 | 7595 | Generation Constraint in GWh | FALSE | G | Annual | Qualifying Generation | TWh | 3.5779 | 5.8015 | 5.8015 | 5.8015 | 5.8015 | 5.8015 | 5.8015
RPS v6.20- MT | 754 | 7595 | Generation Constraint in GWh | FALSE | G | Annual | Rate | lb/MWh | 0 | 0 | 0 | 0 | 0 | 0 | 0
RPS v6.20- MT | 754 | 7595 | Generation Constraint in GWh | FALSE | G | Annual | Constraint Shadow Price | US2019$/MWh | 0 | 0 | 0 | 0 | 0 | 0 | 0
RPS v6.20- NC 75% limit | 755 | 7602 | Generation Constraint in GWh | FALSE | G | Annual | Seasons Included | Seasons | Winter, WintShld, Summer | Winter, WintShld, Summer | Winter, WintShld, Summer | Winter, WintShld, Summer | Winter, WintShld, Summer | Winter, WintShld, Summer | Winter, WintShld, Summer
RPS v6.20- NC 75% limit | 755 | 7602 | Generation Constraint in GWh | FALSE | G | Annual | Standard GWh | GWh | 6713.8074 | 6877.0225 | 7344.6129 | 7823.8673 | 8346.1574 | 8895.0654 | 9447.6963
RPS v6.20- NC 75% limit | 755 | 7602 | Generation Constraint in GWh | FALSE | G | Annual | Emissions at Affected Plants | GWh | 12397.9673 | 26869.2034 | 32803.7101 | 36902.8828 | 45940.7094 | 88217.3084 | 118250.1954
RPS v6.20- NC 75% limit | 755 | 7602 | Generation Constraint in GWh | FALSE | G | Annual | Allowances Purchased | GWh | 0 | 0 | 0 | 0 | 0 | 0 | 0
RPS v6.20- NC 75% limit | 755 | 7602 | Generation Constraint in GWh | FALSE | G | Annual | Allowances Sold | GWh | 0 | 0 | 0 | 0 | 0 | 0 | 0
RPS v6.20- NC 75% limit | 755 | 7602 | Generation Constraint in GWh | FALSE | G | Annual | Allowances Banked | GWh | 0 | 0 | 0 | 0 | 0 | 0 | 0
RPS v6.20- NC 75% limit | 755 | 7602 | Generation Constraint in GWh | FALSE | G | Annual | Allowances Withdrawn (1:1) | GWh | 0 | 0 | 0 | 0 | 0 | 0 | 0
RPS v6.20- NC 75% limit | 755 | 7602 | Generation Constraint in GWh | FALSE | G | Annual | Allowances Withdrawn (n:1) | GWh | 0 | 0 | 0 | 0 | 0 | 0 | 0
RPS v6.20- NC 75% limit | 755 | 7602 | Generation Constraint in GWh | FALSE | G | Annual | Net Emissions Allowance Position | GWh | 12397.9673 | 26869.2034 | 32803.7101 | 36902.8828 | 45940.7094 | 88217.3084 | 118250.1954
RPS v6.20- NC 75% limit | 755 | 7602 | Generation Constraint in GWh | FALSE | G | Annual | Fuel Consumed | TBtu | 12.6954 | 12.6844 | 12.6844 | 12.6238 | 12.4276 | 12.1033 | 11.5472
RPS v6.20- NC 75% limit | 755 | 7602 | Generation Constraint in GWh | FALSE | G | Annual | Heat Rate | MMBtu/MWh | 0.79345 | 0.42063 | 0.36227 | 0.27995 | 0.22958 | 0.11306 | 0.084231
RPS v6.20- NC 75% limit | 755 | 7602 | Generation Constraint in GWh | FALSE | G | Annual | Generation | TWh | 16.0002 | 30.1558 | 35.0132 | 45.0938 | 54.1317 | 107.056 | 137.0889
RPS v6.20- NC 75% limit | 755 | 7602 | Generation Constraint in GWh | FALSE | G | Annual | Qualifying Generation | TWh | 12.398 | 26.8692 | 32.8037 | 36.9029 | 45.9407 | 88.2173 | 118.2502
RPS v6.20- NC 75% limit | 755 | 7602 | Generation Constraint in GWh | FALSE | G | Annual | Rate | lb/MWh | 0 | 0 | 0 | 0 | 0 | 0 | 0
RPS v6.20- NC 75% limit | 755 | 7602 | Generation Constraint in GWh | FALSE | G | Annual | Constraint Shadow Price | US2019$/MWh | 0 | 0 | 0 | 0 | 0 | 0 | 0
RPS v6.20- NM | 756 | 7596 | Generation Constraint in GWh | FALSE | G | Annual | Seasons Included | Seasons | Winter, WintShld, Summer | Winter, WintShld, Summer | Winter, WintShld, Summer | Winter, WintShld, Summer | Winter, WintShld, Summer | Winter, WintShld, Summer | Winter, WintShld, Summer
RPS v6.20- NM | 756 | 7596 | Generation Constraint in GWh | FALSE | G | Annual | Standard GWh | GWh | 9827.5284 | 11012.6476 | 15076.5058 | 19610.7824 | 21536.2719 | 23544.655 | 25093.564
RPS v6.20- NM | 756 | 7596 | Generation Constraint in GWh | FALSE | G | Annual | Emissions at Affected Plants | GWh | 13538.7464 | 20051.554 | 28146.2217 | 28509.2593 | 28508.9686 | 28508.9747 | 28509.0838
RPS v6.20- NM | 756 | 7596 | Generation Constraint in GWh | FALSE | G | Annual | Allowances Purchased | GWh | 0 | 0 | 0 | 0 | 0 | 0 | 0
RPS v6.20- NM | 756 | 7596 | Generation Constraint in GWh | FALSE | G | Annual | Allowances Sold | GWh | 0 | 0 | 0 | 0 | 0 | 0 | 0
RPS v6.20- NM | 756 | 7596 | Generation Constraint in GWh | FALSE | G | Annual | Allowances Banked | GWh | 0 | 0 | 0 | 0 | 0 | 0 | 0
RPS v6.20- NM | 756 | 7596 | Generation Constraint in GWh | FALSE | G | Annual | Allowances Withdrawn (1:1) | GWh | 0 | 0 | 0 | 0 | 0 | 0 | 0
RPS v6.20- NM | 756 | 7596 | Generation Constraint in GWh | FALSE | G | Annual | Allowances Withdrawn (n:1) | GWh | 0 | 0 | 0 | 0 | 0 | 0 | 0
RPS v6.20- NM | 756 | 7596 | Generation Constraint in GWh | FALSE | G | Annual | Net Emissions Allowance Position | GWh | 13538.7464 | 20051.554 | 28146.2217 | 28509.2593 | 28508.9686 | 28508.9747 | 28509.0838
RPS v6.20- NM | 756 | 7596 | Generation Constraint in GWh | FALSE | G | Annual | Fuel Consumed | TBtu | 0 | 0.0023253 | 0.0016671 | 0.0044984 | 0.00057425 | 0.0006562 | 0.0021294
RPS v6.20- NM | 756 | 7596 | Generation Constraint in GWh | FALSE | G | Annual | Heat Rate | MMBtu/MWh | 0 | 9.0701e-05 | 4.9312e-05 | 9.5354e-05 | 1.1086e-05 | 1.234e-05 | 3.9029e-05
RPS v6.20- NM | 756 | 7596 | Generation Constraint in GWh | FALSE | G | Annual | Generation | TWh | 19.1241 | 25.6367 | 33.8068 | 47.1757 | 51.7978 | 53.1777 | 54.561
RPS v6.20- NM | 756 | 7596 | Generation Constraint in GWh | FALSE | G | Annual | Qualifying Generation | TWh | 13.5387 | 20.0516 | 28.1462 | 28.5093 | 28.509 | 28.509 | 28.5091
RPS v6.20- NM | 756 | 7596 | Generation Constraint in GWh | FALSE | G | Annual | Rate | lb/MWh | 0 | 0 | 0 | 0 | 0 | 0 | 0
RPS v6.20- NM | 756 | 7596 | Generation Constraint in GWh | FALSE | G | Annual | Constraint Shadow Price | US2019$/MWh | 0 | 0 | 0 | 0 | 0 | 0 | 0
RPS v6.20- NV | 757 | 7597 | Generation Constraint in GWh | FALSE | G | Annual | Seasons Included | Seasons | Winter, WintShld, Summer | Winter, WintShld, Summer | Winter, WintShld, Summer | Winter, WintShld, Summer | Winter, WintShld, Summer | Winter, WintShld, Summer | Winter, WintShld, Summer
RPS v6.20- NV | 757 | 7597 | Generation Constraint in GWh | FALSE | G | Annual | Standard GWh | GWh | 13362.2054 | 16353.6164 | 17530.3063 | 18730.9586 | 20124.3019 | 21588.3309 | 23105.6354
RPS v6.20- NV | 757 | 7597 | Generation Constraint in GWh | FALSE | G | Annual | Emissions at Affected Plants | GWh | 13362.2054 | 16353.6164 | 17530.3063 | 18730.9586 | 20124.3019 | 21588.3309 | 23105.6354
RPS v6.20- NV | 757 | 7597 | Generation Constraint in GWh | FALSE | G | Annual | Allowances Purchased | GWh | 0 | 0 | 0 | 0 | 0 | 0 | 0
RPS v6.20- NV | 757 | 7597 | Generation Constraint in GWh | FALSE | G | Annual | Allowances Sold | GWh | 0 | 0 | 0 | 0 | 0 | 0 | 0
RPS v6.20- NV | 757 | 7597 | Generation Constraint in GWh | FALSE | G | Annual | Allowances Banked | GWh | 0 | 0 | 0 | 0 | 0 | 0 | 0
RPS v6.20- NV | 757 | 7597 | Generation Constraint in GWh | FALSE | G | Annual | Allowances Withdrawn (1:1) | GWh | 0 | 0 | 0 | 0 | 0 | 0 | 0
RPS v6.20- NV | 757 | 7597 | Generation Constraint in GWh | FALSE | G | Annual | Allowances Withdrawn (n:1) | GWh | 0 | 0 | 0 | 0 | 0 | 0 | 0
RPS v6.20- NV | 757 | 7597 | Generation Constraint in GWh | FALSE | G | Annual | Net Emissions Allowance Position | GWh | 13362.2054 | 16353.6164 | 17530.3063 | 18730.9586 | 20124.3019 | 21588.3309 | 23105.6354
RPS v6.20- NV | 757 | 7597 | Generation Constraint in GWh | FALSE | G | Annual | Fuel Consumed | TBtu | 10.6774 | 24.5864 | 24.6324 | 24.6235 | 24.6186 | 0.092898 | 1.891
RPS v6.20- NV | 757 | 7597 | Generation Constraint in GWh | FALSE | G | Annual | Heat Rate | MMBtu/MWh | 0.45487 | 1.048 | 0.96419 | 0.89485 | 0.83035 | 0.0018598 | 0.035269
RPS v6.20- NV | 757 | 7597 | Generation Constraint in GWh | FALSE | G | Annual | Generation | TWh | 23.4737 | 23.4602 | 25.5474 | 27.5168 | 29.6486 | 49.951 | 53.6169
RPS v6.20- NV | 757 | 7597 | Generation Constraint in GWh | FALSE | G | Annual | Qualifying Generation | TWh | 13.3622 | 16.3536 | 17.5303 | 18.731 | 20.1243 | 21.5883 | 23.1056
RPS v6.20- NV | 757 | 7597 | Generation Constraint in GWh | FALSE | G | Annual | Rate | lb/MWh | 0 | 0 | 0 | 0 | 0 | 0 | 0
RPS v6.20- NV | 757 | 7597 | Generation Constraint in GWh | FALSE | G | Annual | Constraint Shadow Price | US2019$/MWh | 0 | 0 | 0 | 0 | 0 | 0 | 0
RPS v6.20- NY | 758 | 7598 | Generation Constraint in GWh | FALSE | G | Annual | Seasons Included | Seasons | Winter, WintShld, Summer | Winter, WintShld, Summer | Winter, WintShld, Summer | Winter, WintShld, Summer | Winter, WintShld, Summer | Winter, WintShld, Summer | Winter, WintShld, Summer
RPS v6.20- NY | 758 | 7598 | Generation Constraint in GWh | FALSE | G | Annual | Standard GWh | GWh | 89461.3034 | 103865.8279 | 107829.5862 | 113071.4268 | 117848.2638 | 124554.1557 | 130239.5387
RPS v6.20- NY | 758 | 7598 | Generation Constraint in GWh | FALSE | G | Annual | Emissions at Affected Plants | GWh | 89461.3034 | 103865.8279 | 107829.5862 | 113071.4268 | 117848.2639 | 124554.1557 | 130239.5387
RPS v6.20- NY | 758 | 7598 | Generation Constraint in GWh | FALSE | G | Annual | Allowances Purchased | GWh | 0 | 0 | 0 | 0 | 0 | 0 | 0
RPS v6.20- NY | 758 | 7598 | Generation Constraint in GWh | FALSE | G | Annual | Allowances Sold | GWh | 0 | 0 | 0 | 0 | 0 | 0 | 0
RPS v6.20- NY | 758 | 7598 | Generation Constraint in GWh | FALSE | G | Annual | Allowances Banked | GWh | 0 | 0 | 0 | 0 | 0 | 0 | 0
RPS v6.20- NY | 758 | 7598 | Generation Constraint in GWh | FALSE | G | Annual | Allowances Withdrawn (1:1) | GWh | 0 | 0 | 0 | 0 | 0 | 0 | 0
RPS v6.20- NY | 758 | 7598 | Generation Constraint in GWh | FALSE | G | Annual | Allowances Withdrawn (n:1) | GWh | 0 | 0 | 0 | 0 | 0 | 0 | 0
RPS v6.20- NY | 758 | 7598 | Generation Constraint in GWh | FALSE | G | Annual | Net Emissions Allowance Position | GWh | 89461.3034 | 103865.8279 | 107829.5862 | 113071.4268 | 117848.2639 | 124554.1557 | 130239.5387
RPS v6.20- NY | 758 | 7598 | Generation Constraint in GWh | FALSE | G | Annual | Fuel Consumed | TBtu | 33.7205 | 25.9149 | 0.10866 | 0.048341 | 0.029849 | 0.0092491 | 0.050071
RPS v6.20- NY | 758 | 7598 | Generation Constraint in GWh | FALSE | G | Annual | Heat Rate | MMBtu/MWh | 0.1776 | 0.10487 | 0.00024624 | 7.3491e-05 | 3.7411e-05 | 9.6997e-06 | 4.8009e-05
RPS v6.20- NY | 758 | 7598 | Generation Constraint in GWh | FALSE | G | Annual | Generation | TWh | 189.8639 | 247.1054 | 441.2705 | 657.7718 | 797.8637 | 953.5409 | 1042.9518
RPS v6.20- NY | 758 | 7598 | Generation Constraint in GWh | FALSE | G | Annual | Qualifying Generation | TWh | 89.4613 | 103.8658 | 107.8296 | 113.0714 | 117.8483 | 124.5542 | 130.2395
RPS v6.20- NY | 758 | 7598 | Generation Constraint in GWh | FALSE | G | Annual | Rate | lb/MWh | 0 | 0 | 0 | 0 | 0 | 0 | 0
RPS v6.20- NY | 758 | 7598 | Generation Constraint in GWh | FALSE | G | Annual | Constraint Shadow Price | US2019$/MWh | 29.122 | 5.278 | 0 | 0 | 0 | 0 | 0
RPS v6.20- OH 50% limit | 759 | 7603 | Generation Constraint in GWh | FALSE | G | Annual | Seasons Included | Seasons | Winter, WintShld, Summer | Winter, WintShld, Summer | Winter, WintShld, Summer | Winter, WintShld, Summer | Winter, WintShld, Summer | Winter, WintShld, Summer | Winter, WintShld, Summer
RPS v6.20- OH 50% limit | 759 | 7603 | Generation Constraint in GWh | FALSE | G | Annual | Standard GWh | GWh | 6388.1161 | 6514.2514 | 6854.0681 | 7202.6318 | 7568.7013 | 7953.8328 | 8329.0143
RPS v6.20- OH 50% limit | 759 | 7603 | Generation Constraint in GWh | FALSE | G | Annual | Emissions at Affected Plants | GWh | 6388.1161 | 6514.2514 | 6854.0681 | 7202.6318 | 7568.7013 | 7953.8328 | 8329.0143
RPS v6.20- OH 50% limit | 759 | 7603 | Generation Constraint in GWh | FALSE | G | Annual | Allowances Purchased | GWh | 0 | 0 | 0 | 0 | 0 | 0 | 0
RPS v6.20- OH 50% limit | 759 | 7603 | Generation Constraint in GWh | FALSE | G | Annual | Allowances Sold | GWh | 0 | 0 | 0 | 0 | 0 | 0 | 0
RPS v6.20- OH 50% limit | 759 | 7603 | Generation Constraint in GWh | FALSE | G | Annual | Allowances Banked | GWh | 0 | 0 | 0 | 0 | 0 | 0 | 0
RPS v6.20- OH 50% limit | 759 | 7603 | Generation Constraint in GWh | FALSE | G | Annual | Allowances Withdrawn (1:1) | GWh | 0 | 0 | 0 | 0 | 0 | 0 | 0
RPS v6.20- OH 50% limit | 759 | 7603 | Generation Constraint in GWh | FALSE | G | Annual | Allowances Withdrawn (n:1) | GWh | 0 | 0 | 0 | 0 | 0 | 0 | 0
RPS v6.20- OH 50% limit | 759 | 7603 | Generation Constraint in GWh | FALSE | G | Annual | Net Emissions Allowance Position | GWh | 6388.1161 | 6514.2514 | 6854.0681 | 7202.6318 | 7568.7013 | 7953.8328 | 8329.0143
RPS v6.20- OH 50% limit | 759 | 7603 | Generation Constraint in GWh | FALSE | G | Annual | Fuel Consumed | TBtu | 1.9511 | 1.8192 | 1.2285 | 0 | 0 | 0 | 0
RPS v6.20- OH 50% limit | 759 | 7603 | Generation Constraint in GWh | FALSE | G | Annual | Heat Rate | MMBtu/MWh | 0.21068 | 0.19754 | 0.13341 | 0 | 0 | 0 | 0
RPS v6.20- OH 50% limit | 759 | 7603 | Generation Constraint in GWh | FALSE | G | Annual | Generation | TWh | 9.2612 | 9.2089 | 9.2089 | 26.1095 | 49.8838 | 58.2913 | 59.8234
RPS v6.20- OH 50% limit | 759 | 7603 | Generation Constraint in GWh | FALSE | G | Annual | Qualifying Generation | TWh | 6.3881 | 6.5143 | 6.8541 | 7.2026 | 7.5687 | 7.9538 | 8.329
RPS v6.20- OH 50% limit | 759 | 7603 | Generation Constraint in GWh | FALSE | G | Annual | Rate | lb/MWh | 0 | 0 | 0 | 0 | 0 | 0 | 0
RPS v6.20- OH 50% limit | 759 | 7603 | Generation Constraint in GWh | FALSE | G | Annual | Constraint Shadow Price | US2019$/MWh | 29.122 | 5.278 | 0 | 0 | 0 | 0 | 0
RPS v6.20- OR,WA | 760 | 7600 | Generation Constraint in GWh | FALSE | G | Annual | Seasons Included | Seasons | Winter, WintShld, Summer | Winter, WintShld, Summer | Winter, WintShld, Summer | Winter, WintShld, Summer | Winter, WintShld, Summer | Winter, WintShld, Summer | Winter, WintShld, Summer
RPS v6.20- OR,WA | 760 | 7600 | Generation Constraint in GWh | FALSE | G | Annual | Standard GWh | GWh | 22946.0299 | 26433.508 | 32491.1926 | 37447.3663 | 40794.327 | 43561.8003 | 46290.9195
RPS v6.20- OR,WA | 760 | 7600 | Generation Constraint in GWh | FALSE | G | Annual | Emissions at Affected Plants | GWh | 22946.0299 | 26433.508 | 32491.1926 | 37447.3663 | 40794.327 | 43561.8003 | 46290.9195
RPS v6.20- OR,WA | 760 | 7600 | Generation Constraint in GWh | FALSE | G | Annual | Allowances Purchased | GWh | 0 | 0 | 0 | 0 | 0 | 0 | 0
RPS v6.20- OR,WA | 760 | 7600 | Generation Constraint in GWh | FALSE | G | Annual | Allowances Sold | GWh | 0 | 0 | 0 | 0 | 0 | 0 | 0
RPS v6.20- OR,WA | 760 | 7600 | Generation Constraint in GWh | FALSE | G | Annual | Allowances Banked | GWh | 0 | 0 | 0 | 0 | 0 | 0 | 0
RPS v6.20- OR,WA | 760 | 7600 | Generation Constraint in GWh | FALSE | G | Annual | Allowances Withdrawn (1:1) | GWh | 0 | 0 | 0 | 0 | 0 | 0 | 0
RPS v6.20- OR,WA | 760 | 7600 | Generation Constraint in GWh | FALSE | G | Annual | Allowances Withdrawn (n:1) | GWh | 0 | 0 | 0 | 0 | 0 | 0 | 0
RPS v6.20- OR,WA | 760 | 7600 | Generation Constraint in GWh | FALSE | G | Annual | Net Emissions Allowance Position | GWh | 22946.0299 | 26433.508 | 32491.1926 | 37447.3663 | 40794.327 | 43561.8003 | 46290.9195
RPS v6.20- OR,WA | 760 | 7600 | Generation Constraint in GWh | FALSE | G | Annual | Fuel Consumed | TBtu | 0.095028 | 0 | 3.8766 | 0 | 0 | 0 | 0
RPS v6.20- OR,WA | 760 | 7600 | Generation Constraint in GWh | FALSE | G | Annual | Heat Rate | MMBtu/MWh | 0.003051 | 0 | 0.11032 | 0 | 0 | 0 | 0
RPS v6.20- OR,WA | 760 | 7600 | Generation Constraint in GWh | FALSE | G | Annual | Generation | TWh | 31.1469 | 31.0429 | 35.1398 | 49.4341 | 69.3683 | 81.7647 | 93.4815
RPS v6.20- OR,WA | 760 | 7600 | Generation Constraint in GWh | FALSE | G | Annual | Qualifying Generation | TWh | 22.946 | 26.4335 | 32.4912 | 37.4474 | 40.7943 | 43.5618 | 46.2909
RPS v6.20- OR,WA | 760 | 7600 | Generation Constraint in GWh | FALSE | G | Annual | Rate | lb/MWh | 0 | 0 | 0 | 0 | 0 | 0 | 0
RPS v6.20- OR,WA | 760 | 7600 | Generation Constraint in GWh | FALSE | G | Annual | Constraint Shadow Price | US2019$/MWh | 0 | 0 | 0 | 0 | 0 | 0 | 0
RPS v6.20- TX | 761 | 7599 | Generation Constraint in GWh | FALSE | G | Annual | Seasons Included | Seasons | Winter, WintShld, Summer | Winter, WintShld, Summer | Winter, WintShld, Summer | Winter, WintShld, Summer | Winter, WintShld, Summer | Winter, WintShld, Summer | Winter, WintShld, Summer
RPS v6.20- TX | 761 | 7599 | Generation Constraint in GWh | FALSE | G | Annual | Standard GWh | GWh | 18028.08 | 18028.08 | 18028.08 | 18028.08 | 18028.08 | 18028.08 | 19089.9238
RPS v6.20- TX | 761 | 7599 | Generation Constraint in GWh | FALSE | G | Annual | Emissions at Affected Plants | GWh | 200074.2394 | 273910.1567 | 409016.0069 | 457076.0106 | 542678.6443 | 616323.9381 | 664078.9765
RPS v6.20- TX | 761 | 7599 | Generation Constraint in GWh | FALSE | G | Annual | Allowances Purchased | GWh | 0 | 0 | 0 | 0 | 0 | 0 | 0
RPS v6.20- TX | 761 | 7599 | Generation Constraint in GWh | FALSE | G | Annual | Allowances Sold | GWh | 0 | 0 | 0 | 0 | 0 | 0 | 0
RPS v6.20- TX | 761 | 7599 | Generation Constraint in GWh | FALSE | G | Annual | Allowances Banked | GWh | 0 | 0 | 0 | 0 | 0 | 0 | 0
RPS v6.20- TX | 761 | 7599 | Generation Constraint in GWh | FALSE | G | Annual | Allowances Withdrawn (1:1) | GWh | 0 | 0 | 0 | 0 | 0 | 0 | 0
RPS v6.20- TX | 761 | 7599 | Generation Constraint in GWh | FALSE | G | Annual | Allowances Withdrawn (n:1) | GWh | 0 | 0 | 0 | 0 | 0 | 0 | 0
RPS v6.20- TX | 761 | 7599 | Generation Constraint in GWh | FALSE | G | Annual | Net Emissions Allowance Position | GWh | 200074.2394 | 273910.1567 | 409016.0069 | 457076.0106 | 542678.6443 | 616323.9381 | 664078.9765
RPS v6.20- TX | 761 | 7599 | Generation Constraint in GWh | FALSE | G | Annual | Fuel Consumed | TBtu | 6.6397 | 6.63 | 6.594 | 5.4426 | 4.3077 | 3.779 | 3.5737
RPS v6.20- TX | 761 | 7599 | Generation Constraint in GWh | FALSE | G | Annual | Heat Rate | MMBtu/MWh | 0.033179 | 0.024201 | 0.01612 | 0.011848 | 0.0079044 | 0.0061087 | 0.0053629
RPS v6.20- TX | 761 | 7599 | Generation Constraint in GWh | FALSE | G | Annual | Generation | TWh | 200.1154 | 273.9513 | 409.0571 | 459.3735 | 544.9761 | 618.6213 | 666.3763
RPS v6.20- TX | 761 | 7599 | Generation Constraint in GWh | FALSE | G | Annual | Qualifying Generation | TWh | 200.0742 | 273.9102 | 409.016 | 457.076 | 542.6786 | 616.3239 | 664.079
RPS v6.20- TX | 761 | 7599 | Generation Constraint in GWh | FALSE | G | Annual | Rate | lb/MWh | 0 | 0 | 0 | 0 | 0 | 0 | 0
RPS v6.20- TX | 761 | 7599 | Generation Constraint in GWh | FALSE | G | Annual | Constraint Shadow Price | US2019$/MWh | 0 | 0 | 0 | 0 | 0 | 0 | 0
RPS v6.20- VA | 762 | 7654 | Generation Constraint in GWh | FALSE | G | Annual | Seasons Included | Seasons | Winter, WintShld, Summer | Winter, WintShld, Summer | Winter, WintShld, Summer | Winter, WintShld, Summer | Winter, WintShld, Summer | Winter, WintShld, Summer | Winter, WintShld, Summer
RPS v6.20- VA | 762 | 7654 | Generation Constraint in GWh | FALSE | G | Annual | Standard GWh | GWh | 26765.3304 | 32422.7259 | 50394.1343 | 73190.9466 | 99196.9719 | 110519.5762 | 118325.869
RPS v6.20- VA | 762 | 7654 | Generation Constraint in GWh | FALSE | G | Annual | Emissions at Affected Plants | GWh | 26765.3304 | 32422.7259 | 87664.5866 | 109073.943 | 118425.509 | 117405.3678 | 137249.3426
RPS v6.20- VA | 762 | 7654 | Generation Constraint in GWh | FALSE | G | Annual | Allowances Purchased | GWh | 0 | 0 | 0 | 0 | 0 | 0 | 0
RPS v6.20- VA | 762 | 7654 | Generation Constraint in GWh | FALSE | G | Annual | Allowances Sold | GWh | 0 | 0 | 0 | 0 | 0 | 0 | 0
RPS v6.20- VA | 762 | 7654 | Generation Constraint in GWh | FALSE | G | Annual | Allowances Banked | GWh | 0 | 0 | 0 | 0 | 0 | 0 | 0
RPS v6.20- VA | 762 | 7654 | Generation Constraint in GWh | FALSE | G | Annual | Allowances Withdrawn (1:1) | GWh | 0 | 0 | 0 | 0 | 0 | 0 | 0
RPS v6.20- VA | 762 | 7654 | Generation Constraint in GWh | FALSE | G | Annual | Allowances Withdrawn (n:1) | GWh | 0 | 0 | 0 | 0 | 0 | 0 | 0
RPS v6.20- VA | 762 | 7654 | Generation Constraint in GWh | FALSE | G | Annual | Net Emissions Allowance Position | GWh | 26765.3304 | 32422.7259 | 87664.5866 | 109073.943 | 118425.509 | 117405.3678 | 137249.3426
RPS v6.20- VA | 762 | 7654 | Generation Constraint in GWh | FALSE | G | Annual | Fuel Consumed | TBtu | 86.3075 | 86.3535 | 86.3413 | 86.3501 | 86.4211 | 86.3057 | 86.3224
RPS v6.20- VA | 762 | 7654 | Generation Constraint in GWh | FALSE | G | Annual | Heat Rate | MMBtu/MWh | 0.89435 | 0.68438 | 0.34113 | 0.22958 | 0.17566 | 0.14577 | 0.13448
RPS v6.20- VA | 762 | 7654 | Generation Constraint in GWh | FALSE | G | Annual | Generation | TWh | 96.5025 | 126.1782 | 253.1046 | 376.1264 | 491.9669 | 592.0789 | 641.9135
RPS v6.20- VA | 762 | 7654 | Generation Constraint in GWh | FALSE | G | Annual | Qualifying Generation | TWh | 26.7653 | 32.4227 | 87.6646 | 109.0739 | 118.4255 | 117.4054 | 137.2493
RPS v6.20- VA | 762 | 7654 | Generation Constraint in GWh | FALSE | G | Annual | Rate | lb/MWh | 0 | 0 | 0 | 0 | 0 | 0 | 0
RPS v6.20- VA | 762 | 7654 | Generation Constraint in GWh | FALSE | G | Annual | Constraint Shadow Price | US2019$/MWh | 29.122 | 5.278 | 0 | 0 | 0 | 0 | 0
RPS v6.20- VA - Phase II | 763 | 7655 | Generation Constraint in GWh | FALSE | G | Annual | Seasons Included | Seasons | Winter, WintShld, Summer | Winter, WintShld, Summer | Winter, WintShld, Summer | Winter, WintShld, Summer | Winter, WintShld, Summer | Winter, WintShld, Summer | Winter, WintShld, Summer
RPS v6.20- VA - Phase II | 763 | 7655 | Generation Constraint in GWh | FALSE | G | Annual | Standard GWh | GWh | 17637.7875 | 21193.3755 | 32762.2048 | 47088.9343 | 64072.7162 | 68992.4307 | 73865.5503
RPS v6.20- VA - Phase II | 763 | 7655 | Generation Constraint in GWh | FALSE | G | Annual | Emissions at Affected Plants | GWh | 25128.7909 | 38631.1485 | 69951.6633 | 91292.8266 | 91292.6561 | 110905.1598 | 110900.0562
RPS v6.20- VA - Phase II | 763 | 7655 | Generation Constraint in GWh | FALSE | G | Annual | Allowances Purchased | GWh | 0 | 0 | 0 | 0 | 0 | 0 | 0
RPS v6.20- VA - Phase II | 763 | 7655 | Generation Constraint in GWh | FALSE | G | Annual | Allowances Sold | GWh | 0 | 0 | 0 | 0 | 0 | 0 | 0
RPS v6.20- VA - Phase II | 763 | 7655 | Generation Constraint in GWh | FALSE | G | Annual | Allowances Banked | GWh | 0 | 0 | 0 | 0 | 0 | 0 | 0
RPS v6.20- VA - Phase II | 763 | 7655 | Generation Constraint in GWh | FALSE | G | Annual | Allowances Withdrawn (1:1) | GWh | 0 | 0 | 0 | 0 | 0 | 0 | 0
RPS v6.20- VA - Phase II | 763 | 7655 | Generation Constraint in GWh | FALSE | G | Annual | Allowances Withdrawn (n:1) | GWh | 0 | 0 | 0 | 0 | 0 | 0 | 0
RPS v6.20- VA - Phase II | 763 | 7655 | Generation Constraint in GWh | FALSE | G | Annual | Net Emissions Allowance Position | GWh | 25128.7909 | 38631.1485 | 69951.6633 | 91292.8266 | 91292.6561 | 110905.1598 | 110900.0562
RPS v6.20- VA - Phase II | 763 | 7655 | Generation Constraint in GWh | FALSE | G | Annual | Fuel Consumed | TBtu | 27.627 | 27.627 | 27.627 | 27.6226 | 27.6212 | 27.2213 | 27.1767
RPS v6.20- VA - Phase II | 763 | 7655 | Generation Constraint in GWh | FALSE | G | Annual | Heat Rate | MMBtu/MWh | 1.0994 | 0.71515 | 0.39494 | 0.30257 | 0.30256 | 0.24545 | 0.24506
RPS v6.20- VA - Phase II | 763 | 7655 | Generation Constraint in GWh | FALSE | G | Annual | Generation | TWh | 25.1288 | 38.6311 | 69.9517 | 91.2928 | 91.2927 | 110.9052 | 110.9001
RPS v6.20- VA - Phase II | 763 | 7655 | Generation Constraint in GWh | FALSE | G | Annual | Qualifying Generation | TWh | 25.1288 | 38.6311 | 69.9517 | 91.2928 | 91.2927 | 110.9052 | 110.9001
RPS v6.20- VA - Phase II | 763 | 7655 | Generation Constraint in GWh | FALSE | G | Annual | Rate | lb/MWh | 0 | 0 | 0 | 0 | 0 | 0 | 0
RPS v6.20- VA - Phase II | 763 | 7655 | Generation Constraint in GWh | FALSE | G | Annual | Constraint Shadow Price | US2019$/MWh | 0 | 0 | 0 | 0 | 0 | 0 | 0
RPS v6.20- WI | 764 | 7601 | Generation Constraint in GWh | FALSE | G | Annual | Seasons Included | Seasons | Winter, WintShld, Summer | Winter, WintShld, Summer | Winter, WintShld, Summer | Winter, WintShld, Summer | Winter, WintShld, Summer | Winter, WintShld, Summer | Winter, WintShld, Summer
RPS v6.20- WI | 764 | 7601 | Generation Constraint in GWh | FALSE | G | Annual | Standard GWh | GWh | 6833.9937 | 6980.1925 | 7367.6732 | 7748.7075 | 8153.5896 | 8570.6363 | 8979.5025
RPS v6.20- WI | 764 | 7601 | Generation Constraint in GWh | FALSE | G | Annual | Emissions at Affected Plants | GWh | 6833.9937 | 6980.1925 | 7367.6732 | 7748.7075 | 8153.5896 | 8570.6363 | 8979.5025
RPS v6.20- WI | 764 | 7601 | Generation Constraint in GWh | FALSE | G | Annual | Allowances Purchased | GWh | 0 | 0 | 0 | 0 | 0 | 0 | 0
RPS v6.20- WI | 764 | 7601 | Generation Constraint in GWh | FALSE | G | Annual | Allowances Sold | GWh | 0 | 0 | 0 | 0 | 0 | 0 | 0
RPS v6.20- WI | 764 | 7601 | Generation Constraint in GWh | FALSE | G | Annual | Allowances Banked | GWh | 0 | 0 | 0 | 0 | 0 | 0 | 0
RPS v6.20- WI | 764 | 7601 | Generation Constraint in GWh | FALSE | G | Annual | Allowances Withdrawn (1:1) | GWh | 0 | 0 | 0 | 0 | 0 | 0 | 0
RPS v6.20- WI | 764 | 7601 | Generation Constraint in GWh | FALSE | G | Annual | Allowances Withdrawn (n:1) | GWh | 0 | 0 | 0 | 0 | 0 | 0 | 0
RPS v6.20- WI | 764 | 7601 | Generation Constraint in GWh | FALSE | G | Annual | Net Emissions Allowance Position | GWh | 6833.9937 | 6980.1925 | 7367.6732 | 7748.7075 | 8153.5896 | 8570.6363 | 8979.5025
RPS v6.20- WI | 764 | 7601 | Generation Constraint in GWh | FALSE | G | Annual | Fuel Consumed | TBtu | 7.9956 | 7.8899 | 0.024832 | 0 | 0.083923 | 0.18919 | 0
RPS v6.20- WI | 764 | 7601 | Generation Constraint in GWh | FALSE | G | Annual | Heat Rate | MMBtu/MWh | 1.17 | 1.1303 | 0.0012992 | 0 | 0.0021376 | 0.0039534 | 0
RPS v6.20- WI | 764 | 7601 | Generation Constraint in GWh | FALSE | G | Annual | Generation | TWh | 6.834 | 6.9802 | 19.1133 | 29.3044 | 39.2614 | 47.8553 | 51.1013
RPS v6.20- WI | 764 | 7601 | Generation Constraint in GWh | FALSE | G | Annual | Qualifying Generation | TWh | 6.834 | 6.9802 | 7.3677 | 7.7487 | 8.1536 | 8.5706 | 8.9795
RPS v6.20- WI | 764 | 7601 | Generation Constraint in GWh | FALSE | G | Annual | Rate | lb/MWh | 0 | 0 | 0 | 0 | 0 | 0 | 0
RPS v6.20- WI | 764 | 7601 | Generation Constraint in GWh | FALSE | G | Annual | Constraint Shadow Price | US2019$/MWh | 9.866 | 6.0518 | 0 | 0 | 0 | 0 | 0
RPS-CES v6.20- CA | 765 | 7586 | Generation Constraint in GWh | FALSE | G | Annual | Seasons Included | Seasons | Winter, WintShld, Summer | Winter, WintShld, Summer | Winter, WintShld, Summer | Winter, WintShld, Summer | Winter, WintShld, Summer | Winter, WintShld, Summer | Winter, WintShld, Summer
RPS-CES v6.20- CA | 765 | 7586 | Generation Constraint in GWh | FALSE | G | Annual | Standard GWh | GWh | 135470.5944 | 152284.5342 | 199328.5602 | 253608.9542 | 313983.9352 | 345636.3976 | 367797.1508
RPS-CES v6.20- CA | 765 | 7586 | Generation Constraint in GWh | FALSE | G | Annual | Emissions at Affected Plants | GWh | 193116.1757 | 237074.1903 | 372409.5609 | 454137.0177 | 628382.0545 | 722635.7284 | 782138.8494
RPS-CES v6.20- CA | 765 | 7586 | Generation Constraint in GWh | FALSE | G | Annual | Allowances Purchased | GWh | 0 | 0 | 0 | 0 | 0 | 0 | 0
RPS-CES v6.20- CA | 765 | 7586 | Generation Constraint in GWh | FALSE | G | Annual | Allowances Sold | GWh | 0 | 0 | 0 | 0 | 0 | 0 | 0
RPS-CES v6.20- CA | 765 | 7586 | Generation Constraint in GWh | FALSE | G | Annual | Allowances Banked | GWh | 0 | 0 | 0 | 0 | 0 | 0 | 0
RPS-CES v6.20- CA | 765 | 7586 | Generation Constraint in GWh | FALSE | G | Annual | Allowances Withdrawn (1:1) | GWh | 0 | 0 | 0 | 0 | 0 | 0 | 0
RPS-CES v6.20- CA | 765 | 7586 | Generation Constraint in GWh | FALSE | G | Annual | Allowances Withdrawn (n:1) | GWh | 0 | 0 | 0 | 0 | 0 | 0 | 0
RPS-CES v6.20- CA | 765 | 7586 | Generation Constraint in GWh | FALSE | G | Annual | Net Emissions Allowance Position | GWh | 193116.1757 | 237074.1903 | 372409.5609 | 454137.0177 | 628382.0545 | 722635.7284 | 782138.8494
RPS-CES v6.20- CA | 765 | 7586 | Generation Constraint in GWh | FALSE | G | Annual | Fuel Consumed | TBtu | 329.2286 | 297.2753 | 278.0905 | 280.4615 | 269.4391 | 292.4754 | 293.0744
RPS-CES v6.20- CA | 765 | 7586 | Generation Constraint in GWh | FALSE | G | Annual | Heat Rate | MMBtu/MWh | 1.2933 | 0.97135 | 0.60867 | 0.51433 | 0.37143 | 0.34747 | 0.32321
RPS-CES v6.20- CA | 765 | 7586 | Generation Constraint in GWh | FALSE | G | Annual | Generation | TWh | 254.568 | 306.0433 | 456.8787 | 545.2968 | 725.4126 | 841.7183 | 906.7723
RPS-CES v6.20- CA | 765 | 7586 | Generation Constraint in GWh | FALSE | G | Annual | Qualifying Generation | TWh | 193.1162 | 237.0742 | 372.4096 | 454.137 | 628.3821 | 722.6357 | 782.1388
RPS-CES v6.20- CA | 765 | 7586 | Generation Constraint in GWh | FALSE | G | Annual | Rate | lb/MWh | 0 | 0 | 0 | 0 | 0 | 0 | 0
RPS-CES v6.20- CA | 765 | 7586 | Generation Constraint in GWh | FALSE | G | Annual | Constraint Shadow Price | US2019$/MWh | 0 | 0 | 0 | 0 | 0 | 0 | 0
RPS-CES v6.20- CA In-State limit | 766 | 7659 | Generation Constraint in GWh | FALSE | G | Annual | Seasons Included | Seasons | Winter, WintShld, Summer | Winter, WintShld, Summer | Winter, WintShld, Summer | Winter, WintShld, Summer | Winter, WintShld, Summer | Winter, WintShld, Summer | Winter, WintShld, Summer
RPS-CES v6.20- CA In-State limit | 766 | 7659 | Generation Constraint in GWh | FALSE | G | Annual | Standard GWh | GWh | 101602.9458 | 114213.4007 | 149496.4201 | 190206.7156 | 235487.9514 | 259227.2982 | 275847.8631
RPS-CES v6.20- CA In-State limit | 766 | 7659 | Generation Constraint in GWh | FALSE | G | Annual | Emissions at Affected Plants | GWh | 109873.5037 | 158671.7589 | 197684.3223 | 219073.4771 | 303978.2034 | 319959.498 | 346923.2403
RPS-CES v6.20- CA In-State limit | 766 | 7659 | Generation Constraint in GWh | FALSE | G | Annual | Allowances Purchased | GWh | 0 | 0 | 0 | 0 | 0 | 0 | 0
RPS-CES v6.20- CA In-State limit | 766 | 7659 | Generation Constraint in GWh | FALSE | G | Annual | Allowances Sold | GWh | 0 | 0 | 0 | 0 | 0 | 0 | 0
RPS-CES v6.20- CA In-State limit | 766 | 7659 | Generation Constraint in GWh | FALSE | G | Annual | Allowances Banked | GWh | 0 | 0 | 0 | 0 | 0 | 0 | 0
RPS-CES v6.20- CA In-State limit | 766 | 7659 | Generation Constraint in GWh | FALSE | G | Annual | Allowances Withdrawn (1:1) | GWh | 0 | 0 | 0 | 0 | 0 | 0 | 0
RPS-CES v6.20- CA In-State limit | 766 | 7659 | Generation Constraint in GWh | FALSE | G | Annual | Allowances Withdrawn (n:1) | GWh | 0 | 0 | 0 | 0 | 0 | 0 | 0
RPS-CES v6.20- CA In-State limit | 766 | 7659 | Generation Constraint in GWh | FALSE | G | Annual | Net Emissions Allowance Position | GWh | 109873.5037 | 158671.7589 | 197684.3223 | 219073.4771 | 303978.2034 | 319959.498 | 346923.2403
RPS-CES v6.20- CA In-State limit | 766 | 7659 | Generation Constraint in GWh | FALSE | G | Annual | Fuel Consumed | TBtu | 253.6815 | 237.3899 | 224.1241 | 224.0522 | 212.5358 | 213.4664 | 215.4012
RPS-CES v6.20- CA In-State limit | 766 | 7659 | Generation Constraint in GWh | FALSE | G | Annual | Heat Rate | MMBtu/MWh | 2.3089 | 1.4961 | 0.86167 | 0.78536 | 0.56954 | 0.54724 | 0.50528
RPS-CES v6.20- CA In-State limit | 766 | 7659 | Generation Constraint in GWh | FALSE | G | Annual | Generation | TWh | 109.8735 | 158.6718 | 260.1057 | 285.2861 | 373.1701 | 390.0772 | 426.2989
RPS-CES v6.20- CA In-State limit | 766 | 7659 | Generation Constraint in GWh | FALSE | G | Annual | Qualifying Generation | TWh | 109.8735 | 158.6718 | 197.6843 | 219.0735 | 303.9782 | 319.9595 | 346.9232
RPS-CES v6.20- CA In-State limit | 766 | 7659 | Generation Constraint in GWh | FALSE | G | Annual | Rate | lb/MWh | 0 | 0 | 0 | 0 | 0 | 0 | 0
RPS-CES v6.20- CA In-State limit | 766 | 7659 | Generation Constraint in GWh | FALSE | G | Annual | Constraint Shadow Price | US2019$/MWh | 0 | 0 | 0 | 0 | 0 | 0 | 0
RPS-CES v6.20 Fossil Dispatch Limit - CA | 767 | 7667 | Generation Constraint in GWh | FALSE | L | Annual | Seasons Included | Seasons | Winter, WintShld, Summer | Winter, WintShld, Summer | Winter, WintShld, Summer | Winter, WintShld, Summer | Winter, WintShld, Summer | Winter, WintShld, Summer | Winter, WintShld, Summer
RPS-CES v6.20 Fossil Dispatch Limit - CA | 767 | 7667 | Generation Constraint in GWh | FALSE | L | Annual | Standard GWh | GWh | 145219.8988 | 134259.8147 | 105554.9299 | 73248.1255 | 36634.1389 | 29507.7674 | 31919.8941
RPS-CES v6.20 Fossil Dispatch Limit - CA | 767 | 7667 | Generation Constraint in GWh | FALSE | L | Annual | Emissions at Affected Plants | GWh | 113725.0139 | 92505.4793 | 72093.8377 | 73248.1255 | 19088.2963 | 29507.7674 | 31919.8941
RPS-CES v6.20 Fossil Dispatch Limit - CA | 767 | 7667 | Generation Constraint in GWh | FALSE | L | Annual | Allowances Purchased | GWh | 0 | 0 | 0 | 0 | 0 | 0 | 0
RPS-CES v6.20 Fossil Dispatch Limit - CA | 767 | 7667 | Generation Constraint in GWh | FALSE | L | Annual | Allowances Sold | GWh | 0 | 0 | 0 | 0 | 0 | 0 | 0
RPS-CES v6.20 Fossil Dispatch Limit - CA | 767 | 7667 | Generation Constraint in GWh | FALSE | L | Annual | Allowances Banked | GWh | 0 | 0 | 0 | 0 | 0 | 0 | 0
RPS-CES v6.20 Fossil Dispatch Limit - CA | 767 | 7667 | Generation Constraint in GWh | FALSE | L | Annual | Allowances Withdrawn (1:1) | GWh | 0 | 0 | 0 | 0 | 0 | 0 | 0
RPS-CES v6.20 Fossil Dispatch Limit - CA | 767 | 7667 | Generation Constraint in GWh | FALSE | L | Annual | Allowances Withdrawn (n:1) | GWh | 0 | 0 | 0 | 0 | 0 | 0 | 0
RPS-CES v6.20 Fossil Dispatch Limit - CA | 767 | 7667 | Generation Constraint in GWh | FALSE | L | Annual | Net Emissions Allowance Position | GWh | 113725.0139 | 92505.4793 | 72093.8377 | 73248.1255 | 19088.2963 | 29507.7674 | 31919.8941
RPS-CES v6.20 Fossil Dispatch Limit - CA | 767 | 7667 | Generation Constraint in GWh | FALSE | L | Annual | Fuel Consumed | TBtu | 826.5471 | 748.8117 | 594.632 | 603.6778 | 157.9797 | 245.9216 | 263.7572
RPS-CES v6.20 Fossil Dispatch Limit - CA | 767 | 7667 | Generation Constraint in GWh | FALSE | L | Annual | Heat Rate | MMBtu/MWh | 7.2679 | 8.0948 | 8.248 | 8.2415 | 7.7275 | 6.6554 | 6.2013
RPS-CES v6.20 Fossil Dispatch Limit - CA | 767 | 7667 | Generation Constraint in GWh | FALSE | L | Annual | Generation | TWh | 113.725 | 92.5055 | 72.0938 | 73.2481 | 20.4437 | 36.9506 | 42.5324
RPS-CES v6.20 Fossil Dispatch Limit - CA | 767 | 7667 | Generation Constraint in GWh | FALSE | L | Annual | Qualifying Generation | TWh | 113.725 | 92.5055 | 72.0938 | 73.2481 | 19.0883 | 29.5078 | 31.9199
RPS-CES v6.20 Fossil Dispatch Limit - CA | 767 | 7667 | Generation Constraint in GWh | FALSE | L | Annual | Rate | lb/MWh | 0 | 0 | 0 | 0 | 0 | 0 | 0
RPS-CES v6.20 Fossil Dispatch Limit - CA | 767 | 7667 | Generation Constraint in GWh | FALSE | L | Annual | Constraint Shadow Price | US2019$/MWh | 0 | 0 | 0 | 1.5928 | 0 | 2.5387 | 0.95389
RPS-CES v6.20 Fossil Dispatch Limit - CO | 768 | 7668 | Generation Constraint in GWh | FALSE | L | Annual | Seasons Included | Seasons | Winter, WintShld, Summer | Winter, WintShld, Summer | Winter, WintShld, Summer | Winter, WintShld, Summer | Winter, WintShld, Summer | Winter, WintShld, Summer | Winter, WintShld, Summer
RPS-CES v6.20 Fossil Dispatch Limit - CO | 768 | 7668 | Generation Constraint in GWh | FALSE | L | Annual | Standard GWh | GWh | 0 | 0 | 0 | 0 | 0 | 48589.7219 | 51955.7714
RPS-CES v6.20 Fossil Dispatch Limit - CO | 768 | 7668 | Generation Constraint in GWh | FALSE | L | Annual | Emissions at Affected Plants | GWh | 0 | 0 | 0 | 0 | 0 | 5172.885 | 6374.135
RPS-CES v6.20 Fossil Dispatch Limit - CO | 768 | 7668 | Generation Constraint in GWh | FALSE | L | Annual | Allowances Purchased | GWh | 0 | 0 | 0 | 0 | 0 | 0 | 0
RPS-CES v6.20 Fossil Dispatch Limit - CO | 768 | 7668 | Generation Constraint in GWh | FALSE | L | Annual | Allowances Sold | GWh | 0 | 0 | 0 | 0 | 0 | 0 | 0
RPS-CES v6.20 Fossil Dispatch Limit - CO | 768 | 7668 | Generation Constraint in GWh | FALSE | L | Annual | Allowances Banked | GWh | 0 | 0 | 0 | 0 | 0 | 0 | 0
RPS-CES v6.20 Fossil Dispatch Limit - CO | 768 | 7668 | Generation Constraint in GWh | FALSE | L | Annual | Allowances Withdrawn (1:1) | GWh | 0 | 0 | 0 | 0 | 0 | 0 | 0
RPS-CES v6.20 Fossil Dispatch Limit - CO | 768 | 7668 | Generation Constraint in GWh | FALSE | L | Annual | Allowances Withdrawn (n:1) | GWh | 0 | 0 | 0 | 0 | 0 | 0 | 0
RPS-CES v6.20 Fossil Dispatch Limit - CO | 768 | 7668 | Generation Constraint in GWh | FALSE | L | Annual | Net Emissions Allowance Position | GWh | 0 | 0 | 0 | 0 | 0 | 5172.885 | 6374.135
RPS-CES v6.20 Fossil Dispatch Limit - CO | 768 | 7668 | Generation Constraint in GWh | FALSE | L | Annual | Fuel Consumed | TBtu | 0 | 0 | 0 | 0 | 0 | 37.3391 | 46.3317
RPS-CES v6.20 Fossil Dispatch Limit - CO | 768 | 7668 | Generation Constraint in GWh | FALSE | L | Annual | Heat Rate | MMBtu/MWh | 0 | 0 | 0 | 0 | 0 | 7.2182 | 7.2687
RPS-CES v6.20 Fossil Dispatch Limit - CO | 768 | 7668 | Generation Constraint in GWh | FALSE | L | Annual | Generation | TWh | 0 | 0 | 0 | 0 | 0 | 5.1729 | 6.3741
RPS-CES v6.20 Fossil Dispatch Limit - CO | 768 | 7668 | Generation Constraint in GWh | FALSE | L | Annual | Qualifying Generation | TWh | 0 | 0 | 0 | 0 | 0 | 5.1729 | 6.3741
RPS-CES v6.20 Fossil Dispatch Limit - CO | 768 | 7668 | Generation Constraint in GWh | FALSE | L | Annual | Rate | lb/MWh | 0 | 0 | 0 | 0 | 0 | 0 | 0
RPS-CES v6.20 Fossil Dispatch Limit - CO | 768 | 7668 | Generation Constraint in GWh | FALSE | L | Annual | Constraint Shadow Price | US2019$/MWh | 0 | 0 | 0 | 0 | 0 | 0 | 0
RPS-CES v6.20 Fossil Dispatch Limit - NM | 769 | 7669 | Generation Constraint in GWh | FALSE | L | Annual | Seasons Included | Seasons | Winter, WintShld, Summer | Winter, WintShld, Summer | Winter, WintShld, Summer | Winter, WintShld, Summer | Winter, WintShld, Summer | Winter, WintShld, Summer | Winter, WintShld, Summer
RPS-CES v6.20 Fossil Dispatch Limit - NM | 769 | 7669 | Generation Constraint in GWh | FALSE | L | Annual | Standard GWh | GWh | 0 | 0 | 13577.5618 | 11228.3504 | 11602.6843 | 6043.5791 | 6469.595
RPS-CES v6.20 Fossil Dispatch Limit - NM | 769 | 7669 | Generation Constraint in GWh | FALSE | L | Annual | Emissions at Affected Plants | GWh | 0 | 0 | 6899.3896 | 5026.2295 | 9221.7284 | 6043.5791 | 6469.595
RPS-CES v6.20 Fossil Dispatch Limit - NM | 769 | 7669 | Generation Constraint in GWh | FALSE | L | Annual | Allowances Purchased | GWh | 0 | 0 | 0 | 0 | 0 | 0 | 0
RPS-CES v6.20 Fossil Dispatch Limit - NM | 769 | 7669 | Generation Constraint in GWh | FALSE | L | Annual | Allowances Sold | GWh | 0 | 0 | 0 | 0 | 0 | 0 | 0
RPS-CES v6.20 Fossil Dispatch Limit - NM | 769 | 7669 | Generation Constraint in GWh | FALSE | L | Annual | Allowances Banked | GWh | 0 | 0 | 0 | 0 | 0 | 0 | 0
RPS-CES v6.20 Fossil Dispatch Limit - NM | 769 | 7669 | Generation Constraint in GWh | FALSE | L | Annual | Allowances Withdrawn (1:1) | GWh | 0 | 0 | 0 | 0 | 0 | 0 | 0
RPS-CES v6.20 Fossil Dispatch Limit - NM | 769 | 7669 | Generation Constraint in GWh | FALSE | L | Annual | Allowances Withdrawn (n:1) | GWh | 0 | 0 | 0 | 0 | 0 | 0 | 0
RPS-CES v6.20 Fossil Dispatch Limit - NM | 769 | 7669 | Generation Constraint in GWh | FALSE | L | Annual | Net Emissions Allowance Position | GWh | 0 | 0 | 6899.3896 | 5026.2295 | 9221.7284 | 6043.5791 | 6469.595
RPS-CES v6.20 Fossil Dispatch Limit - NM | 769 | 7669 | Generation Constraint in GWh | FALSE | L | Annual | Fuel Consumed | TBtu | 0 | 0 | 64.0179 | 47.0988 | 89.4244 | 58.8566 | 62.8275
RPS-CES v6.20 Fossil Dispatch Limit - NM | 769 | 7669 | Generation Constraint in GWh | FALSE | L | Annual | Heat Rate | MMBtu/MWh | 0 | 0 | 9.2788 | 9.3706 | 8.9228 | 8.8915 | 8.8384
RPS-CES v6.20 Fossil Dispatch Limit - NM | 769 | 7669 | Generation Constraint in GWh | FALSE | L | Annual | Generation | TWh | 0 | 0 | 6.8994 | 5.0262 | 10.022 | 6.6194 | 7.1085
RPS-CES v6.20 Fossil Dispatch Limit - NM | 769 | 7669 | Generation Constraint in GWh | FALSE | L | Annual | Qualifying Generation | TWh | 0 | 0 | 6.8994 | 5.0262 | 9.2217 | 6.0436 | 6.4696
RPS-CES v6.20 Fossil Dispatch Limit - NM | 769 | 7669 | Generation Constraint in GWh | FALSE | L | Annual | Rate | lb/MWh | 0 | 0 | 0 | 0 | 0 | 0 | 0
RPS-CES v6.20 Fossil Dispatch Limit - NM | 769 | 7669 | Generation Constraint in GWh | FALSE | L | Annual | Constraint Shadow Price | US2019$/MWh | 0 | 0 | 0 | 0 | 0 | 2.8028 | 2.947
RPS-CES v6.20 Fossil Dispatch Limit - NV | 770 | 7670 | Generation Constraint in GWh | FALSE | L | Annual | Seasons Included | Seasons | Winter, WintShld, Summer | Winter, WintShld, Summer | Winter, WintShld, Summer | Winter, WintShld, Summer | Winter, WintShld, Summer | Winter, WintShld, Summer | Winter, WintShld, Summer
RPS-CES v6.20 Fossil Dispatch Limit - NV | 770 | 7670 | Generation Constraint in GWh | FALSE | L | Annual | Standard GWh | GWh | 0 | 0 | 0 | 0 | 0 | 5501.0902 | 5942.0144
RPS-CES v6.20 Fossil Dispatch Limit - NV | 770 | 7670 | Generation Constraint in GWh | FALSE | L | Annual | Emissions at Affected Plants | GWh | 0 | 0 | 0 | 0 | 0 | 5501.0902 | 5942.0144
RPS-CES v6.20 Fossil Dispatch Limit - NV | 770 | 7670 | Generation Constraint in GWh | FALSE | L | Annual | Allowances Purchased | GWh | 0 | 0 | 0 | 0 | 0 | 0 | 0
RPS-CES v6.20 Fossil Dispatch Limit - NV | 770 | 7670 | Generation Constraint in GWh | FALSE | L | Annual | Allowances Sold | GWh | 0 | 0 | 0 | 0 | 0 | 0 | 0
RPS-CES v6.20 Fossil Dispatch Limit - NV | 770 | 7670 | Generation Constraint in GWh | FALSE | L | Annual | Allowances Banked | GWh | 0 | 0 | 0 | 0 | 0 | 0 | 0
RPS-CES v6.20 Fossil Dispatch Limit - NV | 770 | 7670 | Generation Constraint in GWh | FALSE | L | Annual | Allowances Withdrawn (1:1) | GWh | 0 | 0 | 0 | 0 | 0 | 0 | 0
RPS-CES v6.20 Fossil Dispatch Limit - NV | 770 | 7670 | Generation Constraint in GWh | FALSE | L | Annual | Allowances Withdrawn (n:1) | GWh | 0 | 0 | 0 | 0 | 0 | 0 | 0
RPS-CES v6.20 Fossil Dispatch Limit - NV | 770 | 7670 | Generation Constraint in GWh | FALSE | L | Annual | Net Emissions Allowance Position | GWh | 0 | 0 | 0 | 0 | 0 | 5501.0902 | 5942.0144
RPS-CES v6.20 Fossil Dispatch Limit - NV | 770 | 7670 | Generation Constraint in GWh | FALSE | L | Annual | Fuel Consumed | TBtu | 0 | 0 | 0 | 0 | 0 | 44.4996 | 48.9488
RPS-CES v6.20 Fossil Dispatch Limit - NV | 770 | 7670 | Generation Constraint in GWh | FALSE | L | Annual | Heat Rate | MMBtu/MWh | 0 | 0 | 0 | 0 | 0 | 8.0889 | 8.2373
RPS-CES v6.20 Fossil Dispatch Limit - NV | 770 | 7670 | Generation Constraint in GWh | FALSE | L | Annual | Generation | TWh | 0 | 0 | 0 | 0 | 0 | 5.5013 | 5.9423
RPS-CES v6.20 Fossil Dispatch Limit - NV | 770 | 7670 | Generation Constraint in GWh | FALSE | L | Annual | Qualifying Generation | TWh | 0 | 0 | 0 | 0 | 0 | 5.5011 | 5.942
RPS-CES v6.20 Fossil Dispatch Limit - NV | 770 | 7670 | Generation Constraint in GWh | FALSE | L | Annual | Rate | lb/MWh | 0 | 0 | 0 | 0 | 0 | 0 | 0
RPS-CES v6.20 Fossil Dispatch Limit - NV | 770 | 7670 | Generation Constraint in GWh | FALSE | L | Annual | Constraint Shadow Price | US2019$/MWh | 0 | 0 | 0 | 0 | 0 | 7.2354 | 8.5462
RPS-CES v6.20 Fossil Dispatch Limit - NY | 771 | 7671 | Generation Constraint in GWh | FALSE | L | Annual | Seasons Included | Seasons | Winter, WintShld, Summer | Winter, WintShld, Summer | Winter, WintShld, Summer | Winter, WintShld, Summer | Winter, WintShld, Summer | Winter, WintShld, Summer | Winter, WintShld, Summer
RPS-CES v6.20 Fossil Dispatch Limit - NY | 771 | 7671 | Generation Constraint in GWh | FALSE | L | Annual | Standard GWh | GWh | 67773.4885 | 55819.6385 | 58211.5997 | 12484.2638 | 13303.2373 | 14227.081 | 15129.1259
RPS-CES v6.20 Fossil Dispatch Limit - NY | 771 | 7671 | Generation Constraint in GWh | FALSE | L | Annual | Emissions at Affected Plants | GWh | 58533.8056 | 55819.6385 | 29780.1607 | 12484.2638 | 13303.2373 | 14227.081 | 15129.1259
RPS-CES v6.20 Fossil Dispatch Limit - NY | 771 | 7671 | Generation Constraint in GWh | FALSE | L | Annual | Allowances Purchased | GWh | 0 | 0 | 0 | 0 | 0 | 0 | 0
RPS-CES v6.20 Fossil Dispatch Limit - NY | 771 | 7671 | Generation Constraint in GWh | FALSE | L | Annual | Allowances Sold | GWh | 0 | 0 | 0 | 0 | 0 | 0 | 0
RPS-CES v6.20 Fossil Dispatch Limit - NY | 771 | 7671 | Generation Constraint in GWh | FALSE | L | Annual | Allowances Banked | GWh | 0 | 0 | 0 | 0 | 0 | 0 | 0
RPS-CES v6.20 Fossil Dispatch Limit - NY | 771 | 7671 | Generation Constraint in GWh | FALSE | L | Annual | Allowances Withdrawn (1:1) | GWh | 0 | 0 | 0 | 0 | 0 | 0 | 0
RPS-CES v6.20 Fossil Dispatch Limit - NY | 771 | 7671 | Generation Constraint in GWh | FALSE | L | Annual | Allowances Withdrawn (n:1) | GWh | 0 | 0 | 0 | 0 | 0 | 0 | 0
RPS-CES v6.20 Fossil Dispatch Limit - NY | 771 | 7671 | Generation Constraint in GWh | FALSE | L | Annual | Net Emissions Allowance Position | GWh | 58533.8056 | 55819.6385 | 29780.1607 | 12484.2638 | 13303.2373 | 14227.081 | 15129.1259
RPS-CES v6.20 Fossil Dispatch Limit - NY | 771 | 7671 | Generation Constraint in GWh | FALSE | L | Annual | Fuel Consumed | TBtu | 433.1587 | 411.8463 | 215.2212 | 88.4149 | 94.1104 | 100.694 | 107.1139
RPS-CES v6.20 Fossil Dispatch Limit - NY | 771 | 7671 | Generation Constraint in GWh | FALSE | L | Annual | Heat Rate | MMBtu/MWh | 7.4001 | 7.3782 | 7.227 | 7.0821 | 7.0491 | 6.8191 | 6.7142
RPS-CES v6.20 Fossil Dispatch Limit - NY | 771 | 7671 | Generation Constraint in GWh | FALSE | L | Annual | Generation | TWh | 58.5338 | 55.8196 | 29.7802 | 12.4843 | 13.3507 | 14.7664 | 15.9533
RPS-CES v6.20 Fossil Dispatch Limit - NY | 771 | 7671 | Generation Constraint in GWh | FALSE | L | Annual | Qualifying Generation | TWh | 58.5338 | 55.8196 | 29.7802 | 12.4843 | 13.3032 | 14.2271 | 15.1291
RPS-CES v6.20 Fossil Dispatch Limit - NY | 771 | 7671 | Generation Constraint in GWh | FALSE | L | Annual | Rate | lb/MWh | 0 | 0 | 0 | 0 | 0 | 0 | 0
RPS-CES v6.20 Fossil Dispatch Limit - NY | 771 | 7671 | Generation Constraint in GWh | FALSE | L | Annual | Constraint Shadow Price | US2019$/MWh | 0 | 1.7763 | 0 | 5.3176 | 4.7738 | 6.4189 | 6.0257
RPS-CES v6.20 Fossil Dispatch Limit - VA | 772 | 7672 | Generation Constraint in GWh | FALSE | L | Annual | Seasons Included | Seasons | Winter, WintShld, Summer | Winter, WintShld, Summer | Winter, WintShld, Summer | Winter, WintShld, Summer | Winter, WintShld, Summer | Winter, WintShld, Summer | Winter, WintShld, Summer
RPS-CES v6.20 Fossil Dispatch Limit - VA | 772 | 7672 | Generation Constraint in GWh | FALSE | L | Annual | Standard GWh | GWh | 0 | 0 | 0 | 64131.065 | 42620.7351 | 40915.0189 | 43366.2629
RPS-CES v6.20 Fossil Dispatch Limit - VA | 772 | 7672 | Generation Constraint in GWh | FALSE | L | Annual | Emissions at Affected Plants | GWh | 0 | 0 | 0 | 40833.274 | 34207.354 | 1119.5366 | 1698.7865
RPS-CES v6.20 Fossil Dispatch Limit - VA | 772 | 7672 | Generation Constraint in GWh | FALSE | L | Annual | Allowances Purchased | GWh | 0 | 0 | 0 | 0 | 0 | 0 | 0
RPS-CES v6.20 Fossil Dispatch Limit - VA | 772 | 7672 | Generation Constraint in GWh | FALSE | L | Annual | Allowances Sold | GWh | 0 | 0 | 0 | 0 | 0 | 0 | 0
RPS-CES v6.20 Fossil Dispatch Limit - VA | 772 | 7672 | Generation Constraint in GWh | FALSE | L | Annual | Allowances Banked | GWh | 0 | 0 | 0 | 0 | 0 | 0 | 0
RPS-CES v6.20 Fossil Dispatch Limit - VA | 772 | 7672 | Generation Constraint in GWh | FALSE | L | Annual | Allowances Withdrawn (1:1) | GWh | 0 | 0 | 0 | 0 | 0 | 0 | 0
RPS-CES v6.20 Fossil Dispatch Limit - VA | 772 | 7672 | Generation Constraint in GWh | FALSE | L | Annual | Allowances Withdrawn (n:1) | GWh | 0 | 0 | 0 | 0 | 0 | 0 | 0
RPS-CES v6.20 Fossil Dispatch Limit - VA | 772 | 7672 | Generation Constraint in GWh | FALSE | L | Annual | Net Emissions Allowance Position | GWh | 0 | 0 | 0 | 40833.274 | 34207.354 | 1119.5366 | 1698.7865
RPS-CES v6.20 Fossil Dispatch Limit - VA | 772 | 7672 | Generation Constraint in GWh | FALSE | L | Annual | Fuel Consumed | TBtu | 0 | 0 | 0 | 294.9575 | 245.7734 | 11.0617 | 16.6896
RPS-CES v6.20 Fossil Dispatch Limit - VA | 772 | 7672 | Generation Constraint in GWh | FALSE | L | Annual | Heat Rate | MMBtu/MWh | 0 | 0 | 0 | 5.6716 | 5.3811 | 0.69172 | 0.808
RPS-CES v6.20 Fossil Dispatch Limit - VA | 772 | 7672 | Generation Constraint in GWh | FALSE | L | Annual | Generation | TWh | 0 | 0 | 0 | 52.006 | 45.6737 | 15.9916 | 20.6554
RPS-CES v6.20 Fossil Dispatch Limit - VA | 772 | 7672 | Generation Constraint in GWh | FALSE | L | Annual | Qualifying Generation | TWh | 0 | 0 | 0 | 40.8333 | 34.2074 | 1.1195 | 1.6988
RPS-CES v6.20 Fossil Dispatch Limit - VA | 772 | 7672 | Generation Constraint in GWh | FALSE | L | Annual | Rate | lb/MWh | 0 | 0 | 0 | 0 | 0 | 0 | 0
RPS-CES v6.20 Fossil Dispatch Limit - VA | 772 | 7672 | Generation Constraint in GWh | FALSE | L | Annual | Constraint Shadow Price | US2019$/MWh | 0 | 0 | 0 | 0 | 0 | 0 | 0
RPS-CES v6.20 Fossil Dispatch Limit - WA | 773 | 7673 | Generation Constraint in GWh | FALSE | L | Annual | Seasons Included | Seasons | Winter, WintShld, Summer | Winter, WintShld, Summer | Winter, WintShld, Summer | Winter, WintShld, Summer | Winter, WintShld, Summer | Winter, WintShld, Summer | Winter, WintShld, Summer
RPS-CES v6.20 Fossil Dispatch Limit - WA | 773 | 7673 | Generation Constraint in GWh | FALSE | L | Annual | Standard GWh | GWh | 0 | 10693.1098 | 11408.8734 | 12288.7021 | 13241.5378 | 14409.2972 | 15549.2847
RPS-CES v6.20 Fossil Dispatch Limit - WA | 773 | 7673 | Generation Constraint in GWh | FALSE | L | Annual | Emissions at Affected Plants | GWh | 0 | 10693.1098 | 9915.9204 | 8234.4984 | 6742.6697 | 6455.3989 | 6086.2258
RPS-CES v6.20 Fossil Dispatch Limit - WA | 773 | 7673 | Generation Constraint in GWh | FALSE | L | Annual | Allowances Purchased | GWh | 0 | 0 | 0 | 0 | 0 | 0 | 0
RPS-CES v6.20 Fossil Dispatch Limit - WA | 773 | 7673 | Generation Constraint in GWh | FALSE | L | Annual | Allowances Sold | GWh | 0 | 0 | 0 | 0 | 0 | 0 | 0
RPS-CES v6.20 Fossil Dispatch Limit - WA | 773 | 7673 | Generation Constraint in GWh | FALSE | L | Annual | Allowances Banked | GWh | 0 | 0 | 0 | 0 | 0 | 0 | 0
RPS-CES v6.20 Fossil Dispatch Limit - WA | 773 | 7673 | Generation Constraint in GWh | FALSE | L | Annual | Allowances Withdrawn (1:1) | GWh | 0 | 0 | 0 | 0 | 0 | 0 | 0
RPS-CES v6.20 Fossil Dispatch Limit - WA | 773 | 7673 | Generation Constraint in GWh | FALSE | L | Annual | Allowances Withdrawn (n:1) | GWh | 0 | 0 | 0 | 0 | 0 | 0 | 0
RPS-CES v6.20 Fossil Dispatch Limit - WA | 773 | 7673 | Generation Constraint in GWh | FALSE | L | Annual | Net Emissions Allowance Position | GWh | 0 | 10693.1098 | 9915.9204 | 8234.4984 | 6742.6697 | 6455.3989 | 6086.2258
RPS-CES v6.20 Fossil Dispatch Limit - WA | 773 | 7673 | Generation Constraint in GWh | FALSE | L | Annual | Fuel Consumed | TBtu | 0 | 80.4066 | 74.7297 | 61.9828 | 51.2882 | 49.2249 | 46.5849
RPS-CES v6.20 Fossil Dispatch Limit - WA | 773 | 7673 | Generation Constraint in GWh | FALSE | L | Annual | Heat Rate | MMBtu/MWh | 0 | 7.5195 | 7.5363 | 7.5272 | 7.6065 | 7.6254 | 7.6542
RPS-CES v6.20 Fossil Dispatch Limit - WA | 773 | 7673 | Generation Constraint in GWh | FALSE | L | Annual | Generation | TWh | 0 | 10.6931 | 9.9159 | 8.2345 | 6.7427 | 6.4554 | 6.0862
RPS-CES v6.20 Fossil Dispatch Limit - WA | 773 | 7673 | Generation Constraint in GWh | FALSE | L | Annual | Qualifying Generation | TWh | 0 | 10.6931 | 9.9159 | 8.2345 | 6.7427 | 6.4554 | 6.0862
RPS-CES v6.20 Fossil Dispatch Limit - WA | 773 | 7673 | Generation Constraint in GWh | FALSE | L | Annual | Rate | lb/MWh | 0 | 0 | 0 | 0 | 0 | 0 | 0
RPS-CES v6.20 Fossil Dispatch Limit - WA | 773 | 7673 | Generation Constraint in GWh | FALSE | L | Annual | Constraint Shadow Price | US2019$/MWh | 0 | 0.66612 | 0 | 0 | 0 | 0 | 0
RPS-CES v6.21 Fossil Dispatch Limit - IL | 774 | 7727 | Generation Constraint in GWh | FALSE | L | Annual | Seasons Included | Seasons | Winter, WintShld, Summer | Winter, WintShld, Summer | Winter, WintShld, Summer | Winter, WintShld, Summer | Winter, WintShld, Summer | Winter, WintShld, Summer | Winter, WintShld, Summer
RPS-CES v6.21 Fossil Dispatch Limit - IL | 774 | 7727 | Generation Constraint in GWh | FALSE | L | Annual | Standard GWh | GWh | 0 | 0 | 0 | 92226.9302 | 96867.74 | 11378.3525 | 11942.4106
RPS-CES v6.21 Fossil Dispatch Limit - IL | 774 | 7727 | Generation Constraint in GWh | FALSE | L | Annual | Emissions at Affected Plants | GWh | 0 | 0 | 0 | 0 | 47.9716 | 40.1821 | 32.7361
RPS-CES v6.21 Fossil Dispatch Limit - IL | 774 | 7727 | Generation Constraint in GWh | FALSE | L | Annual | Allowances Purchased | GWh | 0 | 0 | 0 | 0 | 0 | 0 | 0
RPS-CES v6.21 Fossil Dispatch Limit - IL | 774 | 7727 | Generation Constraint in GWh | FALSE | L | Annual | Allowances Sold | GWh | 0 | 0 | 0 | 0 | 0 | 0 | 0
RPS-CES v6.21 Fossil Dispatch Limit - IL | 774 | 7727 | Generation Constraint in GWh | FALSE | L | Annual | Allowances Banked | GWh | 0 | 0 | 0 | 0 | 0 | 0 | 0
RPS-CES v6.21 Fossil Dispatch Limit - IL | 774 | 7727 | Generation Constraint in GWh | FALSE | L | Annual | Allowances Withdrawn (1:1) | GWh | 0 | 0 | 0 | 0 | 0 | 0 | 0
RPS-CES v6.21 Fossil Dispatch Limit - IL | 774 | 7727 | Generation Constraint in GWh | FALSE | L | Annual | Allowances Withdrawn (n:1) | GWh | 0 | 0 | 0 | 0 | 0 | 0 | 0
RPS-CES v6.21 Fossil Dispatch Limit - IL | 774 | 7727 | Generation Constraint in GWh | FALSE | L | Annual | Net Emissions Allowance Position | GWh | 0 | 0 | 0 | 0 | 47.9716 | 40.1821 | 32.7361
RPS-CES v6.21 Fossil Dispatch Limit - IL | 774 | 7727 | Generation Constraint in GWh | FALSE | L | Annual | Fuel Consumed | TBtu | 0 | 0 | 0 | 0 | 0.40088 | 0.32646 | 0.24972
RPS-CES v6.21 Fossil Dispatch Limit - IL | 774 | 7727 | Generation Constraint in GWh | FALSE | L | Annual | Heat Rate | MMBtu/MWh | 0 | 0 | 0 | 0 | 0.057685 | 0.064356 | 0.04935
RPS-CES v6.21 Fossil Dispatch Limit - IL | 774 | 7727 | Generation Constraint in GWh | FALSE | L | Annual | Generation | TWh | 0 | 0 | 0 | 0 | 6.9495 | 5.0728 | 5.0601
RPS-CES v6.21 Fossil Dispatch Limit - IL | 774 | 7727 | Generation Constraint in GWh | FALSE | L | Annual | Qualifying Generation | TWh | 0 | 0 | 0 | 0 | 0.047972 | 0.040182 | 0.032736
RPS-CES v6.21 Fossil Dispatch Limit - IL | 774 | 7727 | Generation Constraint in GWh | FALSE | L | Annual | Rate | lb/MWh | 0 | 0 | 0 | 0 | 0 | 0 | 0
RPS-CES v6.21 Fossil Dispatch Limit - IL | 774 | 7727 | Generation Constraint in GWh | FALSE | L | Annual | Constraint Shadow Price | US2019$/MWh | 0 | 0 | 0 | 0 | 0 | 0 | 0
RPS-CES v6.21 Fossil Dispatch Limit - OR | 775 | 7728 | Generation Constraint in GWh | FALSE | L | Annual | Seasons Included | Seasons | Winter, WintShld, Summer | Winter, WintShld, Summer | Winter, WintShld, Summer | Winter, WintShld, Summer | Winter, WintShld, Summer | Winter, WintShld, Summer | Winter, WintShld, Summer
RPS-CES v6.21 Fossil Dispatch Limit - OR | 775 | 7728 | Generation Constraint in GWh | FALSE | L | Annual | Standard GWh | GWh | 0 | 0 | 0 | 6546.2113 | 7053.7883 | 7675.8557 | 8283.1288
RPS-CES v6.21 Fossil Dispatch Limit - OR | 775 | 7728 | Generation Constraint in GWh | FALSE | L | Annual | Emissions at Affected Plants | GWh | 0 | 0 | 0 | 0 | 0 | 0 | 0
RPS-CES v6.21 Fossil Dispatch Limit - OR | 775 | 7728 | Generation Constraint in GWh | FALSE | L | Annual | Allowances Purchased | GWh | 0 | 0 | 0 | 0 | 0 | 0 | 0
RPS-CES v6.21 Fossil Dispatch Limit - OR | 775 | 7728 | Generation Constraint in GWh | FALSE | L | Annual | Allowances Sold | GWh | 0 | 0 | 0 | 0 | 0 | 0 | 0
RPS-CES v6.21 Fossil Dispatch Limit - OR | 775 | 7728 | Generation Constraint in GWh | FALSE | L | Annual | Allowances Banked | GWh | 0 | 0 | 0 | 0 | 0 | 0 | 0
RPS-CES v6.21 Fossil Dispatch Limit - OR | 775 | 7728 | Generation Constraint in GWh | FALSE | L | Annual | Allowances Withdrawn (1:1) | GWh | 0 | 0 | 0 | 0 | 0 | 0 | 0
RPS-CES v6.21 Fossil Dispatch Limit - OR | 775 | 7728 | Generation Constraint in GWh | FALSE | L | Annual | Allowances Withdrawn (n:1) | GWh | 0 | 0 | 0 | 0 | 0 | 0 | 0
RPS-CES v6.21 Fossil Dispatch Limit - OR | 775 | 7728 | Generation Constraint in GWh | FALSE | L | Annual | Net Emissions Allowance Position | GWh | 0 | 0 | 0 | 0 | 0 | 0 | 0
RPS-CES v6.21 Fossil Dispatch Limit - OR | 775 | 7728 | Generation Constraint in GWh | FALSE | L | Annual | Fuel Consumed | TBtu | 0 | 0 | 0 | 0 | 0 | 0 | 0
RPS-CES v6.21 Fossil Dispatch Limit - OR | 775 | 7728 | Generation Constraint in GWh | FALSE | L | Annual | Heat Rate | MMBtu/MWh | 0 | 0 | 0 | 0 | 0 | 0 | 0
RPS-CES v6.21 Fossil Dispatch Limit - OR | 775 | 7728 | Generation Constraint in GWh | FALSE | L | Annual | Generation | TWh | 0 | 0 | 0 | 0 | 0 | 0 | 0
RPS-CES v6.21 Fossil Dispatch Limit - OR | 775 | 7728 | Generation Constraint in GWh | FALSE | L | Annual | Qualifying Generation | TWh | 0 | 0 | 0 | 0 | 0 | 0 | 0
RPS-CES v6.21 Fossil Dispatch Limit - OR | 775 | 7728 | Generation Constraint in GWh | FALSE | L | Annual | Rate | lb/MWh | 0 | 0 | 0 | 0 | 0 | 0 | 0
RPS-CES v6.21 Fossil Dispatch Limit - OR | 775 | 7728 | Generation Constraint in GWh | FALSE | L | Annual | Constraint Shadow Price | US2019$/MWh | 0 | 0 | 0 | 0 | 0 | 0 | 0
Texas BART FIP v6.17 | 776 | 7538 | Rate Constraint in MTons | FALSE | L | Annual | Seasons Included | Seasons | Winter, WintShld, Summer | Winter, WintShld, Summer | Winter, WintShld, Summer | Winter, WintShld, Summer | Winter, WintShld, Summer | Winter, WintShld, Summer | Winter, WintShld, Summer
Texas BART FIP v6.17 | 776 | 7538 | Rate Constraint in MTons | FALSE | L | Annual | Standard SO2 | Thousand Tons | 248.393 | 248.393 | 248.393 | 248.393 | 248.393 | 248.393 | 248.393
Texas BART FIP v6.17 | 776 | 7538 | Rate Constraint in MTons | FALSE | L | Annual | Emissions at Affected Plants SO2 | Thousand Tons | 47.9886 | 4.5173 | 4.5173 | 4.5173 | 8.0992 | 0 | 0
Texas BART FIP v6.17 | 776 | 7538 | Rate Constraint in MTons | FALSE | L | Annual | Allowances Purchased SO2 | Thousand Tons | 0 | 0 | 0 | 0 | 0 | 0 | 0
Texas BART FIP v6.17 | 776 | 7538 | Rate Constraint in MTons | FALSE | L | Annual | Allowances Sold SO2 | Thousand Tons | 0 | 0 | 0 | 0 | 0 | 0 | 0
Texas BART FIP v6.17 | 776 | 7538 | Rate Constraint in MTons | FALSE | L | Annual | Allowances Banked | Thousand Tons | 0 | 0 | 0 | 0 | 0 | 0 | 0
Texas BART FIP v6.17 | 776 | 7538 | Rate Constraint in MTons | FALSE | L | Annual | Allowances Withdrawn (1:1) | Thousand Tons | 0 | 0 | 0 | 0 | 0 | 0 | 0
Texas BART FIP v6.17 | 776 | 7538 | Rate Constraint in MTons | FALSE | L | Annual | Allowances Withdrawn (n:1) | Thousand Tons | 0 | 0 | 0 | 0 | 0 | 0 | 0
Texas BART FIP v6.17 | 776 | 7538 | Rate Constraint in MTons | FALSE | L | Annual | Net Emissions Allowance Position | Thousand Tons | 47.9886 | 4.5173 | 4.5173 | 4.5173 | 8.0992 | 0 | 0
Texas BART FIP v6.17 | 776 | 7538 | Rate Constraint in MTons | FALSE | L | Annual | Fuel Consumed | TBtu | 320.7794 | 66.9388 | 57.5558 | 46.8683 | 58.6926 | 49.9008 | 57.1727
Texas BART FIP v6.17 | 776 | 7538 | Rate Constraint in MTons | FALSE | L | Annual | Rate | lb/MMBtu | 0.2992 | 0.13497 | 0.15697 | 0.19277 | 0.27599 | 0 | 0
Texas BART FIP v6.17 | 776 | 7538 | Rate Constraint in MTons | FALSE | L | Annual | Generation | TWh | 33.1458 | 9.3865 | 7.8243 | 6.111 | 13.1676 | 10.6402 | 11.8316
Texas BART FIP v6.17 | 776 | 7538 | Rate Constraint in MTons | FALSE | L | Annual | Qualifying Generation | TWh | 33.1458 | 9.3865 | 7.8243 | 6.111 | 7.407 | 6.4953 | 7.2136
Texas BART FIP v6.17 | 776 | 7538 | Rate Constraint in MTons | FALSE | L | Annual | Rate | lb/MWh | 2.8956 | 0.96252 | 1.1547 | 1.4784 | 2.1869 | 0 | 0
Texas BART FIP v6.17 | 776 | 7538 | Rate Constraint in MTons | FALSE | L | Annual | Constraint Shadow Price | US2019$/Ton | 0 | 0 | 0 | 0 | 0 | 0 | 0
Texas East - NOX Cap Annual v3.1 | 777 | 7358 | Rate Constraint in MTons | FALSE | L | Annual | Seasons Included | Seasons | Winter, WintShld, Summer | Winter, WintShld, Summer | Winter, WintShld, Summer | Winter, WintShld, Summer | Winter, WintShld, Summer | Winter, WintShld, Summer | Winter, WintShld, Summer
Texas East - NOX Cap Annual v3.1 | 777 | 7358 | Rate Constraint in MTons | FALSE | L | Annual | Standard NOX | Thousand Tons | 84.5 | 84.5 | 84.5 | 84.5 | 84.5 | 84.5 | 84.5
Texas East - NOX Cap Annual v3.1 | 777 | 7358 | Rate Constraint in MTons | FALSE | L | Annual | Emissions at Affected Plants NOX | Thousand Tons | 0.17245 | 0.0781 | 0.00063703 | 0 | 0 | 0 | 0.00027426
Texas East - NOX Cap Annual v3.1 | 777 | 7358 | Rate Constraint in MTons | FALSE | L | Annual | Allowances Purchased NOX | Thousand Tons | 0 | 0 | 0 | 0 | 0 | 0 | 0
Texas East - NOX Cap Annual v3.1 | 777 | 7358 | Rate Constraint in MTons | FALSE | L | Annual | Allowances Sold NOX | Thousand Tons | 0 | 0 | 0 | 0 | 0 | 0 | 0
Texas East - NOX Cap Annual v3.1 | 777 | 7358 | Rate Constraint in MTons | FALSE | L | Annual | Allowances Banked | Thousand Tons | 0 | 0 | 70.4167 | 84.5 | 84.5 | 0 | 0
Texas East - NOX Cap Annual v3.1 | 777 | 7358 | Rate Constraint in MTons | FALSE | L | Annual | Allowances Withdrawn (1:1) | Thousand Tons | 0 | 0 | 0 | -84.5 | -84.5 | -84.5 | 0
Texas East - NOX Cap Annual v3.1 | 777 | 7358 | Rate Constraint in MTons | FALSE | L | Annual | Allowances Withdrawn (n:1) | Thousand Tons | 0 | 0 | 0 | 0 | 0 | 0 | 0
Texas East - NOX Cap Annual v3.1 | 777 | 7358 | Rate Constraint in MTons | FALSE | L | Annual | Net Emissions Allowance Position | Thousand Tons | 0.17245 | 0.0781 | 70.4173 | 0 | 0 | -84.5 | 0.00027426
Texas East - NOX Cap Annual v3.1 | 777 | 7358 | Rate Constraint in MTons | FALSE | L | Annual | Fuel Consumed | TBtu | 13.1323 | 6.6464 | 0.03956 | 0 | 0 | 0 | 0.04571
Texas East - NOX Cap Annual v3.1 | 777 | 7358 | Rate Constraint in MTons | FALSE | L | Annual | Rate | lb/MMBtu | 0.026264 | 0.023501 | 0.032206 | 0 | 0 | 0 | 0.012
Texas East - NOX Cap Annual v3.1 | 777 | 7358 | Rate Constraint in MTons | FALSE | L | Annual | Generation | TWh | 1.2164 | 0.63887 | 0.0046905 | 0 | 0 | 0 | 0.0057217
Texas East - NOX Cap Annual v3.1 | 777 | 7358 | Rate Constraint in MTons | FALSE | L | Annual | Qualifying Generation | TWh | 1.2164 | 0.63887 | 0.0046905 | 0 | 0 | 0 | 0.0057217
Texas East - NOX Cap Annual v3.1 | 777 | 7358 | Rate Constraint in MTons | FALSE | L | Annual | Rate | lb/MWh | 0.28355 | 0.24449 | 0.27162 | 0 | 0 | 0 | 0.095868
Texas East - NOX Cap Annual v3.1 | 777 | 7358 | Rate Constraint in MTons | FALSE | L | Annual | Constraint Shadow Price | US2019$/Ton | 0 | 0 | 0 | 0 | 0 | 0 | 0
Texas East - SO2 Cap Annual v3.1 | 778 | 7359 | Rate Constraint in MTons | FALSE | L | Annual | Seasons Included | Seasons | Winter, WintShld, Summer | Winter, WintShld, Summer | Winter, WintShld, Summer | Winter, WintShld, Summer | Winter, WintShld, Summer | Winter, WintShld, Summer | Winter, WintShld, Summer
Texas East - SO2 Cap Annual v3.1 | 778 | 7359 | Rate Constraint in MTons | FALSE | L | Annual | Standard SO2 | Thousand Tons | 273.95 | 273.95 | 273.95 | 273.95 | 273.95 | 273.95 | 273.95
Texas East - SO2 Cap Annual v3.1 | 778 | 7359 | Rate Constraint in MTons | FALSE | L | Annual | Emissions at Affected Plants SO2 | Thousand Tons | 0 | 0 | 0 | 0 | 0 | 0 | 0
Texas East - SO2 Cap Annual v3.1 | 778 | 7359 | Rate Constraint in MTons | FALSE | L | Annual | Allowances Purchased SO2 | Thousand Tons | 0 | 0 | 0 | 0 | 0 | 0 | 0
Texas East - SO2 Cap Annual v3.1 | 778 | 7359 | Rate Constraint in MTons | FALSE | L | Annual | Allowances Sold SO2 | Thousand Tons | 0 | 0 | 0 | 0 | 0 | 0 | 0
Texas East - SO2 Cap Annual v3.1 | 778 | 7359 | Rate Constraint in MTons | FALSE | L | Annual | Allowances Banked | Thousand Tons | 273.95 | 273.95 | 456.5833 | 547.9 | 547.9 | 547.9 | 0
Texas East - SO2 Cap Annual v3.1 | 778 | 7359 | Rate Constraint in MTons | FALSE | L | Annual | Allowances Withdrawn (1:1) | Thousand Tons | 0 | 0 | -182.6333 | -273.95 | -273.95 | -273.95 | 0
Texas East - SO2 Cap Annual v3.1 | 778 | 7359 | Rate Constraint in MTons | FALSE | L | Annual | Allowances Withdrawn (n:1) | Thousand Tons | 0 | 0 | 0 | 0 | 0 | 0 | 0
Texas East - SO2 Cap Annual v3.1 | 778 | 7359 | Rate Constraint in MTons | FALSE | L | Annual | Net Emissions Allowance Position | Thousand Tons | 273.95 | 273.95 | 273.95 | 273.95 | 273.95 | 273.95 | 0
Texas East - SO2 Cap Annual v3.1 | 778 | 7359 | Rate Constraint in MTons | FALSE | L | Annual | Fuel Consumed | TBtu | 13.1323 | 6.6464 | 0.03956 | 0 | 0 | 0 | 0.04571
Texas East - SO2 Cap Annual v3.1 | 778 | 7359 | Rate Constraint in MTons | FALSE | L | Annual | Rate | lb/MMBtu | 0 | 0 | 0 | 0 | 0 | 0 | 0
Texas East - SO2 Cap Annual v3.1 | 778 | 7359 | Rate Constraint in MTons | FALSE | L | Annual | Generation | TWh | 1.2164 | 0.63887 | 0.0046905 | 0 | 0 | 0 | 0.0057217
Texas East - SO2 Cap Annual v3.1 | 778 | 7359 | Rate Constraint in MTons | FALSE | L | Annual | Qualifying Generation | TWh | 1.2164 | 0.63887 | 0.0046905 | 0 | 0 | 0 | 0.0057217
Texas East - SO2 Cap Annual v3.1 | 778 | 7359 | Rate Constraint in MTons | FALSE | L | Annual | Rate | lb/MWh | 0 | 0 | 0 | 0 | 0 | 0 | 0
Texas East - SO2 Cap Annual v3.1 | 778 | 7359 | Rate Constraint in MTons | FALSE | L | Annual | Constraint Shadow Price | US2019$/Ton | 0 | 0 | 0 | 0 | 0 | 0 | 0
Texas El Paso - NOX Cap Annual v3.1 | 779 | 7361 | Rate Constraint in MTons | FALSE | L | Annual | Seasons Included | Seasons | Winter, WintShld, Summer | Winter, WintShld, Summer | Winter, WintShld, Summer | Winter, WintShld, Summer | Winter, WintShld, Summer | Winter, WintShld, Summer | Winter, WintShld, Summer
Texas El Paso - NOX Cap Annual v3.1 | 779 | 7361 | Rate Constraint in MTons | FALSE | L | Annual | Standard NOX | Thousand Tons | 1.06 | 1.06 | 1.06 | 1.06 | 1.06 | 1.06 | 1.06
Texas El Paso - NOX Cap Annual v3.1 | 779 | 7361 | Rate Constraint in MTons | FALSE | L | Annual | Emissions at Affected Plants NOX | Thousand Tons | 0 | 0 | 0 | 0 | 0 | 0 | 0
Texas El Paso - NOX Cap Annual v3.1 | 779 | 7361 | Rate Constraint in MTons | FALSE | L | Annual | Allowances Purchased NOX | Thousand Tons | 0 | 0 | 0 | 0 | 0 | 0 | 0
Texas El Paso - NOX Cap Annual v3.1 | 779 | 7361 | Rate Constraint in MTons | FALSE | L | Annual | Allowances Sold NOX | Thousand Tons | 0 | 0 | 0 | 0 | 0 | 0 | 0
Texas El Paso - NOX Cap Annual v3.1 | 779 | 7361 | Rate Constraint in MTons | FALSE | L | Annual | Allowances Banked | Thousand Tons | 1.06 | 1.06 | 1.7667 | 2.12 | 2.12 | 2.12 | 0
Texas El Paso - NOX Cap Annual v3.1 | 779 | 7361 | Rate Constraint in MTons | FALSE | L | Annual | Allowances Withdrawn (1:1) | Thousand Tons | 0 | 0 | -0.70667 | -1.06 | -1.06 | -1.06 | 0
Texas El Paso - NOX Cap Annual v3.1 | 779 | 7361 | Rate Constraint in MTons | FALSE | L | Annual | Allowances Withdrawn (n:1) | Thousand Tons | 0 | 0 | 0 | 0 | 0 | 0 | 0
Texas El Paso - NOX Cap Annual v3.1 | 779 | 7361 | Rate Constraint in MTons | FALSE | L | Annual | Net Emissions Allowance Position | Thousand Tons | 1.06 | 1.06 | 1.06 | 1.06 | 1.06 | 1.06 | 0
Texas El Paso - NOX Cap Annual v3.1 | 779 | 7361 | Rate Constraint in MTons | FALSE | L | Annual | Fuel Consumed | TBtu | 0 | 0 | 0 | 0 | 0 | 0 | 0
Texas El Paso - NOX Cap Annual v3.1 | 779 | 7361 | Rate Constraint in MTons | FALSE | L | Annual | Rate | lb/MMBtu | 0 | 0 | 0 | 0 | 0 | 0 | 0
Texas El Paso - NOX Cap Annual v3.1 | 779 | 7361 | Rate Constraint in MTons | FALSE | L | Annual | Generation | TWh | 0 | 0 | 0 | 0 | 0 | 0 | 0
Texas El Paso - NOX Cap Annual v3.1 | 779 | 7361 | Rate Constraint in MTons | FALSE | L | Annual | Qualifying Generation | TWh | 0 | 0 | 0 | 0 | 0 | 0 | 0
Texas El Paso - NOX Cap Annual v3.1 | 779 | 7361 | Rate Constraint in MTons | FALSE | L | Annual | Rate | lb/MWh | 0 | 0 | 0 | 0 | 0 | 0 | 0
Texas El Paso - NOX Cap Annual v3.1 | 779 | 7361 | Rate Constraint in MTons | FALSE | L | Annual | Constraint Shadow Price | US2019$/Ton | 0 | 0 | 0 | 0 | 0 | 0 | 0
Texas Houston - NOX Cap Annual v3.1 | 780 | 7362 | Rate Constraint in MTons | FALSE | L | Annual | Seasons Included | Seasons | Winter, WintShld, Summer | Winter, WintShld, Summer | Winter, WintShld, Summer | Winter, WintShld, Summer | Winter, WintShld, Summer | Winter, WintShld, Summer | Winter, WintShld, Summer
Texas Houston - NOX Cap Annual v3.1 | 780 | 7362 | Rate Constraint in MTons | FALSE | L | Annual | Standard NOX | Thousand Tons | 17.57 | 17.57 | 17.57 | 17.57 | 17.57 | 17.57 | 17.57
Texas Houston - NOX Cap Annual v3.1 | 780 | 7362 | Rate Constraint in MTons | FALSE | L | Annual | Emissions at Affected Plants NOX | Thousand Tons | 5.8191 | 5.0675 | 2.6065 | 2.1619 | 1.7157 | 1.506 | 1.5145
Texas Houston - NOX Cap Annual v3.1 | 780 | 7362 | Rate Constraint in MTons | FALSE | L | Annual | Allowances Purchased NOX | Thousand Tons | 0 | 0 | 0 | 0 | 0 | 0 | 0
Texas Houston - NOX Cap Annual v3.1 | 780 | 7362 | Rate Constraint in MTons | FALSE | L | Annual | Allowances Sold NOX | Thousand Tons | 0 | 0 | 0 | 0 | 0 | 0 | 0
Texas Houston - NOX Cap Annual v3.1 | 780 | 7362 | Rate Constraint in MTons | FALSE | L | Annual | Allowances Banked | Thousand Tons | 0 | 0 | 14.9635 | 0 | 16.2405 | 8.3575 | 0
Texas Houston - NOX Cap Annual v3.1 | 780 | 7362 | Rate Constraint in MTons | FALSE | L | Annual | Allowances Withdrawn (1:1) | Thousand Tons | 0 | 0 | 0 | -17.57 | -0.38621 | 0 | -17.57
Texas Houston - NOX Cap Annual v3.1 | 780 | 7362 | Rate Constraint in MTons | FALSE | L | Annual | Allowances Withdrawn (n:1) | Thousand Tons | 0 | 0 | 0 | 0 | 0 | 0 | 0
Texas Houston - NOX Cap Annual v3.1 | 780 | 7362 | Rate Constraint in MTons | FALSE | L | Annual | Net Emissions Allowance Position | Thousand Tons | 5.8191 | 5.0675 | 17.57 | -15.4081 | 17.57 | 9.8635 | -16.0555
Texas Houston - NOX Cap Annual v3.1 | 780 | 7362 | Rate Constraint in MTons | FALSE | L | Annual | Fuel Consumed | TBtu | 380.6995 | 347.6674 | 161.7348 | 136.0808 | 109.4268 | 106.0714 | 107.2787
Texas Houston - NOX Cap Annual v3.1 | 780 | 7362 | Rate Constraint in MTons | FALSE | L | Annual | Rate | lb/MMBtu | 0.03057 | 0.029152 | 0.032232 | 0.031774 | 0.031357 | 0.028397 | 0.028235
Texas Houston - NOX Cap Annual v3.1 | 780 | 7362 | Rate Constraint in MTons | FALSE | L | Annual | Generation | TWh | 56.8287 | 53.918 | 25.3418 | 21.3075 | 16.7472 | 17.4617 | 17.6693
Texas Houston - NOX Cap Annual v3.1 | 780 | 7362 | Rate Constraint in MTons | FALSE | L | Annual | Qualifying Generation | TWh | 56.8287 | 53.918 | 25.3418 | 21.3075 | 16.7472 | 17.4617 | 17.6693
Texas Houston - NOX Cap Annual v3.1 | 780 | 7362 | Rate Constraint in MTons | FALSE | L | Annual | Rate | lb/MWh | 0.20479 | 0.18797 | 0.20571 | 0.20293 | 0.20489 | 0.1725 | 0.17143
Texas Houston - NOX Cap Annual v3.1 | 780 | 7362 | Rate Constraint in MTons | FALSE | L | Annual | Constraint Shadow Price | US2019$/Ton | 0 | 0 | 0 | 0 | 0 | 0 | 0
Texas West - NOX Cap Annual v3.1 | 781 | 7360 | Rate Constraint in MTons | FALSE | L | Annual | Seasons Included | Seasons | Winter, WintShld, Summer | Winter, WintShld, Summer | Winter, WintShld, Summer | Winter, WintShld, Summer | Winter, WintShld, Summer | Winter, WintShld, Summer | Winter, WintShld, Summer
Texas West - NOX Cap Annual v3.1 | 781 | 7360 | Rate Constraint in MTons | FALSE | L | Annual | Standard NOX | Thousand Tons | 18.1 | 18.1 | 18.1 | 18.1 | 18.1 | 18.1 | 18.1
Texas West - NOX Cap Annual v3.1 | 781 | 7360 | Rate Constraint in MTons | FALSE | L | Annual | Emissions at Affected Plants NOX | Thousand Tons | 0.19704 | 0 | 0 | 0 | 0 | 0 | 0
Texas West - NOX Cap Annual v3.1 | 781 | 7360 | Rate Constraint in MTons | FALSE | L | Annual | Allowances Purchased NOX | Thousand Tons | 0 | 0 | 0 | 0 | 0 | 0 | 0
Texas West - NOX Cap Annual v3.1 | 781 | 7360 | Rate Constraint in MTons | FALSE | L | Annual | Allowances Sold NOX | Thousand Tons | 0 | 0 | 0 | 0 | 0 | 0 | 0
Texas West - NOX Cap Annual v3.1 | 781 | 7360 | Rate Constraint in MTons | FALSE | L | Annual | Allowances Banked | Thousand Tons | 0 | 18.1 | 15.0833 | 18.1 | 18.1 | 25.34 | 0
Texas West - NOX Cap Annual v3.1 | 781 | 7360 | Rate Constraint in MTons | FALSE | L | Annual | Allowances Withdrawn (1:1) | Thousand Tons | 0 | 0 | -9.05 | -18.1 | -18.1 | -18.1 | -18.1
Texas West - NOX Cap Annual v3.1 | 781 | 7360 | Rate Constraint in MTons | FALSE | L | Annual | Allowances Withdrawn (n:1) | Thousand Tons | 0 | 0 | 0 | 0 | 0 | 0 | 0
Texas West - NOX Cap Annual v3.1 | 781 | 7360 | Rate Constraint in MTons | FALSE | L | Annual | Net Emissions Allowance Position | Thousand Tons | 0.19704 | 18.1 | 6.0333 | 0 | 0 | 7.24 | -18.1
Texas West - NOX Cap Annual v3.1 | 781 | 7360 | Rate Constraint in MTons | FALSE | L | Annual | Fuel Consumed | TBtu | 2.7524 | 0 | 0 | 0 | 0 | 0 | 0
Texas West - NOX Cap Annual v3.1 | 781 | 7360 | Rate Constraint in MTons | FALSE | L | Annual | Rate | lb/MMBtu | 0.14318 | 0 | 0 | 0 | 0 | 0 | 0
Texas West - NOX Cap Annual v3.1 | 781 | 7360 | Rate Constraint in MTons | FALSE | L | Annual | Generation | TWh | 0.25026 | 0 | 0 | 0 | 0 | 0 | 0
Texas West - NOX Cap Annual v3.1 | 781 | 7360 | Rate Constraint in MTons | FALSE | L | Annual | Qualifying Generation | TWh | 0.25026 | 0 | 0 | 0 | 0 | 0 | 0
Texas West - NOX Cap Annual v3.1 | 781 | 7360 | Rate Constraint in MTons | FALSE | L | Annual | Rate | lb/MWh | 1.5747 | 0 | 0 | 0 | 0 | 0 | 0
Texas West - NOX Cap Annual v3.1 | 781 | 7360 | Rate Constraint in MTons | FALSE | L | Annual | Constraint Shadow Price | US2019$/Ton | 0 | 0 | 0 | 0 | 0 | 0 | 0
Unit Comanche 1,2 - SO2 Rate Annual v3.1, Unit 2685 and retrofits | 783 | 7264 | Rate Constraint in lbs/MMBtu | FALSE | L | Annual | Seasons Included | Seasons | Winter, WintShld, Summer | Winter, WintShld, Summer | Winter, WintShld, Summer | Winter, WintShld, Summer | Winter, WintShld, Summer | Winter, WintShld, Summer | Winter, WintShld, Summer
Unit Comanche 1,2 - SO2 Rate Annual v3.1, Unit 2685 and retrofits | 783 | 7264 | Rate Constraint in lbs/MMBtu | FALSE | L | Annual | Standard SO2 | lb/MMBtu | 0.1 | 0.1 | 0.1 | 0.1 | 0.1 | 0.1 | 0.1
Unit Comanche 1,2 - SO2 Rate Annual v3.1, Unit 2685 and retrofits | 783 | 7264 | Rate Constraint in lbs/MMBtu | FALSE | L | Annual | Emissions at Affected Plants SO2 | Thousand Tons | 0 | 0 | 0 | 0 | 0 | 0 | 0
Unit Comanche 1,2 - SO2 Rate Annual v3.1, Unit 2685 and retrofits | 783 | 7264 | Rate Constraint in lbs/MMBtu | FALSE | L | Annual | Allowances Purchased SO2 | Thousand Tons | 0 | 0 | 0 | 0 | 0 | 0 | 0
Unit Comanche 1,2 - SO2 Rate Annual v3.1, Unit 2685 and retrofits | 783 | 7264 | Rate Constraint in lbs/MMBtu | FALSE | L | Annual | Allowances Sold SO2 | Thousand Tons | 0 | 0 | 0 | 0 | 0 | 0 | 0
Unit Comanche 1,2 - SO2 Rate Annual v3.1, Unit 2685 and retrofits | 783 | 7264 | Rate Constraint in lbs/MMBtu | FALSE | L | Annual | Allowances Banked | Thousand Tons | 0 | 0 | 0 | 0 | 0 | 0 | 0
Unit Comanche 1,2 - SO2 Rate Annual v3.1, Unit 2685 and retrofits | 783 | 7264 | Rate Constraint in lbs/MMBtu | FALSE | L | Annual | Allowances Withdrawn (1:1) | Thousand Tons | 0 | 0 | 0 | 0 | 0 | 0 | 0
Unit Comanche 1,2 - SO2 Rate Annual v3.1, Unit 2685 and retrofits | 783 | 7264 | Rate Constraint in lbs/MMBtu | FALSE | L | Annual | Allowances Withdrawn (n:1) | Thousand Tons | 0 | 0 | 0 | 0 | 0 | 0 | 0
Unit Comanche 1,2 - SO2 Rate Annual v3.1, Unit 2685 and retrofits | 783 | 7264 | Rate Constraint in lbs/MMBtu | FALSE | L | Annual | Net Emissions Allowance Position | Thousand Tons | 0 | 0 | 0 | 0 | 0 | 0 | 0
Unit Comanche 1,2 - SO2 Rate Annual v3.1, Unit 2685 and retrofits | 783 | 7264 | Rate Constraint in lbs/MMBtu | FALSE | L | Annual | Fuel Consumed | TBtu | 0 | 0 | 0 | 0 | 0 | 0 | 0
Unit Comanche 1,2 - SO2 Rate Annual v3.1, Unit 2685 and retrofits | 783 | 7264 | Rate Constraint in lbs/MMBtu | FALSE | L | Annual | Rate | lb/MMBtu | 0 | 0 | 0 | 0 | 0 | 0 | 0
Unit Comanche 1,2 - SO2 Rate Annual v3.1, Unit 2685 and retrofits | 783 | 7264 | Rate Constraint in lbs/MMBtu | FALSE | L | Annual | Generation | TWh | 0 | 0 | 0 | 0 | 0 | 0 | 0
Unit Comanche 1,2 - SO2 Rate Annual v3.1, Unit 2685 and retrofits | 783 | 7264 | Rate Constraint in lbs/MMBtu | FALSE | L | Annual | Qualifying Generation | TWh | 0 | 0 | 0 | 0 | 0 | 0 | 0
Unit Comanche 1,2 - SO2 Rate Annual v3.1, Unit 2685 and retrofits | 783 | 7264 | Rate Constraint in lbs/MMBtu | FALSE | L | Annual | Rate | lb/MWh | 0 | 0 | 0 | 0 | 0 | 0 | 0
Unit Comanche 1,2 - SO2 Rate Annual v3.1, Unit 2685 and retrofits | 783 | 7264 | Rate Constraint in lbs/MMBtu | FALSE | L | Annual | Constraint Shadow Price | US2019$/Ton | 0 | 0 | 0 | 0 | 0 | 0 | 0
Unit Comanche 3 - NOX Rate Annual v3.1, Unit 2652 and retrofits | 784 | 7267 | Rate Constraint in lbs/MMBtu | FALSE | L | Annual | Seasons Included | Seasons | Winter, WintShld, Summer | Winter, WintShld, Summer | Winter, WintShld, Summer | Winter, WintShld, Summer | Winter, WintShld, Summer | Winter, WintShld, Summer | Winter, WintShld, Summer
Unit Comanche 3 - NOX Rate Annual v3.1, Unit 2652 and retrofits | 784 | 7267 | Rate Constraint in lbs/MMBtu | FALSE | L | Annual | Standard NOX | lb/MMBtu | 0.08 | 0.08 | 0.08 | 0.08 | 0.08 | 0.08 | 0.08
Unit Comanche 3 - NOX Rate Annual v3.1, Unit 2652 and retrofits | 784 | 7267 | Rate Constraint in lbs/MMBtu | FALSE | L | Annual | Emissions at Affected Plants NOX | Thousand Tons | 0.4341 | 0.23307 | 0.0073229 | 0.0073229 | 0.0073229 | 0.0073229 | 0.0073229
Unit Comanche 3 - NOX Rate Annual v3.1, Unit 2652 and retrofits | 784 | 7267 | Rate Constraint in lbs/MMBtu | FALSE | L | Annual | Allowances Purchased NOX | Thousand Tons | 0 | 0 | 0 | 0 | 0 | 0 | 0
Unit Comanche 3 - NOX Rate Annual v3.1, Unit 2652 and retrofits | 784 | 7267 | Rate Constraint in lbs/MMBtu | FALSE | L | Annual | Allowances Sold NOX | Thousand Tons | 0 | 0 | 0 | 0 | 0 | 0 | 0
Unit Comanche 3 - NOX Rate Annual v3.1, Unit 2652 and retrofits | 784 | 7267 | Rate Constraint in lbs/MMBtu | FALSE | L | Annual | Allowances Banked | Thousand Tons | 0 | 0 | 0 | 0 | 0 | 0 | 0
Unit Comanche 3 - NOX Rate Annual v3.1, Unit 2652 and retrofits | 784 | 7267 | Rate Constraint in lbs/MMBtu | FALSE | L | Annual | Allowances Withdrawn (1:1) | Thousand Tons | 0 | 0 | 0 | 0 | 0 | 0 | 0
Unit Comanche 3 - NOX Rate Annual v3.1, Unit 2652 and retrofits | 784 | 7267 | Rate Constraint in lbs/MMBtu | FALSE | L | Annual | Allowances Withdrawn (n:1) | Thousand Tons | 0 | 0 | 0 | 0 | 0 | 0 | 0
Unit Comanche 3 - NOX Rate Annual v3.1, Unit 2652 and retrofits | 784 | 7267 | Rate Constraint in lbs/MMBtu | FALSE | L | Annual | Net Emissions Allowance Position | Thousand Tons | 0.4341 | 0.23307 | 0.0073229 | 0.0073229 | 0.0073229 | 0.0073229 | 0.0073229
Unit Comanche 3 - NOX Rate Annual v3.1, Unit 2652 and retrofits | 784 | 7267 | Rate Constraint in lbs/MMBtu | FALSE | L | Annual | Fuel Consumed | TBtu | 13.1606 | 7.0661 | 0.22201 | 0.22201 | 0.22201 | 0.22201 | 0.22201
Unit Comanche 3 - NOX Rate Annual v3.1, Unit 2652 and retrofits | 784 | 7267 | Rate Constraint in lbs/MMBtu | FALSE | L | Annual | Rate | lb/MMBtu | 0.06597 | 0.06597 | 0.06597 | 0.06597 | 0.06597 | 0.06597 | 0.06597
Unit Comanche 3 - NOX Rate Annual v3.1, Unit 2652 and retrofits | 784 | 7267 | Rate Constraint in lbs/MMBtu | FALSE | L | Annual | Generation | TWh | 1.2583 | 0.66856 | 0.014183 | 0.014183 | 0.014183 | 0.014183 | 0.014183
Unit Comanche 3 - NOX Rate Annual v3.1, Unit 2652 and retrofits | 784 | 7267 | Rate Constraint in lbs/MMBtu | FALSE | L | Annual | Qualifying Generation | TWh | 1.2583 | 0.66856 | 0.014183 | 0.014183 | 0.014183 | 0.014183 | 0.014183
Unit Comanche 3 - NOX Rate Annual v3.1, Unit 2652 and retrofits | 784 | 7267 | Rate Constraint in lbs/MMBtu | FALSE | L | Annual | Rate | lb/MWh | 0.68998 | 0.69725 | 1.0326 | 1.0326 | 1.0326 | 1.0326 | 1.0326
Unit Comanche 3 - NOX Rate Annual v3.1, Unit 2652 and retrofits | 784 | 7267 | Rate Constraint in lbs/MMBtu | FALSE | L | Annual | Constraint Shadow Price | US2019$/Ton | 0 | 0 | 0 | 0 | 0 | 0 | 0
Unit Comanche 3 - SO2 Rate Annual v3.1, Unit 2652 and retrofits | 785 | 7265 | Rate Constraint in lbs/MMBtu | FALSE | L | Annual | Seasons Included | Seasons | Winter, WintShld, Summer | Winter, WintShld, Summer | Winter, WintShld, Summer | Winter, WintShld, Summer | Winter, WintShld, Summer | Winter, WintShld, Summer | Winter, WintShld, Summer
Unit Comanche 3 - SO2 Rate Annual v3.1, Unit 2652 and retrofits | 785 | 7265 | Rate Constraint in lbs/MMBtu | FALSE | L | Annual | Standard SO2 | lb/MMBtu | 0.1 | 0.1 | 0.1 | 0.1 | 0.1 | 0.1 | 0.1
Unit Comanche 3 - SO2 Rate Annual v3.1, Unit 2652 and retrofits | 785 | 7265 | Rate Constraint in lbs/MMBtu | FALSE | L | Annual | Emissions at Affected Plants SO2 | Thousand Tons | 0.48574 | 0.2608 | 0.0081939 | 0.0081939 | 0.0081939 | 0.0081939 | 0.0081939
Unit Comanche 3 - SO2 Rate Annual v3.1, Unit 2652 and retrofits | 785 | 7265 | Rate Constraint in lbs/MMBtu | FALSE | L | Annual | Allowances Purchased SO2 | Thousand Tons | 0 | 0 | 0 | 0 | 0 | 0 | 0
Unit Comanche 3 - SO2 Rate Annual v3.1, Unit 2652 and retrofits | 785 | 7265 | Rate Constraint in lbs/MMBtu | FALSE | L | Annual | Allowances Sold SO2 | Thousand Tons | 0 | 0 | 0 | 0 | 0 | 0 | 0
Unit Comanche 3 - SO2 Rate Annual v3.1, Unit 2652 and retrofits | 785 | 7265 | Rate Constraint in lbs/MMBtu | FALSE | L | Annual | Allowances Banked | Thousand Tons | 0 | 0 | 0 | 0 | 0 | 0 | 0
Unit Comanche 3 - SO2 Rate Annual v3.1, Unit 2652 and retrofits | 785 | 7265 | Rate Constraint in lbs/MMBtu | FALSE | L | Annual | Allowances Withdrawn (1:1) | Thousand Tons | 0 | 0 | 0 | 0 | 0 | 0 | 0
Unit Comanche 3 - SO2 Rate Annual v3.1, Unit 2652 and retrofits | 785 | 7265 | Rate Constraint in lbs/MMBtu | FALSE | L | Annual | Allowances Withdrawn (n:1) | Thousand Tons | 0 | 0 | 0 | 0 | 0 | 0 | 0
Unit Comanche 3 - SO2 Rate Annual v3.1, Unit 2652 and retrofits | 785 | 7265 | Rate Constraint in lbs/MMBtu | FALSE | L | Annual | Net Emissions Allowance Position | Thousand Tons | 0.48574 | 0.2608 | 0.0081939 | 0.0081939 | 0.0081939 | 0.0081939 | 0.0081939
Unit Comanche 3 - SO2 Rate Annual v3.1, Unit 2652 and retrofits | 785 | 7265 | Rate Constraint in lbs/MMBtu | FALSE | L | Annual | Fuel Consumed | TBtu | 13.1606 | 7.0661 | 0.22201 | 0.22201 | 0.22201 | 0.22201 | 0.22201
Unit Comanche 3 - SO2 Rate Annual v3.1, Unit 2652 and retrofits | 785 | 7265 | Rate Constraint in lbs/MMBtu | FALSE | L | Annual | Rate | lb/MMBtu | 0.073817 | 0.073817 | 0.073817 | 0.073817 | 0.073817 | 0.073817 | 0.073817
Unit Comanche 3 - SO2 Rate Annual v3.1, Unit 2652 and retrofits | 785 | 7265 | Rate Constraint in lbs/MMBtu | FALSE | L | Annual | Generation | TWh | 1.2583 | 0.66856 | 0.014183 | 0.014183 | 0.014183 | 0.014183 | 0.014183
Unit Comanche 3 - SO2 Rate Annual v3.1, Unit 2652 and retrofits | 785 | 7265 | Rate Constraint in lbs/MMBtu | FALSE | L | Annual | Qualifying Generation | TWh | 1.2583 | 0.66856 | 0.014183 | 0.014183 | 0.014183 | 0.014183 | 0.014183
Unit Comanche 3 - SO2 Rate Annual v3.1, Unit 2652 and retrofits | 785 | 7265 | Rate Constraint in lbs/MMBtu | FALSE | L | Annual | Rate | lb/MWh | 0.77205 | 0.78018 | 1.1554 | 1.1554 | 1.1554 | 1.1554 | 1.1554
Unit Comanche 3 - SO2 Rate Annual v3.1, Unit 2652 and retrofits | 785 | 7265 | Rate Constraint in lbs/MMBtu | FALSE | L | Annual | Constraint Shadow Price | US2019$/Ton | 0 | 0 | 0 | 0 | 0 | 0 | 0
UT Bonanza - NOX Cap Annual v6.21 | 786 | 7730 | Rate Constraint in MTons | FALSE | L | Annual | Seasons Included | Seasons | Winter, WintShld, Summer | Winter, WintShld, Summer | Winter, WintShld, Summer | Winter, WintShld, Summer | Winter, WintShld, Summer | Winter, WintShld, Summer | Winter, WintShld, Summer
UT Bonanza - NOX Cap Annual v6.21 | 786 | 7730 | Rate Constraint in MTons | FALSE | L | Annual | Standard NOX | Thousand Tons | 5.7 | 5.7 | 5.7 | 5.7 | 5.7 | 5.7 | 5.7
UT Bonanza - NOX Cap Annual v6.21 | 786 | 7730 | Rate Constraint in MTons | FALSE | L | Annual | Emissions at Affected Plants NOX | Thousand Tons | 2.1857 | 0 | 0 | 0 | 0 | 0 | 0
UT Bonanza - NOX Cap Annual v6.21 | 786 | 7730 | Rate Constraint in MTons | FALSE | L | Annual | Allowances Purchased NOX | Thousand Tons | 0 | 0 | 0 | 0 | 0 | 0 | 0
UT Bonanza - NOX Cap Annual v6.21 | 786 | 7730 | Rate Constraint in MTons | FALSE | L | Annual | Allowances Sold NOX | Thousand Tons | 0 | 0 | 0 | 0 | 0 | 0 | 0
UT Bonanza - NOX Cap Annual v6.21 | 786 | 7730 | Rate Constraint in MTons | FALSE | L | Annual | Allowances Banked | Thousand Tons | 0 | 0 | 0 | 0 | 0 | 0 | 0
UT Bonanza - NOX Cap Annual v6.21 | 786 | 7730 | Rate Constraint in MTons | FALSE | L | Annual | Allowances Withdrawn (1:1) | Thousand Tons | 0 | 0 | 0 | 0 | 0 | 0 | 0
UT Bonanza - NOX Cap Annual v6.21 | 786 | 7730 | Rate Constraint in MTons | FALSE | L | Annual | Allowances Withdrawn (n:1) | Thousand Tons | 0 | 0 | 0 | 0 | 0 | 0 | 0
UT Bonanza - NOX Cap Annual v6.21 | 786 | 7730 | Rate Constraint in MTons | FALSE | L | Annual | Net Emissions Allowance Position | Thousand Tons | 2.1857 | 0 | 0 | 0 | 0 | 0 | 0
UT Bonanza - NOX Cap Annual v6.21 | 786 | 7730 | Rate Constraint in MTons | FALSE | L | Annual | Fuel Consumed | TBtu | 22 | 0 | 0 | 0 | 0 | 0 | 0
UT Bonanza - NOX Cap Annual v6.21 | 786 | 7730 | Rate Constraint in MTons | FALSE | L | Annual | Rate | lb/MMBtu | 0.1987 | 0 | 0 | 0 | 0 | 0 | 0
UT Bonanza - NOX Cap Annual v6.21 | 786 | 7730 | Rate Constraint in MTons | FALSE | L | Annual | Generation | TWh | 2.2037 | 0 | 0 | 0 | 0 | 0 | 0
UT Bonanza - NOX Cap Annual v6.21 | 786 | 7730 | Rate Constraint in MTons | FALSE | L | Annual | Qualifying Generation | TWh | 2.2037 | 0 | 0 | 0 | 0 | 0 | 0
UT Bonanza - NOX Cap Annual v6.21 | 786 | 7730 | Rate Constraint in MTons | FALSE | L | Annual | Rate | lb/MWh | 1.9836 | 0 | 0 | 0 | 0 | 0 | 0
UT Bonanza - NOX Cap Annual v6.21 | 786 | 7730 | Rate Constraint in MTons | FALSE | L | Annual | Constraint Shadow Price | US2019$/Ton | 0 | 0 | 0 | 0 | 0 | 0 | 0
UT Hg Rule - MER Removal Annual v.4.10 | 787 | 7363 | MACT Fuel Choice Floor in lbs/MMBtu | FALSE | L | Annual | Seasons Included | Seasons | Winter, WintShld, Summer | Winter, WintShld, Summer | Winter, WintShld, Summer | Winter, WintShld, Summer | Winter, WintShld, Summer | Winter, WintShld, Summer | Winter, WintShld, Summer
UT Hg Rule - MER Removal Annual v.4.10 | 787 | 7363 | MACT Fuel Choice Floor in lbs/MMBtu | FALSE | L | Annual | Emission Floor | lbs/MMBtu | 6.5e-07 | 6.5e-07 | 6.5e-07 | 6.5e-07 | 6.5e-07 | 6.5e-07 | 6.5e-07
UT Hg Rule - MER Removal Annual v.4.10 | 787 | 7363 | MACT Fuel Choice Floor in lbs/MMBtu | FALSE | L | Annual | Emissions at Affected Plants MER | lbs | 31.1001 | 43.0767 | 43.6273 | 43.4653 | 2.5739 | 1.6008 | 2.4816
UT Hg Rule - MER Removal Annual v.4.10 | 787 | 7363 | MACT Fuel Choice Floor in lbs/MMBtu | FALSE | L | Annual | Allowances Purchased MER | lbs | 0 | 0 | 0 | 0 | 0 | 0 | 0
UT Hg Rule - MER Removal Annual v.4.10 | 787 | 7363 | MACT Fuel Choice Floor in lbs/MMBtu | FALSE | L | Annual | Allowances Sold MER | lbs | 0 | 0 | 0 | 0 | 0 | 0 | 0
UT Hg Rule - MER Removal Annual v.4.10 | 787 | 7363 | MACT Fuel Choice Floor in lbs/MMBtu | FALSE | L | Annual | Allowances Banked | lbs | 0 | 0 | 0 | 0 | 0 | 0 | 0
UT Hg Rule - MER Removal Annual v.4.10 | 787 | 7363 | MACT Fuel Choice Floor in lbs/MMBtu | FALSE | L | Annual | Allowances Withdrawn (1:1) | lbs | 0 | 0 | 0 | 0 | 0 | 0 | 0
UT Hg Rule - MER Removal Annual v.4.10 | 787 | 7363 | MACT Fuel Choice Floor in lbs/MMBtu | FALSE | L | Annual | Allowances Withdrawn (n:1) | lbs | 0 | 0 | 0 | 0 | 0 | 0 | 0
UT Hg Rule - MER Removal Annual v.4.10 | 787 | 7363 | MACT Fuel Choice Floor in lbs/MMBtu | FALSE | L | Annual | Net Emissions Allowance Position | lbs | 31.1001 | 43.0767 | 43.6273 | 43.4653 | 2.5739 | 1.6008 | 2.4816
UT Hg Rule - MER Removal Annual v.4.10 | 787 | 7363 | MACT Fuel Choice Floor in lbs/MMBtu | FALSE | L | Annual | Fuel Consumed | TBtu | 137.9315 | 97.7286 | 98.7511 | 98.4503 | 4.8195 | 2.9727 | 4.6083
UT Hg Rule - MER Removal Annual v.4.10 | 787 | 7363 | MACT Fuel Choice Floor in lbs/MMBtu | FALSE | L | Annual | Rate | lb/MMBtu | 2.2547e-07 | 4.4078e-07 | 4.4179e-07 | 4.4149e-07 | 5.3405e-07 | 5.385e-07 | 5.385e-07
UT Hg Rule - MER Removal Annual v.4.10 | 787 | 7363 | MACT Fuel Choice Floor in lbs/MMBtu | FALSE | L | Annual | Generation | TWh | 13.4607 | 6.5624 | 6.6391 | 6.6146 | 0.38934 | 0.24199 | 0.37514
UT Hg Rule - MER Removal Annual v.4.10 | 787 | 7363 | MACT Fuel Choice Floor in lbs/MMBtu | FALSE | L | Annual | Qualifying Generation | TWh | 13.4607 | 6.5624 | 6.6391 | 6.6146 | 0.38934 | 0.24199 | 0.37514
UT Hg Rule - MER Removal Annual v.4.10 | 787 | 7363 | MACT Fuel Choice Floor in lbs/MMBtu | FALSE | L | Annual | Constraint Shadow Price | US2019$/Lb | 0 | 0 | 0 | 0 | 0 | 0 | 0
Virginia City Hybrid Unit 1 SO2 Rate v6.20 | 788 | 7664 | Rate Constraint in lbs/MMBtu | FALSE | L | Annual | Seasons Included | Seasons | Winter, WintShld, Summer | Winter, WintShld, Summer | Winter, WintShld, Summer | Winter, WintShld, Summer | Winter, WintShld, Summer | Winter, WintShld, Summer | Winter, WintShld, Summer
Virginia City Hybrid Unit 1 SO2 Rate v6.20 | 788 | 7664 | Rate Constraint in lbs/MMBtu | FALSE | L | Annual | Standard SO2 | lb/MMBtu | 0.022 | 0.022 | 0.022 | 0.022 | 0.022 | 0.022 | 0.022
Virginia City Hybrid Unit 1 SO2 Rate v6.20 | 788 | 7664 | Rate Constraint in lbs/MMBtu | FALSE | L | Annual | Emissions at Affected Plants SO2 | Thousand Tons | 0.14405 | 0.14263 | 0.068598 | 0.061234 | 0.021427 | 0 | 0
Virginia City Hybrid Unit 1 SO2 Rate v6.20 | 788 | 7664 | Rate Constraint in lbs/MMBtu | FALSE | L | Annual | Allowances Purchased SO2 | Thousand Tons | 0 | 0 | 0 | 0 | 0 | 0 | 0
Virginia City Hybrid Unit 1 SO2 Rate v6.20 | 788 | 7664 | Rate Constraint in lbs/MMBtu | FALSE | L | Annual | Allowances Sold SO2 | Thousand Tons | 0 | 0 | 0 | 0 | 0 | 0 | 0
Virginia City Hybrid Unit 1 SO2 Rate v6.20 | 788 | 7664 | Rate Constraint in lbs/MMBtu | FALSE | L | Annual | Allowances Banked | Thousand Tons | 0 | 0 | 0 | 0 | 0 | 0 | 0
Virginia City Hybrid Unit 1 SO2 Rate v6.20 | 788 | 7664 | Rate Constraint in lbs/MMBtu | FALSE | L | Annual | Allowances Withdrawn (1:1) | Thousand Tons | 0 | 0 | 0 | 0 | 0 | 0 | 0
Virginia City Hybrid Unit 1 SO2 Rate v6.20 | 788 | 7664 | Rate Constraint in lbs/MMBtu | FALSE | L | Annual | Allowances Withdrawn (n:1) | Thousand Tons | 0 | 0 | 0 | 0 | 0 | 0 | 0
Virginia City Hybrid Unit 1 SO2 Rate v6.20 | 788 | 7664 | Rate Constraint in lbs/MMBtu | FALSE | L | Annual | Net Emissions Allowance Position | Thousand Tons | 0.14405 | 0.14263 | 0.068598 | 0.061234 | 0.021427 | 0 | 0
Virginia City Hybrid Unit 1 SO2 Rate v6.20 | 788 | 7664 | Rate Constraint in lbs/MMBtu | FALSE | L | Annual | Fuel Consumed | TBtu | 16.0059 | 15.8478 | 7.622 | 6.8038 | 2.3807 | 0 | 0
Virginia City Hybrid Unit 1 SO2 Rate v6.20 | 788 | 7664 | Rate Constraint in lbs/MMBtu | FALSE | L | Annual | Rate | lb/MMBtu | 0.018 | 0.018 | 0.018 | 0.018 | 0.018 | 0 | 0
Virginia City Hybrid Unit 1 SO2 Rate v6.20 | 788 | 7664 | Rate Constraint in lbs/MMBtu | FALSE | L | Annual | Generation | TWh | 1.6098 | 1.5939 | 0.65897 | 0.57668 | 0.16637 | 0 | 0
Virginia City Hybrid Unit 1 SO2 Rate v6.20 | 788 | 7664 | Rate Constraint in lbs/MMBtu | FALSE | L | Annual | Qualifying Generation | TWh | 1.6098 | 1.5939 | 0.65897 | 0.57668 | 0.16637 | 0 | 0
Virginia City Hybrid Unit 1 SO2 Rate v6.20 | 788 | 7664 | Rate Constraint in lbs/MMBtu | FALSE | L | Annual | Rate | lb/MWh | 0.17897 | 0.17897 | 0.2082 | 0.21237 | 0.25758 | 0 | 0
Virginia City Hybrid Unit 1 SO2 Rate v6.20 | 788 | 7664 | Rate Constraint in lbs/MMBtu | FALSE | L | Annual | Constraint Shadow Price | US2019$/Ton | 0 | 0 | 0 | 0 | 0 | 0 | 0
Virginia City Hybrid Unit 2 SO2 Rate v6.20 | 789 | 7665 | Rate Constraint in lbs/MMBtu | FALSE | L | Annual | Seasons Included | Seasons | Winter, WintShld, Summer | Winter, WintShld, Summer | Winter, WintShld, Summer | Winter, WintShld, Summer | Winter, WintShld, Summer | Winter, WintShld, Summer | Winter, WintShld, Summer
Virginia City Hybrid Unit 2 SO2 Rate v6.20 | 789 | 7665 | Rate Constraint in lbs/MMBtu | FALSE | L | Annual | Standard SO2 | lb/MMBtu | 0.022 | 0.022 | 0.022 | 0.022 | 0.022 | 0.022 | 0.022
Virginia City Hybrid Unit 2 SO2 Rate v6.20 | 789 | 7665 | Rate Constraint in lbs/MMBtu | FALSE | L | Annual | Emissions at Affected Plants SO2 | Thousand Tons | 0.12453 | 0.11603 | 0.038465 | 0.030819 | 0 | 0 | 0
Virginia City Hybrid Unit 2 SO2 Rate v6.20 | 789 | 7665 | Rate Constraint in lbs/MMBtu | FALSE | L | Annual | Allowances Purchased SO2 | Thousand Tons | 0 | 0 | 0 | 0 | 0 | 0 | 0
Virginia City Hybrid Unit 2 SO2 Rate v6.20 | 789 | 7665 | Rate Constraint in lbs/MMBtu | FALSE | L | Annual | Allowances Sold SO2 | Thousand Tons | 0 | 0 | 0 | 0 | 0 | 0 | 0
Virginia City Hybrid Unit 2 SO2 Rate v6.20 | 789 | 7665 | Rate Constraint in lbs/MMBtu | FALSE | L | Annual | Allowances Banked | Thousand Tons | 0 | 0 | 0 | 0 | 0 | 0 | 0
Virginia City Hybrid Unit 2 SO2 Rate v6.20 | 789 | 7665 | Rate Constraint in lbs/MMBtu | FALSE | L | Annual | Allowances Withdrawn (1:1) | Thousand Tons | 0 | 0 | 0 | 0 | 0 | 0 | 0
Virginia City Hybrid Unit 2 SO2 Rate v6.20 | 789 | 7665 | Rate Constraint in lbs/MMBtu | FALSE | L | Annual | Allowances Withdrawn (n:1) | Thousand Tons | 0 | 0 | 0 | 0 | 0 | 0 | 0
Virginia City Hybrid Unit 2 SO2 Rate v6.20 | 789 | 7665 | Rate Constraint in lbs/MMBtu | FALSE | L | Annual | Net Emissions Allowance Position | Thousand Tons | 0.12453 | 0.11603 | 0.038465 | 0.030819 | 0 | 0 | 0
Virginia City Hybrid Unit 2 SO2 Rate v6.20 | 789 | 7665 | Rate Constraint in lbs/MMBtu | FALSE | L | Annual | Fuel Consumed | TBtu | 16.0059 | 14.9136 | 4.9441 | 3.9613 | 0 | 0 | 0
Virginia City Hybrid Unit 2 SO2 Rate v6.20 | 789 | 7665 | Rate Constraint in lbs/MMBtu | FALSE | L | Annual | Rate | lb/MMBtu | 0.01556 | 0.01556 | 0.01556 | 0.01556 | 0 | 0 | 0
Virginia City Hybrid Unit 2 SO2 Rate v6.20 | 789 | 7665 | Rate Constraint in lbs/MMBtu | FALSE | L | Annual | Generation | TWh | 1.6098 | 1.4999 | 0.49724 | 0.3984 | 0 | 0 | 0
Virginia City Hybrid Unit 2 SO2 Rate v6.20 | 789 | 7665 | Rate Constraint in lbs/MMBtu | FALSE | L | Annual | Qualifying Generation | TWh | 1.6098 | 1.4999 | 0.49724 | 0.3984 | 0 | 0 | 0
Virginia City Hybrid Unit 2 SO2 Rate v6.20 | 789 | 7665 | Rate Constraint in lbs/MMBtu | FALSE | L | Annual | Rate | lb/MWh | 0.15471 | 0.15471 | 0.15471 | 0.15471 | 0 | 0 | 0
Virginia City Hybrid Unit 2 SO2 Rate v6.20 | 789 | 7665 | Rate Constraint in lbs/MMBtu | FALSE | L | Annual | Constraint Shadow Price | US2019$/Ton | 0 | 0 | 0 | 0 | 0 | 0 | 0
WA - CO2 Cap Annual v6.21 | 790 | 7788 | Rate Constraint in MTons | FALSE | L | Annual | Seasons Included | Seasons | Winter, WintShld, Summer | Winter, WintShld, Summer | Winter, WintShld, Summer | Winter, WintShld, Summer | Winter, WintShld, Summer | Winter, WintShld, Summer | Winter, WintShld, Summer
WA - CO2 Cap Annual v6.21 | 790 | 7788 | Rate Constraint in MTons | FALSE | L | Annual | Standard CO2 | Thousand Tons | 50548.8002 | 43440.3751 | 33567.5626 | 23694.7501 | 13821.9375 | 3949.125 | 3949.125
WA - CO2 Cap Annual v6.21 | 790 | 7788 | Rate Constraint in MTons | FALSE | L | Annual | Emissions at Affected Plants CO2 | Thousand Tons | 2076.0386 | 5454.2054 | 5099.2737 | 4353.3968 | 3751.8113 | 3549.429 | 3396.7922
WA - CO2 Cap Annual v6.21 | 790 | 7788 | Rate Constraint in MTons | FALSE | L | Annual | Allowances Purchased CO2 | Thousand Tons | 0 | 0 | 0 | 0 | 0 | 0 | 0
WA - CO2 Cap Annual v6.21 | 790 | 7788 | Rate Constraint in MTons | FALSE | L | Annual | Allowances Sold CO2 | Thousand Tons | 0 | 0 | 0 | 0 | 0 | 0 | 0
WA - CO2 Cap Annual v6.21 | 790 | 7788 | Rate Constraint in MTons | FALSE | L | Annual | Allowances Banked | Thousand Tons | 0 | 0 | 0 | 0 | 0 | 0 | 0
WA - CO2 Cap Annual v6.21 | 790 | 7788 | Rate Constraint in MTons | FALSE | L | Annual | Allowances Withdrawn (1:1) | Thousand Tons | 0 | 0 | 0 | 0 | 0 | 0 | 0
WA - CO2 Cap Annual v6.21 | 790 | 7788 | Rate Constraint in MTons | FALSE | L | Annual | Allowances Withdrawn (n:1) | Thousand Tons | 0 | 0 | 0 | 0 | 0 | 0 | 0
WA - CO2 Cap Annual v6.21 | 790 | 7788 | Rate Constraint in MTons | FALSE | L | Annual | Net Emissions Allowance Position | Thousand Tons | 2076.0386 | 5454.2054 | 5099.2737 | 4353.3968 | 3751.8113 | 3549.429 | 3396.7922
WA - CO2 Cap Annual v6.21 | 790 | 7788 | Rate Constraint in MTons | FALSE | L | Annual | Fuel Consumed | TBtu | 39.0511 | 96.1568 | 90.48 | 77.7331 | 67.0385 | 63.6407 | 61.0335
WA - CO2 Cap Annual v6.21 | 790 | 7788 | Rate Constraint in MTons | FALSE | L | Annual | Rate | lb/MMBtu | 106.3241 | 113.4439 | 112.7161 | 112.0089 | 111.9301 | 111.5458 | 111.3092
WA - CO2 Cap Annual v6.21 | 790 | 7788 | Rate Constraint in MTons | FALSE | L | Annual | Generation | TWh | 4.6753 | 12.2163 | 11.4391 | 9.7577 | 8.2659 | 7.8241 | 7.4565
WA - CO2 Cap Annual v6.21 | 790 | 7788 | Rate Constraint in MTons | FALSE | L | Annual | Qualifying Generation | TWh | 4.6753 | 12.2163 | 11.4391 | 9.7577 | 8.2659 | 7.8241 | 7.4565
WA - CO2 Cap Annual v6.21 | 790 | 7788 | Rate Constraint in MTons | FALSE | L | Annual | Rate | lb/MWh | 888.0804 | 892.9366 | 891.5482 | 892.2979 | 907.7813 | 907.3082 | 911.0906
WA - CO2 Cap Annual v6.21 | 790 | 7788 | Rate Constraint in MTons | FALSE | L | Annual | Constraint Shadow Price | US2019$/Ton | 0 | 0 | 0 | 0 | 0 | 0 | 0
WA - CO2 Penalty Annual v5.13 | 791 | 7357 | Rate Constraint in MTons | FALSE | L | Annual | Seasons Included | Seasons | Winter, WintShld, Summer | Winter, WintShld, Summer | Winter, WintShld, Summer | Winter, WintShld, Summer | Winter, WintShld, Summer | Winter, WintShld, Summer | Winter, WintShld, Summer
WA - CO2 Penalty Annual v5.13 | 791 | 7357 | Rate Constraint in MTons | FALSE | L | Annual | Standard CO2 | Thousand Tons | 0 | 0 | 0 | 0 | 0 | 0 | 0
WA - CO2 Penalty Annual v5.13 | 791 | 7357 | Rate Constraint in MTons | FALSE | L | Annual | Emissions at Affected Plants CO2 | Thousand Tons | 0 | 0 | 0 | 0 | 0 | 0 | 0
WA - CO2 Penalty Annual v5.13 | 791 | 7357 | Rate Constraint in MTons | FALSE | L | Annual | Allowances Purchased CO2 | Thousand Tons | 0 | 0 | 0 | 0 | 0 | 0 | 0
WA - CO2 Penalty Annual v5.13 | 791 | 7357 | Rate Constraint in MTons | FALSE | L | Annual | Allowances Sold CO2 | Thousand Tons | 0 | 0 | 0 | 0 | 0 | 0 | 0
WA - CO2 Penalty Annual v5.13 | 791 | 7357 | Rate Constraint in MTons | FALSE | L | Annual | Allowances Banked | Thousand Tons | 0 | 0 | 0 | 0 | 0 | 0 | 0
WA - CO2 Penalty Annual v5.13 | 791 | 7357 | Rate Constraint in MTons | FALSE | L | Annual | Allowances Withdrawn (1:1) | Thousand Tons | 0 | 0 | 0 | 0 | 0 | 0 | 0
WA - CO2 Penalty Annual v5.13 | 791 | 7357 | Rate Constraint in MTons | FALSE | L | Annual | Allowances Withdrawn (n:1) | Thousand Tons | 0 | 0 | 0 | 0 | 0 | 0 | 0
WA - CO2 Penalty Annual v5.13 | 791 | 7357 | Rate Constraint in MTons | FALSE | L | Annual | Net Emissions Allowance Position | Thousand Tons | 0 | 0 | 0 | 0 | 0 | 0 | 0
WA - CO2 Penalty Annual v5.13 | 791 | 7357 | Rate Constraint in MTons | FALSE | L | Annual | Fuel Consumed | TBtu | 0 | 0 | 0 | 0 | 0 | 0 | 0
WA - CO2 Penalty Annual v5.13 | 791 | 7357 | Rate Constraint in MTons | FALSE | L | Annual | Rate | lb/MMBtu | 0 | 0 | 0 | 0 | 0 | 0 | 0
WA - CO2 Penalty Annual v5.13 | 791 | 7357 | Rate Constraint in MTons | FALSE | L | Annual | Generation | TWh | 0 | 0 | 0 | 0 | 0 | 0 | 0
WA - CO2 Penalty Annual v5.13 | 791 | 7357 | Rate Constraint in MTons | FALSE | L | Annual | Qualifying Generation | TWh | 0 | 0 | 0 | 0 | 0 | 0 | 0
WA - CO2 Penalty Annual v5.13 | 791 | 7357 | Rate Constraint in MTons | FALSE | L | Annual | Rate | lb/MWh | 0 | 0 | 0 | 0 | 0 | 0 | 0
WA - CO2 Penalty Annual v5.13 | 791 | 7357 | Rate Constraint in MTons | FALSE | L | Annual | Constraint Shadow Price | US2019$/Ton | 1.933 | 1.9327 | 1.9325 | 0 | 0 | 0 | 0
WA - CO2 Rate Limit (New Advanced Coal with CCS) | 792 | 7364 | Rate Constraint in lbs/MWh | FALSE | L | Annual | Seasons Included | Seasons | Winter, WintShld, Summer | Winter, WintShld, Summer | Winter, WintShld, Summer | Winter, WintShld, Summer | Winter, WintShld, Summer | Winter, WintShld, Summer | Winter, WintShld, Summer
WA - CO2 Rate Limit (New Advanced Coal with CCS) | 792 | 7364 | Rate Constraint in lbs/MWh | FALSE | L | Annual | Standard CO2 | lb/MWh | 970 | 970 | 970 | 970 | 970 | 970 | 970
WA - CO2 Rate Limit (New Advanced Coal with CCS) | 792 | 7364 | Rate Constraint in lbs/MWh | FALSE | L | Annual | Emissions at Affected Plants CO2 | Thousand Tons | 0 | 0 | 0 | 0 | 0 | 0 | 0
WA - CO2 Rate Limit (New Advanced Coal with CCS) | 792 | 7364 | Rate Constraint in lbs/MWh | FALSE | L | Annual | Allowances Purchased CO2 | Thousand Tons | 0 | 0 | 0 | 0 | 0 | 0 | 0
WA - CO2 Rate Limit (New Advanced Coal with CCS) | 792 | 7364 | Rate Constraint in lbs/MWh | FALSE | L | Annual | Allowances Sold CO2 | Thousand Tons | 0 | 0 | 0 | 0 | 0 | 0 | 0
WA - CO2 Rate Limit (New Advanced Coal with CCS) | 792 | 7364 | Rate Constraint in lbs/MWh | FALSE | L | Annual | Allowances Banked | Thousand Tons | 0 | 0 | 0 | 0 | 0 | 0 | 0
WA - CO2 Rate Limit (New Advanced Coal with CCS) | 792 | 7364 | Rate Constraint in lbs/MWh | FALSE | L | Annual | Allowances Withdrawn (1:1) | Thousand Tons | 0 | 0 | 0 | 0 | 0 | 0 | 0
WA - CO2 Rate Limit (New Advanced Coal with CCS) | 792 | 7364 | Rate Constraint in lbs/MWh | FALSE | L | Annual | Allowances Withdrawn (n:1) | Thousand Tons | 0 | 0 | 0 | 0 | 0 | 0 | 0
WA - CO2 Rate Limit (New Advanced Coal with CCS) | 792 | 7364 | Rate Constraint in lbs/MWh | FALSE | L | Annual | Net Emissions Allowance Position | Thousand Tons | 0 | 0 | 0 | 0 | 0 | 0 | 0
WA - CO2 Rate Limit (New Advanced Coal with CCS) | 792 | 7364 | Rate Constraint in lbs/MWh | FALSE | L | Annual | Fuel Consumed | TBtu | 0 | 0 | 0 | 0 | 0 | 0 | 0
WA - CO2 Rate Limit (New Advanced Coal with CCS) | 792 | 7364 | Rate Constraint in lbs/MWh | FALSE | L | Annual | Rate | lb/MMBtu | 0 | 0 | 0 | 0 | 0 | 0 | 0
WA - CO2 Rate Limit (New Advanced Coal with CCS) | 792 | 7364 | Rate Constraint in lbs/MWh | FALSE | L | Annual | Generation | TWh | 0 | 0 | 0 | 0 | 0 | 0 | 0
WA - CO2 Rate Limit (New Advanced Coal with CCS) | 792 | 7364 | Rate Constraint in lbs/MWh | FALSE | L | Annual | Qualifying Generation | TWh | 0 | 0 | 0 | 0 | 0 | 0 | 0
WA - CO2 Rate Limit (New Advanced Coal with CCS) | 792 | 7364 | Rate Constraint in lbs/MWh | FALSE | L | Annual | Constraint Shadow Price | US2019$/Ton | 0 | 0 | 0 | 0 | 0 | 0 | 0
WI CC NGas NOx Annual Rate v3.1 | 793 | 7368 | Rate Constraint in lbs/MMBtu | FALSE | L | Annual | Seasons Included | Seasons | Winter, WintShld, Summer | Winter, WintShld, Summer | Winter, WintShld, Summer | Winter, WintShld, Summer | Winter, WintShld, Summer | Winter, WintShld, Summer | Winter, WintShld, Summer
WI CC NGas NOx Annual Rate v3.1 | 793 | 7368 | Rate Constraint in lbs/MMBtu | FALSE | L | Annual | Standard NOX | lb/MMBtu | 0.04 | 0.04 | 0.04 | 0.04 | 0.04 | 0.04 | 0.04
WI CC NGas NOx Annual Rate v3.1 | 793 | 7368 | Rate Constraint in lbs/MMBtu | FALSE | L | Annual | Emissions at Affected Plants NOX | Thousand Tons | 0.27513 | 0.30875 | 0.16562 | 0.11053 | 0.074468 | 0.075674 | 0.075674
WI CC NGas NOx Annual Rate v3.1 | 793 | 7368 | Rate Constraint in lbs/MMBtu | FALSE | L | Annual | Allowances Purchased NOX | Thousand Tons | 0 | 0 | 0 | 0 | 0 | 0 | 0
WI CC NGas NOx Annual Rate v3.1 | 793 | 7368 | Rate Constraint in lbs/MMBtu | FALSE | L | Annual | Allowances Sold NOX | Thousand Tons | 0 | 0 | 0 | 0 | 0 | 0 | 0
WI CC NGas NOx Annual Rate v3.1 | 793 | 7368 | Rate Constraint in lbs/MMBtu | FALSE | L | Annual | Allowances Banked | Thousand Tons | 0 | 0 | 0 | 0 | 0 | 0 | 0
WI CC NGas NOx Annual Rate v3.1 | 793 | 7368 | Rate Constraint in lbs/MMBtu | FALSE | L | Annual | Allowances Withdrawn (1:1) | Thousand Tons | 0 | 0 | 0 | 0 | 0 | 0 | 0
WI CC NGas NOx Annual Rate v3.1 | 793 | 7368 | Rate Constraint in lbs/MMBtu | FALSE | L | Annual | Allowances Withdrawn (n:1) | Thousand Tons | 0 | 0 | 0 | 0 | 0 | 0 | 0
WI CC NGas NOx Annual Rate v3.1 | 793 | 7368 | Rate Constraint in lbs/MMBtu | FALSE | L | Annual | Net Emissions Allowance Position | Thousand Tons | 0.27513 | 0.30875 | 0.16562 | 0.11053 | 0.074468 | 0.075674 | 0.075674
WI CC NGas NOx Annual Rate v3.1 | 793 | 7368 | Rate Constraint in lbs/MMBtu | FALSE | L | Annual | Fuel Consumed | TBtu | 56.8519 | 63.7999 | 34.2226 | 22.8394 | 15.388 | 15.6373 | 15.6373
WI CC NGas NOx Annual Rate v3.1 | 793 | 7368 | Rate Constraint in lbs/MMBtu | FALSE | L | Annual | Rate | lb/MMBtu | 0.0096787 | 0.0096787 | 0.0096787 | 0.0096787 | 0.0096787 | 0.0096787 | 0.0096787
WI CC NGas NOx Annual Rate v3.1 | 793 | 7368 | Rate Constraint in lbs/MMBtu | FALSE | L | Annual | Generation | TWh | 8.0641 | 9.0496 | 4.8543 | 3.2396 | 2.1827 | 2.2181 | 2.2181
WI CC NGas NOx Annual Rate v3.1 | 793 | 7368 | Rate Constraint in lbs/MMBtu | FALSE | L | Annual | Qualifying Generation | TWh | 8.0641 | 9.0496 | 4.8543 | 3.2396 | 2.1827 | 2.2181 | 2.2181
WI CC NGas NOx Annual Rate v3.1 | 793 | 7368 | Rate Constraint in lbs/MMBtu | FALSE | L | Annual | Rate | lb/MWh | 0.068235 | 0.068235 | 0.068235 | 0.068235 | 0.068235 | 0.068235 | 0.068235
WI CC NGas NOx Annual Rate v3.1 | 793 | 7368 | Rate Constraint in lbs/MMBtu | FALSE | L | Annual | Constraint Shadow Price | US2019$/Ton | 0 | 0 | 0 | 0 | 0 | 0 | 0
WI CoalUnits1 NOx Annual Rate v3.1 | 794 | 7365 | Rate Constraint in lbs/MMBtu | FALSE | L | Annual | Seasons Included | Seasons | Winter, WintShld, Summer | Winter, WintShld, Summer | Winter, WintShld, Summer | Winter, WintShld, Summer | Winter, WintShld, Summer | Winter, WintShld, Summer | Winter, WintShld, Summer
WI CoalUnits1 NOx Annual Rate v3.1 | 794 | 7365 | Rate Constraint in lbs/MMBtu | FALSE | L | Annual | Standard NOX | lb/MMBtu | 0.1 | 0.1 | 0.1 | 0.1 | 0.1 | 0.1 | 0.1
WI CoalUnits1 NOx Annual Rate v3.1 | 794 | 7365 | Rate Constraint in lbs/MMBtu | FALSE | L | Annual | Emissions at Affected Plants NOX | Thousand Tons | 2.438 | 1.7979 | 0 | 0 | 0 | 0 | 0
WI CoalUnits1 NOx Annual Rate v3.1 | 794 | 7365 | Rate Constraint in lbs/MMBtu | FALSE | L | Annual | Allowances Purchased NOX | Thousand Tons | 0 | 0 | 0 | 0 | 0 | 0 | 0
WI CoalUnits1 NOx Annual Rate v3.1 | 794 | 7365 | Rate Constraint in lbs/MMBtu | FALSE | L | Annual | Allowances Sold NOX | Thousand Tons | 0 | 0 | 0 | 0 | 0 | 0 | 0
WI CoalUnits1 NOx Annual Rate v3.1 | 794 | 7365 | Rate Constraint in lbs/MMBtu | FALSE | L | Annual | Allowances Banked | Thousand Tons | 0 | 0 | 0 | 0 | 0 | 0 | 0
WI CoalUnits1 NOx Annual Rate v3.1 | 794 | 7365 | Rate Constraint in lbs/MMBtu | FALSE | L | Annual | Allowances Withdrawn (1:1) | Thousand Tons | 0 | 0 | 0 | 0 | 0 | 0 | 0
WI CoalUnits1 NOx Annual Rate v3.1 | 794 | 7365 | Rate Constraint in lbs/MMBtu | FALSE | L | Annual | Allowances Withdrawn (n:1) | Thousand Tons | 0 | 0 | 0 | 0 | 0 | 0 | 0
WI CoalUnits1 NOx Annual Rate v3.1 | 794 | 7365 | Rate Constraint in lbs/MMBtu | FALSE | L | Annual | Net Emissions Allowance Position | Thousand Tons | 2.438 | 1.7979 | 0 | 0 | 0 | 0 | 0
WI CoalUnits1 NOx Annual Rate v3.1 | 794 | 7365 | Rate Constraint in lbs/MMBtu | FALSE | L | Annual | Fuel Consumed | TBtu | 77.628 | 57.3066 | 0 | 0 | 0 | 0 | 0
WI CoalUnits1 NOx Annual Rate v3.1 | 794 | 7365 | Rate Constraint in lbs/MMBtu | FALSE | L | Annual | Rate | lb/MMBtu | 0.062812 | 0.062748 | 0 | 0 | 0 | 0 | 0
WI CoalUnits1 NOx Annual Rate v3.1 | 794 | 7365 | Rate Constraint in lbs/MMBtu | FALSE | L | Annual | Generation | TWh | 8.0691 | 5.9596 | 0 | 0 | 0 | 0 | 0
WI CoalUnits1 NOx Annual Rate v3.1 | 794 | 7365 | Rate Constraint in lbs/MMBtu | FALSE | L | Annual | Qualifying Generation | TWh | 8.0691 | 5.9596 | 0 | 0 | 0 | 0 | 0
WI CoalUnits1 NOx Annual Rate v3.1 | 794 | 7365 | Rate Constraint in lbs/MMBtu | FALSE | L | Annual | Rate | lb/MWh | 0.60428 | 0.60338 | 0 | 0 | 0 | 0 | 0
WI CoalUnits1 NOx Annual Rate v3.1 | 794 | 7365 | Rate Constraint in lbs/MMBtu | FALSE | L | Annual | Constraint Shadow Price | US2019$/Ton | 0 | 0 | 0 | 0 | 0 | 0 | 0
WI CT DFO NOx Annual Rate v3.1 | 795 | 7367 | Rate Constraint in lbs/MMBtu | FALSE | L | Annual | Seasons Included | Seasons | Winter, WintShld, Summer | Winter, WintShld, Summer | Winter, WintShld, Summer | Winter, WintShld, Summer | Winter, WintShld, Summer | Winter, WintShld, Summer | Winter, WintShld, Summer
WI CT DFO NOx Annual Rate v3.1 | 795 | 7367 | Rate Constraint in lbs/MMBtu | FALSE | L | Annual | Standard NOX | lb/MMBtu | 0.41 | 0.41 | 0.41 | 0.41 | 0.41 | 0.41 | 0.41
WI CT DFO NOx Annual Rate v3.1 | 795 | 7367 | Rate Constraint in lbs/MMBtu | FALSE | L | Annual | Emissions at Affected Plants NOX | Thousand Tons | 0.028052 | 0.046672 | 0.059093 | 0.012013 | 0.018996 | 0.019122 | 0.031298
WI CT DFO NOx Annual Rate v3.1 | 795 | 7367 | Rate Constraint in lbs/MMBtu | FALSE | L | Annual | Allowances Purchased NOX | Thousand Tons | 0 | 0 | 0 | 0 | 0 | 0 | 0
WI CT DFO NOx Annual Rate v3.1 | 795 | 7367 | Rate Constraint in lbs/MMBtu | FALSE | L | Annual | Allowances Sold NOX | Thousand Tons | 0 | 0 | 0 | 0 | 0 | 0 | 0
WI CT DFO NOx Annual Rate v3.1 | 795 | 7367 | Rate Constraint in lbs/MMBtu | FALSE | L | Annual | Allowances Banked | Thousand Tons | 0 | 0 | 0 | 0 | 0 | 0 | 0
WI CT DFO NOx Annual Rate v3.1 | 795 | 7367 | Rate Constraint in lbs/MMBtu | FALSE | L | Annual | Allowances Withdrawn (1:1) | Thousand Tons | 0 | 0 | 0 | 0 | 0 | 0 | 0
WI CT DFO NOx Annual Rate v3.1 | 795 | 7367 | Rate Constraint in lbs/MMBtu | FALSE | L | Annual | Allowances Withdrawn (n:1) | Thousand Tons | 0 | 0 | 0 | 0 | 0 | 0 | 0
WI CT DFO NOx Annual Rate v3.1 | 795 | 7367 | Rate Constraint in lbs/MMBtu | FALSE | L | Annual | Net Emissions Allowance Position | Thousand Tons | 0.028052 | 0.046672 | 0.059093 | 0.012013 | 0.018996 | 0.019122 | 0.031298
WI CT DFO NOx Annual Rate v3.1 | 795 | 7367 | Rate Constraint in lbs/MMBtu | FALSE | L | Annual | Fuel Consumed | TBtu | 5.1004 | 8.4858 | 10.7442 | 2.1842 | 3.4539 | 3.4767 | 5.6905
WI CT DFO NOx Annual Rate v3.1 | 795 | 7367 | Rate Constraint in lbs/MMBtu | FALSE | L | Annual | Rate | lb/MMBtu | 0.011 | 0.011 | 0.011 | 0.011 | 0.011 | 0.011 | 0.011
WI CT DFO NOx Annual Rate v3.1 | 795 | 7367 | Rate Constraint in lbs/MMBtu | FALSE | L | Annual | Generation | TWh | 0.53888 | 0.89861 | 1.1391 | 0.23165 | 0.36631 | 0.36873 | 0.60352
WI CT DFO NOx Annual Rate v3.1 | 795 | 7367 | Rate Constraint in lbs/MMBtu | FALSE | L | Annual | Qualifying Generation | TWh | 0.51493 | 0.85672 | 1.0847 | 0.22051 | 0.3487 | 0.351 | 0.57451
WI CT DFO NOx Annual Rate v3.1 | 795 | 7367 | Rate Constraint in lbs/MMBtu | FALSE | L | Annual | Rate | lb/MWh | 0.10895 | 0.10895 | 0.10895 | 0.10895 | 0.10895 | 0.10895 | 0.10895
WI CT DFO NOx Annual Rate v3.1 | 795 | 7367 | Rate Constraint in lbs/MMBtu | FALSE | L | Annual | Constraint Shadow Price | US2019$/Ton | 0 | 0 | 0 | 0 | 0 | 0 | 0
WI CT NGas NOx Annual Rate v3.1 | 796 | 7366 | Rate Constraint in lbs/MMBtu | FALSE | L | Annual | Seasons Included | Seasons | Winter, WintShld, Summer | Winter, WintShld, Summer | Winter, WintShld, Summer | Winter, WintShld, Summer | Winter, WintShld, Summer | Winter, WintShld, Summer | Winter, WintShld, Summer
WI CT NGas NOx Annual Rate v3.1 | 796 | 7366 | Rate Constraint in lbs/MMBtu | FALSE | L | Annual | Standard NOX | lb/MMBtu | 0.11 | 0.11 | 0.11 | 0.11 | 0.11 | 0.11 | 0.11
WI CT NGas NOx Annual Rate v3.1 | 796 | 7366 | Rate Constraint in lbs/MMBtu | FALSE | L | Annual | Emissions at Affected Plants NOX | Thousand Tons | 0.031772 | 0.051654 | 0.059093 | 0.012013 | 0.018996 | 0.019122 | 0.031298
WI CT NGas NOx Annual Rate v3.1 | 796 | 7366 | Rate Constraint in lbs/MMBtu | FALSE | L | Annual | Allowances Purchased NOX | Thousand Tons | 0 | 0 | 0 | 0 | 0 | 0 | 0
WI CT NGas NOx Annual Rate v3.1 | 796 | 7366 | Rate Constraint in lbs/MMBtu | FALSE | L | Annual | Allowances Sold NOX | Thousand Tons | 0 | 0 | 0 | 0 | 0 | 0 | 0
WI CT NGas NOx Annual Rate v3.1 | 796 | 7366 | Rate Constraint in lbs/MMBtu | FALSE | L | Annual | Allowances Banked | Thousand Tons | 0 | 0 | 0 | 0 | 0 | 0 | 0
WI CT NGas NOx Annual Rate v3.1 | 796 | 7366 | Rate Constraint in lbs/MMBtu | FALSE | L | Annual | Allowances Withdrawn (1:1) | Thousand Tons | 0 | 0 | 0 | 0 | 0 | 0 | 0
WI CT NGas NOx Annual Rate v3.1 | 796 | 7366 | Rate Constraint in lbs/MMBtu | FALSE | L | Annual | Allowances Withdrawn (n:1) | Thousand Tons | 0 | 0 | 0 | 0 | 0 | 0 | 0
WI CT NGas NOx Annual Rate v3.1 | 796 | 7366 | Rate Constraint in lbs/MMBtu | FALSE | L | Annual | Net Emissions Allowance Position | Thousand Tons | 0.031772 | 0.051654 | 0.059093 | 0.012013 | 0.018996 | 0.019122 | 0.031298
WI CT NGas NOx Annual Rate v3.1 | 796 | 7366 | Rate Constraint in lbs/MMBtu | FALSE | L | Annual | Fuel Consumed | TBtu | 5.3599 | 8.8334 | 10.7442 | 2.1842 | 3.4539 | 3.4767 | 5.6905
WI CT NGas NOx Annual Rate v3.1 | 796 | 7366 | Rate Constraint in lbs/MMBtu | FALSE | L | Annual | Rate | lb/MMBtu | 0.011855 | 0.011695 | 0.011 | 0.011 | 0.011 | 0.011 | 0.011
WI CT NGas NOx Annual Rate v3.1 | 796 | 7366 | Rate Constraint in lbs/MMBtu | FALSE | L | Annual | Generation | TWh | 0.55978 | 0.92661 | 1.1391 | 0.23165 | 0.36631 | 0.36873 | 0.60352
WI CT NGas NOx Annual Rate v3.1 | 796 | 7366 | Rate Constraint in lbs/MMBtu | FALSE | L | Annual | Qualifying Generation | TWh | 0.53584 | 0.88473 | 1.0847 | 0.22051 | 0.3487 | 0.351 | 0.57451
WI CT NGas NOx Annual Rate v3.1 | 796 | 7366 | Rate Constraint in lbs/MMBtu | FALSE | L | Annual | Rate | lb/MWh | 0.11859 | 0.11677 | 0.10895 | 0.10895 | 0.10895 | 0.10895 | 0.10895
WI CT NGas NOx Annual Rate v3.1 | 796 | 7366 | Rate Constraint in lbs/MMBtu | FALSE | L | Annual | Constraint Shadow Price | US2019$/Ton | 0 | 0 | 0 | 0 | 0 | 0 | 0
WI Large Coal Units Hg Rule v3.1, Unit 2658 and retrofits | 797 | 7369 | MACT Fuel Choice Floor in lbs/MMBtu | FALSE | L | Annual | Seasons Included | Seasons | Winter, WintShld, Summer | Winter, WintShld, Summer | Winter, WintShld, Summer | Winter, WintShld, Summer | Winter, WintShld, Summer | Winter, WintShld, Summer | Winter, WintShld, Summer
WI Large Coal Units Hg Rule v3.1, Unit 2658 and retrofits | 797 | 7369 | MACT Fuel Choice Floor in lbs/MMBtu | FALSE | L | Annual | Emission Floor | lbs/MMBtu | 7.92e-07 | 7.92e-07 | 7.92e-07 | 7.92e-07 | 7.92e-07 | 7.92e-07 | 7.92e-07
WI Large Coal Units Hg Rule v3.1, Unit 2658 and retrofits | 797 | 7369 | MACT Fuel Choice Floor in lbs/MMBtu | FALSE | L | Annual | Emissions at Affected Plants MER | lbs | 0 | 0 | 0 | 0 | 0 | 0 | 0
WI Large Coal Units Hg Rule v3.1, Unit 2658 and retrofits | 797 | 7369 | MACT Fuel Choice Floor in lbs/MMBtu | FALSE | L | Annual | Allowances Purchased MER | lbs | 0 | 0 | 0 | 0 | 0 | 0 | 0
WI Large Coal Units Hg Rule v3.1, Unit 2658 and retrofits | 797 | 7369 | MACT Fuel Choice Floor in lbs/MMBtu | FALSE | L | Annual | Allowances Sold MER | lbs | 0 | 0 | 0 | 0 | 0 | 0 | 0
WI Large Coal Units Hg Rule v3.1, Unit 2658 and retrofits | 797 | 7369 | MACT Fuel Choice Floor in lbs/MMBtu | FALSE | L | Annual | Allowances Banked | lbs | 0 | 0 | 0 | 0 | 0 | 0 | 0
WI Large Coal Units Hg Rule v3.1, Unit 2658 and retrofits | 797 | 7369 | MACT Fuel Choice Floor in lbs/MMBtu | FALSE | L | Annual | Allowances Withdrawn (1:1) | lbs | 0 | 0 | 0 | 0 | 0 | 0 | 0
WI Large Coal Units Hg Rule v3.1, Unit 2658 and retrofits | 797 | 7369 | MACT Fuel Choice Floor in lbs/MMBtu | FALSE | L | Annual | Allowances Withdrawn (n:1) | lbs | 0 | 0 | 0 | 0 | 0 | 0 | 0
WI Large Coal Units Hg Rule v3.1, Unit 2658 and retrofits | 797 | 7369 | MACT Fuel Choice Floor in lbs/MMBtu | FALSE | L | Annual | Net Emissions Allowance Position | lbs | 0 | 0 | 0 | 0 | 0 | 0 | 0
WI Large Coal Units Hg Rule v3.1, Unit 2658 and retrofits | 797 | 7369 | MACT Fuel Choice Floor in lbs/MMBtu | FALSE | L | Annual | Fuel Consumed | TBtu | 0 | 0 | 0 | 0 | 0 | 0 | 0
WI Large Coal Units Hg Rule v3.1, Unit 2658 and retrofits | 797 | 7369 | MACT Fuel Choice Floor in lbs/MMBtu | FALSE | L | Annual | Rate | lb/MMBtu | 0 | 0 | 0 | 0 | 0 | 0 | 0
WI Large Coal Units Hg Rule v3.1, Unit 2658 and retrofits | 797 | 7369 | MACT Fuel Choice Floor in lbs/MMBtu | FALSE | L | Annual | Generation | TWh | 0 | 0 | 0 | 0 | 0 | 0 | 0
WI Large Coal Units Hg Rule v3.1, Unit 2658 and retrofits | 797 | 7369 | MACT Fuel Choice Floor in lbs/MMBtu | FALSE | L | Annual | Qualifying Generation | TWh | 0 | 0 | 0 | 0 | 0 | 0 | 0
WI Large Coal Units Hg Rule v3.1, Unit 2658 and retrofits | 797 | 7369 | MACT Fuel Choice Floor in lbs/MMBtu | FALSE | L | Annual | Constraint Shadow Price | US2019$/Lb | 0 | 0 | 0 | 0 | 0 | 0 | 0
WI Large Coal Units Hg Rule v3.1, Unit 2659 and retrofits | 798 | 7369 | MACT Fuel Choice Floor in lbs/MMBtu | FALSE | L | Annual | Seasons Included | Seasons | Winter, WintShld, Summer | Winter, WintShld, Summer | Winter, WintShld, Summer | Winter, WintShld, Summer | Winter, WintShld, Summer | Winter, WintShld, Summer | Winter, WintShld, Summer
WI Large Coal Units Hg Rule v3.1, Unit 2659 and retrofits | 798 | 7369 | MACT Fuel Choice Floor in lbs/MMBtu | FALSE | L | Annual | Emission Floor | lbs/MMBtu | 7.92e-07 | 7.92e-07 | 7.92e-07 | 7.92e-07 | 7.92e-07 | 7.92e-07 | 7.92e-07
WI Large Coal Units Hg Rule v3.1, Unit 2659 and retrofits | 798 | 7369 | MACT Fuel Choice Floor in lbs/MMBtu | FALSE | L | Annual | Emissions at Affected Plants MER | lbs | 0 | 0 | 0 | 0 | 0 | 0 | 0
WI Large Coal Units Hg Rule v3.1, Unit 2659 and retrofits | 798 | 7369 | MACT Fuel Choice Floor in lbs/MMBtu | FALSE | L | Annual | Allowances Purchased MER | lbs | 0 | 0 | 0 | 0 | 0 | 0 | 0
WI Large Coal Units Hg Rule v3.1, Unit 2659 and retrofits | 798 | 7369 | MACT Fuel Choice Floor in lbs/MMBtu | FALSE | L | Annual | Allowances Sold MER | lbs | 0 | 0 | 0 | 0 | 0 | 0 | 0
WI Large Coal Units Hg Rule v3.1, Unit 2659 and retrofits | 798 | 7369 | MACT Fuel Choice Floor in lbs/MMBtu | FALSE | L | Annual | Allowances Banked | lbs | 0 | 0 | 0 | 0 | 0 | 0 | 0
WI Large Coal Units Hg Rule v3.1, Unit 2659 and retrofits | 798 | 7369 | MACT Fuel Choice Floor in lbs/MMBtu | FALSE | L | Annual | Allowances Withdrawn (1:1) | lbs | 0 | 0 | 0 | 0 | 0 | 0 | 0
WI Large Coal Units Hg Rule v3.1, Unit 2659 and retrofits | 798 | 7369 | MACT Fuel Choice Floor in lbs/MMBtu | FALSE | L | Annual | Allowances Withdrawn (n:1) | lbs | 0 | 0 | 0 | 0 | 0 | 0 | 0
WI Large Coal Units Hg Rule v3.1, Unit 2659 and retrofits | 798 | 7369 | MACT Fuel Choice Floor in lbs/MMBtu | FALSE | L | Annual | Net Emissions Allowance Position | lbs | 0 | 0 | 0 | 0 | 0 | 0 | 0
WI Large Coal Units Hg Rule v3.1, Unit 2659 and retrofits | 798 | 7369 | MACT Fuel Choice Floor in lbs/MMBtu | FALSE | L | Annual | Fuel Consumed | TBtu | 0 | 0 | 0 | 0 | 0 | 0 | 0
WI Large Coal Units Hg Rule v3.1, Unit 2659 and retrofits | 798 | 7369 | MACT Fuel Choice Floor in lbs/MMBtu | FALSE | L | Annual | Rate | lb/MMBtu | 0 | 0 | 0 | 0 | 0 | 0 | 0
WI Large Coal Units Hg Rule v3.1, Unit 2659 and retrofits | 798 | 7369 | MACT Fuel Choice Floor in lbs/MMBtu | FALSE | L | Annual | Generation | TWh | 0 | 0 | 0 | 0 | 0 | 0 | 0
WI Large Coal Units Hg Rule v3.1, Unit 2659 and retrofits | 798 | 7369 | MACT Fuel Choice Floor in lbs/MMBtu | FALSE | L | Annual | Qualifying Generation | TWh | 0 | 0 | 0 | 0 | 0 | 0 | 0
WI Large Coal Units Hg Rule v3.1, Unit 2659 and retrofits | 798 | 7369 | MACT Fuel Choice Floor in lbs/MMBtu | FALSE | L | Annual | Constraint Shadow Price | US2019$/Lb | 0 | 0 | 0 | 0 | 0 | 0 | 0
WI Large Coal Units Hg Rule v3.1, Unit 2660 and retrofits | 799 | 7369 | MACT Fuel Choice Floor in lbs/MMBtu | FALSE | L | Annual | Seasons Included | Seasons | Winter, WintShld, Summer | Winter, WintShld, Summer | Winter, WintShld, Summer | Winter, WintShld, Summer | Winter, WintShld, Summer | Winter, WintShld, Summer | Winter, WintShld, Summer
WI Large Coal Units Hg Rule v3.1, Unit 2660 and retrofits | 799 | 7369 | MACT Fuel Choice Floor in lbs/MMBtu | FALSE | L | Annual | Emission Floor | lbs/MMBtu | 7.92e-07 | 7.92e-07 | 7.92e-07 | 7.92e-07 | 7.92e-07 | 7.92e-07 | 7.92e-07
WI Large Coal Units Hg Rule v3.1, Unit 2660 and retrofits | 799 | 7369 | MACT Fuel Choice Floor in lbs/MMBtu | FALSE | L | Annual | Emissions at Affected Plants MER | lbs | 0 | 0 | 0 | 0 | 0 | 0 | 0
WI Large Coal Units Hg Rule v3.1, Unit 2660 and retrofits | 799 | 7369 | MACT Fuel Choice Floor in lbs/MMBtu | FALSE | L | Annual | Allowances Purchased MER | lbs | 0 | 0 | 0 | 0 | 0 | 0 | 0
WI Large Coal Units Hg Rule v3.1, Unit 2660 and retrofits | 799 | 7369 | MACT Fuel Choice Floor in lbs/MMBtu | FALSE | L | Annual | Allowances Sold MER | lbs | 0 | 0 | 0 | 0 | 0 | 0 | 0
WI Large Coal Units Hg Rule v3.1, Unit 2660 and retrofits | 799 | 7369 | MACT Fuel Choice Floor in lbs/MMBtu | FALSE | L | Annual | Allowances Banked | lbs | 0 | 0 | 0 | 0 | 0 | 0 | 0
WI Large Coal Units Hg Rule v3.1, Unit 2660 and retrofits | 799 | 7369 | MACT Fuel Choice Floor in lbs/MMBtu | FALSE | L | Annual | Allowances Withdrawn (1:1) | lbs | 0 | 0 | 0 | 0 | 0 | 0 | 0
WI Large Coal Units Hg Rule v3.1, Unit 2660 and retrofits | 799 | 7369 | MACT Fuel Choice Floor in lbs/MMBtu | FALSE | L | Annual | Allowances Withdrawn (n:1) | lbs | 0 | 0 | 0 | 0 | 0 | 0 | 0
WI Large Coal Units Hg Rule v3.1, Unit 2660 and retrofits | 799 | 7369 | MACT Fuel Choice Floor in lbs/MMBtu | FALSE | L | Annual | Net Emissions Allowance Position | lbs | 0 | 0 | 0 | 0 | 0 | 0 | 0
WI Large Coal Units Hg Rule v3.1, Unit 2660 and retrofits | 799 | 7369 | MACT Fuel Choice Floor in lbs/MMBtu | FALSE | L | Annual | Fuel Consumed | TBtu | 0 | 0 | 0 | 0 | 0 | 0 | 0
WI Large Coal Units Hg Rule v3.1, Unit 2660 and retrofits | 799 | 7369 | MACT Fuel Choice Floor in lbs/MMBtu | FALSE | L | Annual | Rate | lb/MMBtu | 0 | 0 | 0 | 0 | 0 | 0 | 0
WI Large Coal Units Hg Rule v3.1, Unit 2660 and retrofits | 799 | 7369 | MACT Fuel Choice Floor in lbs/MMBtu | FALSE | L | Annual | Generation | TWh | 0 | 0 | 0 | 0 | 0 | 0 | 0
WI Large Coal Units Hg Rule v3.1, Unit 2660 and retrofits | 799 | 7369 | MACT Fuel Choice Floor in lbs/MMBtu | FALSE | L | Annual | Qualifying Generation | TWh | 0 | 0 | 0 | 0 | 0 | 0 | 0
WI Large Coal Units Hg Rule v3.1, Unit 2660 and retrofits | 799 | 7369 | MACT Fuel Choice Floor in lbs/MMBtu | FALSE | L | Annual | Constraint Shadow Price | US2019$/Lb | 0 | 0 | 0 | 0 | 0 | 0 | 0
WI Large Coal Units Hg Rule v3.1, Unit 2661 and retrofits | 800 | 7369 | MACT Fuel Choice Floor in lbs/MMBtu | FALSE | L | Annual | Seasons Included | Seasons | Winter, WintShld, Summer | Winter, WintShld, Summer | Winter, WintShld, Summer | Winter, WintShld, Summer | Winter, WintShld, Summer | Winter, WintShld, Summer | Winter, WintShld, Summer
WI Large Coal Units Hg Rule v3.1, Unit 2661 and retrofits | 800 | 7369 | MACT Fuel Choice Floor in lbs/MMBtu | FALSE | L | Annual | Emission Floor | lbs/MMBtu | 7.92e-07 | 7.92e-07 | 7.92e-07 | 7.92e-07 | 7.92e-07 | 7.92e-07 | 7.92e-07
WI Large Coal Units Hg Rule v3.1, Unit 2661 and retrofits | 800 | 7369 | MACT Fuel Choice Floor in lbs/MMBtu | FALSE | L | Annual | Emissions at Affected Plants MER | lbs | 15.9849 | 4.2574 | 0 | 0 | 0 | 0 | 0
WI Large Coal Units Hg Rule v3.1, Unit 2661 and retrofits | 800 | 7369 | MACT Fuel Choice Floor in lbs/MMBtu | FALSE | L | Annual | Allowances Purchased MER | lbs | 0 | 0 | 0 | 0 | 0 | 0 | 0
WI Large Coal Units Hg Rule v3.1, Unit 2661 and retrofits | 800 | 7369 | MACT Fuel Choice Floor in lbs/MMBtu | FALSE | L | Annual | Allowances Sold MER | lbs | 0 | 0 | 0 | 0 | 0 | 0 | 0
WI Large Coal Units Hg Rule v3.1, Unit 2661 and retrofits | 800 | 7369 | MACT Fuel Choice Floor in lbs/MMBtu | FALSE | L | Annual | Allowances Banked | lbs | 0 | 0 | 0 | 0 | 0 | 0 | 0
WI Large Coal Units Hg Rule v3.1, Unit 2661 and retrofits | 800 | 7369 | MACT Fuel Choice Floor in lbs/MMBtu | FALSE | L | Annual | Allowances Withdrawn (1:1) | lbs | 0 | 0 | 0 | 0 | 0 | 0 | 0
WI Large Coal Units Hg Rule v3.1, Unit 2661 and retrofits | 800 | 7369 | MACT Fuel Choice Floor in lbs/MMBtu | FALSE | L | Annual | Allowances Withdrawn (n:1) | lbs | 0 | 0 | 0 | 0 | 0 | 0 | 0
WI Large Coal Units Hg Rule v3.1, Unit 2661 and retrofits | 800 | 7369 | MACT Fuel Choice Floor in lbs/MMBtu | FALSE | L | Annual | Net Emissions Allowance Position | lbs | 15.9849 | 4.2574 | 0 | 0 | 0 | 0 | 0
WI Large Coal Units Hg Rule v3.1, Unit 2661 and retrofits | 800 | 7369 | MACT Fuel Choice Floor in lbs/MMBtu | FALSE | L | Annual | Fuel Consumed | TBtu | 28.4873 | 7.5873 | 0 | 0 | 0 | 0 | 0
WI Large Coal Units Hg Rule v3.1, Unit 2661 and retrofits | 800 | 7369 | MACT Fuel Choice Floor in lbs/MMBtu | FALSE | L | Annual | Rate | lb/MMBtu | 5.6112e-07 | 5.6112e-07 | 0 | 0 | 0 | 0 | 0
WI Large Coal Units Hg Rule v3.1, Unit 2661 and retrofits | 800 | 7369 | MACT Fuel Choice Floor in lbs/MMBtu | FALSE | L | Annual | Generation | TWh | 2.9432 | 0.7839 | 0 | 0 | 0 | 0 | 0
WI Large Coal Units Hg Rule v3.1, Unit 2661 and retrofits | 800 | 7369 | MACT Fuel Choice Floor in lbs/MMBtu | FALSE | L | Annual | Qualifying Generation | TWh | 2.9432 | 0.7839 | 0 | 0 | 0 | 0 | 0
WI Large Coal Units Hg Rule v3.1, Unit 2661 and retrofits | 800 | 7369 | MACT Fuel Choice Floor in lbs/MMBtu | FALSE | L | Annual | Constraint Shadow Price | US2019$/Lb | 0 | 0 | 0 | 0 | 0 | 0 | 0
WI Large Coal Units Hg Rule v3.1, Unit 3272 and retrofits | 801 | 7369 | MACT Fuel Choice Floor in lbs/MMBtu | FALSE | L | Annual | Seasons Included | Seasons | Winter, WintShld, Summer | Winter, WintShld, Summer | Winter, WintShld, Summer | Winter, WintShld, Summer | Winter, WintShld, Summer | Winter, WintShld, Summer | Winter, WintShld, Summer
WI Large Coal Units Hg Rule v3.1, Unit 3272 and retrofits | 801 | 7369 | MACT Fuel Choice Floor in lbs/MMBtu | FALSE | L | Annual | Emission Floor | lbs/MMBtu | 7.92e-07 | 7.92e-07 | 7.92e-07 | 7.92e-07 | 7.92e-07 | 7.92e-07 | 7.92e-07
WI Large Coal Units Hg Rule v3.1, Unit 3272 and retrofits | 801 | 7369 | MACT Fuel Choice Floor in lbs/MMBtu | FALSE | L | Annual | Emissions at Affected Plants MER | lbs | 2.3269 | 0 | 0 | 0 | 0 | 0 | 0
WI Large Coal Units Hg Rule v3.1, Unit 3272 and retrofits | 801 | 7369 | MACT Fuel Choice Floor in lbs/MMBtu | FALSE | L | Annual | Allowances Purchased MER | lbs | 0 | 0 | 0 | 0 | 0 | 0 | 0
WI Large Coal Units Hg Rule v3.1, Unit 3272 and retrofits | 801 | 7369 | MACT Fuel Choice Floor in lbs/MMBtu | FALSE | L | Annual | Allowances Sold MER | lbs | 0 | 0 | 0 | 0 | 0 | 0 | 0
WI Large Coal Units Hg Rule v3.1, Unit 3272 and retrofits | 801 | 7369 | MACT Fuel Choice Floor in lbs/MMBtu | FALSE | L | Annual | Allowances Banked | lbs | 0 | 0 | 0 | 0 | 0 | 0 | 0
WI Large Coal Units Hg Rule v3.1, Unit 3272 and retrofits | 801 | 7369 | MACT Fuel Choice Floor in lbs/MMBtu | FALSE | L | Annual | Allowances Withdrawn (1:1) | lbs | 0 | 0 | 0 | 0 | 0 | 0 | 0
WI Large Coal Units Hg Rule v3.1, Unit 3272 and retrofits | 801 | 7369 | MACT Fuel Choice Floor in lbs/MMBtu | FALSE | L | Annual | Allowances Withdrawn (n:1) | lbs | 0 | 0 | 0 | 0 | 0 | 0 | 0
WI Large Coal Units Hg Rule v3.1, Unit 3272 and retrofits | 801 | 7369 | MACT Fuel Choice Floor in lbs/MMBtu | FALSE | L | Annual | Net Emissions Allowance Position | lbs | 2.3269 | 0 | 0 | 0 | 0 | 0 | 0
WI Large Coal Units Hg Rule v3.1, Unit 3272 and retrofits | 801 | 7369 | MACT Fuel Choice Floor in lbs/MMBtu | FALSE | L | Annual | Fuel Consumed | TBtu | 4.1468 | 0 | 0 | 0 | 0 | 0 | 0
WI Large Coal Units Hg Rule v3.1, Unit 3272 and retrofits | 801 | 7369 | MACT Fuel Choice Floor in lbs/MMBtu | FALSE | L | Annual | Rate | lb/MMBtu | 5.6112e-07 | 0 | 0 | 0 | 0 | 0 | 0
WI Large Coal Units Hg Rule v3.1, Unit 3272 and retrofits | 801 | 7369 | MACT Fuel Choice Floor in lbs/MMBtu | FALSE | L | Annual | Generation | TWh | 0.41493 | 0 | 0 | 0 | 0 | 0 | 0
WI Large Coal Units Hg Rule v3.1, Unit 3272 and retrofits | 801 | 7369 | MACT Fuel Choice Floor in lbs/MMBtu | FALSE | L | Annual | Qualifying Generation | TWh | 0.41493 | 0 | 0 | 0 | 0 | 0 | 0
WI Large Coal Units Hg Rule v3.1, Unit 3272 and retrofits | 801 | 7369 | MACT Fuel Choice Floor in lbs/MMBtu | FALSE | L | Annual | Constraint Shadow Price | US2019$/Lb | 0 | 0 | 0 | 0 | 0 | 0 | 0
WI Large Coal Units Hg Rule v3.1, Unit 3543 and retrofits | 802 | 7369 | MACT Fuel Choice Floor in lbs/MMBtu | FALSE | L | Annual | Seasons Included | Seasons | Winter, WintShld, Summer | Winter, WintShld, Summer | Winter, WintShld, Summer | Winter, WintShld, Summer | Winter, WintShld, Summer | Winter, WintShld, Summer | Winter, WintShld, Summer
WI Large Coal Units Hg Rule v3.1, Unit 3543 and retrofits | 802 | 7369 | MACT Fuel Choice Floor in lbs/MMBtu | FALSE | L | Annual | Emission Floor | lbs/MMBtu | 7.92e-07 | 7.92e-07 | 7.92e-07 | 7.92e-07 | 7.92e-07 | 7.92e-07 | 7.92e-07
WI Large Coal Units Hg Rule v3.1, Unit 3543 and retrofits | 802 | 7369 | MACT Fuel Choice Floor in lbs/MMBtu | FALSE | L | Annual | Emissions at Affected Plants MER | lbs | 8.2375 | 2.016 | 0 | 0 | 0 | 0 | 0
WI Large Coal Units Hg Rule v3.1, Unit 3543 and retrofits | 802 | 7369 | MACT Fuel Choice Floor in lbs/MMBtu | FALSE | L | Annual | Allowances Purchased MER | lbs | 0 | 0 | 0 | 0 | 0 | 0 | 0
WI Large Coal Units Hg Rule v3.1, Unit 3543 and retrofits | 802 | 7369 | MACT Fuel Choice Floor in lbs/MMBtu | FALSE | L | Annual | Allowances Sold MER | lbs | 0 | 0 | 0 | 0 | 0 | 0 | 0
WI Large Coal Units Hg Rule v3.1, Unit 3543 and retrofits | 802 | 7369 | MACT Fuel Choice Floor in lbs/MMBtu | FALSE | L | Annual | Allowances Banked | lbs | 0 | 0 | 0 | 0 | 0 | 0 | 0
WI Large Coal Units Hg Rule v3.1, Unit 3543 and retrofits | 802 | 7369 | MACT Fuel Choice Floor in lbs/MMBtu | FALSE | L | Annual | Allowances Withdrawn (1:1) | lbs | 0 | 0 | 0 | 0 | 0 | 0 | 0
WI Large Coal Units Hg Rule v3.1, Unit 3543 and retrofits | 802 | 7369 | MACT Fuel Choice Floor in lbs/MMBtu | FALSE | L | Annual | Allowances Withdrawn (n:1) | lbs | 0 | 0 | 0 | 0 | 0 | 0 | 0
WI Large Coal Units Hg Rule v3.1, Unit 3543 and retrofits | 802 | 7369 | MACT Fuel Choice Floor in lbs/MMBtu | FALSE | L | Annual | Net Emissions Allowance Position | lbs | 8.2375 | 2.016 | 0 | 0 | 0 | 0 | 0
WI Large Coal Units Hg Rule v3.1, Unit 3543 and retrofits | 802 | 7369 | MACT Fuel Choice Floor in lbs/MMBtu | FALSE | L | Annual | Fuel Consumed | TBtu | 14.6803 | 3.5584 | 0 | 0 | 0 | 0 | 0
WI Large Coal Units Hg Rule v3.1, Unit 3543 and retrofits | 802 | 7369 | MACT Fuel Choice Floor in lbs/MMBtu | FALSE | L | Annual | Rate | lb/MMBtu | 5.6112e-07 | 5.6655e-07 | 0 | 0 | 0 | 0 | 0
WI Large Coal Units Hg Rule v3.1, Unit 3543 and retrofits | 802 | 7369 | MACT Fuel Choice Floor in lbs/MMBtu | FALSE | L | Annual | Generation | TWh | 1.306 | 0.31656 | 0 | 0 | 0 | 0 | 0
WI Large Coal Units Hg Rule v3.1, Unit 3543 and retrofits | 802 | 7369 | MACT Fuel Choice Floor in lbs/MMBtu | FALSE | L | Annual | Qualifying Generation | TWh | 1.306 | 0.31656 | 0 | 0 | 0 | 0 | 0
WI Large Coal Units Hg Rule v3.1, Unit 3543 and retrofits | 802 | 7369 | MACT Fuel Choice Floor in lbs/MMBtu | FALSE | L | Annual | Constraint Shadow Price | US2019$/Lb | 0 | 0 | 0 | 0 | 0 | 0 | 0
WI Large Coal Units Hg Rule v3.1, Unit 3839 and retrofits | 803 | 7369 | MACT Fuel Choice Floor in lbs/MMBtu | FALSE | L | Annual | Seasons Included | Seasons | Winter, WintShld, Summer | Winter, WintShld, Summer | Winter, WintShld, Summer | Winter, WintShld, Summer | Winter, WintShld, Summer | Winter, WintShld, Summer | Winter, WintShld, Summer
WI Large Coal Units Hg Rule v3.1, Unit 3839 and retrofits | 803 | 7369 | MACT Fuel Choice Floor in lbs/MMBtu | FALSE | L | Annual | Emission Floor | lbs/MMBtu | 7.92e-07 | 7.92e-07 | 7.92e-07 | 7.92e-07 | 7.92e-07 | 7.92e-07 | 7.92e-07
WI Large Coal Units Hg Rule v3.1, Unit 3839 and retrofits | 803 | 7369 | MACT Fuel Choice Floor in lbs/MMBtu | FALSE | L | Annual | Emissions at Affected Plants MER | lbs | 0 | 0 | 0 | 0 | 0 | 0 | 0
WI Large Coal Units Hg Rule v3.1, Unit 3839 and retrofits | 803 | 7369 | MACT Fuel Choice Floor in lbs/MMBtu | FALSE | L | Annual | Allowances Purchased MER | lbs | 0 | 0 | 0 | 0 | 0 | 0 | 0
WI Large Coal Units Hg Rule v3.1, Unit 3839 and retrofits | 803 | 7369 | MACT Fuel Choice Floor in lbs/MMBtu | FALSE | L | Annual | Allowances Sold MER | lbs | 0 | 0 | 0 | 0 | 0 | 0 | 0
WI Large Coal Units Hg Rule v3.1, Unit 3839 and retrofits | 803 | 7369 | MACT Fuel Choice Floor in lbs/MMBtu | FALSE | L | Annual | Allowances Banked | lbs | 0 | 0 | 0 | 0 | 0 | 0 | 0
WI Large Coal Units Hg Rule v3.1, Unit 3839 and retrofits | 803 | 7369 | MACT Fuel Choice Floor in lbs/MMBtu | FALSE | L | Annual | Allowances Withdrawn (1:1) | lbs | 0 | 0 | 0 | 0 | 0 | 0 | 0
WI Large Coal Units Hg Rule v3.1, Unit 3839 and retrofits | 803 | 7369 | MACT Fuel Choice Floor in lbs/MMBtu | FALSE | L | Annual | Allowances Withdrawn (n:1) | lbs | 0 | 0 | 0 | 0 | 0 | 0 | 0
WI Large Coal Units Hg Rule v3.1, Unit 3839 and retrofits | 803 | 7369 | MACT Fuel Choice Floor in lbs/MMBtu | FALSE | L | Annual | Net Emissions Allowance Position | lbs | 0 | 0 | 0 | 0 | 0 | 0 | 0
WI Large Coal Units Hg Rule v3.1, Unit 3839 and retrofits | 803 | 7369 | MACT Fuel Choice Floor in lbs/MMBtu | FALSE | L | Annual | Fuel Consumed | TBtu | 0 | 0 | 0 | 0 | 0 | 0 | 0
WI Large Coal Units Hg Rule v3.1, Unit 3839 and retrofits | 803 | 7369 | MACT Fuel Choice Floor in lbs/MMBtu | FALSE | L | Annual | Rate | lb/MMBtu | 0 | 0 | 0 | 0 | 0 | 0 | 0
WI Large Coal Units Hg Rule v3.1, Unit 3839 and retrofits | 803 | 7369 | MACT Fuel Choice Floor in lbs/MMBtu | FALSE | L | Annual | Generation | TWh | 0 | 0 | 0 | 0 | 0 | 0 | 0
WI Large Coal Units Hg Rule v3.1, Unit 3839 and retrofits | 803 | 7369 | MACT Fuel Choice Floor in lbs/MMBtu | FALSE | L | Annual | Qualifying Generation | TWh | 0 | 0 | 0 | 0 | 0 | 0 | 0
WI Large Coal Units Hg Rule v3.1, Unit 3839 and retrofits | 803 | 7369 | MACT Fuel Choice Floor in lbs/MMBtu | FALSE | L | Annual | Constraint Shadow Price | US2019$/Lb | 0 | 0 | 0 | 0 | 0 | 0 | 0
WI Large Coal Units Hg Rule v3.1, Unit 3840 and retrofits | 804 | 7369 | MACT Fuel Choice Floor in lbs/MMBtu | FALSE | L | Annual | Seasons Included | Seasons | Winter, WintShld, Summer | Winter, WintShld, Summer | Winter, WintShld, Summer | Winter, WintShld, Summer | Winter, WintShld, Summer | Winter, WintShld, Summer | Winter, WintShld, Summer
WI Large Coal Units Hg Rule v3.1, Unit 3840 and retrofits | 804 | 7369 | MACT Fuel Choice Floor in lbs/MMBtu | FALSE | L | Annual | Emission Floor | lbs/MMBtu | 7.92e-07 | 7.92e-07 | 7.92e-07 | 7.92e-07 | 7.92e-07 | 7.92e-07 | 7.92e-07
WI Large Coal Units Hg Rule v3.1, Unit 3840 and retrofits | 804 | 7369 | MACT Fuel Choice Floor in lbs/MMBtu | FALSE | L | Annual | Emissions at Affected Plants MER | lbs | 0 | 0 | 0 | 0 | 0 | 0 | 0
WI Large Coal Units Hg Rule v3.1, Unit 3840 and retrofits | 804 | 7369 | MACT Fuel Choice Floor in lbs/MMBtu | FALSE | L | Annual | Allowances Purchased MER | lbs | 0 | 0 | 0 | 0 | 0 | 0 | 0
WI Large Coal Units Hg Rule v3.1, Unit 3840 and retrofits | 804 | 7369 | MACT Fuel Choice Floor in lbs/MMBtu | FALSE | L | Annual | Allowances Sold MER | lbs | 0 | 0 | 0 | 0 | 0 | 0 | 0
WI Large Coal Units Hg Rule v3.1, Unit 3840 and retrofits | 804 | 7369 | MACT Fuel Choice Floor in lbs/MMBtu | FALSE | L | Annual | Allowances Banked | lbs | 0 | 0 | 0 | 0 | 0 | 0 | 0
WI Large Coal Units Hg Rule v3.1, Unit 3840 and retrofits | 804 | 7369 | MACT Fuel Choice Floor in lbs/MMBtu | FALSE | L | Annual | Allowances Withdrawn (1:1) | lbs | 0 | 0 | 0 | 0 | 0 | 0 | 0
WI Large Coal Units Hg Rule v3.1, Unit 3840 and retrofits | 804 | 7369 | MACT Fuel Choice Floor in lbs/MMBtu | FALSE | L | Annual | Allowances Withdrawn (n:1) | lbs | 0 | 0 | 0 | 0 | 0 | 0 | 0
WI Large Coal Units Hg Rule v3.1, Unit 3840 and retrofits | 804 | 7369 | MACT Fuel Choice Floor in lbs/MMBtu | FALSE | L | Annual | Net Emissions Allowance Position | lbs | 0 | 0 | 0 | 0 | 0 | 0 | 0
WI Large Coal Units Hg Rule v3.1, Unit 3840 and retrofits | 804 | 7369 | MACT Fuel Choice Floor in lbs/MMBtu | FALSE | L | Annual | Fuel Consumed | TBtu | 0 | 0 | 0 | 0 | 0 | 0 | 0
WI Large Coal Units Hg Rule v3.1, Unit 3840 and retrofits | 804 | 7369 | MACT Fuel Choice Floor in lbs/MMBtu | FALSE | L | Annual | Rate | lb/MMBtu | 0 | 0 | 0 | 0 | 0 | 0 | 0
WI Large Coal Units Hg Rule v3.1, Unit 3840 and retrofits | 804 | 7369 | MACT Fuel Choice Floor in lbs/MMBtu | FALSE | L | Annual | Generation | TWh | 0 | 0 | 0 | 0 | 0 | 0 | 0
WI Large Coal Units Hg Rule v3.1, Unit 3840 and retrofits | 804 | 7369 | MACT Fuel Choice Floor in lbs/MMBtu | FALSE | L | Annual | Qualifying Generation | TWh | 0 | 0 | 0 | 0 | 0 | 0 | 0
WI Large Coal Units Hg Rule v3.1, Unit 3840 and retrofits | 804 | 7369 | MACT Fuel Choice Floor in lbs/MMBtu | FALSE | L | Annual | Constraint Shadow Price | US2019$/Lb | 0 | 0 | 0 | 0 | 0 | 0 | 0
WI Large Coal Units Hg Rule v3.1, Unit 3841 and retrofits | 805 | 7369 | MACT Fuel Choice Floor in lbs/MMBtu | FALSE | L | Annual | Seasons Included | Seasons | Winter, WintShld, Summer | Winter, WintShld, Summer | Winter, WintShld, Summer | Winter, WintShld, Summer | Winter, WintShld, Summer | Winter, WintShld, Summer | Winter, WintShld, Summer
WI Large Coal Units Hg Rule v3.1, Unit 3841 and retrofits | 805 | 7369 | MACT Fuel Choice Floor in lbs/MMBtu | FALSE | L | Annual | Emission Floor | lbs/MMBtu | 7.92e-07 | 7.92e-07 | 7.92e-07 | 7.92e-07 | 7.92e-07 | 7.92e-07 | 7.92e-07
WI Large Coal Units Hg Rule v3.1, Unit 3841 and retrofits | 805 | 7369 | MACT Fuel Choice Floor in lbs/MMBtu | FALSE | L | Annual | Emissions at Affected Plants MER | lbs | 0 | 0 | 0 | 0 | 0 | 0 | 0
WI Large Coal Units Hg Rule v3.1, Unit 3841 and retrofits | 805 | 7369 | MACT Fuel Choice Floor in lbs/MMBtu | FALSE | L | Annual | Allowances Purchased MER | lbs | 0 | 0 | 0 | 0 | 0 | 0 | 0
WI Large Coal Units Hg Rule v3.1, Unit 3841 and retrofits | 805 | 7369 | MACT Fuel Choice Floor in lbs/MMBtu | FALSE | L | Annual | Allowances Sold MER | lbs | 0 | 0 | 0 | 0 | 0 | 0 | 0
WI Large Coal Units Hg Rule v3.1, Unit 3841 and retrofits | 805 | 7369 | MACT Fuel Choice Floor in lbs/MMBtu | FALSE | L | Annual | Allowances Banked | lbs | 0 | 0 | 0 | 0 | 0 | 0 | 0
WI Large Coal Units Hg Rule v3.1, Unit 3841 and retrofits | 805 | 7369 | MACT Fuel Choice Floor in lbs/MMBtu | FALSE | L | Annual | Allowances Withdrawn (1:1) | lbs | 0 | 0 | 0 | 0 | 0 | 0 | 0
WI Large Coal Units Hg Rule v3.1, Unit 3841 and retrofits | 805 | 7369 | MACT Fuel Choice Floor in lbs/MMBtu | FALSE | L | Annual | Allowances Withdrawn (n:1) | lbs | 0 | 0 | 0 | 0 | 0 | 0 | 0
WI Large Coal Units Hg Rule v3.1, Unit 3841 and retrofits | 805 | 7369 | MACT Fuel Choice Floor in lbs/MMBtu | FALSE | L | Annual | Net Emissions Allowance Position | lbs | 0 | 0 | 0 | 0 | 0 | 0 | 0
WI Large Coal Units Hg Rule v3.1, Unit 3841 and retrofits | 805 | 7369 | MACT Fuel Choice Floor in lbs/MMBtu | FALSE | L | Annual | Fuel Consumed | TBtu | 0 | 0 | 0 | 0 | 0 | 0 | 0
WI Large Coal Units Hg Rule v3.1, Unit 3841 and retrofits | 805 | 7369 | MACT Fuel Choice Floor in lbs/MMBtu | FALSE | L | Annual | Rate | lb/MMBtu | 0 | 0 | 0 | 0 | 0 | 0 | 0
WI Large Coal Units Hg Rule v3.1, Unit 3841 and retrofits | 805 | 7369 | MACT Fuel Choice Floor in lbs/MMBtu | FALSE | L | Annual | Generation | TWh | 0 | 0 | 0 | 0 | 0 | 0 | 0
WI Large Coal Units Hg Rule v3.1, Unit 3841 and retrofits | 805 | 7369 | MACT Fuel Choice Floor in lbs/MMBtu | FALSE | L | Annual | Qualifying Generation | TWh | 0 | 0 | 0 | 0 | 0 | 0 | 0
WI Large Coal Units Hg Rule v3.1, Unit 3841 and retrofits | 805 | 7369 | MACT Fuel Choice Floor in lbs/MMBtu | FALSE | L | Annual | Constraint Shadow Price | US2019$/Lb | 0 | 0 | 0 | 0 | 0 | 0 | 0
WI Large Coal Units Hg Rule v3.1, Unit 3842 and retrofits | 806 | 7369 | MACT Fuel Choice Floor in lbs/MMBtu | FALSE | L | Annual | Seasons Included | Seasons | Winter, WintShld, Summer | Winter, WintShld, Summer | Winter, WintShld, Summer | Winter, WintShld, Summer | Winter, WintShld, Summer | Winter, WintShld, Summer | Winter, WintShld, Summer
WI Large Coal Units Hg Rule v3.1, Unit 3842 and retrofits | 806 | 7369 | MACT Fuel Choice Floor in lbs/MMBtu | FALSE | L | Annual | Emission Floor | lbs/MMBtu | 7.92e-07 | 7.92e-07 | 7.92e-07 | 7.92e-07 | 7.92e-07 | 7.92e-07 | 7.92e-07
WI Large Coal Units Hg Rule v3.1, Unit 3842 and retrofits | 806 | 7369 | MACT Fuel Choice Floor in lbs/MMBtu | FALSE | L | Annual | Emissions at Affected Plants MER | lbs | 0 | 0 | 0 | 0 | 0 | 0 | 0
WI Large Coal Units Hg Rule v3.1, Unit 3842 and retrofits | 806 | 7369 | MACT Fuel Choice Floor in lbs/MMBtu | FALSE | L | Annual | Allowances Purchased MER | lbs | 0 | 0 | 0 | 0 | 0 | 0 | 0
WI Large Coal Units Hg Rule v3.1, Unit 3842 and retrofits | 806 | 7369 | MACT Fuel Choice Floor in lbs/MMBtu | FALSE | L | Annual | Allowances Sold MER | lbs | 0 | 0 | 0 | 0 | 0 | 0 | 0
WI Large Coal Units Hg Rule v3.1, Unit 3842 and retrofits | 806 | 7369 | MACT Fuel Choice Floor in lbs/MMBtu | FALSE | L | Annual | Allowances Banked | lbs | 0 | 0 | 0 | 0 | 0 | 0 | 0
WI Large Coal Units Hg Rule v3.1, Unit 3842 and retrofits | 806 | 7369 | MACT Fuel Choice Floor in lbs/MMBtu | FALSE | L | Annual | Allowances Withdrawn (1:1) | lbs | 0 | 0 | 0 | 0 | 0 | 0 | 0
WI Large Coal Units Hg Rule v3.1, Unit 3842 and retrofits | 806 | 7369 | MACT Fuel Choice Floor in lbs/MMBtu | FALSE | L | Annual | Allowances Withdrawn (n:1) | lbs | 0 | 0 | 0 | 0 | 0 | 0 | 0
WI Large Coal Units Hg Rule v3.1, Unit 3842 and retrofits | 806 | 7369 | MACT Fuel Choice Floor in lbs/MMBtu | FALSE | L | Annual | Net Emissions Allowance Position | lbs | 0 | 0 | 0 | 0 | 0 | 0 | 0
WI Large Coal Units Hg Rule v3.1, Unit 3842 and retrofits | 806 | 7369 | MACT Fuel Choice Floor in lbs/MMBtu | FALSE | L | Annual | Fuel Consumed | TBtu | 0 | 0 | 0 | 0 | 0 | 0 | 0
WI Large Coal Units Hg Rule v3.1, Unit 3842 and retrofits | 806 | 7369 | MACT Fuel Choice Floor in lbs/MMBtu | FALSE | L | Annual | Rate | lb/MMBtu | 0 | 0 | 0 | 0 | 0 | 0 | 0
WI Large Coal Units Hg Rule v3.1, Unit 3842 and retrofits | 806 | 7369 | MACT Fuel Choice Floor in lbs/MMBtu | FALSE | L | Annual | Generation | TWh | 0 | 0 | 0 | 0 | 0 | 0 | 0
WI Large Coal Units Hg Rule v3.1, Unit 3842 and retrofits | 806 | 7369 | MACT Fuel Choice Floor in lbs/MMBtu | FALSE | L | Annual | Qualifying Generation | TWh | 0 | 0 | 0 | 0 | 0 | 0 | 0
WI Large Coal Units Hg Rule v3.1, Unit 3842 and retrofits | 806 | 7369 | MACT Fuel Choice Floor in lbs/MMBtu | FALSE | L | Annual | Constraint Shadow Price | US2019$/Lb | 0 | 0 | 0 | 0 | 0 | 0 | 0
WI Large Coal Units Hg Rule v3.1, Unit 3843 and retrofits | 807 | 7369 | MACT Fuel Choice Floor in lbs/MMBtu | FALSE | L | Annual | Seasons Included | Seasons | Winter, WintShld, Summer | Winter, WintShld, Summer | Winter, WintShld, Summer | Winter, WintShld, Summer | Winter, WintShld, Summer | Winter, WintShld, Summer | Winter, WintShld, Summer
WI Large Coal Units Hg Rule v3.1, Unit 3843 and retrofits | 807 | 7369 | MACT Fuel Choice Floor in lbs/MMBtu | FALSE | L | Annual | Emission Floor | lbs/MMBtu | 7.92e-07 | 7.92e-07 | 7.92e-07 | 7.92e-07 | 7.92e-07 | 7.92e-07 | 7.92e-07
WI Large Coal Units Hg Rule v3.1, Unit 3843 and retrofits | 807 | 7369 | MACT Fuel Choice Floor in lbs/MMBtu | FALSE | L | Annual | Emissions at Affected Plants MER | lbs | 22.2008 | 14.5078 | 0 | 0 | 0 | 0 | 0
WI Large Coal Units Hg Rule v3.1, Unit 3843 and retrofits | 807 | 7369 | MACT Fuel Choice Floor in lbs/MMBtu | FALSE | L | Annual | Allowances Purchased MER | lbs | 0 | 0 | 0 | 0 | 0 | 0 | 0
WI Large Coal Units Hg Rule v3.1, Unit 3843 and retrofits | 807 | 7369 | MACT Fuel Choice Floor in lbs/MMBtu | FALSE | L | Annual | Allowances Sold MER | lbs | 0 | 0 | 0 | 0 | 0 | 0 | 0
WI Large Coal Units Hg Rule v3.1, Unit 3843 and retrofits | 807 | 7369 | MACT Fuel Choice Floor in lbs/MMBtu | FALSE | L | Annual | Allowances Banked | lbs | 0 | 0 | 0 | 0 | 0 | 0 | 0
WI Large Coal Units Hg Rule v3.1, Unit 3843 and retrofits | 807 | 7369 | MACT Fuel Choice Floor in lbs/MMBtu | FALSE | L | Annual | Allowances Withdrawn (1:1) | lbs | 0 | 0 | 0 | 0 | 0 | 0 | 0
WI Large Coal Units Hg Rule v3.1, Unit 3843 and retrofits | 807 | 7369 | MACT Fuel Choice Floor in lbs/MMBtu | FALSE | L | Annual | Allowances Withdrawn (n:1) | lbs | 0 | 0 | 0 | 0 | 0 | 0 | 0
WI Large Coal Units Hg Rule v3.1, Unit 3843 and retrofits | 807 | 7369 | MACT Fuel Choice Floor in lbs/MMBtu | FALSE | L | Annual | Net Emissions Allowance Position | lbs | 22.2008 | 14.5078 | 0 | 0 | 0 | 0 | 0
WI Large Coal Units Hg Rule v3.1, Unit 3843 and retrofits | 807 | 7369 | MACT Fuel Choice Floor in lbs/MMBtu | FALSE | L | Annual | Fuel Consumed | TBtu | 38.9711 | 25.4668 | 0 | 0 | 0 | 0 | 0
WI Large Coal Units Hg Rule v3.1, Unit 3843 and retrofits | 807 | 7369 | MACT Fuel Choice Floor in lbs/MMBtu | FALSE | L | Annual | Rate | lb/MMBtu | 5.6967e-07 | 5.6967e-07 | 0 | 0 | 0 | 0 | 0
WI Large Coal Units Hg Rule v3.1, Unit 3843 and retrofits | 807 | 7369 | MACT Fuel Choice Floor in lbs/MMBtu | FALSE | L | Annual | Generation | TWh | 4.0345 | 2.6365 | 0 | 0 | 0 | 0 | 0
WI Large Coal Units Hg Rule v3.1, Unit 3843 and retrofits | 807 | 7369 | MACT Fuel Choice Floor in lbs/MMBtu | FALSE | L | Annual | Qualifying Generation | TWh | 4.0345 | 2.6365 | 0 | 0 | 0 | 0 | 0
WI Large Coal Units Hg Rule v3.1, Unit 3843 and retrofits | 807 | 7369 | MACT Fuel Choice Floor in lbs/MMBtu | FALSE | L | Annual | Constraint Shadow Price | US2019$/Lb | 0 | 0 | 0 | 0 | 0 | 0 | 0
WI Large Coal Units Hg Rule v3.1, Unit 3844 and retrofits | 808 | 7369 | MACT Fuel Choice Floor in lbs/MMBtu | FALSE | L | Annual | Seasons Included | Seasons | Winter, WintShld, Summer | Winter, WintShld, Summer | Winter, WintShld, Summer | Winter, WintShld, Summer | Winter, WintShld, Summer | Winter, WintShld, Summer | Winter, WintShld, Summer
WI Large Coal Units Hg Rule v3.1, Unit 3844 and retrofits | 808 | 7369 | MACT Fuel Choice Floor in lbs/MMBtu | FALSE | L | Annual | Emission Floor | lbs/MMBtu | 7.92e-07 | 7.92e-07 | 7.92e-07 | 7.92e-07 | 7.92e-07 | 7.92e-07 | 7.92e-07
WI Large Coal Units Hg Rule v3.1, Unit 3844 and retrofits | 808 | 7369 | MACT Fuel Choice Floor in lbs/MMBtu | FALSE | L | Annual | Emissions at Affected Plants MER | lbs | 22.0218 | 18.1383 | 0 | 0 | 0 | 0 | 0
WI Large Coal Units Hg Rule v3.1, Unit 3844 and retrofits | 808 | 7369 | MACT Fuel Choice Floor in lbs/MMBtu | FALSE | L | Annual | Allowances Purchased MER | lbs | 0 | 0 | 0 | 0 | 0 | 0 | 0
WI Large Coal Units Hg Rule v3.1, Unit 3844 and retrofits | 808 | 7369 | MACT Fuel Choice Floor in lbs/MMBtu | FALSE | L | Annual | Allowances Sold MER | lbs | 0 | 0 | 0 | 0 | 0 | 0 | 0
WI Large Coal Units Hg Rule v3.1, Unit 3844 and retrofits | 808 | 7369 | MACT Fuel Choice Floor in lbs/MMBtu | FALSE | L | Annual | Allowances Banked | lbs | 0 | 0 | 0 | 0 | 0 | 0 | 0
WI Large Coal Units Hg Rule v3.1, Unit 3844 and retrofits | 808 | 7369 | MACT Fuel Choice Floor in lbs/MMBtu | FALSE | L | Annual | Allowances Withdrawn (1:1) | lbs | 0 | 0 | 0 | 0 | 0 | 0 | 0
WI Large Coal Units Hg Rule v3.1, Unit 3844 and retrofits | 808 | 7369 | MACT Fuel Choice Floor in lbs/MMBtu | FALSE | L | Annual | Allowances Withdrawn (n:1) | lbs | 0 | 0 | 0 | 0 | 0 | 0 | 0
WI Large Coal Units Hg Rule v3.1, Unit 3844 and retrofits | 808 | 7369 | MACT Fuel Choice Floor in lbs/MMBtu | FALSE | L | Annual | Net Emissions Allowance Position | lbs | 22.0218 | 18.1383 | 0 | 0 | 0 | 0 | 0
WI Large Coal Units Hg Rule v3.1, Unit 3844 and retrofits | 808 | 7369 | MACT Fuel Choice Floor in lbs/MMBtu | FALSE | L | Annual | Fuel Consumed | TBtu | 38.6569 | 31.8398 | 0 | 0 | 0 | 0 | 0
WI Large Coal Units Hg Rule v3.1, Unit 3844 and retrofits | 808 | 7369 | MACT Fuel Choice Floor in lbs/MMBtu | FALSE | L | Annual | Rate | lb/MMBtu | 5.6967e-07 | 5.6967e-07 | 0 | 0 | 0 | 0 | 0
WI Large Coal Units Hg Rule v3.1, Unit 3844 and retrofits | 808 | 7369 | MACT Fuel Choice Floor in lbs/MMBtu | FALSE | L | Annual | Generation | TWh | 4.0345 | 3.3231 | 0 | 0 | 0 | 0 | 0
WI Large Coal Units Hg Rule v3.1, Unit 3844 and retrofits | 808 | 7369 | MACT Fuel Choice Floor in lbs/MMBtu | FALSE | L | Annual | Qualifying Generation | TWh | 4.0345 | 3.3231 | 0 | 0 | 0 | 0 | 0
WI Large Coal Units Hg Rule v3.1, Unit 3844 and retrofits | 808 | 7369 | MACT Fuel Choice Floor in lbs/MMBtu | FALSE | L | Annual | Constraint Shadow Price | US2019$/Lb | 0 | 0 | 0 | 0 | 0 | 0 | 0
WI Small Coal Units Hg Rule v3.1, Unit 3610 and retrofits | 809 | 7370 | MACT Fuel Choice Floor in lbs/MMBtu | FALSE | L | Annual | Seasons Included | Seasons | Winter, WintShld, Summer | Winter, WintShld, Summer | Winter, WintShld, Summer | Winter, WintShld, Summer | Winter, WintShld, Summer | Winter, WintShld, Summer | Winter, WintShld, Summer
WI Small Coal Units Hg Rule v3.1, Unit 3610 and retrofits | 809 | 7370 | MACT Fuel Choice Floor in lbs/MMBtu | FALSE | L | Annual | Emission Floor | lbs/MMBtu | 6.91e-07 | 6.91e-07 | 6.91e-07 | 6.91e-07 | 6.91e-07 | 6.91e-07 | 6.91e-07
WI Small Coal Units Hg Rule v3.1, Unit 3610 and retrofits | 809 | 7370 | MACT Fuel Choice Floor in lbs/MMBtu | FALSE | L | Annual | Emissions at Affected Plants MER | lbs | 0.45089 | 0 | 0 | 0 | 0 | 0 | 0
WI Small Coal Units Hg Rule v3.1, Unit 3610 and retrofits | 809 | 7370 | MACT Fuel Choice Floor in lbs/MMBtu | FALSE | L | Annual | Allowances Purchased MER | lbs | 0 | 0 | 0 | 0 | 0 | 0 | 0
WI Small Coal Units Hg Rule v3.1, Unit 3610 and retrofits | 809 | 7370 | MACT Fuel Choice Floor in lbs/MMBtu | FALSE | L | Annual | Allowances Sold MER | lbs | 0 | 0 | 0 | 0 | 0 | 0 | 0
WI Small Coal Units Hg Rule v3.1, Unit 3610 and retrofits | 809 | 7370 | MACT Fuel Choice Floor in lbs/MMBtu | FALSE | L | Annual | Allowances Banked | lbs | 0 | 0 | 0 | 0 | 0 | 0 | 0
WI Small Coal Units Hg Rule v3.1, Unit 3610 and retrofits | 809 | 7370 | MACT Fuel Choice Floor in lbs/MMBtu | FALSE | L | Annual | Allowances Withdrawn (1:1) | lbs | 0 | 0 | 0 | 0 | 0 | 0 | 0
WI Small Coal Units Hg Rule v3.1, Unit 3610 and retrofits | 809 | 7370 | MACT Fuel Choice Floor in lbs/MMBtu | FALSE | L | Annual | Allowances Withdrawn (n:1) | lbs | 0 | 0 | 0 | 0 | 0 | 0 | 0
WI Small Coal Units Hg Rule v3.1, Unit 3610 and retrofits | 809 | 7370 | MACT Fuel Choice Floor in lbs/MMBtu | FALSE | L | Annual | Net Emissions Allowance Position | lbs | 0.45089 | 0 | 0 | 0 | 0 | 0 | 0
WI Small Coal Units Hg Rule v3.1, Unit 3610 and retrofits | 809 | 7370 | MACT Fuel Choice Floor in lbs/MMBtu | FALSE | L | Annual | Fuel Consumed | TBtu | 0.90723 | 0 | 0 | 0 | 0 | 0 | 0
WI Small Coal Units Hg Rule v3.1, Unit 3610 and retrofits | 809 | 7370 | MACT Fuel Choice Floor in lbs/MMBtu | FALSE | L | Annual | Rate | lb/MMBtu | 4.97e-07 | 0 | 0 | 0 | 0 | 0 | 0
WI Small Coal Units Hg Rule v3.1, Unit 3610 and retrofits | 809 | 7370 | MACT Fuel Choice Floor in lbs/MMBtu | FALSE | L | Annual | Generation | TWh | 0.071608 | 0 | 0 | 0 | 0 | 0 | 0
WI Small Coal Units Hg Rule v3.1, Unit 3610 and retrofits | 809 | 7370 | MACT Fuel Choice Floor in lbs/MMBtu | FALSE | L | Annual | Qualifying Generation | TWh | 0.071608 | 0 | 0 | 0 | 0 | 0 | 0
WI Small Coal Units Hg Rule v3.1, Unit 3610 and retrofits | 809 | 7370 | MACT Fuel Choice Floor in lbs/MMBtu | FALSE | L | Annual | Constraint Shadow Price | US2019$/Lb | 0 | 0 | 0 | 0 | 0 | 0 | 0
Zero Reserve Margin Type 3 Constraints | 810 | 7658 | MACT Fuel Choice Floor in lbs/MMBtu | FALSE | L | Annual | Seasons Included | Seasons | Winter, WintShld, Summer | Winter, WintShld, Summer | Winter, WintShld, Summer | Winter, WintShld, Summer | Winter, WintShld, Summer | Winter, WintShld, Summer | Winter, WintShld, Summer
Zero Reserve Margin Type 3 Constraints | 810 | 7658 | MACT Fuel Choice Floor in lbs/MMBtu | FALSE | L | Annual | Emission Floor | lb/MMBtu | 0 | 0 | 0 | 0 | 0 | 0 | 0
Zero Reserve Margin Type 3 Constraints | 810 | 7658 | MACT Fuel Choice Floor in lbs/MMBtu | FALSE | L | Annual | Emissions at Affected Plants NOX | Thousand Tons | 0.5887 | 0.58288 | 0.28034 | 0.25024 | 0.087564 | 0 | 0
Zero Reserve Margin Type 3 Constraints | 810 | 7658 | MACT Fuel Choice Floor in lbs/MMBtu | FALSE | L | Annual | Allowances Purchased NOX | Thousand Tons | 0 | 0 | 0 | 0 | 0 | 0 | 0
Zero Reserve Margin Type 3 Constraints | 810 | 7658 | MACT Fuel Choice Floor in lbs/MMBtu | FALSE | L | Annual | Allowances Sold NOX | Thousand Tons | 0 | 0 | 0 | 0 | 0 | 0 | 0
Zero Reserve Margin Type 3 Constraints | 810 | 7658 | MACT Fuel Choice Floor in lbs/MMBtu | FALSE | L | Annual | Allowances Banked | Thousand Tons | 0 | 0 | 0 | 0 | 0 | 0 | 0
Zero Reserve Margin Type 3 Constraints | 810 | 7658 | MACT Fuel Choice Floor in lbs/MMBtu | FALSE | L | Annual | Allowances Withdrawn (1:1) | Thousand Tons | 0 | 0 | 0 | 0 | 0 | 0 | 0
Zero Reserve Margin Type 3 Constraints | 810 | 7658 | MACT Fuel Choice Floor in lbs/MMBtu | FALSE | L | Annual | Allowances Withdrawn (n:1) | Thousand Tons | 0 | 0 | 0 | 0 | 0 | 0 | 0
Zero Reserve Margin Type 3 Constraints | 810 | 7658 | MACT Fuel Choice Floor in lbs/MMBtu | FALSE | L | Annual | Net Emissions Allowance Position | Thousand Tons | 0.5887 | 0.58288 | 0.28034 | 0.25024 | 0.087564 | 0 | 0
Zero Reserve Margin Type 3 Constraints | 810 | 7658 | MACT Fuel Choice Floor in lbs/MMBtu | FALSE | L | Annual | Fuel Consumed | TBtu | 16.0059 | 15.8478 | 7.622 | 6.8038 | 2.3807 | 0 | 0
Zero Reserve Margin Type 3 Constraints | 810 | 7658 | MACT Fuel Choice Floor in lbs/MMBtu | FALSE | L | Annual | Rate | lb/MMBtu | 0.07356 | 0.07356 | 0.07356 | 0.07356 | 0.07356 | 0 | 0
Zero Reserve Margin Type 3 Constraints | 810 | 7658 | MACT Fuel Choice Floor in lbs/MMBtu | FALSE | L | Annual | Generation | TWh | 1.6098 | 1.5939 | 0.65897 | 0.57668 | 0.16637 | 0 | 0
Zero Reserve Margin Type 3 Constraints | 810 | 7658 | MACT Fuel Choice Floor in lbs/MMBtu | FALSE | L | Annual | Qualifying Generation | TWh | 1.6098 | 1.5939 | 0.65897 | 0.57668 | 0.16637 | 0 | 0
Zero Reserve Margin Type 3 Constraints | 810 | 7658 | MACT Fuel Choice Floor in lbs/MMBtu | FALSE | L | Annual | Constraint Shadow Price | US2019$/Ton | 0 | 0 | 0 | 0 | 0 | 0 | 0

## Table 1-16_US
| 2028 | 2030 | 2035 | 2040 | 2045 | 2050 | 2055
1. Reserve Margin Capacity Winter [MW] | 926730.7823 | 950315.3889 | 1016613.4861 | 1093771.7194 | 1182002.594 | 1279926.4662 | 1358755.3323
Plus Firm Contract Purchases Winter [MW] | 0 | 0 | 0 | 0 | 0 | 0 | 0
Plus Transmission In Winter [MW] | 36633.6085 | 38033.6001 | 35716.954 | 41517.1951 | 61271.3326 | 78574.9477 | 87677.0278
Less Firm Contract Sales Winter [MW] | 0 | 0 | 0 | 0 | 0 | 0 | 0
Less Transmission Out Winter [MW] | 40951.2522 | 42813.476 | 38699.374 | 47023.7453 | 67897.5916 | 85412.0281 | 95193.0349
Total Reserve Margin Capacity Winter [MW] | 922413.1386 | 945535.513 | 1013631.0661 | 1088265.1692 | 1175376.335 | 1273089.3858 | 1351239.3252
2. Peak Load Winter [MW] | 718710.2819 | 737145.1767 | 789503.1014 | 849334.803 | 914600.0589 | 985789.8685 | 1045852.9333
Less DSM [MW] | 0 | 0 | 0 | 0 | 0 | 0 | 0
Net Demand Winter [MW] | 718710.2819 | 737145.1767 | 789503.1014 | 849334.803 | 914600.0589 | 985789.8685 | 1045852.9333
3. Reserve Margin Winter [%] | 28.3428 | 28.2699 | 28.3885 | 28.1315 | 28.5126 | 29.1441 | 29.1997
1. Reserve Margin Capacity WintShld [MW] | 926730.7823 | 950315.3889 | 1016613.4861 | 1093771.7194 | 1182002.594 | 1279926.4662 | 1358755.3323
Plus Firm Contract Purchases WintShld [MW] | 0 | 0 | 0 | 0 | 0 | 0 | 0
Plus Transmission In WintShld [MW] | 8583.5795 | 7465.5667 | 6338.9067 | 9791.31 | 21783.5425 | 32188.7548 | 37844.0071
Less Firm Contract Sales WintShld [MW] | 0 | 0 | 0 | 0 | 0 | 0 | 0
Less Transmission Out WintShld [MW] | 8797.1883 | 7652.7001 | 6499.3944 | 10066.9357 | 22326.4087 | 32987.1865 | 38781.6815
Total Reserve Margin Capacity WintShld [MW] | 926517.1735 | 950128.2556 | 1016452.9984 | 1093496.0938 | 1181459.7278 | 1279128.0344 | 1357817.6578
2. Peak Load WintShld [MW] | 661563.835 | 678522.2374 | 726830.9761 | 780389.6521 | 838435.3612 | 901547.1569 | 956795.6768
Less DSM [MW] | 0 | 0 | 0 | 0 | 0 | 0 | 0
Net Demand WintShld [MW] | 661563.835 | 678522.2374 | 726830.9761 | 780389.6521 | 838435.3612 | 901547.1569 | 956795.6768
3. Reserve Margin WintShld [%] | 40.0495 | 40.0291 | 39.8472 | 40.1218 | 40.9124 | 41.8814 | 41.913
1. Reserve Margin Capacity Summer [MW] | 926730.7823 | 950315.3889 | 1016613.4861 | 1093771.7194 | 1182002.594 | 1279926.4662 | 1358755.3323
Plus Firm Contract Purchases Summer [MW] | 0 | 0 | 0 | 0 | 0 | 0 | 0
Plus Transmission In Summer [MW] | 96956.7821 | 101632.2792 | 103696.0142 | 104383.3886 | 123969.8678 | 146586.7294 | 155479.6149
Less Firm Contract Sales Summer [MW] | 0 | 0 | 0 | 0 | 0 | 0 | 0
Less Transmission Out Summer [MW] | 93005.6331 | 97418.5003 | 98253.3901 | 97471.0432 | 117726.3279 | 141349.2313 | 150494.5894
Total Reserve Margin Capacity Summer [MW] | 930681.9313 | 954529.1679 | 1022056.1101 | 1100684.0648 | 1188246.134 | 1285163.9643 | 1363740.3578
2. Peak Load Summer [MW] | 806492.2967 | 827171.5448 | 885759.7617 | 953967.2969 | 1029919.6944 | 1113983.9141 | 1182176.4429
Less DSM [MW] | 0 | 0 | 0 | 0 | 0 | 0 | 0
Net Demand Summer [MW] | 806492.2967 | 827171.5448 | 885759.7617 | 953967.2969 | 1029919.6944 | 1113983.9141 | 1182176.4429
3. Reserve Margin Summer [%] | 15.3987 | 15.3968 | 15.3875 | 15.3796 | 15.3727 | 15.3665 | 15.3584
1. Reserve Margin Capacity Annual [MW] | 926730.7823 | 950315.3889 | 1016613.4861 | 1093771.7194 | 1182002.594 | 1279926.4662 | 1358755.3323
Plus Firm Contract Purchases Annual [MW] | 0 | 0 | 0 | 0 | 0 | 0 | 0
Plus Transmission In Annual [MW] | 101282.8856 | 103766.8455 | 105420.5726 | 109714.2449 | 132283.5899 | 149664.5792 | 162676.3155
Less Firm Contract Sales Annual [MW] | 0 | 0 | 0 | 0 | 0 | 0 | 0
Less Transmission Out Annual [MW] | 70781.0803 | 73694.2548 | 72391.1113 | 72856.4456 | 98639.0038 | 113197.4436 | 123994.9426
Total Reserve Margin Capacity Annual [MW] | 957232.5876 | 980387.9796 | 1049642.9474 | 1130629.5187 | 1215647.1801 | 1316393.6017 | 1397436.7052
(for seasonal/annual regions combined)
2. Peak Load Annual [MW] | 820489.8929 | 841254.8964 | 900341.6281 | 969689.3979 | 1047210.0541 | 1133162.4555 | 1202488.87
Less DSM [MW] | 0 | 0 | 0 | 0 | 0 | 0 | 0
Net Demand Annual [MW] | 820489.8929 | 841254.8964 | 900341.6281 | 969689.3979 | 1047210.0541 | 1133162.4555 | 1202488.87
(for seasonal/annual regions combined)
3. Reserve Margin Annual [%] | 16.666 | 16.5388 | 16.5827 | 16.5971 | 16.0844 | 16.1699 | 16.212
(for seasonal/annual regions combined)
3a.Local Reserves Annual [%] | 112.9485 | 112.964 | 112.9142 | 112.7961 | 112.8716 | 112.9517 | 112.9953
(for seasonal/annual regions combined)
4. Total Generation [GWh] | 4487721.8595 | 4642589.6614 | 5021626.5729 | 5427426.3031 | 5825264.4492 | 6305993.5766 | 6736594.3268
Inter-Region Transmission [GWh] | 7192.1477 | 2090.5488 | -2675.3178 | -22575.3141 | -32473.449 | -42600.1627 | -49870.1619
Pumping & Storage Losses [GWh] | 88307.0063 | 134216.6378 | 207742.5016 | 270905.8621 | 304793.1342 | 376541.9053 | 416268.2906
Plus Purchases [GWh] | 0 | 0 | 0 | 0 | 0 | 0 | 0
Less Sales [GWh] | 0 | 0 | 0 | 0 | 0 | 0 | 0
5. Total Supply for Demand [GWh] | 4406607.0009 | 4510463.5724 | 4811208.7535 | 5133945.1269 | 5487997.866 | 5886851.5085 | 6270455.8743
6. Projected Demand [GWh] | 4405188.3141 | 4508248.9476 | 4796312.0674 | 5101697.1795 | 5428412.1453 | 5777930.6436 | 6133954.1046
Energy Not Served [GWh] | 0 | 0 | 0 | 0 | 0 | 0 | 0
Less DSM [GWh] | 0 | 0 | 0 | 0 | 0 | 0 | 0
Energy Demand Response [GWh] | 0 | 0 | 0 | 0 | 0 | 0 | 0
Net Demand [GWh] | 4405188.3141 | 4508248.9476 | 4796312.0674 | 5101697.1795 | 5428412.1453 | 5777930.6436 | 6133954.1046
7. Dumped Energy [GWh] | 1418.6868 | 2214.6248 | 14896.6862 | 32247.9474 | 59585.7207 | 108920.8649 | 136501.7697
8. Total Generation [GWh] | 4487721.8595 | 4642589.6614 | 5021626.5729 | 5427426.3031 | 5825264.4492 | 6305993.5766 | 6736594.3268
Less T&D Losses [GWh] | 292877.4287 | 303625.7196 | 328722.1406 | 355507.7548 | 380651.288 | 411496.8159 | 439662.1815
9. Total Sales [GWh] | 4194844.4308 | 4338963.9417 | 4692904.4324 | 5071918.5483 | 5444613.1612 | 5894496.7606 | 6296932.1453
Capacity Avoided Costs [US$/kW]
ANNUAL | 82.518 | 66.2035 | 63.8141 | 67.899 | 66.9815 | 58.5726 | 59.1373
WINTER | 12.3061 | 12.6455 | 8.6586 | 10.3756 | 9.4004 | 8.5502 | 8.4482
WINTSHLD | 0.0010344 | 0.0012584 | 0.0010428 | 0.0011052 | 0.0013554 | 0.0014035 | 0.0014071
SUMMER | 71.9487 | 55.3079 | 56.3312 | 59.0303 | 59.0444 | 51.4652 | 52.1216
10. Capacity by Capacity Reporting Type [MW]
00 New Combined Cycle | 30092.8353 | 32259.0835 | 36554.227 | 36554.227 | 36670.0653 | 39555.8463 | 47902.2208
00 New Combined Cycle with CCS Retrofit | 0 | 0 | 0 | 0 | 0 | 0 | 0
00 New Combined Cycle with CCS | 0 | 0 | 0 | 0 | 0 | 0 | 0
00 New Combustion Turbine | 12109.4031 | 12668.9077 | 23190.9612 | 67969.6336 | 162615.9482 | 269526.1212 | 341097.0857
00 New Hydro | 0 | 1483.5 | 5796 | 8059.0165 | 8059.0165 | 8059.0165 | 8402.2967
00 New Nuclear | 0 | 0 | 0 | 0 | 0 | 0 | 0
00 New Small Modular Reactor | 0 | 0 | 0 | 0 | 0 | 0 | 0
00 New Biomass | 56.9 | 56.9 | 56.9 | 56.9 | 56.9 | 56.9 | 56.9
00 New Geothermal | 376.53 | 376.53 | 376.53 | 376.53 | 376.53 | 376.53 | 376.53
00 New Landfill Gas | 1307.15 | 1307.15 | 1307.15 | 1307.15 | 1307.15 | 1307.15 | 1316.548
00 New Battery Storage | 36391.7399 | 66926.9776 | 97109.7316 | 118468.8388 | 132342.2401 | 152647.6531 | 163802.4464
00 New Offshore Wind | 9301.2821 | 11670.1625 | 32601.036 | 37815.3082 | 56839.8606 | 60830.2004 | 60978.2486
00 New Onshore Wind | 62661.0028 | 111549.754 | 253818.9252 | 351418.1055 | 469019.9313 | 573747.5238 | 641146.8573
00 New Solar PV | 73911.2984 | 111396.3764 | 220364.6264 | 318337.8408 | 391448.962 | 497276.0025 | 555026.0615
00 New Solar Thermal | 0 | 265.1559 | 265.1559 | 265.1559 | 265.1559 | 265.1559 | 265.1559
00 New Fuel Cell | 109.1 | 109.1 | 109.1 | 109.1 | 109.1 | 109.1 | 109.1
00 New Ultrasupercritical Coal without CCS | 0 | 0 | 0 | 0 | 0 | 0 | 0
00 New Ultrasupercritical Coal with 30% CCS | 0 | 0 | 0 | 0 | 0 | 0 | 0
00 New Ultrasupercritical Coal with 90% CCS | 0 | 0 | 0 | 0 | 0 | 0 | 0
00 Exist & New Distributed Solar PV | 66887.9475 | 74192.5125 | 94156.2769 | 116466.1925 | 140292.9845 | 165778.6513 | 198242.0678
00 Exist Combined Cycle | 273092.8 | 265163.1587 | 258269.7202 | 258269.7202 | 254699.5202 | 245733.1202 | 245733.1202
00 Exist Combustion Turbine | 142434.9 | 141814.1 | 140458.6 | 139819.3116 | 128762.5852 | 123165.8 | 123165.8
00 Exist Coal Steam_Uncontrolled | 554.6 | 427.1 | 275.6 | 275.6 | 275.6 | 19.2 | 19.2
00 Exist Coal Steam_ACI | 9660 | 1445 | 1368 | 1368 | 1368 | 1368 | 1368
00 Exist Coal Steam_ACI_DSI | 2817.2 | 1072.2 | 990.2359 | 990.2359 | 967.0358 | 0 | 0
00 Exist Coal Steam_DryFGD | 60 | 60 | 60 | 60 | 60 | 60 | 60
00 Exist Coal Steam_DryFGD_ACI | 7525 | 2077.699 | 354.6612 | 2 | 2 | 2 | 2
00 Exist Coal Steam_DryFGD_DSI | 0 | 0 | 0 | 0 | 0 | 0 | 0
00 Exist Coal Steam_DryFGD_SCR | 0 | 0 | 0 | 0 | 0 | 0 | 0
00 Exist Coal Steam_DryFGD_SCR_ACI | 7863 | 6526 | 2660 | 2658 | 2658 | 2339 | 2339
00 Exist Coal Steam_DryFGD_SCR_DSI | 268 | 268 | 0 | 0 | 0 | 0 | 0
00 Exist Coal Steam_DryFGD_SCR_ACI_DSI | 931 | 691 | 691 | 691 | 691 | 0 | 0
00 Exist Coal Steam_DryFGD_SNCR_ACI | 2178 | 1446.9092 | 5.619e-07 | 5.619e-07 | 5.619e-07 | 5.619e-07 | 5.619e-07
00 Exist Coal Steam_DryFGD_SNCR_ACI_DSI | 584 | 155.7188 | 0 | 0 | 0 | 0 | 0
00 Exist Coal Steam_DSI | 955 | 0 | 0 | 0 | 0 | 0 | 0
00 Exist Coal Steam_SCR_ACI | 4361 | 4170.8293 | 2918.1931 | 2918.1931 | 2588 | 0 | 0
00 Exist Coal Steam_SCR_ACI_DSI | 430 | 390 | 390 | 390 | 390 | 0 | 0
00 Exist Coal Steam_SNCR | 15.2 | 15.2 | 15.2 | 15.2 | 15.2 | 15.2 | 15.2
00 Exist Coal Steam_SCR | 0 | 0 | 0 | 0 | 0 | 0 | 0
00 Exist Coal Steam_SNCR_ACI | 0 | 0 | 0 | 0 | 0 | 0 | 0
00 Exist Coal Steam_SNCR_ACI_DSI | 0 | 0 | 0 | 0 | 0 | 0 | 0
00 Exist Coal Steam_WetFGD | 2872.5713 | 1.189e-07 | 1.189e-07 | 1.189e-07 | 1.189e-07 | 1.189e-07 | 1.189e-07
00 Exist Coal Steam_WetFGD_ACI | 6319.7588 | 2790 | 2627 | 2627 | 2627 | 1387.1148 | 1387.1148
00 Exist Coal Steam_WetFGD_ACI_DSI | 1025 | 0 | 0 | 0 | 0 | 0 | 0
00 Exist Coal Steam_WetFGD_DSI | 0 | 0 | 0 | 0 | 0 | 0 | 0
00 Exist Coal Steam_WetFGD_SCR | 34621.1391 | 21442.4046 | 12806.6789 | 8637.764 | 3896 | 702 | 702
00 Exist Coal Steam_WetFGD_SCR_DSI | 1239 | 0 | 0 | 0 | 0 | 0 | 0
00 Exist Coal Steam_WetFGD_SCR_ACI | 16534.6813 | 8310.6007 | 818 | 208 | 208 | 10 | 3.7199e-07
00 Exist Coal Steam_WetFGD_SCR_ACI_DSI | 6503.772 | 4956 | 2361.5067 | 2047 | 417 | 0 | 0
00 Exist Coal Steam_WetFGD_SNCR | 1382 | 54 | 54 | 54 | 54 | 54 | 54
00 Exist Coal Steam_WetFGD_SNCR_ACI | 8178.4119 | 447 | 7.9644e-07 | 7.9644e-07 | 7.9644e-07 | 7.9644e-07 | 7.9644e-07
00 Exist Coal Steam_WetFGD_SNCR_ACI_DSI | 0 | 0 | 0 | 0 | 0 | 0 | 0
00 Exist FBC_ACI_DSI | 478 | 440 | 440 | 440 | 440 | 0 | 0
00 Exist FBC_DryFGD_ACI | 136 | 136 | 136 | 136 | 136 | 0 | 0
00 Exist FBC_DryFGD_DSI | 43 | 0 | 0 | 0 | 0 | 0 | 0
00 Exist FBC_DryFGD_SNCR | 1674 | 1674 | 1674 | 1674 | 1674 | 820 | 552
00 Exist FBC_DryFGD_SNCR_ACI | 610 | 610 | 558.9365 | 558.9365 | 558.9365 | 0 | 0
00 Exist FBC_DryFGD_SNCR_ACI_DSI | 92 | 92 | 92 | 92 | 92 | 92 | 92
00 Exist FBC_DryFGD_SNCR_DSI | 86 | 86 | 86 | 86 | 86 | 0 | 0
00 Exist FBC_DSI | 822 | 822 | 822 | 822 | 822 | 822 | 822
00 Exist FBC_SCR | 10.6 | 0 | 0 | 0 | 0 | 0 | 0
00 Exist FBC_SNCR | 53 | 53 | 53 | 53 | 53 | 53 | 53
00 Exist FBC_SNCR_ACI | 10.6 | 10 | 10 | 10 | 10 | 10 | 10
00 Exist FBC_SNCR_ACI_DSI | 305 | 305 | 305 | 305 | 305 | 0 | 0
00 Exist FBC_SNCR_DSI | 1114 | 994 | 994 | 994 | 994 | 994 | 994
00 Exist FBC_Uncontrolled | 0 | 0 | 0 | 0 | 0 | 0 | 0
00 Exist FBC_WetFGD_DSI | 51 | 51 | 51 | 51 | 51 | 51 | 51
00 Exist IGCC | 595 | 595 | 0 | 0 | 0 | 0 | 0
00 Exist Fossil_Other | 1379.3 | 1379.3 | 1379.3 | 1379.3 | 1379.3 | 1379.3 | 1379.3
00 Exist Fuel Cell | 174.8 | 174.8 | 174.8 | 174.8 | 174.8 | 174.8 | 174.8
00 Exist Hydro | 79310.2 | 79310.2 | 79310.2 | 79310.2 | 79310.2 | 79310.2 | 79310.2
00 Exist Non Fossil_Other | 4286.1 | 4286.1 | 4286.1 | 4286.1 | 4286.1 | 4286.1 | 4286.1
00 Exist Nuclear | 95685.2 | 91861.4 | 83576.5 | 78903.4 | 64704.6 | 45247.1 | 28508.9
00 Exist Oil/Gas Steam | 41515.9571 | 39705.0991 | 35881.4836 | 35868.6836 | 35840.6836 | 35087.3836 | 35087.3836
00 Exist Oil/Gas Steam_SCR | 6169.9 | 6099.9 | 5658.0032 | 5594.9 | 5594.9 | 5176.9 | 5176.9
00 Exist Oil/Gas Steam_SNCR | 4570.9 | 4570.9 | 4570.9 | 4570.9 | 4570.9 | 3856.1 | 3856.1
00 Exist Biomass | 266.7019 | 125.3 | 125.3 | 125.3 | 125.3 | 125.3 | 125.3
00 Exist Landfill Gas | 1604.9 | 1604.9 | 1604.9 | 1604.9 | 1604.9 | 1604.9 | 1604.9
00 Exist Geothermal | 2401.6 | 2401.6 | 2401.6 | 2401.6 | 2401.6 | 2401.6 | 2401.6
00 Exist Pump Storage | 22820 | 22820 | 22820 | 22820 | 22820 | 22820 | 22820
00 Exist Energy Storage | 1035.7 | 1035.7 | 1035.7 | 1035.7 | 1035.7 | 1035.7 | 1035.7
00 Exist Solar PV | 39944.8 | 39944.8 | 39942.8 | 39942.8 | 39942.8 | 39942.8 | 39942.8
00 Exist Solar Thermal | 1486 | 1486 | 1486 | 1486 | 1486 | 1486 | 1486
00 Exist Offshore Wind | 29.3 | 29.3 | 29.3 | 29.3 | 29.3 | 29.3 | 29.3
00 Exist Onshore Wind | 113323.1 | 113323.1 | 113323.1 | 113323.1 | 113323.1 | 113323.1 | 113323.1
00 International Imports | 1000 | 1000 | 1000 | 1000 | 1000 | 1000 | 1000
00 Ret.ACI | 0 | 0 | 0 | 0 | 0 | 0 | 0
00 Ret.ACI & DryFGD | 0 | 0 | 0 | 0 | 0 | 0 | 0
00 Ret.ACI & DryFGD & HRI | 0 | 0 | 0 | 0 | 0 | 0 | 0
00 Ret.ACI & DSI | 0 | 0 | 0 | 0 | 0 | 0 | 0
00 Ret.ACI & DSI & DryFGD | 0 | 0 | 0 | 0 | 0 | 0 | 0
00 Ret.ACI & DSI & DryFGD & HRI | 0 | 0 | 0 | 0 | 0 | 0 | 0
00 Ret.ACI & DSI & HRI | 0 | 0 | 0 | 0 | 0 | 0 | 0
00 Ret.ACI & DSI & WetFGD & HRI | 0 | 0 | 0 | 0 | 0 | 0 | 0
00 Ret.ACI & HRI | 0 | 0 | 0 | 0 | 0 | 0 | 0
00 Ret.ACI & SCR | 0 | 0 | 0 | 0 | 0 | 0 | 0
00 Ret.ACI & SCR & DryFGD & HRI | 0 | 0 | 0 | 0 | 0 | 0 | 0
00 Ret.ACI & SCR & DSI | 0 | 0 | 0 | 0 | 0 | 0 | 0
00 Ret.ACI & SCR & DSI & DryFGD | 0 | 0 | 0 | 0 | 0 | 0 | 0
00 Ret.ACI & SCR & DSI & DryFGD & HRI | 0 | 0 | 0 | 0 | 0 | 0 | 0
00 Ret.ACI & SCR & DSI & HRI | 0 | 0 | 0 | 0 | 0 | 0 | 0
00 Ret.ACI & SCR & DSI & WetFGD | 0 | 0 | 0 | 0 | 0 | 0 | 0
00 Ret.ACI & SCR & DSI & WetFGD & HRI | 0 | 0 | 0 | 0 | 0 | 0 | 0
00 Ret.ACI & SCR & HRI | 0 | 0 | 0 | 0 | 0 | 0 | 0
00 Ret.ACI & SCR & WetFGD & HRI | 0 | 0 | 0 | 0 | 0 | 0 | 0
00 Ret.ACI & SNCR | 0 | 0 | 0 | 0 | 0 | 0 | 0
00 Ret.ACI & SNCR & DSI | 0 | 0 | 0 | 0 | 0 | 0 | 0
00 Ret.ACI & SNCR & DSI & DryFGD | 0 | 0 | 0 | 0 | 0 | 0 | 0
00 Ret.ACI & SNCR & DSI & DryFGD & HRI | 0 | 0 | 0 | 0 | 0 | 0 | 0
00 Ret.ACI & SNCR & DSI & HRI | 0 | 0 | 0 | 0 | 0 | 0 | 0
00 Ret.ACI & SNCR & DSI & WetFGD | 0 | 0 | 0 | 0 | 0 | 0 | 0
00 Ret.ACI & SNCR & DSI & WetFGD & HRI | 0 | 0 | 0 | 0 | 0 | 0 | 0
00 Ret.ACI & SNCR & HRI | 0 | 0 | 0 | 0 | 0 | 0 | 0
00 Ret.ACI & WetFGD | 0 | 0 | 0 | 0 | 0 | 0 | 0
00 Ret.ACI & WetFGD & DSI | 0 | 0 | 0 | 0 | 0 | 0 | 0
00 Ret.ACI & WetFGD & HRI | 0 | 0 | 0 | 0 | 0 | 0 | 0
00 Ret.C2G | 13393.3882 | 13824.0822 | 12941.8161 | 11885.8161 | 11885.8161 | 11366.8161 | 11366.8161
00 Ret.C2G & SCR | 23.7603 | 582.1594 | 558.3991 | 558.3991 | 558.3991 | 558.3991 | 558.3991
00 Ret.CCG | 0 | 6688.521 | 10493.7519 | 10493.7519 | 10493.7519 | 10493.7519 | 10493.7519
00 Ret.DryFGD | 0 | 0 | 0 | 0 | 0 | 0 | 0
00 Ret.DryFGD & CCS | 0 | 0 | 0 | 0 | 0 | 0 | 0
00 Ret.DryFGD & HRI | 0 | 0 | 0 | 0 | 0 | 0 | 0
00 Ret.DSI | 0 | 0 | 0 | 0 | 0 | 0 | 0
00 Ret.DSI & DryFGD | 0 | 0 | 0 | 0 | 0 | 0 | 0
00 Ret.DSI & DryFGD & HRI | 0 | 0 | 0 | 0 | 0 | 0 | 0
00 Ret.DSI & HRI | 0 | 0 | 0 | 0 | 0 | 0 | 0
00 Ret.ExistACI & DryFGD | 0 | 0 | 0 | 0 | 0 | 0 | 0
00 Ret.ExistACI & DryFGD & CCS | 0 | 0 | 0 | 0 | 0 | 0 | 0
00 Ret.ExistACI & DryFGD & HRI | 0 | 0 | 0 | 0 | 0 | 0 | 0
00 Ret.ExistACI & DryFGD & HRI & CCS | 0 | 0 | 0 | 0 | 0 | 0 | 0
00 Ret.ExistACI & DSI | 0 | 0 | 0 | 0 | 0 | 0 | 0
00 Ret.ExistACI & DSI & DryFGD | 0 | 0 | 0 | 0 | 0 | 0 | 0
00 Ret.ExistACI & DSI & DryFGD & HRI | 0 | 0 | 0 | 0 | 0 | 0 | 0
00 Ret.ExistACI & DSI & HRI | 0 | 0 | 0 | 0 | 0 | 0 | 0
00 Ret.ExistACI & HRI | 0 | 0 | 0 | 0 | 0 | 0 | 0
00 Ret.ExistACI & HRI & WetFGD | 0 | 0 | 0 | 0 | 0 | 0 | 0
00 Ret.ExistACI & SCR | 0 | 0 | 0 | 0 | 0 | 0 | 0
00 Ret.ExistACI & SCR & DryFGD | 0 | 0 | 0 | 0 | 0 | 0 | 0
00 Ret.ExistACI & SCR & DryFGD & CCS | 0 | 0 | 0 | 0 | 0 | 0 | 0
00 Ret.ExistACI & SCR & DryFGD & HRI | 0 | 0 | 0 | 0 | 0 | 0 | 0
00 Ret.ExistACI & SCR & DryFGD & HRI & CCS | 0 | 0 | 0 | 0 | 0 | 0 | 0
00 Ret.ExistACI & SCR & DSI | 0 | 0 | 0 | 0 | 0 | 0 | 0
00 Ret.ExistACI & SCR & DSI & DryFGD | 0 | 0 | 0 | 0 | 0 | 0 | 0
00 Ret.ExistACI & SCR & DSI & DryFGD & HRI | 0 | 0 | 0 | 0 | 0 | 0 | 0
00 Ret.ExistACI & SCR & DSI & HRI | 0 | 0 | 0 | 0 | 0 | 0 | 0
00 Ret.ExistACI & SCR & HRI | 0 | 0 | 0 | 0 | 0 | 0 | 0
00 Ret.ExistACI & SCR & WetFGD | 0 | 0 | 0 | 0 | 0 | 0 | 0
00 Ret.ExistACI & SCR & WetFGD & CCS | 0 | 0 | 0 | 0 | 0 | 0 | 0
00 Ret.ExistACI & SCR & WetFGD & HRI | 0 | 0 | 0 | 0 | 0 | 0 | 0
00 Ret.ExistACI & SCR & WetFGD & HRI & CCS | 0 | 0 | 0 | 0 | 0 | 0 | 0
00 Ret.ExistACI & SNCR | 0 | 0 | 0 | 0 | 0 | 0 | 0
00 Ret.ExistACI & SNCR & DryFGD | 0 | 0 | 0 | 0 | 0 | 0 | 0
00 Ret.ExistACI & SNCR & DryFGD & CCS | 0 | 0 | 0 | 0 | 0 | 0 | 0
00 Ret.ExistACI & SNCR & DryFGD & HRI | 0 | 0 | 0 | 0 | 0 | 0 | 0
00 Ret.ExistACI & SNCR & DryFGD & HRI & CCS | 0 | 0 | 0 | 0 | 0 | 0 | 0
00 Ret.ExistACI & SNCR & DSI | 0 | 0 | 0 | 0 | 0 | 0 | 0
00 Ret.ExistACI & SNCR & DSI & HRI | 0 | 0 | 0 | 0 | 0 | 0 | 0
00 Ret.ExistACI & SNCR & HRI | 0 | 0 | 0 | 0 | 0 | 0 | 0
00 Ret.ExistACI & SNCR & WetFGD | 0 | 0 | 0 | 0 | 0 | 0 | 0
00 Ret.ExistACI & SNCR & WetFGD & CCS | 0 | 0 | 0 | 0 | 0 | 0 | 0
00 Ret.ExistACI & SNCR & WetFGD & HRI | 0 | 0 | 0 | 0 | 0 | 0 | 0
00 Ret.ExistACI & SNCR & WetFGD & HRI & CCS | 0 | 0 | 0 | 0 | 0 | 0 | 0
00 Ret.ExistACI & WetFGD | 0 | 0 | 0 | 0 | 0 | 0 | 0
00 Ret.ExistACI & WetFGD & CCS | 0 | 0 | 0 | 0 | 0 | 0 | 0
00 Ret.ExistACI & WetFGD & HRI & CCS | 0 | 0 | 0 | 0 | 0 | 0 | 0
00 Ret.ExistACI_DSI & DryFGD | 0 | 0 | 0 | 0 | 0 | 0 | 0
00 Ret.ExistACI_DSI & DryFGD & CCS | 0 | 0 | 0 | 0 | 0 | 0 | 0
00 Ret.ExistACI_DSI & DryFGD & HRI | 0 | 0 | 0 | 0 | 0 | 0 | 0
00 Ret.ExistACI_DSI & DryFGD & HRI & CCS | 0 | 0 | 0 | 0 | 0 | 0 | 0
00 Ret.ExistACI_DSI & HRI | 0 | 0 | 0 | 0 | 0 | 0 | 0
00 Ret.ExistACI_DSI & SCR | 0 | 0 | 0 | 0 | 0 | 0 | 0
00 Ret.ExistACI_DSI & SCR & DryFGD | 0 | 0 | 0 | 0 | 0 | 0 | 0
00 Ret.ExistACI_DSI & SCR & DryFGD & CCS | 0 | 0 | 0 | 0 | 0 | 0 | 0
00 Ret.ExistACI_DSI & SCR & DryFGD & HRI | 0 | 0 | 0 | 0 | 0 | 0 | 0
00 Ret.ExistACI_DSI & SCR & DryFGD & HRI & CCS | 0 | 0 | 0 | 0 | 0 | 0 | 0
00 Ret.ExistACI_DSI & SCR & HRI | 0 | 0 | 0 | 0 | 0 | 0 | 0
00 Ret.ExistACI_DSI & SCR & WetFGD | 0 | 0 | 0 | 0 | 0 | 0 | 0
00 Ret.ExistACI_DSI & SCR & WetFGD & CCS | 0 | 0 | 0 | 0 | 0 | 0 | 0
00 Ret.ExistACI_DSI & SCR & WetFGD & HRI | 0 | 0 | 0 | 0 | 0 | 0 | 0
00 Ret.ExistACI_DSI & SCR & WetFGD & HRI & CCS | 0 | 0 | 0 | 0 | 0 | 0 | 0
00 Ret.ExistACI_DSI & SNCR | 0 | 0 | 0 | 0 | 0 | 0 | 0
00 Ret.ExistACI_DSI & SNCR & DryFGD | 0 | 0 | 0 | 0 | 0 | 0 | 0
00 Ret.ExistACI_DSI & SNCR & DryFGD & HRI & CCS | 0 | 0 | 0 | 0 | 0 | 0 | 0
00 Ret.ExistACI_DSI & SNCR & DryFGD & HRI | 0 | 0 | 0 | 0 | 0 | 0 | 0
00 Ret.ExistACI_DSI & SNCR & WetFGD & HRI & CCS | 0 | 0 | 0 | 0 | 0 | 0 | 0
00 Ret.ExistACI_DSI & SNCR & HRI | 0 | 0 | 0 | 0 | 0 | 0 | 0
00 Ret.ExistACI_DSI & SNCR & WetFGD | 0 | 0 | 0 | 0 | 0 | 0 | 0
00 Ret.ExistACI_DSI & SNCR & WetFGD & HRI | 0 | 0 | 0 | 0 | 0 | 0 | 0
00 Ret.ExistACI_DSI & WetFGD | 0 | 0 | 0 | 0 | 0 | 0 | 0
00 Ret.ExistACI_DSI & WetFGD & CCS | 0 | 0 | 0 | 0 | 0 | 0 | 0
00 Ret.ExistACI_DSI & WetFGD & HRI | 0 | 0 | 0 | 0 | 0 | 0 | 0
00 Ret.ExistACI_DSI & WetFGD & HRI & CCS | 0 | 0 | 0 | 0 | 0 | 0 | 0
00 Ret.ExistDryFGD & CCS | 0 | 0 | 0 | 0 | 0 | 0 | 0
00 Ret.ExistDryFGD & HRI | 0 | 0 | 0 | 0 | 0 | 0 | 0
00 Ret.ExistDryFGD & SCR | 0 | 0 | 0 | 0 | 0 | 0 | 0
00 Ret.ExistDryFGD & SCR & CCS | 0 | 0 | 0 | 0 | 0 | 0 | 0
00 Ret.ExistDryFGD & SCR & HRI | 0 | 0 | 0 | 0 | 0 | 0 | 0
00 Ret.ExistDryFGD & SNCR | 0 | 0 | 0 | 0 | 0 | 0 | 0
00 Ret.ExistDryFGD & SNCR & CCS | 0 | 0 | 0 | 0 | 0 | 0 | 0
00 Ret.ExistDryFGD & SNCR & HRI | 0 | 0 | 0 | 0 | 0 | 0 | 0
00 Ret.ExistDryFGD_ACI & CCS | 0 | 782.905 | 782.905 | 579.6012 | 0 | 0 | 0
00 Ret.ExistDryFGD_ACI & HRI | 0 | 0 | 0 | 0 | 0 | 0 | 0
00 Ret.ExistDryFGD_ACI & HRI & CCS | 0 | 0 | 0 | 0 | 0 | 0 | 0
00 Ret.ExistDryFGD_ACI & SCR | 0 | 0 | 0 | 0 | 0 | 0 | 0
00 Ret.ExistDryFGD_ACI & SCR & CCS | 0 | 0 | 0 | 0 | 0 | 0 | 0
00 Ret.ExistDryFGD_ACI & SCR & HRI | 0 | 0 | 0 | 0 | 0 | 0 | 0
00 Ret.ExistDryFGD_ACI & SCR & HRI & CCS | 0 | 0 | 0 | 0 | 0 | 0 | 0
00 Ret.ExistDryFGD_ACI & SNCR | 0 | 0 | 0 | 0 | 0 | 0 | 0
00 Ret.ExistDryFGD_ACI & SNCR & CCS | 0 | 0 | 0 | 0 | 0 | 0 | 0
00 Ret.ExistDryFGD_ACI & SNCR & HRI | 0 | 0 | 0 | 0 | 0 | 0 | 0
00 Ret.ExistDryFGD_ACI & SNCR & HRI & CCS | 0 | 0 | 0 | 0 | 0 | 0 | 0
00 Ret.ExistDryFGD_ACI_DSI & SCR | 0 | 0 | 0 | 0 | 0 | 0 | 0
00 Ret.ExistDryFGD_ACI_DSI & SCR & CCS | 0 | 0 | 0 | 0 | 0 | 0 | 0
00 Ret.ExistDryFGD_ACI_DSI & SCR & HRI | 0 | 0 | 0 | 0 | 0 | 0 | 0
00 Ret.ExistDryFGD_ACI_DSI & SCR & HRI & CCS | 0 | 0 | 0 | 0 | 0 | 0 | 0
00 Ret.ExistDryFGD_DSI & CCS | 0 | 0 | 0 | 0 | 0 | 0 | 0
00 Ret.ExistDryFGD_DSI & HRI | 0 | 0 | 0 | 0 | 0 | 0 | 0
00 Ret.ExistDryFGD_SCR_DSI & CCS | 0 | 0 | 0 | 0 | 0 | 0 | 0
00 Ret.ExistDryFGD_SNCR & CCS | 0 | 0 | 0 | 0 | 0 | 0 | 0
00 Ret.ExistDryFGD_SNCR_ACI_DSI & CCS | 0 | 0 | 0 | 0 | 0 | 0 | 0
00 Ret.ExistDryFGD_SNCR_ACI_DSI & HRI | 0 | 0 | 0 | 0 | 0 | 0 | 0
00 Ret.ExistDryFGD_SNCR_ACI_DSI & HRI & CCS | 0 | 0 | 0 | 0 | 0 | 0 | 0
00 Ret.ExistDryFGD_SNCR_DSI & CCS | 0 | 0 | 0 | 0 | 0 | 0 | 0
00 Ret.ExistDSI & DryFGD | 0 | 0 | 0 | 0 | 0 | 0 | 0
00 Ret.ExistDSI & DryFGD & HRI | 0 | 0 | 0 | 0 | 0 | 0 | 0
00 Ret.ExistDSI & HRI | 0 | 0 | 0 | 0 | 0 | 0 | 0
00 Ret.ExistDSI & SCR | 0 | 0 | 0 | 0 | 0 | 0 | 0
00 Ret.ExistDSI & SCR & DryFGD | 0 | 0 | 0 | 0 | 0 | 0 | 0
00 Ret.ExistDSI & SCR & DryFGD & HRI | 0 | 0 | 0 | 0 | 0 | 0 | 0
00 Ret.ExistDSI & SCR & HRI | 0 | 0 | 0 | 0 | 0 | 0 | 0
00 Ret.ExistDSI & SCR & WetFGD | 0 | 0 | 0 | 0 | 0 | 0 | 0
00 Ret.ExistDSI & SCR & WetFGD & HRI | 0 | 0 | 0 | 0 | 0 | 0 | 0
00 Ret.ExistDSI & SNCR | 0 | 0 | 0 | 0 | 0 | 0 | 0
00 Ret.ExistSCR & ACI | 0 | 0 | 0 | 0 | 0 | 0 | 0
00 Ret.ExistDSI & SNCR & DryFGD | 0 | 0 | 0 | 0 | 0 | 0 | 0
00 Ret.ExistSCR & ACI & DSI | 0 | 0 | 0 | 0 | 0 | 0 | 0
00 Ret.ExistSCR & ACI & DSI & DryFGD | 0 | 0 | 0 | 0 | 0 | 0 | 0
00 Ret.ExistSCR & ACI & DSI & DryFGD & HRI | 0 | 0 | 0 | 0 | 0 | 0 | 0
00 Ret.ExistDSI & SNCR & DryFGD & HRI | 0 | 0 | 0 | 0 | 0 | 0 | 0
00 Ret.ExistDSI & SNCR & HRI | 0 | 0 | 0 | 0 | 0 | 0 | 0
00 Ret.ExistSCR & ACI & DSI & HRI | 0 | 0 | 0 | 0 | 0 | 0 | 0
00 Ret.ExistDSI & SNCR & WetFGD | 0 | 0 | 0 | 0 | 0 | 0 | 0
00 Ret.ExistSCR & ACI & DSI & WetFGD | 0 | 0 | 0 | 0 | 0 | 0 | 0
00 Ret.ExistSCR & ACI & DSI & WetFGD & HRI | 0 | 0 | 0 | 0 | 0 | 0 | 0
00 Ret.ExistSCR & ACI & HRI | 0 | 0 | 0 | 0 | 0 | 0 | 0
00 Ret.ExistDSI & SNCR & WetFGD & HRI | 0 | 0 | 0 | 0 | 0 | 0 | 0
00 Ret.ExistDSI & WetFGD | 0 | 0 | 0 | 0 | 0 | 0 | 0
00 Ret.ExistDSI & WetFGD & HRI | 0 | 0 | 0 | 0 | 0 | 0 | 0
00 Ret.ExistDSI_ACI & SNCR & DryFGD & CCS | 0 | 0 | 0 | 0 | 0 | 0 | 0
00 Ret.ExistDSI_ACI & SNCR & WetFGD & CCS | 0 | 0 | 0 | 0 | 0 | 0 | 0
00 Ret.ExistSCR_ACI & DryFGD | 0 | 0 | 0 | 0 | 0 | 0 | 0
00 Ret.ExistSCR & DSI | 0 | 0 | 0 | 0 | 0 | 0 | 0
00 Ret.ExistSCR_ACI & DryFGD & CCS | 0 | 0 | 0 | 0 | 0 | 0 | 0
00 Ret.ExistSCR_ACI & DryFGD & HRI | 0 | 0 | 0 | 0 | 0 | 0 | 0
00 Ret.ExistSCR & DSI & DryFGD | 0 | 0 | 0 | 0 | 0 | 0 | 0
00 Ret.ExistSCR_ACI & DryFGD & HRI & CCS | 0 | 0 | 0 | 0 | 0 | 0 | 0
00 Ret.ExistSCR & DSI & DryFGD & HRI | 0 | 0 | 0 | 0 | 0 | 0 | 0
00 Ret.ExistSCR & DSI & HRI | 0 | 0 | 0 | 0 | 0 | 0 | 0
00 Ret.ExistSCR_ACI & DSI & HRI | 0 | 0 | 0 | 0 | 0 | 0 | 0
00 Ret.ExistSCR_ACI & HRI | 0 | 0 | 0 | 0 | 0 | 0 | 0
00 Ret.ExistSCR_ACI & WetFGD | 0 | 0 | 0 | 0 | 0 | 0 | 0
00 Ret.ExistSCR & HRI | 0 | 0 | 0 | 0 | 0 | 0 | 0
00 Ret.ExistSCR_ACI & WetFGD & CCS | 0 | 0 | 0 | 0 | 0 | 0 | 0
00 Ret.ExistSCR_ACI & WetFGD & HRI | 0 | 0 | 0 | 0 | 0 | 0 | 0
00 Ret.ExistSCR_ACI & WetFGD & HRI & CCS | 0 | 0 | 0 | 0 | 0 | 0 | 0
00 Ret.ExistSCR_ACI_DSI & DryFGD | 0 | 0 | 0 | 0 | 0 | 0 | 0
00 Ret.ExistSCR_ACI_DSI & DryFGD & CCS | 0 | 0 | 0 | 0 | 0 | 0 | 0
00 Ret.ExistSCR_ACI_DSI & DryFGD & HRI | 0 | 0 | 0 | 0 | 0 | 0 | 0
00 Ret.ExistSCR_ACI_DSI & DryFGD & HRI & CCS | 0 | 0 | 0 | 0 | 0 | 0 | 0
00 Ret.ExistSCR_ACI_DSI & HRI | 0 | 0 | 0 | 0 | 0 | 0 | 0
00 Ret.ExistSCR_ACI_DSI & WetFGD | 0 | 0 | 0 | 0 | 0 | 0 | 0
00 Ret.ExistSCR_ACI_DSI & WetFGD & CCS | 0 | 0 | 0 | 0 | 0 | 0 | 0
00 Ret.ExistSCR_ACI_DSI & WetFGD & HRI | 0 | 0 | 0 | 0 | 0 | 0 | 0
00 Ret.ExistSCR_ACI_DSI & WetFGD & HRI & CCS | 0 | 0 | 0 | 0 | 0 | 0 | 0
00 Ret.ExistSCR_DryFGD & CCS | 0 | 0 | 0 | 0 | 0 | 0 | 0
00 Ret.ExistSCR_DryFGD & HRI | 0 | 0 | 0 | 0 | 0 | 0 | 0
00 Ret.ExistSCR_DryFGD_ACI & CCS | 0 | 565.4123 | 818.2403 | 818.2403 | 256.1494 | 254.8326 | 254.8326
00 Ret.ExistSCR_DryFGD_ACI & HRI | 0 | 0 | 0 | 0 | 0 | 0 | 0
00 Ret.ExistSCR_DryFGD_ACI & HRI & CCS | 0 | 0 | 0 | 0 | 0 | 0 | 0
00 Ret.ExistSCR_DryFGD_ACI_DSI & CCS | 0 | 0 | 0 | 0 | 0 | 0 | 0
00 Ret.ExistSCR_DryFGD_ACI_DSI & HRI | 0 | 0 | 0 | 0 | 0 | 0 | 0
00 Ret.ExistSCR_DryFGD_ACI_DSI & HRI & CCS | 0 | 0 | 0 | 0 | 0 | 0 | 0
00 Ret.ExistSCR_WetFGD & HRI | 0 | 0 | 0 | 0 | 0 | 0 | 0
00 Ret.ExistSCR_WetFGD & HRI & CCS | 0 | 0 | 0 | 0 | 0 | 0 | 0
00 Ret.ExistSCR_WetFGD_ACI & CCS | 0 | 2915.8552 | 3552.6262 | 2848.8187 | 130.1936 | 0 | 0
00 Ret.ExistSCR_WetFGD_ACI & HRI | 0 | 0 | 0 | 0 | 0 | 0 | 0
00 Ret.ExistSCR_WetFGD_ACI & HRI & CCS | 0 | 0 | 0 | 0 | 0 | 0 | 0
00 Ret.ExistSCR_WetFGD_ACI_DSI & CCS | 0 | 0 | 0 | 0 | 0 | 0 | 0
00 Ret.ExistSCR_WetFGD_ACI_DSI & HRI | 0 | 0 | 0 | 0 | 0 | 0 | 0
00 Ret.ExistSCR_WetFGD_ACI_DSI & HRI & CCS | 0 | 0 | 0 | 0 | 0 | 0 | 0
00 Ret.ExistSCR_WetFGD_DSI & HRI | 0 | 0 | 0 | 0 | 0 | 0 | 0
00 Ret.ExistSCR_WetFGD_DSI & HRI & CCS | 0 | 0 | 0 | 0 | 0 | 0 | 0
00 Ret.ExistSNCR_ACI & DryFGD | 0 | 0 | 0 | 0 | 0 | 0 | 0
00 Ret.ExistSNCR_ACI & DryFGD & CCS | 0 | 0 | 0 | 0 | 0 | 0 | 0
00 Ret.ExistSNCR_ACI & DryFGD & HRI | 0 | 0 | 0 | 0 | 0 | 0 | 0
00 Ret.ExistSNCR_ACI & DryFGD & HRI & CCS | 0 | 0 | 0 | 0 | 0 | 0 | 0
00 Ret.ExistSNCR_ACI & DSI & HRI | 0 | 0 | 0 | 0 | 0 | 0 | 0
00 Ret.ExistSNCR_ACI & HRI | 0 | 0 | 0 | 0 | 0 | 0 | 0
00 Ret.ExistSNCR_ACI & WetFGD | 0 | 0 | 0 | 0 | 0 | 0 | 0
00 Ret.ExistSNCR_ACI & WetFGD & CCS | 0 | 0 | 0 | 0 | 0 | 0 | 0
00 Ret.ExistSNCR_ACI & WetFGD & HRI | 0 | 0 | 0 | 0 | 0 | 0 | 0
00 Ret.ExistSNCR_ACI & WetFGD & HRI & CCS | 0 | 0 | 0 | 0 | 0 | 0 | 0
00 Ret.ExistSNCR_ACI_DSI & DryFGD | 0 | 0 | 0 | 0 | 0 | 0 | 0
00 Ret.ExistSNCR_ACI_DSI & DryFGD & CCS | 0 | 0 | 0 | 0 | 0 | 0 | 0
00 Ret.ExistSNCR_ACI_DSI & DryFGD & HRI | 0 | 0 | 0 | 0 | 0 | 0 | 0
00 Ret.ExistSNCR_ACI_DSI & DryFGD & HRI & CCS | 0 | 0 | 0 | 0 | 0 | 0 | 0
00 Ret.ExistSNCR_ACI_DSI & HRI | 0 | 0 | 0 | 0 | 0 | 0 | 0
00 Ret.ExistSNCR_ACI_DSI & WetFGD | 0 | 0 | 0 | 0 | 0 | 0 | 0
00 Ret.ExistSNCR_ACI_DSI & WetFGD & CCS | 0 | 0 | 0 | 0 | 0 | 0 | 0
00 Ret.ExistSNCR_ACI_DSI & WetFGD & HRI | 0 | 0 | 0 | 0 | 0 | 0 | 0
00 Ret.ExistSNCR_ACI_DSI & WetFGD & HRI & CCS | 0 | 0 | 0 | 0 | 0 | 0 | 0
00 Ret.ExistSNCR_DryFGD & HRI | 0 | 0 | 0 | 0 | 0 | 0 | 0
00 Ret.ExistSNCR_DryFGD_ACI & CCS | 0 | 194.7965 | 424.935 | 424.935 | 221.4825 | 59.5836 | 59.5836
00 Ret.ExistSNCR_DryFGD_ACI & HRI | 0 | 0 | 0 | 0 | 0 | 0 | 0
00 Ret.ExistSNCR_DryFGD_ACI & HRI & CCS | 0 | 0 | 0 | 0 | 0 | 0 | 0
00 Ret.ExistSNCR_WetFGD & HRI | 0 | 0 | 0 | 0 | 0 | 0 | 0
00 Ret.ExistSNCR_WetFGD & HRI & CCS | 0 | 0 | 0 | 0 | 0 | 0 | 0
00 Ret.ExistSNCR_WetFGD_ACI & CCS | 0 | 669.0033 | 669.0033 | 669.0033 | 0 | 0 | 0
00 Ret.ExistSNCR_WetFGD_ACI & HRI | 0 | 0 | 0 | 0 | 0 | 0 | 0
00 Ret.ExistSNCR_WetFGD_ACI & HRI & CCS | 0 | 0 | 0 | 0 | 0 | 0 | 0
00 Ret.ExistSNCR_WetFGD_ACI_DSI & CCS | 0 | 0 | 0 | 0 | 0 | 0 | 0
00 Ret.ExistSNCR_WetFGD_ACI_DSI & HRI | 0 | 0 | 0 | 0 | 0 | 0 | 0
00 Ret.ExistSNCR_WetFGD_ACI_DSI & HRI & CCS | 0 | 0 | 0 | 0 | 0 | 0 | 0
00 Ret.ExistSNCR & DryFGD & HRI | 0 | 0 | 0 | 0 | 0 | 0 | 0
00 Ret.ExistSNCR & HRI | 0 | 0 | 0 | 0 | 0 | 0 | 0
00 Ret.ExistWetFGD & CCS | 0 | 0 | 0 | 0 | 0 | 0 | 0
00 Ret.ExistWetFGD & HRI | 0 | 0 | 0 | 0 | 0 | 0 | 0
00 Ret.ExistWetFGD & HRI & CCS | 0 | 0 | 0 | 0 | 0 | 0 | 0
00 Ret.ExistWetFGD & SCR | 51.1388 | 197.8294 | 1.4368e-06 | 1.4368e-06 | 1.4368e-06 | 1.4368e-06 | 1.4368e-06
00 Ret.ExistWetFGD & SCR & CCS | 0 | 901.6119 | 903.6601 | 903.6601 | 2.0482 | 0 | 0
00 Ret.ExistWetFGD & SCR & HRI | 0 | 0 | 0 | 0 | 0 | 0 | 0
00 Ret.ExistWetFGD & SCR & HRI & CCS | 0 | 0 | 0 | 0 | 0 | 0 | 0
00 Ret.ExistWetFGD & SNCR | 0 | 0 | 0 | 0 | 0 | 0 | 0
00 Ret.ExistWetFGD & SNCR & CCS | 0 | 0 | 0 | 0 | 0 | 0 | 0
00 Ret.ExistWetFGD & SNCR & HRI | 0 | 0 | 0 | 0 | 0 | 0 | 0
00 Ret.ExistWetFGD & SNCR & HRI & CCS | 0 | 0 | 0 | 0 | 0 | 0 | 0
00 Ret.ExistWetFGD_ACI & CCS | 0 | 0 | 0 | 0 | 0 | 0 | 0
00 Ret.ExistWetFGD_ACI & HRI | 0 | 0 | 0 | 0 | 0 | 0 | 0
00 Ret.ExistWetFGD_ACI & HRI & CCS | 0 | 0 | 0 | 0 | 0 | 0 | 0
00 Ret.ExistWetFGD_ACI & SCR | 40.5119 | 0 | 0 | 0 | 0 | 0 | 0
00 Ret.ExistWetFGD_ACI & SCR & CCS | 0 | 0 | 0 | 0 | 0 | 0 | 0
00 Ret.ExistWetFGD_ACI & SCR & HRI | 0 | 0 | 0 | 0 | 0 | 0 | 0
00 Ret.ExistWetFGD_ACI & SCR & HRI & CCS | 0 | 0 | 0 | 0 | 0 | 0 | 0
00 Ret.ExistWetFGD_ACI & SNCR | 0 | 0 | 0 | 0 | 0 | 0 | 0
00 Ret.ExistWetFGD_ACI & SNCR & CCS | 0 | 0 | 0 | 0 | 0 | 0 | 0
00 Ret.ExistWetFGD_ACI & SNCR & HRI | 0 | 0 | 0 | 0 | 0 | 0 | 0
00 Ret.ExistWetFGD_ACI & SNCR & HRI & CCS | 0 | 0 | 0 | 0 | 0 | 0 | 0
00 Ret.ExistWetFGD_ACI_DSI & CCS | 0 | 0 | 0 | 0 | 0 | 0 | 0
00 Ret.ExistWetFGD_ACI_DSI & HRI | 0 | 0 | 0 | 0 | 0 | 0 | 0
00 Ret.ExistWetFGD_ACI_DSI & HRI & CCS | 0 | 0 | 0 | 0 | 0 | 0 | 0
00 Ret.ExistWetFGD_ACI_DSI & SCR | 0 | 0 | 0 | 0 | 0 | 0 | 0
00 Ret.ExistWetFGD_ACI_DSI & SCR & CCS | 0 | 0 | 0 | 0 | 0 | 0 | 0
00 Ret.ExistWetFGD_ACI_DSI & SCR & HRI | 0 | 0 | 0 | 0 | 0 | 0 | 0
00 Ret.ExistWetFGD_ACI_DSI & SCR & HRI & CCS | 0 | 0 | 0 | 0 | 0 | 0 | 0
00 Ret.ExistWetFGD_ACI_DSI & SNCR | 0 | 0 | 0 | 0 | 0 | 0 | 0
00 Ret.ExistWetFGD_ACI_DSI & SNCR & CCS | 0 | 0 | 0 | 0 | 0 | 0 | 0
00 Ret.ExistWetFGD_ACI_DSI & SNCR & HRI | 0 | 0 | 0 | 0 | 0 | 0 | 0
00 Ret.ExistWetFGD_ACI_DSI & SNCR & HRI & CCS | 0 | 0 | 0 | 0 | 0 | 0 | 0
00 Ret.ExistWetFGD_DSI & CCS | 0 | 0 | 0 | 0 | 0 | 0 | 0
00 Ret.ExistWetFGD_DSI & HRI | 0 | 0 | 0 | 0 | 0 | 0 | 0
00 Ret.ExistWetFGD_DSI & SCR | 0 | 0 | 0 | 0 | 0 | 0 | 0
00 Ret.ExistSNCR_DSI & DryFGD & HRI | 0 | 0 | 0 | 0 | 0 | 0 | 0
00 Ret.ExistWetFGD_DSI & SCR & HRI | 0 | 0 | 0 | 0 | 0 | 0 | 0
00 Ret.ExistSNCR_DSI & HRI | 0 | 0 | 0 | 0 | 0 | 0 | 0
00 Ret.ExistWetFGD_DSI & SNCR | 0 | 0 | 0 | 0 | 0 | 0 | 0
00 Ret.ExistWetFGD_DSI & SNCR & HRI | 0 | 0 | 0 | 0 | 0 | 0 | 0
00 Ret.ExistWetFGD_SCR & CCS | 0 | 2644.2618 | 3352.7599 | 1223.1504 | 2.0641 | 0 | 0
00 Ret.ExistWetFGD_SCR_DSI & CCS | 0 | 0 | 0 | 0 | 0 | 0 | 0
00 Ret.ExistWetFGD_SNCR & CCS | 0 | 0 | 0 | 0 | 0 | 0 | 0
00 Ret.HRI | 0 | 0 | 0 | 0 | 0 | 0 | 0
00 Ret.SCR | 0 | 0 | 0 | 0 | 0 | 0 | 0
00 Ret.SCR & DryFGD | 0 | 0 | 0 | 0 | 0 | 0 | 0
00 Ret.SCR & DryFGD & ACI | 0 | 0 | 0 | 0 | 0 | 0 | 0
00 Ret.SCR & DryFGD & CCS | 0 | 0 | 0 | 0 | 0 | 0 | 0
00 Ret.SCR & DryFGD & HRI | 0 | 0 | 0 | 0 | 0 | 0 | 0
00 Ret.SCR & DSI | 0 | 0 | 0 | 0 | 0 | 0 | 0
00 Ret.SCR & DSI & DryFGD | 0 | 0 | 0 | 0 | 0 | 0 | 0
00 Ret.SCR & DSI & DryFGD & HRI | 0 | 0 | 0 | 0 | 0 | 0 | 0
00 Ret.SCR & DSI & HRI | 0 | 0 | 0 | 0 | 0 | 0 | 0
00 Ret.SCR & DSI & WetFGD | 0 | 0 | 0 | 0 | 0 | 0 | 0
00 Ret.SCR & DSI & WetFGD & HRI | 0 | 0 | 0 | 0 | 0 | 0 | 0
00 Ret.SCR & HRI | 0 | 0 | 0 | 0 | 0 | 0 | 0
00 Ret.SCR & WetFGD | 0 | 0 | 0 | 0 | 0 | 0 | 0
00 Ret.SCR & WetFGD & ACI | 0 | 0 | 0 | 0 | 0 | 0 | 0
00 Ret.SCR & WetFGD & CCS | 0 | 0 | 0 | 0 | 0 | 0 | 0
00 Ret.SCR & WetFGD & HRI | 0 | 0 | 0 | 0 | 0 | 0 | 0
00 Ret.SNCR | 0 | 0 | 0 | 0 | 0 | 0 | 0
00 Ret.SNCR & DryFGD | 0 | 0 | 0 | 0 | 0 | 0 | 0
00 Ret.SNCR & DryFGD & ACI | 0 | 0 | 0 | 0 | 0 | 0 | 0
00 Ret.SNCR & DryFGD & ACI & HRI | 0 | 0 | 0 | 0 | 0 | 0 | 0
00 Ret.SNCR & DryFGD & CCS | 0 | 0 | 0 | 0 | 0 | 0 | 0
00 Ret.SNCR & DryFGD & HRI | 0 | 0 | 0 | 0 | 0 | 0 | 0
00 Ret.SNCR & DSI | 0 | 0 | 0 | 0 | 0 | 0 | 0
00 Ret.SNCR & DSI & HRI | 0 | 0 | 0 | 0 | 0 | 0 | 0
00 Ret.SNCR & HRI | 0 | 0 | 0 | 0 | 0 | 0 | 0
00 Ret.SNCR & WetFGD | 0 | 0 | 0 | 0 | 0 | 0 | 0
00 Ret.SNCR & WetFGD & ACI | 0 | 0 | 0 | 0 | 0 | 0 | 0
00 Ret.SNCR & WetFGD & ACI & HRI | 0 | 0 | 0 | 0 | 0 | 0 | 0
00 Ret.SNCR & WetFGD & CCS | 0 | 0 | 0 | 0 | 0 | 0 | 0
00 Ret.SNCR & WetFGD & HRI | 0 | 0 | 0 | 0 | 0 | 0 | 0
00 Ret.WetFGD | 0 | 0 | 0 | 0 | 0 | 0 | 0
00 Ret.WetFGD & CCS | 0 | 0 | 0 | 0 | 0 | 0 | 0
00 Ret.WetFGD & HRI | 0 | 0 | 0 | 0 | 0 | 0 | 0
00 Ret.FB & HRI | 0 | 0 | 0 | 0 | 0 | 0 | 0
00 Ret.FB DryFGD | 0 | 0 | 0 | 0 | 0 | 0 | 0
00 Ret.FB DryFGD & HRI | 0 | 0 | 0 | 0 | 0 | 0 | 0
00 Ret.FB DryFGD & SNCR | 0 | 0 | 0 | 0 | 0 | 0 | 0
00 Ret.FB-Exist ACI & DryFGD & HRI | 0 | 0 | 0 | 0 | 0 | 0 | 0
00 Ret.FB-Exist ACI_DSI & DryFGD & SNCR | 0 | 0 | 0 | 0 | 0 | 0 | 0
00 Ret.FB-Exist ACI_DSI & SNCR | 0 | 0 | 0 | 0 | 0 | 0 | 0
00 Ret.FB-ExistACI & HRI | 0 | 0 | 0 | 0 | 0 | 0 | 0
00 Ret.FB-ExistACI_DSI & DryFGD | 0 | 0 | 0 | 0 | 0 | 0 | 0
00 Ret.FB-ExistACI_DSI & DryFGD & HRI | 0 | 0 | 0 | 0 | 0 | 0 | 0
00 Ret.FB-ExistACI_DSI & DryFGD & SNCR | 0 | 0 | 0 | 0 | 0 | 0 | 0
00 Ret.FB-ExistACI_DSI & DryFGD & SNCR & HRI | 0 | 0 | 0 | 0 | 0 | 0 | 0
00 Ret.FB-ExistACI_DSI & HRI | 0 | 0 | 0 | 0 | 0 | 0 | 0
00 Ret.FB-ExistACI_DSI & SNCR & HRI | 0 | 0 | 0 | 0 | 0 | 0 | 0
00 Ret.FB-ExistDryFGD & HRI | 0 | 0 | 0 | 0 | 0 | 0 | 0
00 Ret.FB-ExistDryFGD_ACI & HRI | 0 | 0 | 0 | 0 | 0 | 0 | 0
00 Ret.FB-ExistDryFGD_ACI & HRI & CCS | 0 | 0 | 0 | 0 | 0 | 0 | 0
00 Ret.FB-ExistDryFGD_ACI & SNCR | 0 | 0 | 0 | 0 | 0 | 0 | 0
00 Ret.FB-ExistDryFGD_ACI & SNCR & HRI | 0 | 0 | 0 | 0 | 0 | 0 | 0
00 Ret.FB-ExistDryFGD_DSI & HRI | 0 | 0 | 0 | 0 | 0 | 0 | 0
00 Ret.FB-ExistDryFGD_DSI & SNCR | 0 | 0 | 0 | 0 | 0 | 0 | 0
00 Ret.FB-ExistDryFGD_DSI & SNCR & HRI | 0 | 0 | 0 | 0 | 0 | 0 | 0
00 Ret.FB-ExistDryFGD_SNCR & HRI | 0 | 0 | 0 | 0 | 0 | 0 | 0
00 Ret.FB-ExistDryFGD_SNCR_ACI & HRI | 0 | 0 | 0 | 0 | 0 | 0 | 0
00 Ret.FB-ExistDryFGD_SNCR_ACI & HRI & CCS | 0 | 0 | 0 | 0 | 0 | 0 | 0
00 Ret.FB-ExistDryFGD_SNCR_ACI_DSI & HRI | 0 | 0 | 0 | 0 | 0 | 0 | 0
00 Ret.FB-ExistDryFGD_SNCR_ACI_DSI & HRI & CCS | 0 | 0 | 0 | 0 | 0 | 0 | 0
00 Ret.FB-ExistWetFGD_SNCR_ACI & HRI | 0 | 0 | 0 | 0 | 0 | 0 | 0
00 Ret.FB-ExistWetFGD_SNCR_ACI & HRI & CCS | 0 | 0 | 0 | 0 | 0 | 0 | 0
00 Ret.FB-ExistDryFGD_SNCR_DSI & HRI | 0 | 0 | 0 | 0 | 0 | 0 | 0
00 Ret.FB-ExistDSI & DryFGD | 0 | 0 | 0 | 0 | 0 | 0 | 0
00 Ret.FB-ExistDSI & DryFGD & HRI | 0 | 0 | 0 | 0 | 0 | 0 | 0
00 Ret.FB-ExistDSI & DryFGD & SNCR | 0 | 0 | 0 | 0 | 0 | 0 | 0
00 Ret.FB-ExistDSI & DryFGD & SNCR & HRI | 0 | 0 | 0 | 0 | 0 | 0 | 0
00 Ret.FB-ExistDSI & HRI | 0 | 0 | 0 | 0 | 0 | 0 | 0
00 Ret.FB-ExistDSI & SNCR | 0 | 0 | 0 | 0 | 0 | 0 | 0
00 Ret.FB-ExistDSI & SNCR & HRI | 0 | 0 | 0 | 0 | 0 | 0 | 0
00 Ret.FB-ExistSNCR & DryFGD | 0 | 0 | 0 | 0 | 0 | 0 | 0
00 Ret.FB-ExistSNCR & DryFGD & HRI | 0 | 0 | 0 | 0 | 0 | 0 | 0
00 Ret.FB-ExistSNCR & HRI | 0 | 0 | 0 | 0 | 0 | 0 | 0
00 Ret.FB-ExistSNCR_ACI & HRI | 0 | 0 | 0 | 0 | 0 | 0 | 0
00 Ret.FB-ExistSNCR_ACI_DSI & DryFGD | 0 | 0 | 0 | 0 | 0 | 0 | 0
00 Ret.FB-ExistSNCR_ACI_DSI & DryFGD & HRI | 0 | 0 | 0 | 0 | 0 | 0 | 0
00 Ret.FB-ExistSNCR_ACI_DSI & HRI | 0 | 0 | 0 | 0 | 0 | 0 | 0
00 Ret.FB-ExistSNCR_DryFGD & HRI | 0 | 0 | 0 | 0 | 0 | 0 | 0
00 Ret.FB-ExistSNCR_DryFGD_ACI & HRI | 0 | 0 | 0 | 0 | 0 | 0 | 0
00 Ret.FB-ExistSNCR_DryFGD_ACI & HRI & CCS | 0 | 0 | 0 | 0 | 0 | 0 | 0
00 Ret.FB-ExistSNCR_DSI & DryFGD | 0 | 0 | 0 | 0 | 0 | 0 | 0
00 Ret.FB-ExistSNCR_DSI & DryFGD & HRI | 0 | 0 | 0 | 0 | 0 | 0 | 0
00 Ret.FB-ExistSNCR_DSI & HRI | 0 | 0 | 0 | 0 | 0 | 0 | 0
00 Ret.FB-ExistSNCR_WetFGD & HRI | 0 | 0 | 0 | 0 | 0 | 0 | 0
00 Ret.FB-ExistSNCR_WetFGD & HRI & CCS | 0 | 0 | 0 | 0 | 0 | 0 | 0
00 Ret.FB-ExistWetFGD_DSI & HRI | 0 | 0 | 0 | 0 | 0 | 0 | 0
00 Ret.FB-ExistWetFGD_DSI & SNCR | 0 | 0 | 0 | 0 | 0 | 0 | 0
00 Ret.FB-ExistWetFGD_DSI & SNCR & HRI | 0 | 0 | 0 | 0 | 0 | 0 | 0
00 Ret.FB-SNCR | 0 | 0 | 0 | 0 | 0 | 0 | 0
00 Ret.Oil/Gas Steam SCR | 350.7389 | 350.7389 | 350.7389 | 350.7389 | 350.7389 | 350.7389 | 350.7389
00 Ret.ExistACI & NGC | 0 | 0 | 0 | 0 | 0 | 0 | 0
00 Ret.ExistACI_DSI & NGC | 0 | 0 | 0 | 0 | 0 | 0 | 0
00 Ret.ExistDryFGD & NGC | 0 | 0 | 0 | 0 | 0 | 0 | 0
00 Ret.ExistDryFGD_ACI & NGC | 0 | 0 | 0 | 0 | 0 | 0 | 0
00 Ret.ExistDryFGD_DSI & NGC | 0 | 0 | 0 | 0 | 0 | 0 | 0
00 Ret.ExistDryFGD_SNCR_ACI_DSI & NGC | 0 | 0 | 0 | 0 | 0 | 0 | 0
00 Ret.ExistDSI & NGC | 0 | 0 | 0 | 0 | 0 | 0 | 0
00 Ret.ExistSCR_ACI & NGC | 0 | 0 | 0 | 0 | 0 | 0 | 0
00 Ret.ExistSCR_ACI_DSI & NGC | 0 | 0 | 0 | 0 | 0 | 0 | 0
00 Ret.ExistSCR_DryFGD & NGC | 0 | 0 | 0 | 0 | 0 | 0 | 0
00 Ret.ExistSCR_DryFGD_ACI & NGC | 0 | 0 | 0 | 0 | 0 | 0 | 0
00 Ret.ExistSCR_DryFGD_ACI_DSI & NGC | 0 | 0 | 0 | 0 | 0 | 0 | 0
00 Ret.ExistSCR_WetFGD & NGC | 0 | 0 | 0 | 0 | 0 | 0 | 0
00 Ret.ExistSCR_WetFGD_ACI & NGC | 0 | 0 | 0 | 0 | 0 | 0 | 0
00 Ret.ExistSCR_WetFGD_ACI_DSI & NGC | 0 | 0 | 0 | 0 | 0 | 0 | 0
00 Ret.ExistSCR_WetFGD_DSI & NGC | 0 | 0 | 0 | 0 | 0 | 0 | 0
00 Ret.ExistSNCR & NGC | 0 | 0 | 0 | 0 | 0 | 0 | 0
00 Ret.ExistSNCR_ACI & NGC | 0 | 0 | 0 | 0 | 0 | 0 | 0
00 Ret.ExistSNCR_ACI_DSI & NGC | 0 | 0 | 0 | 0 | 0 | 0 | 0
00 Ret.ExistSNCR_DryFGD & NGC | 0 | 0 | 0 | 0 | 0 | 0 | 0
00 Ret.ExistSNCR_DryFGD_ACI & NGC | 0 | 0 | 0 | 0 | 0 | 0 | 0
00 Ret.ExistSNCR_DSI & NGC | 0 | 0 | 0 | 0 | 0 | 0 | 0
00 Ret.ExistSNCR_WetFGD & NGC | 0 | 0 | 0 | 0 | 0 | 0 | 0
00 Ret.ExistSNCR_WetFGD_ACI & NGC | 0 | 0 | 0 | 0 | 0 | 0 | 0
00 Ret.ExistSNCR_WetFGD_ACI_DSI & NGC | 0 | 0 | 0 | 0 | 0 | 0 | 0
00 Ret.ExistWetFGD & NGC | 0 | 0 | 0 | 0 | 0 | 0 | 0
00 Ret.ExistWetFGD_ACI & NGC | 0 | 0 | 0 | 0 | 0 | 0 | 0
00 Ret.ExistWetFGD_ACI_DSI & NGC | 0 | 0 | 0 | 0 | 0 | 0 | 0
00 Ret.ExistWetFGD_DSI & NGC | 0 | 0 | 0 | 0 | 0 | 0 | 0
00 Ret.FB-ExistDryFGD_DSI & NGC | 0 | 0 | 0 | 0 | 0 | 0 | 0
00 Ret.FB-ExistDryFGD_SNCR_DSI & NGC | 0 | 0 | 0 | 0 | 0 | 0 | 0
00 Ret.NGC | 0 | 0 | 0 | 0 | 0 | 0 | 0
00 CC Retirement | 1519.3 | 1519.3 | 3901.9618 | 3901.9618 | 7472.1618 | 16438.5618 | 16438.5618
00 New CC Retirement | 0 | 0 | 0 | 0 | 0 | 0 | 0
00 CT Retirement | 175.9 | 796.7 | 2152.2 | 2791.4884 | 13848.2148 | 19445 | 19445
00 O/G Retirement | 5594.6158 | 7475.4738 | 14046.9861 | 15180.8892 | 15208.8892 | 17613.9892 | 17613.9892
00 Coal Retirement | 33327.5606 | 79663.182 | 104190.9205 | 112673.7242 | 126254.3526 | 139192.1317 | 139470.1317
00 IGCC Retirement | 220 | 220 | 815 | 815 | 815 | 815 | 815
00 Nuke Retirement | 0 | 2701.8 | 9868.7 | 14541.8 | 28740.6 | 48198.1 | 64936.3
00 Biomass Retirement | 3112.2981 | 3253.7 | 3253.7 | 3253.7 | 3253.7 | 3253.7 | 3253.7
00 Fossil_Other Retirement | 0 | 0 | 0 | 0 | 0 | 0 | 0
00 Fuel Cell Retirement | 0 | 0 | 0 | 0 | 0 | 0 | 0
00 Geothermal Retirement | 0 | 0 | 0 | 0 | 0 | 0 | 0
00 Hydro Retirement | 0 | 0 | 0 | 0 | 0 | 0 | 0
00 Landfill Gas Retirement | 126 | 126 | 126 | 126 | 126 | 126 | 126
00 Non Fossil_Other Retirement | 0 | 0 | 0 | 0 | 0 | 0 | 0
00 Exist Dummy | 3719907.1647 | 3717740.9165 | 3713445.773 | 3713445.773 | 3713329.9347 | 3710444.1537 | 3702097.7792
Total | 5026538.2597 | 5148825.6787 | 5483303.0167 | 5774800.3953 | 6116884.4026 | 6484130.6281 | 6724969.9214
11. Capacity Additions and Changes by Capacity Reporting Type [MW]
00 New Combined Cycle | 30092.8353 | 2166.2482 | 4295.1435 | 0 | 115.8383 | 2885.781 | 8346.3745
00 New Combined Cycle with CCS Retrofit | 0 | 0 | 0 | 0 | 0 | 0 | 0
00 New Combined Cycle with CCS | 0 | 0 | 0 | 0 | 0 | 0 | 0
00 New Combustion Turbine | 12109.4031 | 559.5045 | 10522.0535 | 44778.6725 | 94646.3146 | 106910.173 | 71570.9646
00 New Hydro | 0 | 1483.5 | 4312.5 | 2263.0165 | 0 | 0 | 343.2802
00 New Nuclear | 0 | 0 | 0 | 0 | 0 | 0 | 0
00 New Small Modular Reactor | 0 | 0 | 0 | 0 | 0 | 0 | 0
00 New Biomass | 56.9 | 0 | 0 | 0 | 0 | 0 | 0
00 New Geothermal | 376.53 | 0 | 0 | 0 | 0 | 0 | 0
00 New Landfill Gas | 1307.15 | 0 | 0 | 0 | 0 | 0 | 9.398
00 New Battery Storage | 36391.7399 | 30535.2378 | 30182.754 | 21359.1071 | 13873.4014 | 20305.413 | 11154.7933
00 New Offshore Wind | 9301.2821 | 2368.8804 | 20930.8735 | 5214.2722 | 19024.5524 | 3990.3398 | 148.0481
00 New Onshore Wind | 62661.0028 | 48888.7513 | 142269.1712 | 97599.1802 | 117601.8258 | 104727.5925 | 67399.3335
00 New Solar PV | 73911.2984 | 37485.078 | 108968.25 | 97973.2144 | 73111.1213 | 105827.0404 | 57750.059
00 New Solar Thermal | 0 | 265.1559 | 0 | 0 | 0 | 0 | 0
00 New Fuel Cell | 109.1 | 0 | 0 | 0 | 0 | 0 | 0
00 New Ultrasupercritical Coal without CCS | 0 | 0 | 0 | 0 | 0 | 0 | 0
00 New Ultrasupercritical Coal with 30% CCS | 0 | 0 | 0 | 0 | 0 | 0 | 0
00 New Ultrasupercritical Coal with 90% CCS | 0 | 0 | 0 | 0 | 0 | 0 | 0
00 Exist & New Distributed Solar PV | 0 | 0 | 0 | 0 | 0 | 0 | 0
00 Exist Combined Cycle | 0 | 0 | 0 | 0 | 0 | 0 | 0
00 Exist Combustion Turbine | 0 | 0 | 0 | 0 | 0 | 0 | 0
00 Exist Coal Steam_Uncontrolled | 0 | 0 | 0 | 0 | 0 | 0 | 0
00 Exist Coal Steam_ACI | 0 | 0 | 0 | 0 | 0 | 0 | 0
00 Exist Coal Steam_ACI_DSI | 0 | 0 | 0 | 0 | 0 | 0 | 0
00 Exist Coal Steam_DryFGD | 0 | 0 | 0 | 0 | 0 | 0 | 0
00 Exist Coal Steam_DryFGD_ACI | 0 | 0 | 0 | 0 | 0 | 0 | 0
00 Exist Coal Steam_DryFGD_DSI | 0 | 0 | 0 | 0 | 0 | 0 | 0
00 Exist Coal Steam_DryFGD_SCR | 0 | 0 | 0 | 0 | 0 | 0 | 0
00 Exist Coal Steam_DryFGD_SCR_ACI | 0 | 0 | 0 | 0 | 0 | 0 | 0
00 Exist Coal Steam_DryFGD_SCR_DSI | 0 | 0 | 0 | 0 | 0 | 0 | 0
00 Exist Coal Steam_DryFGD_SCR_ACI_DSI | 0 | 0 | 0 | 0 | 0 | 0 | 0
00 Exist Coal Steam_DryFGD_SNCR_ACI | 0 | 0 | 0 | 0 | 0 | 0 | 0
00 Exist Coal Steam_DryFGD_SNCR_ACI_DSI | 0 | 0 | 0 | 0 | 0 | 0 | 0
00 Exist Coal Steam_DSI | 0 | 0 | 0 | 0 | 0 | 0 | 0
00 Exist Coal Steam_SCR_ACI | 0 | 0 | 0 | 0 | 0 | 0 | 0
00 Exist Coal Steam_SCR_ACI_DSI | 0 | 0 | 0 | 0 | 0 | 0 | 0
00 Exist Coal Steam_SNCR | 0 | 0 | 0 | 0 | 0 | 0 | 0
00 Exist Coal Steam_SCR | 0 | 0 | 0 | 0 | 0 | 0 | 0
00 Exist Coal Steam_SNCR_ACI | 0 | 0 | 0 | 0 | 0 | 0 | 0
00 Exist Coal Steam_SNCR_ACI_DSI | 0 | 0 | 0 | 0 | 0 | 0 | 0
00 Exist Coal Steam_WetFGD | 0 | 0 | 0 | 0 | 0 | 0 | 0
00 Exist Coal Steam_WetFGD_ACI | 0 | 0 | 0 | 0 | 0 | 0 | 0
00 Exist Coal Steam_WetFGD_ACI_DSI | 0 | 0 | 0 | 0 | 0 | 0 | 0
00 Exist Coal Steam_WetFGD_DSI | 0 | 0 | 0 | 0 | 0 | 0 | 0
00 Exist Coal Steam_WetFGD_SCR | 0 | 0 | 0 | 0 | 0 | 0 | 0
00 Exist Coal Steam_WetFGD_SCR_DSI | 0 | 0 | 0 | 0 | 0 | 0 | 0
00 Exist Coal Steam_WetFGD_SCR_ACI | 0 | 0 | 0 | 0 | 0 | 0 | 0
00 Exist Coal Steam_WetFGD_SCR_ACI_DSI | 0 | 0 | 0 | 0 | 0 | 0 | 0
00 Exist Coal Steam_WetFGD_SNCR | 0 | 0 | 0 | 0 | 0 | 0 | 0
00 Exist Coal Steam_WetFGD_SNCR_ACI | 0 | 0 | 0 | 0 | 0 | 0 | 0
00 Exist Coal Steam_WetFGD_SNCR_ACI_DSI | 0 | 0 | 0 | 0 | 0 | 0 | 0
00 Exist FBC_ACI_DSI | 0 | 0 | 0 | 0 | 0 | 0 | 0
00 Exist FBC_DryFGD_ACI | 0 | 0 | 0 | 0 | 0 | 0 | 0
00 Exist FBC_DryFGD_DSI | 0 | 0 | 0 | 0 | 0 | 0 | 0
00 Exist FBC_DryFGD_SNCR | 0 | 0 | 0 | 0 | 0 | 0 | 0
00 Exist FBC_DryFGD_SNCR_ACI | 0 | 0 | 0 | 0 | 0 | 0 | 0
00 Exist FBC_DryFGD_SNCR_ACI_DSI | 0 | 0 | 0 | 0 | 0 | 0 | 0
00 Exist FBC_DryFGD_SNCR_DSI | 0 | 0 | 0 | 0 | 0 | 0 | 0
00 Exist FBC_DSI | 0 | 0 | 0 | 0 | 0 | 0 | 0
00 Exist FBC_SCR | 0 | 0 | 0 | 0 | 0 | 0 | 0
00 Exist FBC_SNCR | 0 | 0 | 0 | 0 | 0 | 0 | 0
00 Exist FBC_SNCR_ACI | 0 | 0 | 0 | 0 | 0 | 0 | 0
00 Exist FBC_SNCR_ACI_DSI | 0 | 0 | 0 | 0 | 0 | 0 | 0
00 Exist FBC_SNCR_DSI | 0 | 0 | 0 | 0 | 0 | 0 | 0
00 Exist FBC_Uncontrolled | 0 | 0 | 0 | 0 | 0 | 0 | 0
00 Exist FBC_WetFGD_DSI | 0 | 0 | 0 | 0 | 0 | 0 | 0
00 Exist IGCC | 0 | 0 | 0 | 0 | 0 | 0 | 0
00 Exist Fossil_Other | 0 | 0 | 0 | 0 | 0 | 0 | 0
00 Exist Fuel Cell | 0 | 0 | 0 | 0 | 0 | 0 | 0
00 Exist Hydro | 0 | 0 | 0 | 0 | 0 | 0 | 0
00 Exist Non Fossil_Other | 0 | 0 | 0 | 0 | 0 | 0 | 0
00 Exist Nuclear | 0 | 0 | 0 | 0 | 0 | 0 | 0
00 Exist Oil/Gas Steam | 0 | 0 | 0 | 0 | 0 | 0 | 0
00 Exist Oil/Gas Steam_SCR | 0 | 0 | 0 | 0 | 0 | 0 | 0
00 Exist Oil/Gas Steam_SNCR | 0 | 0 | 0 | 0 | 0 | 0 | 0
00 Exist Biomass | 0 | 0 | 0 | 0 | 0 | 0 | 0
00 Exist Landfill Gas | 0 | 0 | 0 | 0 | 0 | 0 | 0
00 Exist Geothermal | 0 | 0 | 0 | 0 | 0 | 0 | 0
00 Exist Pump Storage | 0 | 0 | 0 | 0 | 0 | 0 | 0
00 Exist Energy Storage | 0 | 0 | 0 | 0 | 0 | 0 | 0
00 Exist Solar PV | 0 | 0 | 0 | 0 | 0 | 0 | 0
00 Exist Solar Thermal | 0 | 0 | 0 | 0 | 0 | 0 | 0
00 Exist Offshore Wind | 0 | 0 | 0 | 0 | 0 | 0 | 0
00 Exist Onshore Wind | 0 | 0 | 0 | 0 | 0 | 0 | 0
00 International Imports | 0 | 0 | 0 | 0 | 0 | 0 | 0
00 Ret.ACI | 0 | 0 | 0 | 0 | 0 | 0 | 0
00 Ret.ACI & DryFGD | 0 | 0 | 0 | 0 | 0 | 0 | 0
00 Ret.ACI & DryFGD & HRI | 0 | 0 | 0 | 0 | 0 | 0 | 0
00 Ret.ACI & DSI | 0 | 0 | 0 | 0 | 0 | 0 | 0
00 Ret.ACI & DSI & DryFGD | 0 | 0 | 0 | 0 | 0 | 0 | 0
00 Ret.ACI & DSI & DryFGD & HRI | 0 | 0 | 0 | 0 | 0 | 0 | 0
00 Ret.ACI & DSI & HRI | 0 | 0 | 0 | 0 | 0 | 0 | 0
00 Ret.ACI & DSI & WetFGD & HRI | 0 | 0 | 0 | 0 | 0 | 0 | 0
00 Ret.ACI & HRI | 0 | 0 | 0 | 0 | 0 | 0 | 0
00 Ret.ACI & SCR | 0 | 0 | 0 | 0 | 0 | 0 | 0
00 Ret.ACI & SCR & DryFGD & HRI | 0 | 0 | 0 | 0 | 0 | 0 | 0
00 Ret.ACI & SCR & DSI | 0 | 0 | 0 | 0 | 0 | 0 | 0
00 Ret.ACI & SCR & DSI & DryFGD | 0 | 0 | 0 | 0 | 0 | 0 | 0
00 Ret.ACI & SCR & DSI & DryFGD & HRI | 0 | 0 | 0 | 0 | 0 | 0 | 0
00 Ret.ACI & SCR & DSI & HRI | 0 | 0 | 0 | 0 | 0 | 0 | 0
00 Ret.ACI & SCR & DSI & WetFGD | 0 | 0 | 0 | 0 | 0 | 0 | 0
00 Ret.ACI & SCR & DSI & WetFGD & HRI | 0 | 0 | 0 | 0 | 0 | 0 | 0
00 Ret.ACI & SCR & HRI | 0 | 0 | 0 | 0 | 0 | 0 | 0
00 Ret.ACI & SCR & WetFGD & HRI | 0 | 0 | 0 | 0 | 0 | 0 | 0
00 Ret.ACI & SNCR | 0 | 0 | 0 | 0 | 0 | 0 | 0
00 Ret.ACI & SNCR & DSI | 0 | 0 | 0 | 0 | 0 | 0 | 0
00 Ret.ACI & SNCR & DSI & DryFGD | 0 | 0 | 0 | 0 | 0 | 0 | 0
00 Ret.ACI & SNCR & DSI & DryFGD & HRI | 0 | 0 | 0 | 0 | 0 | 0 | 0
00 Ret.ACI & SNCR & DSI & HRI | 0 | 0 | 0 | 0 | 0 | 0 | 0
00 Ret.ACI & SNCR & DSI & WetFGD | 0 | 0 | 0 | 0 | 0 | 0 | 0
00 Ret.ACI & SNCR & DSI & WetFGD & HRI | 0 | 0 | 0 | 0 | 0 | 0 | 0
00 Ret.ACI & SNCR & HRI | 0 | 0 | 0 | 0 | 0 | 0 | 0
00 Ret.ACI & WetFGD | 0 | 0 | 0 | 0 | 0 | 0 | 0
00 Ret.ACI & WetFGD & DSI | 0 | 0 | 0 | 0 | 0 | 0 | 0
00 Ret.ACI & WetFGD & HRI | 0 | 0 | 0 | 0 | 0 | 0 | 0
00 Ret.C2G | 13723.2199 | 990.694 | 1423.7339 | 2 | 0 | 0 | 0
00 Ret.C2G & SCR | 23.7603 | 558.3991 | 0 | 0 | 0 | 0 | 0
00 Ret.CCG | 0 | 6688.521 | 3805.2309 | 0 | 0 | 0 | 0
00 Ret.DryFGD | 0 | 0 | 0 | 0 | 0 | 0 | 0
00 Ret.DryFGD & CCS | 0 | 0 | 0 | 0 | 0 | 0 | 0
00 Ret.DryFGD & HRI | 0 | 0 | 0 | 0 | 0 | 0 | 0
00 Ret.DSI | 0 | 0 | 0 | 0 | 0 | 0 | 0
00 Ret.DSI & DryFGD | 0 | 0 | 0 | 0 | 0 | 0 | 0
00 Ret.DSI & DryFGD & HRI | 0 | 0 | 0 | 0 | 0 | 0 | 0
00 Ret.DSI & HRI | 0 | 0 | 0 | 0 | 0 | 0 | 0
00 Ret.ExistACI & DryFGD | 0 | 0 | 0 | 0 | 0 | 0 | 0
00 Ret.ExistACI & DryFGD & CCS | 0 | 0 | 0 | 0 | 0 | 0 | 0
00 Ret.ExistACI & DryFGD & HRI | 0 | 0 | 0 | 0 | 0 | 0 | 0
00 Ret.ExistACI & DryFGD & HRI & CCS | 0 | 0 | 0 | 0 | 0 | 0 | 0
00 Ret.ExistACI & DSI | 0 | 0 | 0 | 0 | 0 | 0 | 0
00 Ret.ExistACI & DSI & DryFGD | 0 | 0 | 0 | 0 | 0 | 0 | 0
00 Ret.ExistACI & DSI & DryFGD & HRI | 0 | 0 | 0 | 0 | 0 | 0 | 0
00 Ret.ExistACI & DSI & HRI | 0 | 0 | 0 | 0 | 0 | 0 | 0
00 Ret.ExistACI & HRI | 0 | 0 | 0 | 0 | 0 | 0 | 0
00 Ret.ExistACI & HRI & WetFGD | 0 | 0 | 0 | 0 | 0 | 0 | 0
00 Ret.ExistACI & SCR | 0 | 0 | 0 | 0 | 0 | 0 | 0
00 Ret.ExistACI & SCR & DryFGD | 0 | 0 | 0 | 0 | 0 | 0 | 0
00 Ret.ExistACI & SCR & DryFGD & CCS | 0 | 0 | 0 | 0 | 0 | 0 | 0
00 Ret.ExistACI & SCR & DryFGD & HRI | 0 | 0 | 0 | 0 | 0 | 0 | 0
00 Ret.ExistACI & SCR & DryFGD & HRI & CCS | 0 | 0 | 0 | 0 | 0 | 0 | 0
00 Ret.ExistACI & SCR & DSI | 0 | 0 | 0 | 0 | 0 | 0 | 0
00 Ret.ExistACI & SCR & DSI & DryFGD | 0 | 0 | 0 | 0 | 0 | 0 | 0
00 Ret.ExistACI & SCR & DSI & DryFGD & HRI | 0 | 0 | 0 | 0 | 0 | 0 | 0
00 Ret.ExistACI & SCR & DSI & HRI | 0 | 0 | 0 | 0 | 0 | 0 | 0
00 Ret.ExistACI & SCR & HRI | 0 | 0 | 0 | 0 | 0 | 0 | 0
00 Ret.ExistACI & SCR & WetFGD | 0 | 0 | 0 | 0 | 0 | 0 | 0
00 Ret.ExistACI & SCR & WetFGD & CCS | 0 | 0 | 0 | 0 | 0 | 0 | 0
00 Ret.ExistACI & SCR & WetFGD & HRI | 0 | 0 | 0 | 0 | 0 | 0 | 0
00 Ret.ExistACI & SCR & WetFGD & HRI & CCS | 0 | 0 | 0 | 0 | 0 | 0 | 0
00 Ret.ExistACI & SNCR | 0 | 0 | 0 | 0 | 0 | 0 | 0
00 Ret.ExistACI & SNCR & DryFGD | 0 | 0 | 0 | 0 | 0 | 0 | 0
00 Ret.ExistACI & SNCR & DryFGD & CCS | 0 | 0 | 0 | 0 | 0 | 0 | 0
00 Ret.ExistACI & SNCR & DryFGD & HRI | 0 | 0 | 0 | 0 | 0 | 0 | 0
00 Ret.ExistACI & SNCR & DryFGD & HRI & CCS | 0 | 0 | 0 | 0 | 0 | 0 | 0
00 Ret.ExistACI & SNCR & DSI | 0 | 0 | 0 | 0 | 0 | 0 | 0
00 Ret.ExistACI & SNCR & DSI & HRI | 0 | 0 | 0 | 0 | 0 | 0 | 0
00 Ret.ExistACI & SNCR & HRI | 0 | 0 | 0 | 0 | 0 | 0 | 0
00 Ret.ExistACI & SNCR & WetFGD | 0 | 0 | 0 | 0 | 0 | 0 | 0
00 Ret.ExistACI & SNCR & WetFGD & CCS | 0 | 0 | 0 | 0 | 0 | 0 | 0
00 Ret.ExistACI & SNCR & WetFGD & HRI | 0 | 0 | 0 | 0 | 0 | 0 | 0
00 Ret.ExistACI & SNCR & WetFGD & HRI & CCS | 0 | 0 | 0 | 0 | 0 | 0 | 0
00 Ret.ExistACI & WetFGD | 0 | 0 | 0 | 0 | 0 | 0 | 0
00 Ret.ExistACI & WetFGD & CCS | 0 | 0 | 0 | 0 | 0 | 0 | 0
00 Ret.ExistACI & WetFGD & HRI & CCS | 0 | 0 | 0 | 0 | 0 | 0 | 0
00 Ret.ExistACI_DSI & DryFGD | 0 | 0 | 0 | 0 | 0 | 0 | 0
00 Ret.ExistACI_DSI & DryFGD & CCS | 0 | 0 | 0 | 0 | 0 | 0 | 0
00 Ret.ExistACI_DSI & DryFGD & HRI | 0 | 0 | 0 | 0 | 0 | 0 | 0
00 Ret.ExistACI_DSI & DryFGD & HRI & CCS | 0 | 0 | 0 | 0 | 0 | 0 | 0
00 Ret.ExistACI_DSI & HRI | 0 | 0 | 0 | 0 | 0 | 0 | 0
00 Ret.ExistACI_DSI & SCR | 0 | 0 | 0 | 0 | 0 | 0 | 0
00 Ret.ExistACI_DSI & SCR & DryFGD | 0 | 0 | 0 | 0 | 0 | 0 | 0
00 Ret.ExistACI_DSI & SCR & DryFGD & CCS | 0 | 0 | 0 | 0 | 0 | 0 | 0
00 Ret.ExistACI_DSI & SCR & DryFGD & HRI | 0 | 0 | 0 | 0 | 0 | 0 | 0
00 Ret.ExistACI_DSI & SCR & DryFGD & HRI & CCS | 0 | 0 | 0 | 0 | 0 | 0 | 0
00 Ret.ExistACI_DSI & SCR & HRI | 0 | 0 | 0 | 0 | 0 | 0 | 0
00 Ret.ExistACI_DSI & SCR & WetFGD | 0 | 0 | 0 | 0 | 0 | 0 | 0
00 Ret.ExistACI_DSI & SCR & WetFGD & CCS | 0 | 0 | 0 | 0 | 0 | 0 | 0
00 Ret.ExistACI_DSI & SCR & WetFGD & HRI | 0 | 0 | 0 | 0 | 0 | 0 | 0
00 Ret.ExistACI_DSI & SCR & WetFGD & HRI & CCS | 0 | 0 | 0 | 0 | 0 | 0 | 0
00 Ret.ExistACI_DSI & SNCR | 0 | 0 | 0 | 0 | 0 | 0 | 0
00 Ret.ExistACI_DSI & SNCR & DryFGD | 0 | 0 | 0 | 0 | 0 | 0 | 0
00 Ret.ExistACI_DSI & SNCR & DryFGD & HRI & CCS | 0 | 0 | 0 | 0 | 0 | 0 | 0
00 Ret.ExistACI_DSI & SNCR & DryFGD & HRI | 0 | 0 | 0 | 0 | 0 | 0 | 0
00 Ret.ExistACI_DSI & SNCR & WetFGD & HRI & CCS | 0 | 0 | 0 | 0 | 0 | 0 | 0
00 Ret.ExistACI_DSI & SNCR & HRI | 0 | 0 | 0 | 0 | 0 | 0 | 0
00 Ret.ExistACI_DSI & SNCR & WetFGD | 0 | 0 | 0 | 0 | 0 | 0 | 0
00 Ret.ExistACI_DSI & SNCR & WetFGD & HRI | 0 | 0 | 0 | 0 | 0 | 0 | 0
00 Ret.ExistACI_DSI & WetFGD | 0 | 0 | 0 | 0 | 0 | 0 | 0
00 Ret.ExistACI_DSI & WetFGD & CCS | 0 | 0 | 0 | 0 | 0 | 0 | 0
00 Ret.ExistACI_DSI & WetFGD & HRI | 0 | 0 | 0 | 0 | 0 | 0 | 0
00 Ret.ExistACI_DSI & WetFGD & HRI & CCS | 0 | 0 | 0 | 0 | 0 | 0 | 0
00 Ret.ExistDryFGD & CCS | 0 | 0 | 0 | 0 | 0 | 0 | 0
00 Ret.ExistDryFGD & HRI | 0 | 0 | 0 | 0 | 0 | 0 | 0
00 Ret.ExistDryFGD & SCR | 0 | 0 | 0 | 0 | 0 | 0 | 0
00 Ret.ExistDryFGD & SCR & CCS | 0 | 0 | 0 | 0 | 0 | 0 | 0
00 Ret.ExistDryFGD & SCR & HRI | 0 | 0 | 0 | 0 | 0 | 0 | 0
00 Ret.ExistDryFGD & SNCR | 0 | 0 | 0 | 0 | 0 | 0 | 0
00 Ret.ExistDryFGD & SNCR & CCS | 0 | 0 | 0 | 0 | 0 | 0 | 0
00 Ret.ExistDryFGD & SNCR & HRI | 0 | 0 | 0 | 0 | 0 | 0 | 0
00 Ret.ExistDryFGD_ACI & CCS | 0 | 782.905 | 0 | 0 | 0 | 0 | 0
00 Ret.ExistDryFGD_ACI & HRI | 0 | 0 | 0 | 0 | 0 | 0 | 0
00 Ret.ExistDryFGD_ACI & HRI & CCS | 0 | 0 | 0 | 0 | 0 | 0 | 0
00 Ret.ExistDryFGD_ACI & SCR | 0 | 0 | 0 | 0 | 0 | 0 | 0
00 Ret.ExistDryFGD_ACI & SCR & CCS | 0 | 0 | 0 | 0 | 0 | 0 | 0
00 Ret.ExistDryFGD_ACI & SCR & HRI | 0 | 0 | 0 | 0 | 0 | 0 | 0
00 Ret.ExistDryFGD_ACI & SCR & HRI & CCS | 0 | 0 | 0 | 0 | 0 | 0 | 0
00 Ret.ExistDryFGD_ACI & SNCR | 0 | 0 | 0 | 0 | 0 | 0 | 0
00 Ret.ExistDryFGD_ACI & SNCR & CCS | 0 | 0 | 0 | 0 | 0 | 0 | 0
00 Ret.ExistDryFGD_ACI & SNCR & HRI | 0 | 0 | 0 | 0 | 0 | 0 | 0
00 Ret.ExistDryFGD_ACI & SNCR & HRI & CCS | 0 | 0 | 0 | 0 | 0 | 0 | 0
00 Ret.ExistDryFGD_ACI_DSI & SCR | 0 | 0 | 0 | 0 | 0 | 0 | 0
00 Ret.ExistDryFGD_ACI_DSI & SCR & CCS | 0 | 0 | 0 | 0 | 0 | 0 | 0
00 Ret.ExistDryFGD_ACI_DSI & SCR & HRI | 0 | 0 | 0 | 0 | 0 | 0 | 0
00 Ret.ExistDryFGD_ACI_DSI & SCR & HRI & CCS | 0 | 0 | 0 | 0 | 0 | 0 | 0
00 Ret.ExistDryFGD_DSI & CCS | 0 | 0 | 0 | 0 | 0 | 0 | 0
00 Ret.ExistDryFGD_DSI & HRI | 0 | 0 | 0 | 0 | 0 | 0 | 0
00 Ret.ExistDryFGD_SCR_DSI & CCS | 0 | 0 | 0 | 0 | 0 | 0 | 0
00 Ret.ExistDryFGD_SNCR & CCS | 0 | 0 | 0 | 0 | 0 | 0 | 0
00 Ret.ExistDryFGD_SNCR_ACI_DSI & CCS | 0 | 0 | 0 | 0 | 0 | 0 | 0
00 Ret.ExistDryFGD_SNCR_ACI_DSI & HRI | 0 | 0 | 0 | 0 | 0 | 0 | 0
00 Ret.ExistDryFGD_SNCR_ACI_DSI & HRI & CCS | 0 | 0 | 0 | 0 | 0 | 0 | 0
00 Ret.ExistDryFGD_SNCR_DSI & CCS | 0 | 0 | 0 | 0 | 0 | 0 | 0
00 Ret.ExistDSI & DryFGD | 0 | 0 | 0 | 0 | 0 | 0 | 0
00 Ret.ExistDSI & DryFGD & HRI | 0 | 0 | 0 | 0 | 0 | 0 | 0
00 Ret.ExistDSI & HRI | 0 | 0 | 0 | 0 | 0 | 0 | 0
00 Ret.ExistDSI & SCR | 0 | 0 | 0 | 0 | 0 | 0 | 0
00 Ret.ExistDSI & SCR & DryFGD | 0 | 0 | 0 | 0 | 0 | 0 | 0
00 Ret.ExistDSI & SCR & DryFGD & HRI | 0 | 0 | 0 | 0 | 0 | 0 | 0
00 Ret.ExistDSI & SCR & HRI | 0 | 0 | 0 | 0 | 0 | 0 | 0
00 Ret.ExistDSI & SCR & WetFGD | 0 | 0 | 0 | 0 | 0 | 0 | 0
00 Ret.ExistDSI & SCR & WetFGD & HRI | 0 | 0 | 0 | 0 | 0 | 0 | 0
00 Ret.ExistDSI & SNCR | 0 | 0 | 0 | 0 | 0 | 0 | 0
00 Ret.ExistSCR & ACI | 0 | 0 | 0 | 0 | 0 | 0 | 0
00 Ret.ExistDSI & SNCR & DryFGD | 0 | 0 | 0 | 0 | 0 | 0 | 0
00 Ret.ExistSCR & ACI & DSI | 0 | 0 | 0 | 0 | 0 | 0 | 0
00 Ret.ExistSCR & ACI & DSI & DryFGD | 0 | 0 | 0 | 0 | 0 | 0 | 0
00 Ret.ExistSCR & ACI & DSI & DryFGD & HRI | 0 | 0 | 0 | 0 | 0 | 0 | 0
00 Ret.ExistDSI & SNCR & DryFGD & HRI | 0 | 0 | 0 | 0 | 0 | 0 | 0
00 Ret.ExistDSI & SNCR & HRI | 0 | 0 | 0 | 0 | 0 | 0 | 0
00 Ret.ExistSCR & ACI & DSI & HRI | 0 | 0 | 0 | 0 | 0 | 0 | 0
00 Ret.ExistDSI & SNCR & WetFGD | 0 | 0 | 0 | 0 | 0 | 0 | 0
00 Ret.ExistSCR & ACI & DSI & WetFGD | 0 | 0 | 0 | 0 | 0 | 0 | 0
00 Ret.ExistSCR & ACI & DSI & WetFGD & HRI | 0 | 0 | 0 | 0 | 0 | 0 | 0
00 Ret.ExistSCR & ACI & HRI | 0 | 0 | 0 | 0 | 0 | 0 | 0
00 Ret.ExistDSI & SNCR & WetFGD & HRI | 0 | 0 | 0 | 0 | 0 | 0 | 0
00 Ret.ExistDSI & WetFGD | 0 | 0 | 0 | 0 | 0 | 0 | 0
00 Ret.ExistDSI & WetFGD & HRI | 0 | 0 | 0 | 0 | 0 | 0 | 0
00 Ret.ExistDSI_ACI & SNCR & DryFGD & CCS | 0 | 0 | 0 | 0 | 0 | 0 | 0
00 Ret.ExistDSI_ACI & SNCR & WetFGD & CCS | 0 | 0 | 0 | 0 | 0 | 0 | 0
00 Ret.ExistSCR_ACI & DryFGD | 0 | 0 | 0 | 0 | 0 | 0 | 0
00 Ret.ExistSCR & DSI | 0 | 0 | 0 | 0 | 0 | 0 | 0
00 Ret.ExistSCR_ACI & DryFGD & CCS | 0 | 0 | 0 | 0 | 0 | 0 | 0
00 Ret.ExistSCR_ACI & DryFGD & HRI | 0 | 0 | 0 | 0 | 0 | 0 | 0
00 Ret.ExistSCR & DSI & DryFGD | 0 | 0 | 0 | 0 | 0 | 0 | 0
00 Ret.ExistSCR_ACI & DryFGD & HRI & CCS | 0 | 0 | 0 | 0 | 0 | 0 | 0
00 Ret.ExistSCR & DSI & DryFGD & HRI | 0 | 0 | 0 | 0 | 0 | 0 | 0
00 Ret.ExistSCR & DSI & HRI | 0 | 0 | 0 | 0 | 0 | 0 | 0
00 Ret.ExistSCR_ACI & DSI & HRI | 0 | 0 | 0 | 0 | 0 | 0 | 0
00 Ret.ExistSCR_ACI & HRI | 0 | 0 | 0 | 0 | 0 | 0 | 0
00 Ret.ExistSCR_ACI & WetFGD | 0 | 0 | 0 | 0 | 0 | 0 | 0
00 Ret.ExistSCR & HRI | 0 | 0 | 0 | 0 | 0 | 0 | 0
00 Ret.ExistSCR_ACI & WetFGD & CCS | 0 | 0 | 0 | 0 | 0 | 0 | 0
00 Ret.ExistSCR_ACI & WetFGD & HRI | 0 | 0 | 0 | 0 | 0 | 0 | 0
00 Ret.ExistSCR_ACI & WetFGD & HRI & CCS | 0 | 0 | 0 | 0 | 0 | 0 | 0
00 Ret.ExistSCR_ACI_DSI & DryFGD | 0 | 0 | 0 | 0 | 0 | 0 | 0
00 Ret.ExistSCR_ACI_DSI & DryFGD & CCS | 0 | 0 | 0 | 0 | 0 | 0 | 0
00 Ret.ExistSCR_ACI_DSI & DryFGD & HRI | 0 | 0 | 0 | 0 | 0 | 0 | 0
00 Ret.ExistSCR_ACI_DSI & DryFGD & HRI & CCS | 0 | 0 | 0 | 0 | 0 | 0 | 0
00 Ret.ExistSCR_ACI_DSI & HRI | 0 | 0 | 0 | 0 | 0 | 0 | 0
00 Ret.ExistSCR_ACI_DSI & WetFGD | 0 | 0 | 0 | 0 | 0 | 0 | 0
00 Ret.ExistSCR_ACI_DSI & WetFGD & CCS | 0 | 0 | 0 | 0 | 0 | 0 | 0
00 Ret.ExistSCR_ACI_DSI & WetFGD & HRI | 0 | 0 | 0 | 0 | 0 | 0 | 0
00 Ret.ExistSCR_ACI_DSI & WetFGD & HRI & CCS | 0 | 0 | 0 | 0 | 0 | 0 | 0
00 Ret.ExistSCR_DryFGD & CCS | 0 | 0 | 0 | 0 | 0 | 0 | 0
00 Ret.ExistSCR_DryFGD & HRI | 0 | 0 | 0 | 0 | 0 | 0 | 0
00 Ret.ExistSCR_DryFGD_ACI & CCS | 0 | 565.4123 | 252.828 | 0 | 0 | 0 | 0
00 Ret.ExistSCR_DryFGD_ACI & HRI | 0 | 0 | 0 | 0 | 0 | 0 | 0
00 Ret.ExistSCR_DryFGD_ACI & HRI & CCS | 0 | 0 | 0 | 0 | 0 | 0 | 0
00 Ret.ExistSCR_DryFGD_ACI_DSI & CCS | 0 | 0 | 0 | 0 | 0 | 0 | 0
00 Ret.ExistSCR_DryFGD_ACI_DSI & HRI | 0 | 0 | 0 | 0 | 0 | 0 | 0
00 Ret.ExistSCR_DryFGD_ACI_DSI & HRI & CCS | 0 | 0 | 0 | 0 | 0 | 0 | 0
00 Ret.ExistSCR_WetFGD & HRI | 0 | 0 | 0 | 0 | 0 | 0 | 0
00 Ret.ExistSCR_WetFGD & HRI & CCS | 0 | 0 | 0 | 0 | 0 | 0 | 0
00 Ret.ExistSCR_WetFGD_ACI & CCS | 0 | 2915.8552 | 636.7711 | 0 | 0 | 0 | 0
00 Ret.ExistSCR_WetFGD_ACI & HRI | 0 | 0 | 0 | 0 | 0 | 0 | 0
00 Ret.ExistSCR_WetFGD_ACI & HRI & CCS | 0 | 0 | 0 | 0 | 0 | 0 | 0
00 Ret.ExistSCR_WetFGD_ACI_DSI & CCS | 0 | 0 | 0 | 0 | 0 | 0 | 0
00 Ret.ExistSCR_WetFGD_ACI_DSI & HRI | 0 | 0 | 0 | 0 | 0 | 0 | 0
00 Ret.ExistSCR_WetFGD_ACI_DSI & HRI & CCS | 0 | 0 | 0 | 0 | 0 | 0 | 0
00 Ret.ExistSCR_WetFGD_DSI & HRI | 0 | 0 | 0 | 0 | 0 | 0 | 0
00 Ret.ExistSCR_WetFGD_DSI & HRI & CCS | 0 | 0 | 0 | 0 | 0 | 0 | 0
00 Ret.ExistSNCR_ACI & DryFGD | 0 | 0 | 0 | 0 | 0 | 0 | 0
00 Ret.ExistSNCR_ACI & DryFGD & CCS | 0 | 0 | 0 | 0 | 0 | 0 | 0
00 Ret.ExistSNCR_ACI & DryFGD & HRI | 0 | 0 | 0 | 0 | 0 | 0 | 0
00 Ret.ExistSNCR_ACI & DryFGD & HRI & CCS | 0 | 0 | 0 | 0 | 0 | 0 | 0
00 Ret.ExistSNCR_ACI & DSI & HRI | 0 | 0 | 0 | 0 | 0 | 0 | 0
00 Ret.ExistSNCR_ACI & HRI | 0 | 0 | 0 | 0 | 0 | 0 | 0
00 Ret.ExistSNCR_ACI & WetFGD | 0 | 0 | 0 | 0 | 0 | 0 | 0
00 Ret.ExistSNCR_ACI & WetFGD & CCS | 0 | 0 | 0 | 0 | 0 | 0 | 0
00 Ret.ExistSNCR_ACI & WetFGD & HRI | 0 | 0 | 0 | 0 | 0 | 0 | 0
00 Ret.ExistSNCR_ACI & WetFGD & HRI & CCS | 0 | 0 | 0 | 0 | 0 | 0 | 0
00 Ret.ExistSNCR_ACI_DSI & DryFGD | 0 | 0 | 0 | 0 | 0 | 0 | 0
00 Ret.ExistSNCR_ACI_DSI & DryFGD & CCS | 0 | 0 | 0 | 0 | 0 | 0 | 0
00 Ret.ExistSNCR_ACI_DSI & DryFGD & HRI | 0 | 0 | 0 | 0 | 0 | 0 | 0
00 Ret.ExistSNCR_ACI_DSI & DryFGD & HRI & CCS | 0 | 0 | 0 | 0 | 0 | 0 | 0
00 Ret.ExistSNCR_ACI_DSI & HRI | 0 | 0 | 0 | 0 | 0 | 0 | 0
00 Ret.ExistSNCR_ACI_DSI & WetFGD | 0 | 0 | 0 | 0 | 0 | 0 | 0
00 Ret.ExistSNCR_ACI_DSI & WetFGD & CCS | 0 | 0 | 0 | 0 | 0 | 0 | 0
00 Ret.ExistSNCR_ACI_DSI & WetFGD & HRI | 0 | 0 | 0 | 0 | 0 | 0 | 0
00 Ret.ExistSNCR_ACI_DSI & WetFGD & HRI & CCS | 0 | 0 | 0 | 0 | 0 | 0 | 0
00 Ret.ExistSNCR_DryFGD & HRI | 0 | 0 | 0 | 0 | 0 | 0 | 0
00 Ret.ExistSNCR_DryFGD_ACI & CCS | 0 | 194.7965 | 230.1385 | 0 | 0 | 0 | 0
00 Ret.ExistSNCR_DryFGD_ACI & HRI | 0 | 0 | 0 | 0 | 0 | 0 | 0
00 Ret.ExistSNCR_DryFGD_ACI & HRI & CCS | 0 | 0 | 0 | 0 | 0 | 0 | 0
00 Ret.ExistSNCR_WetFGD & HRI | 0 | 0 | 0 | 0 | 0 | 0 | 0
00 Ret.ExistSNCR_WetFGD & HRI & CCS | 0 | 0 | 0 | 0 | 0 | 0 | 0
00 Ret.ExistSNCR_WetFGD_ACI & CCS | 0 | 669.0033 | 0 | 0 | 0 | 0 | 0
00 Ret.ExistSNCR_WetFGD_ACI & HRI | 0 | 0 | 0 | 0 | 0 | 0 | 0
00 Ret.ExistSNCR_WetFGD_ACI & HRI & CCS | 0 | 0 | 0 | 0 | 0 | 0 | 0
00 Ret.ExistSNCR_WetFGD_ACI_DSI & CCS | 0 | 0 | 0 | 0 | 0 | 0 | 0
00 Ret.ExistSNCR_WetFGD_ACI_DSI & HRI | 0 | 0 | 0 | 0 | 0 | 0 | 0
00 Ret.ExistSNCR_WetFGD_ACI_DSI & HRI & CCS | 0 | 0 | 0 | 0 | 0 | 0 | 0
00 Ret.ExistSNCR & DryFGD & HRI | 0 | 0 | 0 | 0 | 0 | 0 | 0
00 Ret.ExistSNCR & HRI | 0 | 0 | 0 | 0 | 0 | 0 | 0
00 Ret.ExistWetFGD & CCS | 0 | 0 | 0 | 0 | 0 | 0 | 0
00 Ret.ExistWetFGD & HRI | 0 | 0 | 0 | 0 | 0 | 0 | 0
00 Ret.ExistWetFGD & HRI & CCS | 0 | 0 | 0 | 0 | 0 | 0 | 0
00 Ret.ExistWetFGD & SCR | 51.1388 | 1464.0398 | 0 | 0 | 0 | 0 | 0
00 Ret.ExistWetFGD & SCR & CCS | 0 | 901.6119 | 2.0482 | 0 | 0 | 0 | 0
00 Ret.ExistWetFGD & SCR & HRI | 0 | 0 | 0 | 0 | 0 | 0 | 0
00 Ret.ExistWetFGD & SCR & HRI & CCS | 0 | 0 | 0 | 0 | 0 | 0 | 0
00 Ret.ExistWetFGD & SNCR | 0 | 0 | 0 | 0 | 0 | 0 | 0
00 Ret.ExistWetFGD & SNCR & CCS | 0 | 0 | 0 | 0 | 0 | 0 | 0
00 Ret.ExistWetFGD & SNCR & HRI | 0 | 0 | 0 | 0 | 0 | 0 | 0
00 Ret.ExistWetFGD & SNCR & HRI & CCS | 0 | 0 | 0 | 0 | 0 | 0 | 0
00 Ret.ExistWetFGD_ACI & CCS | 0 | 0 | 0 | 0 | 0 | 0 | 0
00 Ret.ExistWetFGD_ACI & HRI | 0 | 0 | 0 | 0 | 0 | 0 | 0
00 Ret.ExistWetFGD_ACI & HRI & CCS | 0 | 0 | 0 | 0 | 0 | 0 | 0
00 Ret.ExistWetFGD_ACI & SCR | 40.5119 | 0 | 0 | 0 | 0 | 0 | 0
00 Ret.ExistWetFGD_ACI & SCR & CCS | 0 | 0 | 0 | 0 | 0 | 0 | 0
00 Ret.ExistWetFGD_ACI & SCR & HRI | 0 | 0 | 0 | 0 | 0 | 0 | 0
00 Ret.ExistWetFGD_ACI & SCR & HRI & CCS | 0 | 0 | 0 | 0 | 0 | 0 | 0
00 Ret.ExistWetFGD_ACI & SNCR | 0 | 0 | 0 | 0 | 0 | 0 | 0
00 Ret.ExistWetFGD_ACI & SNCR & CCS | 0 | 0 | 0 | 0 | 0 | 0 | 0
00 Ret.ExistWetFGD_ACI & SNCR & HRI | 0 | 0 | 0 | 0 | 0 | 0 | 0
00 Ret.ExistWetFGD_ACI & SNCR & HRI & CCS | 0 | 0 | 0 | 0 | 0 | 0 | 0
00 Ret.ExistWetFGD_ACI_DSI & CCS | 0 | 0 | 0 | 0 | 0 | 0 | 0
00 Ret.ExistWetFGD_ACI_DSI & HRI | 0 | 0 | 0 | 0 | 0 | 0 | 0
00 Ret.ExistWetFGD_ACI_DSI & HRI & CCS | 0 | 0 | 0 | 0 | 0 | 0 | 0
00 Ret.ExistWetFGD_ACI_DSI & SCR | 0 | 0 | 0 | 0 | 0 | 0 | 0
00 Ret.ExistWetFGD_ACI_DSI & SCR & CCS | 0 | 0 | 0 | 0 | 0 | 0 | 0
00 Ret.ExistWetFGD_ACI_DSI & SCR & HRI | 0 | 0 | 0 | 0 | 0 | 0 | 0
00 Ret.ExistWetFGD_ACI_DSI & SCR & HRI & CCS | 0 | 0 | 0 | 0 | 0 | 0 | 0
00 Ret.ExistWetFGD_ACI_DSI & SNCR | 0 | 0 | 0 | 0 | 0 | 0 | 0
00 Ret.ExistWetFGD_ACI_DSI & SNCR & CCS | 0 | 0 | 0 | 0 | 0 | 0 | 0
00 Ret.ExistWetFGD_ACI_DSI & SNCR & HRI | 0 | 0 | 0 | 0 | 0 | 0 | 0
00 Ret.ExistWetFGD_ACI_DSI & SNCR & HRI & CCS | 0 | 0 | 0 | 0 | 0 | 0 | 0
00 Ret.ExistWetFGD_DSI & CCS | 0 | 0 | 0 | 0 | 0 | 0 | 0
00 Ret.ExistWetFGD_DSI & HRI | 0 | 0 | 0 | 0 | 0 | 0 | 0
00 Ret.ExistWetFGD_DSI & SCR | 0 | 0 | 0 | 0 | 0 | 0 | 0
00 Ret.ExistSNCR_DSI & DryFGD & HRI | 0 | 0 | 0 | 0 | 0 | 0 | 0
00 Ret.ExistWetFGD_DSI & SCR & HRI | 0 | 0 | 0 | 0 | 0 | 0 | 0
00 Ret.ExistSNCR_DSI & HRI | 0 | 0 | 0 | 0 | 0 | 0 | 0
00 Ret.ExistWetFGD_DSI & SNCR | 0 | 0 | 0 | 0 | 0 | 0 | 0
00 Ret.ExistWetFGD_DSI & SNCR & HRI | 0 | 0 | 0 | 0 | 0 | 0 | 0
00 Ret.ExistWetFGD_SCR & CCS | 0 | 2644.2618 | 708.4982 | 0 | 0 | 0 | 0
00 Ret.ExistWetFGD_SCR_DSI & CCS | 0 | 0 | 0 | 0 | 0 | 0 | 0
00 Ret.ExistWetFGD_SNCR & CCS | 0 | 0 | 0 | 0 | 0 | 0 | 0
00 Ret.HRI | 0 | 0 | 0 | 0 | 0 | 0 | 0
00 Ret.SCR | 0 | 0 | 0 | 0 | 0 | 0 | 0
00 Ret.SCR & DryFGD | 0 | 0 | 0 | 0 | 0 | 0 | 0
00 Ret.SCR & DryFGD & ACI | 0 | 0 | 0 | 0 | 0 | 0 | 0
00 Ret.SCR & DryFGD & CCS | 0 | 0 | 0 | 0 | 0 | 0 | 0
00 Ret.SCR & DryFGD & HRI | 0 | 0 | 0 | 0 | 0 | 0 | 0
00 Ret.SCR & DSI | 0 | 0 | 0 | 0 | 0 | 0 | 0
00 Ret.SCR & DSI & DryFGD | 0 | 0 | 0 | 0 | 0 | 0 | 0
00 Ret.SCR & DSI & DryFGD & HRI | 0 | 0 | 0 | 0 | 0 | 0 | 0
00 Ret.SCR & DSI & HRI | 0 | 0 | 0 | 0 | 0 | 0 | 0
00 Ret.SCR & DSI & WetFGD | 0 | 0 | 0 | 0 | 0 | 0 | 0
00 Ret.SCR & DSI & WetFGD & HRI | 0 | 0 | 0 | 0 | 0 | 0 | 0
00 Ret.SCR & HRI | 0 | 0 | 0 | 0 | 0 | 0 | 0
00 Ret.SCR & WetFGD | 0 | 0 | 0 | 0 | 0 | 0 | 0
00 Ret.SCR & WetFGD & ACI | 0 | 0 | 0 | 0 | 0 | 0 | 0
00 Ret.SCR & WetFGD & CCS | 0 | 0 | 0 | 0 | 0 | 0 | 0
00 Ret.SCR & WetFGD & HRI | 0 | 0 | 0 | 0 | 0 | 0 | 0
00 Ret.SNCR | 0 | 0 | 0 | 0 | 0 | 0 | 0
00 Ret.SNCR & DryFGD | 0 | 0 | 0 | 0 | 0 | 0 | 0
00 Ret.SNCR & DryFGD & ACI | 0 | 0 | 0 | 0 | 0 | 0 | 0
00 Ret.SNCR & DryFGD & ACI & HRI | 0 | 0 | 0 | 0 | 0 | 0 | 0
00 Ret.SNCR & DryFGD & CCS | 0 | 0 | 0 | 0 | 0 | 0 | 0
00 Ret.SNCR & DryFGD & HRI | 0 | 0 | 0 | 0 | 0 | 0 | 0
00 Ret.SNCR & DSI | 0 | 0 | 0 | 0 | 0 | 0 | 0
00 Ret.SNCR & DSI & HRI | 0 | 0 | 0 | 0 | 0 | 0 | 0
00 Ret.SNCR & HRI | 0 | 0 | 0 | 0 | 0 | 0 | 0
00 Ret.SNCR & WetFGD | 0 | 0 | 0 | 0 | 0 | 0 | 0
00 Ret.SNCR & WetFGD & ACI | 0 | 0 | 0 | 0 | 0 | 0 | 0
00 Ret.SNCR & WetFGD & ACI & HRI | 0 | 0 | 0 | 0 | 0 | 0 | 0
00 Ret.SNCR & WetFGD & CCS | 0 | 0 | 0 | 0 | 0 | 0 | 0
00 Ret.SNCR & WetFGD & HRI | 0 | 0 | 0 | 0 | 0 | 0 | 0
00 Ret.WetFGD | 0 | 0 | 0 | 0 | 0 | 0 | 0
00 Ret.WetFGD & CCS | 0 | 0 | 0 | 0 | 0 | 0 | 0
00 Ret.WetFGD & HRI | 0 | 0 | 0 | 0 | 0 | 0 | 0
00 Ret.FB & HRI | 0 | 0 | 0 | 0 | 0 | 0 | 0
00 Ret.FB DryFGD | 0 | 0 | 0 | 0 | 0 | 0 | 0
00 Ret.FB DryFGD & HRI | 0 | 0 | 0 | 0 | 0 | 0 | 0
00 Ret.FB DryFGD & SNCR | 0 | 0 | 0 | 0 | 0 | 0 | 0
00 Ret.FB-Exist ACI & DryFGD & HRI | 0 | 0 | 0 | 0 | 0 | 0 | 0
00 Ret.FB-Exist ACI_DSI & DryFGD & SNCR | 0 | 0 | 0 | 0 | 0 | 0 | 0
00 Ret.FB-Exist ACI_DSI & SNCR | 0 | 0 | 0 | 0 | 0 | 0 | 0
00 Ret.FB-ExistACI & HRI | 0 | 0 | 0 | 0 | 0 | 0 | 0
00 Ret.FB-ExistACI_DSI & DryFGD | 0 | 0 | 0 | 0 | 0 | 0 | 0
00 Ret.FB-ExistACI_DSI & DryFGD & HRI | 0 | 0 | 0 | 0 | 0 | 0 | 0
00 Ret.FB-ExistACI_DSI & DryFGD & SNCR | 0 | 0 | 0 | 0 | 0 | 0 | 0
00 Ret.FB-ExistACI_DSI & DryFGD & SNCR & HRI | 0 | 0 | 0 | 0 | 0 | 0 | 0
00 Ret.FB-ExistACI_DSI & HRI | 0 | 0 | 0 | 0 | 0 | 0 | 0
00 Ret.FB-ExistACI_DSI & SNCR & HRI | 0 | 0 | 0 | 0 | 0 | 0 | 0
00 Ret.FB-ExistDryFGD & HRI | 0 | 0 | 0 | 0 | 0 | 0 | 0
00 Ret.FB-ExistDryFGD_ACI & HRI | 0 | 0 | 0 | 0 | 0 | 0 | 0
00 Ret.FB-ExistDryFGD_ACI & HRI & CCS | 0 | 0 | 0 | 0 | 0 | 0 | 0
00 Ret.FB-ExistDryFGD_ACI & SNCR | 0 | 0 | 0 | 0 | 0 | 0 | 0
00 Ret.FB-ExistDryFGD_ACI & SNCR & HRI | 0 | 0 | 0 | 0 | 0 | 0 | 0
00 Ret.FB-ExistDryFGD_DSI & HRI | 0 | 0 | 0 | 0 | 0 | 0 | 0
00 Ret.FB-ExistDryFGD_DSI & SNCR | 0 | 0 | 0 | 0 | 0 | 0 | 0
00 Ret.FB-ExistDryFGD_DSI & SNCR & HRI | 0 | 0 | 0 | 0 | 0 | 0 | 0
00 Ret.FB-ExistDryFGD_SNCR & HRI | 0 | 0 | 0 | 0 | 0 | 0 | 0
00 Ret.FB-ExistDryFGD_SNCR_ACI & HRI | 0 | 0 | 0 | 0 | 0 | 0 | 0
00 Ret.FB-ExistDryFGD_SNCR_ACI & HRI & CCS | 0 | 0 | 0 | 0 | 0 | 0 | 0
00 Ret.FB-ExistDryFGD_SNCR_ACI_DSI & HRI | 0 | 0 | 0 | 0 | 0 | 0 | 0
00 Ret.FB-ExistDryFGD_SNCR_ACI_DSI & HRI & CCS | 0 | 0 | 0 | 0 | 0 | 0 | 0
00 Ret.FB-ExistWetFGD_SNCR_ACI & HRI | 0 | 0 | 0 | 0 | 0 | 0 | 0
00 Ret.FB-ExistWetFGD_SNCR_ACI & HRI & CCS | 0 | 0 | 0 | 0 | 0 | 0 | 0
00 Ret.FB-ExistDryFGD_SNCR_DSI & HRI | 0 | 0 | 0 | 0 | 0 | 0 | 0
00 Ret.FB-ExistDSI & DryFGD | 0 | 0 | 0 | 0 | 0 | 0 | 0
00 Ret.FB-ExistDSI & DryFGD & HRI | 0 | 0 | 0 | 0 | 0 | 0 | 0
00 Ret.FB-ExistDSI & DryFGD & SNCR | 0 | 0 | 0 | 0 | 0 | 0 | 0
00 Ret.FB-ExistDSI & DryFGD & SNCR & HRI | 0 | 0 | 0 | 0 | 0 | 0 | 0
00 Ret.FB-ExistDSI & HRI | 0 | 0 | 0 | 0 | 0 | 0 | 0
00 Ret.FB-ExistDSI & SNCR | 0 | 0 | 0 | 0 | 0 | 0 | 0
00 Ret.FB-ExistDSI & SNCR & HRI | 0 | 0 | 0 | 0 | 0 | 0 | 0
00 Ret.FB-ExistSNCR & DryFGD | 0 | 0 | 0 | 0 | 0 | 0 | 0
00 Ret.FB-ExistSNCR & DryFGD & HRI | 0 | 0 | 0 | 0 | 0 | 0 | 0
00 Ret.FB-ExistSNCR & HRI | 0 | 0 | 0 | 0 | 0 | 0 | 0
00 Ret.FB-ExistSNCR_ACI & HRI | 0 | 0 | 0 | 0 | 0 | 0 | 0
00 Ret.FB-ExistSNCR_ACI_DSI & DryFGD | 0 | 0 | 0 | 0 | 0 | 0 | 0
00 Ret.FB-ExistSNCR_ACI_DSI & DryFGD & HRI | 0 | 0 | 0 | 0 | 0 | 0 | 0
00 Ret.FB-ExistSNCR_ACI_DSI & HRI | 0 | 0 | 0 | 0 | 0 | 0 | 0
00 Ret.FB-ExistSNCR_DryFGD & HRI | 0 | 0 | 0 | 0 | 0 | 0 | 0
00 Ret.FB-ExistSNCR_DryFGD_ACI & HRI | 0 | 0 | 0 | 0 | 0 | 0 | 0
00 Ret.FB-ExistSNCR_DryFGD_ACI & HRI & CCS | 0 | 0 | 0 | 0 | 0 | 0 | 0
00 Ret.FB-ExistSNCR_DSI & DryFGD | 0 | 0 | 0 | 0 | 0 | 0 | 0
00 Ret.FB-ExistSNCR_DSI & DryFGD & HRI | 0 | 0 | 0 | 0 | 0 | 0 | 0
00 Ret.FB-ExistSNCR_DSI & HRI | 0 | 0 | 0 | 0 | 0 | 0 | 0
00 Ret.FB-ExistSNCR_WetFGD & HRI | 0 | 0 | 0 | 0 | 0 | 0 | 0
00 Ret.FB-ExistSNCR_WetFGD & HRI & CCS | 0 | 0 | 0 | 0 | 0 | 0 | 0
00 Ret.FB-ExistWetFGD_DSI & HRI | 0 | 0 | 0 | 0 | 0 | 0 | 0
00 Ret.FB-ExistWetFGD_DSI & SNCR | 0 | 0 | 0 | 0 | 0 | 0 | 0
00 Ret.FB-ExistWetFGD_DSI & SNCR & HRI | 0 | 0 | 0 | 0 | 0 | 0 | 0
00 Ret.FB-SNCR | 0 | 0 | 0 | 0 | 0 | 0 | 0
00 Ret.Oil/Gas Steam SCR | 350.7389 | 0 | 0 | 0 | 0 | 0 | 0
00 Ret.ExistACI & NGC | 0 | 0 | 0 | 0 | 0 | 0 | 0
00 Ret.ExistACI_DSI & NGC | 0 | 0 | 0 | 0 | 0 | 0 | 0
00 Ret.ExistDryFGD & NGC | 0 | 0 | 0 | 0 | 0 | 0 | 0
00 Ret.ExistDryFGD_ACI & NGC | 0 | 0 | 0 | 0 | 0 | 0 | 0
00 Ret.ExistDryFGD_DSI & NGC | 0 | 0 | 0 | 0 | 0 | 0 | 0
00 Ret.ExistDryFGD_SNCR_ACI_DSI & NGC | 0 | 0 | 0 | 0 | 0 | 0 | 0
00 Ret.ExistDSI & NGC | 0 | 0 | 0 | 0 | 0 | 0 | 0
00 Ret.ExistSCR_ACI & NGC | 0 | 0 | 0 | 0 | 0 | 0 | 0
00 Ret.ExistSCR_ACI_DSI & NGC | 0 | 0 | 0 | 0 | 0 | 0 | 0
00 Ret.ExistSCR_DryFGD & NGC | 0 | 0 | 0 | 0 | 0 | 0 | 0
00 Ret.ExistSCR_DryFGD_ACI & NGC | 0 | 0 | 0 | 0 | 0 | 0 | 0
00 Ret.ExistSCR_DryFGD_ACI_DSI & NGC | 0 | 0 | 0 | 0 | 0 | 0 | 0
00 Ret.ExistSCR_WetFGD & NGC | 0 | 0 | 0 | 0 | 0 | 0 | 0
00 Ret.ExistSCR_WetFGD_ACI & NGC | 0 | 0 | 0 | 0 | 0 | 0 | 0
00 Ret.ExistSCR_WetFGD_ACI_DSI & NGC | 0 | 0 | 0 | 0 | 0 | 0 | 0
00 Ret.ExistSCR_WetFGD_DSI & NGC | 0 | 0 | 0 | 0 | 0 | 0 | 0
00 Ret.ExistSNCR & NGC | 0 | 0 | 0 | 0 | 0 | 0 | 0
00 Ret.ExistSNCR_ACI & NGC | 0 | 0 | 0 | 0 | 0 | 0 | 0
00 Ret.ExistSNCR_ACI_DSI & NGC | 0 | 0 | 0 | 0 | 0 | 0 | 0
00 Ret.ExistSNCR_DryFGD & NGC | 0 | 0 | 0 | 0 | 0 | 0 | 0
00 Ret.ExistSNCR_DryFGD_ACI & NGC | 0 | 0 | 0 | 0 | 0 | 0 | 0
00 Ret.ExistSNCR_DSI & NGC | 0 | 0 | 0 | 0 | 0 | 0 | 0
00 Ret.ExistSNCR_WetFGD & NGC | 0 | 0 | 0 | 0 | 0 | 0 | 0
00 Ret.ExistSNCR_WetFGD_ACI & NGC | 0 | 0 | 0 | 0 | 0 | 0 | 0
00 Ret.ExistSNCR_WetFGD_ACI_DSI & NGC | 0 | 0 | 0 | 0 | 0 | 0 | 0
00 Ret.ExistWetFGD & NGC | 0 | 0 | 0 | 0 | 0 | 0 | 0
00 Ret.ExistWetFGD_ACI & NGC | 0 | 0 | 0 | 0 | 0 | 0 | 0
00 Ret.ExistWetFGD_ACI_DSI & NGC | 0 | 0 | 0 | 0 | 0 | 0 | 0
00 Ret.ExistWetFGD_DSI & NGC | 0 | 0 | 0 | 0 | 0 | 0 | 0
00 Ret.FB-ExistDryFGD_DSI & NGC | 0 | 0 | 0 | 0 | 0 | 0 | 0
00 Ret.FB-ExistDryFGD_SNCR_DSI & NGC | 0 | 0 | 0 | 0 | 0 | 0 | 0
00 Ret.NGC | 0 | 0 | 0 | 0 | 0 | 0 | 0
00 CC Retirement | 1519.3 | 0 | 2382.6618 | 0 | 3570.2 | 8966.4 | 0
00 New CC Retirement | 0 | 0 | 0 | 0 | 0 | 0 | 0
00 CT Retirement | 175.9 | 620.8 | 1355.5 | 639.2884 | 11056.7264 | 5596.7852 | 0
00 O/G Retirement | 5594.6158 | 1880.858 | 6571.5123 | 1133.9032 | 28 | 2405.1 | 0
00 Coal Retirement | 33327.5606 | 46335.6215 | 24527.7385 | 8482.8037 | 13580.6285 | 12937.779 | 278
00 IGCC Retirement | 220 | 0 | 595 | 0 | 0 | 0 | 0
00 Nuke Retirement | 0 | 2701.8 | 7166.9 | 4673.1 | 14198.8 | 19457.5 | 16738.2
00 Biomass Retirement | 3112.2981 | 141.4019 | 0 | 0 | 0 | 0 | 0
00 Fossil_Other Retirement | 0 | 0 | 0 | 0 | 0 | 0 | 0
00 Fuel Cell Retirement | 0 | 0 | 0 | 0 | 0 | 0 | 0
00 Geothermal Retirement | 0 | 0 | 0 | 0 | 0 | 0 | 0
00 Hydro Retirement | 0 | 0 | 0 | 0 | 0 | 0 | 0
00 Landfill Gas Retirement | 126 | 0 | 0 | 0 | 0 | 0 | 0
00 Non Fossil_Other Retirement | 0 | 0 | 0 | 0 | 0 | 0 | 0
00 Exist Dummy | 0 | 0 | 0 | 0 | 0 | 0 | 0
Total | 284582.2858 | 193808.3373 | 371139.307 | 284118.5581 | 360807.4086 | 394009.9039 | 233738.4513
12. Generation by Capacity Reporting Type [GWh]
00 New Combined Cycle | 224816.3431 | 245855.9648 | 265977.3746 | 248339.3372 | 217570.6485 | 203191.7395 | 251160.6529
00 New Combined Cycle with CCS Retrofit | 0 | 0 | 0 | 0 | 0 | 0 | 0
00 New Combined Cycle with CCS | 0 | 0 | 0 | 0 | 0 | 0 | 0
00 New Combustion Turbine | 9009.4831 | 12622.697 | 14914.7654 | 18049.3804 | 36046.9956 | 50578.4821 | 71851.0465
00 New Hydro | 0 | 8345.5006 | 31668.2589 | 44034.3048 | 44034.3048 | 44001.3317 | 45530.8967
00 New Nuclear | 0 | 0 | 0 | 0 | 0 | 0 | 0
00 New Small Modular Reactor | 0 | 0 | 0 | 0 | 0 | 0 | 0
00 New Biomass | 292.016 | 0 | 0 | 0 | 0 | 0 | 0
00 New Geothermal | 2968.5625 | 2968.5625 | 2968.5625 | 2968.5625 | 2968.5625 | 2968.5625 | 2968.5625
00 New Landfill Gas | 10300.1355 | 9932.1277 | 9612.275 | 9307.7914 | 7934.0695 | 7309.2746 | 7395.333
00 New Battery Storage | 51978.2648 | 94764.3142 | 153426.5554 | 202678.8439 | 230872.0365 | 288158.3837 | 320050.4933
00 New Offshore Wind | 40040.2166 | 51206.9643 | 140441.7036 | 165214.1741 | 253611.3921 | 270414.311 | 271068.317
00 New Onshore Wind | 253579.9973 | 450765.4179 | 1022951.1214 | 1403626.5995 | 1839782.9933 | 2213867.6979 | 2458494.1438
00 New Solar PV | 178407.549 | 275289.812 | 551510.3999 | 793054.1911 | 977102.9323 | 1240399.5872 | 1388262.9563
00 New Solar Thermal | 0 | 1491.433 | 1190.589 | 1190.1898 | 1188.8544 | 1174.2769 | 1187.5576
00 New Fuel Cell | 685.0903 | 717.671 | 522.3718 | 426.2829 | 182.6435 | 184.1562 | 217.6079
00 New Ultrasupercritical Coal without CCS | 0 | 0 | 0 | 0 | 0 | 0 | 0
00 New Ultrasupercritical Coal with 30% CCS | 0 | 0 | 0 | 0 | 0 | 0 | 0
00 New Ultrasupercritical Coal with 90% CCS | 0 | 0 | 0 | 0 | 0 | 0 | 0
00 Exist & New Distributed Solar PV | 92484.1549 | 102886.2004 | 131215.6568 | 163097.3559 | 197442.9844 | 234882.8182 | 282509.491
00 Exist Combined Cycle | 1447361.4959 | 1434949.6419 | 1014896.2858 | 804665.2426 | 665529.9056 | 571328.2098 | 579368.7497
00 Exist Combustion Turbine | 35423.3202 | 32921.4161 | 28300.6791 | 14321.8764 | 8900.0892 | 8252.4832 | 8059.6286
00 Exist Coal Steam_Uncontrolled | 3058.8194 | 1860.5228 | 185.8561 | 65.0573 | 56.4261 | 6.6576 | 6.6576
00 Exist Coal Steam_ACI | 49485.4149 | 10187.9897 | 2616.61 | 1212.5006 | 1212.5053 | 1203.6168 | 1212.5171
00 Exist Coal Steam_ACI_DSI | 11201.0164 | 4644.9883 | 503.7314 | 503.7314 | 503.7314 | 0 | 0
00 Exist Coal Steam_DryFGD | 0 | 0 | 0 | 0 | 0 | 0 | 0
00 Exist Coal Steam_DryFGD_ACI | 30893.0292 | 8285.3428 | 14.7115 | 14.7115 | 12.9358 | 3.5278 | 9.9294
00 Exist Coal Steam_DryFGD_DSI | 0 | 0 | 0 | 0 | 0 | 0 | 0
00 Exist Coal Steam_DryFGD_SCR | 0 | 0 | 0 | 0 | 0 | 0 | 0
00 Exist Coal Steam_DryFGD_SCR_ACI | 33859.0725 | 23246.4521 | 3329.1544 | 2211.5893 | 2147.6894 | 419.3255 | 758.6723
00 Exist Coal Steam_DryFGD_SCR_DSI | 1439.4465 | 1004.8204 | 0 | 0 | 0 | 0 | 0
00 Exist Coal Steam_DryFGD_SCR_ACI_DSI | 5811.4797 | 3768.1745 | 605.316 | 605.316 | 605.316 | 0 | 0
00 Exist Coal Steam_DryFGD_SNCR_ACI | 12601.4771 | 8630.3923 | 0 | 0 | 0 | 0 | 0
00 Exist Coal Steam_DryFGD_SNCR_ACI_DSI | 3294.6212 | 611.9339 | 0 | 0 | 0 | 0 | 0
00 Exist Coal Steam_DSI | 5797.8193 | 0 | 0 | 0 | 0 | 0 | 0
00 Exist Coal Steam_SCR_ACI | 19674.5523 | 16390.9227 | 2556.3372 | 2556.3372 | 2267.088 | 0 | 0
00 Exist Coal Steam_SCR_ACI_DSI | 1356.4945 | 316.5551 | 0 | 0 | 0 | 0 | 0
00 Exist Coal Steam_SNCR | 111.8077 | 111.8077 | 60.1062 | 49.657 | 33.3168 | 0 | 0
00 Exist Coal Steam_SCR | 0 | 0 | 0 | 0 | 0 | 0 | 0
00 Exist Coal Steam_SNCR_ACI | 0 | 0 | 0 | 0 | 0 | 0 | 0
00 Exist Coal Steam_SNCR_ACI_DSI | 0 | 0 | 0 | 0 | 0 | 0 | 0
00 Exist Coal Steam_WetFGD | 14217.3703 | 0 | 0 | 0 | 0 | 0 | 0
00 Exist Coal Steam_WetFGD_ACI | 27250.1187 | 19392.8713 | 10581.0613 | 7625.6533 | 5881.4498 | 1231.6716 | 3857.5568
00 Exist Coal Steam_WetFGD_ACI_DSI | 5017.6778 | 0 | 0 | 0 | 0 | 0 | 0
00 Exist Coal Steam_WetFGD_DSI | 0 | 0 | 0 | 0 | 0 | 0 | 0
00 Exist Coal Steam_WetFGD_SCR | 157245.467 | 85832.5231 | 11911.6959 | 5505.5268 | 2797.944 | 0 | 0
00 Exist Coal Steam_WetFGD_SCR_DSI | 4499.3577 | 0 | 0 | 0 | 0 | 0 | 0
00 Exist Coal Steam_WetFGD_SCR_ACI | 87642.876 | 39258.5636 | 534.36 | 0 | 0 | 0 | 0
00 Exist Coal Steam_WetFGD_SCR_ACI_DSI | 33688.2087 | 22311.2532 | 5849.5167 | 0 | 0 | 0 | 0
00 Exist Coal Steam_WetFGD_SNCR | 3438.9617 | 397.2117 | 395.2472 | 397.2117 | 95.2501 | 95.2501 | 95.2501
00 Exist Coal Steam_WetFGD_SNCR_ACI | 34278.2129 | 2199.9558 | 0 | 0 | 0 | 0 | 0
00 Exist Coal Steam_WetFGD_SNCR_ACI_DSI | 0 | 0 | 0 | 0 | 0 | 0 | 0
00 Exist FBC_ACI_DSI | 476.6617 | 385.44 | 385.44 | 385.44 | 385.44 | 0 | 0
00 Exist FBC_DryFGD_ACI | 231.7048 | 135.8459 | 0 | 0 | 0 | 0 | 0
00 Exist FBC_DryFGD_DSI | 84.3536 | 0 | 0 | 0 | 0 | 0 | 0
00 Exist FBC_DryFGD_SNCR | 1643.8854 | 2613.1239 | 1345.5729 | 1345.5729 | 1002.1079 | 0 | 717.5443
00 Exist FBC_DryFGD_SNCR_ACI | 3219.5258 | 3093.7763 | 911.2359 | 730.1064 | 0 | 0 | 0
00 Exist FBC_DryFGD_SNCR_ACI_DSI | 669.3972 | 669.3972 | 97.833 | 0 | 0 | 0 | 0
00 Exist FBC_DryFGD_SNCR_DSI | 151.6945 | 108.8599 | 89.1667 | 0 | 0 | 0 | 0
00 Exist FBC_DSI | 921.9855 | 372.0423 | 372.0423 | 372.0423 | 325.872 | 325.872 | 325.872
00 Exist FBC_SCR | 16.1264 | 0 | 0 | 0 | 0 | 0 | 0
00 Exist FBC_SNCR | 0 | 0 | 0 | 0 | 0 | 0 | 0
00 Exist FBC_SNCR_ACI | 16.1471 | 10.1722 | 0 | 0 | 0 | 0 | 0
00 Exist FBC_SNCR_ACI_DSI | 396.5754 | 267.18 | 267.18 | 267.18 | 267.18 | 0 | 0
00 Exist FBC_SNCR_DSI | 3678.1738 | 1883.5311 | 52.56 | 52.56 | 52.56 | 52.56 | 52.56
00 Exist FBC_Uncontrolled | 0 | 0 | 0 | 0 | 0 | 0 | 0
00 Exist FBC_WetFGD_DSI | 211.902 | 291.9077 | 375.1444 | 350.6513 | 375.1444 | 241.9947 | 375.1444
00 Exist IGCC | 3711.3669 | 3387.352 | 0 | 0 | 0 | 0 | 0
00 Exist Fossil_Other | 3754.5501 | 3569.1775 | 3493.2309 | 3481.8305 | 3516.4327 | 3484.6453 | 3484.6063
00 Exist Fuel Cell | 0.0783 | 7.0331 | 0.32112 | 0.24299 | 0.12885 | 0.12885 | 0.12885
00 Exist Hydro | 275333.4173 | 275333.4173 | 275333.4173 | 275114.4094 | 273061.5263 | 271405.8053 | 271035.8021
00 Exist Non Fossil_Other | 22503.3548 | 22134.9106 | 22067.9146 | 20971.2465 | 20407.1754 | 19473.7054 | 19436.2387
00 Exist Nuclear | 765259.9079 | 733729.5935 | 660446.1745 | 615625.6697 | 494912.0428 | 339540.6766 | 214553.4605
00 Exist Oil/Gas Steam | 22621.6084 | 25758.7176 | 13720.3767 | 2130.8569 | 1630.1148 | 2568.9641 | 2805.8588
00 Exist Oil/Gas Steam_SCR | 3281.2862 | 2446.4323 | 522.8827 | 22.7302 | 22.4438 | 15.2961 | 16.2725
00 Exist Oil/Gas Steam_SNCR | 1582.7591 | 2450.4833 | 1236.104 | 161.5697 | 162.6672 | 162.3826 | 160.838
00 Exist Biomass | 1555.524 | 102.0098 | 4.3535 | 4.4471 | 0 | 0 | 0.0083
00 Exist Landfill Gas | 9960.5821 | 8888.4014 | 7951.2423 | 7681.5615 | 7288.86 | 6674.9349 | 6683.5914
00 Exist Geothermal | 16633.7592 | 16633.7592 | 16633.7592 | 16633.7592 | 16633.7592 | 16633.7592 | 16633.7592
00 Exist Pump Storage | 20785.512 | 18014.9739 | 21759.5813 | 26336.1118 | 27197.0269 | 30867.1922 | 32786.3059
00 Exist Energy Storage | 508.0072 | 417.6403 | 475.5141 | 509.9928 | 536.5433 | 694.4349 | 770.7057
00 Exist Solar PV | 85773.683 | 85773.683 | 85768.6221 | 85768.6221 | 85768.6221 | 85768.6221 | 85768.6221
00 Exist Solar Thermal | 2732.8535 | 2732.8535 | 2732.8535 | 2732.8535 | 2732.8535 | 2732.8535 | 2732.8535
00 Exist Offshore Wind | 110.8785 | 110.8785 | 110.8785 | 110.8785 | 110.8785 | 110.8785 | 110.8785
00 Exist Onshore Wind | 340858.9766 | 340858.9766 | 340858.9766 | 340858.9766 | 340858.9766 | 340858.9766 | 340858.9766
00 International Imports | 2931.096 | 2931.096 | 2931.096 | 2651.652 | 2651.652 | 2651.652 | 2651.652
00 Ret.ACI | 0 | 0 | 0 | 0 | 0 | 0 | 0
00 Ret.ACI & DryFGD | 0 | 0 | 0 | 0 | 0 | 0 | 0
00 Ret.ACI & DryFGD & HRI | 0 | 0 | 0 | 0 | 0 | 0 | 0
00 Ret.ACI & DSI | 0 | 0 | 0 | 0 | 0 | 0 | 0
00 Ret.ACI & DSI & DryFGD | 0 | 0 | 0 | 0 | 0 | 0 | 0
00 Ret.ACI & DSI & DryFGD & HRI | 0 | 0 | 0 | 0 | 0 | 0 | 0
00 Ret.ACI & DSI & HRI | 0 | 0 | 0 | 0 | 0 | 0 | 0
00 Ret.ACI & DSI & WetFGD & HRI | 0 | 0 | 0 | 0 | 0 | 0 | 0
00 Ret.ACI & HRI | 0 | 0 | 0 | 0 | 0 | 0 | 0
00 Ret.ACI & SCR | 0 | 0 | 0 | 0 | 0 | 0 | 0
00 Ret.ACI & SCR & DryFGD & HRI | 0 | 0 | 0 | 0 | 0 | 0 | 0
00 Ret.ACI & SCR & DSI | 0 | 0 | 0 | 0 | 0 | 0 | 0
00 Ret.ACI & SCR & DSI & DryFGD | 0 | 0 | 0 | 0 | 0 | 0 | 0
00 Ret.ACI & SCR & DSI & DryFGD & HRI | 0 | 0 | 0 | 0 | 0 | 0 | 0
00 Ret.ACI & SCR & DSI & HRI | 0 | 0 | 0 | 0 | 0 | 0 | 0
00 Ret.ACI & SCR & DSI & WetFGD | 0 | 0 | 0 | 0 | 0 | 0 | 0
00 Ret.ACI & SCR & DSI & WetFGD & HRI | 0 | 0 | 0 | 0 | 0 | 0 | 0
00 Ret.ACI & SCR & HRI | 0 | 0 | 0 | 0 | 0 | 0 | 0
00 Ret.ACI & SCR & WetFGD & HRI | 0 | 0 | 0 | 0 | 0 | 0 | 0
00 Ret.ACI & SNCR | 0 | 0 | 0 | 0 | 0 | 0 | 0
00 Ret.ACI & SNCR & DSI | 0 | 0 | 0 | 0 | 0 | 0 | 0
00 Ret.ACI & SNCR & DSI & DryFGD | 0 | 0 | 0 | 0 | 0 | 0 | 0
00 Ret.ACI & SNCR & DSI & DryFGD & HRI | 0 | 0 | 0 | 0 | 0 | 0 | 0
00 Ret.ACI & SNCR & DSI & HRI | 0 | 0 | 0 | 0 | 0 | 0 | 0
00 Ret.ACI & SNCR & DSI & WetFGD | 0 | 0 | 0 | 0 | 0 | 0 | 0
00 Ret.ACI & SNCR & DSI & WetFGD & HRI | 0 | 0 | 0 | 0 | 0 | 0 | 0
00 Ret.ACI & SNCR & HRI | 0 | 0 | 0 | 0 | 0 | 0 | 0
00 Ret.ACI & WetFGD | 0 | 0 | 0 | 0 | 0 | 0 | 0
00 Ret.ACI & WetFGD & DSI | 0 | 0 | 0 | 0 | 0 | 0 | 0
00 Ret.ACI & WetFGD & HRI | 0 | 0 | 0 | 0 | 0 | 0 | 0
00 Ret.C2G | 1714.183 | 1796.9162 | 951.9211 | 763.3721 | 214.0269 | 329.812 | 330.9815
00 Ret.C2G & SCR | 168.1151 | 0 | 0 | 0 | 0 | 0 | 0
00 Ret.CCG | 0 | 49744.1357 | 78044.5512 | 78044.5512 | 42114.7582 | 39554.1771 | 38062.7568
00 Ret.DryFGD | 0 | 0 | 0 | 0 | 0 | 0 | 0
00 Ret.DryFGD & CCS | 0 | 0 | 0 | 0 | 0 | 0 | 0
00 Ret.DryFGD & HRI | 0 | 0 | 0 | 0 | 0 | 0 | 0
00 Ret.DSI | 0 | 0 | 0 | 0 | 0 | 0 | 0
00 Ret.DSI & DryFGD | 0 | 0 | 0 | 0 | 0 | 0 | 0
00 Ret.DSI & DryFGD & HRI | 0 | 0 | 0 | 0 | 0 | 0 | 0
00 Ret.DSI & HRI | 0 | 0 | 0 | 0 | 0 | 0 | 0
00 Ret.ExistACI & DryFGD | 0 | 0 | 0 | 0 | 0 | 0 | 0
00 Ret.ExistACI & DryFGD & CCS | 0 | 0 | 0 | 0 | 0 | 0 | 0
00 Ret.ExistACI & DryFGD & HRI | 0 | 0 | 0 | 0 | 0 | 0 | 0
00 Ret.ExistACI & DryFGD & HRI & CCS | 0 | 0 | 0 | 0 | 0 | 0 | 0
00 Ret.ExistACI & DSI | 0 | 0 | 0 | 0 | 0 | 0 | 0
00 Ret.ExistACI & DSI & DryFGD | 0 | 0 | 0 | 0 | 0 | 0 | 0
00 Ret.ExistACI & DSI & DryFGD & HRI | 0 | 0 | 0 | 0 | 0 | 0 | 0
00 Ret.ExistACI & DSI & HRI | 0 | 0 | 0 | 0 | 0 | 0 | 0
00 Ret.ExistACI & HRI | 0 | 0 | 0 | 0 | 0 | 0 | 0
00 Ret.ExistACI & HRI & WetFGD | 0 | 0 | 0 | 0 | 0 | 0 | 0
00 Ret.ExistACI & SCR | 0 | 0 | 0 | 0 | 0 | 0 | 0
00 Ret.ExistACI & SCR & DryFGD | 0 | 0 | 0 | 0 | 0 | 0 | 0
00 Ret.ExistACI & SCR & DryFGD & CCS | 0 | 0 | 0 | 0 | 0 | 0 | 0
00 Ret.ExistACI & SCR & DryFGD & HRI | 0 | 0 | 0 | 0 | 0 | 0 | 0
00 Ret.ExistACI & SCR & DryFGD & HRI & CCS | 0 | 0 | 0 | 0 | 0 | 0 | 0
00 Ret.ExistACI & SCR & DSI | 0 | 0 | 0 | 0 | 0 | 0 | 0
00 Ret.ExistACI & SCR & DSI & DryFGD | 0 | 0 | 0 | 0 | 0 | 0 | 0
00 Ret.ExistACI & SCR & DSI & DryFGD & HRI | 0 | 0 | 0 | 0 | 0 | 0 | 0
00 Ret.ExistACI & SCR & DSI & HRI | 0 | 0 | 0 | 0 | 0 | 0 | 0
00 Ret.ExistACI & SCR & HRI | 0 | 0 | 0 | 0 | 0 | 0 | 0
00 Ret.ExistACI & SCR & WetFGD | 0 | 0 | 0 | 0 | 0 | 0 | 0
00 Ret.ExistACI & SCR & WetFGD & CCS | 0 | 0 | 0 | 0 | 0 | 0 | 0
00 Ret.ExistACI & SCR & WetFGD & HRI | 0 | 0 | 0 | 0 | 0 | 0 | 0
00 Ret.ExistACI & SCR & WetFGD & HRI & CCS | 0 | 0 | 0 | 0 | 0 | 0 | 0
00 Ret.ExistACI & SNCR | 0 | 0 | 0 | 0 | 0 | 0 | 0
00 Ret.ExistACI & SNCR & DryFGD | 0 | 0 | 0 | 0 | 0 | 0 | 0
00 Ret.ExistACI & SNCR & DryFGD & CCS | 0 | 0 | 0 | 0 | 0 | 0 | 0
00 Ret.ExistACI & SNCR & DryFGD & HRI | 0 | 0 | 0 | 0 | 0 | 0 | 0
00 Ret.ExistACI & SNCR & DryFGD & HRI & CCS | 0 | 0 | 0 | 0 | 0 | 0 | 0
00 Ret.ExistACI & SNCR & DSI | 0 | 0 | 0 | 0 | 0 | 0 | 0
00 Ret.ExistACI & SNCR & DSI & HRI | 0 | 0 | 0 | 0 | 0 | 0 | 0
00 Ret.ExistACI & SNCR & HRI | 0 | 0 | 0 | 0 | 0 | 0 | 0
00 Ret.ExistACI & SNCR & WetFGD | 0 | 0 | 0 | 0 | 0 | 0 | 0
00 Ret.ExistACI & SNCR & WetFGD & CCS | 0 | 0 | 0 | 0 | 0 | 0 | 0
00 Ret.ExistACI & SNCR & WetFGD & HRI | 0 | 0 | 0 | 0 | 0 | 0 | 0
00 Ret.ExistACI & SNCR & WetFGD & HRI & CCS | 0 | 0 | 0 | 0 | 0 | 0 | 0
00 Ret.ExistACI & WetFGD | 0 | 0 | 0 | 0 | 0 | 0 | 0
00 Ret.ExistACI & WetFGD & CCS | 0 | 0 | 0 | 0 | 0 | 0 | 0
00 Ret.ExistACI & WetFGD & HRI & CCS | 0 | 0 | 0 | 0 | 0 | 0 | 0
00 Ret.ExistACI_DSI & DryFGD | 0 | 0 | 0 | 0 | 0 | 0 | 0
00 Ret.ExistACI_DSI & DryFGD & CCS | 0 | 0 | 0 | 0 | 0 | 0 | 0
00 Ret.ExistACI_DSI & DryFGD & HRI | 0 | 0 | 0 | 0 | 0 | 0 | 0
00 Ret.ExistACI_DSI & DryFGD & HRI & CCS | 0 | 0 | 0 | 0 | 0 | 0 | 0
00 Ret.ExistACI_DSI & HRI | 0 | 0 | 0 | 0 | 0 | 0 | 0
00 Ret.ExistACI_DSI & SCR | 0 | 0 | 0 | 0 | 0 | 0 | 0
00 Ret.ExistACI_DSI & SCR & DryFGD | 0 | 0 | 0 | 0 | 0 | 0 | 0
00 Ret.ExistACI_DSI & SCR & DryFGD & CCS | 0 | 0 | 0 | 0 | 0 | 0 | 0
00 Ret.ExistACI_DSI & SCR & DryFGD & HRI | 0 | 0 | 0 | 0 | 0 | 0 | 0
00 Ret.ExistACI_DSI & SCR & DryFGD & HRI & CCS | 0 | 0 | 0 | 0 | 0 | 0 | 0
00 Ret.ExistACI_DSI & SCR & HRI | 0 | 0 | 0 | 0 | 0 | 0 | 0
00 Ret.ExistACI_DSI & SCR & WetFGD | 0 | 0 | 0 | 0 | 0 | 0 | 0
00 Ret.ExistACI_DSI & SCR & WetFGD & CCS | 0 | 0 | 0 | 0 | 0 | 0 | 0
00 Ret.ExistACI_DSI & SCR & WetFGD & HRI | 0 | 0 | 0 | 0 | 0 | 0 | 0
00 Ret.ExistACI_DSI & SCR & WetFGD & HRI & CCS | 0 | 0 | 0 | 0 | 0 | 0 | 0
00 Ret.ExistACI_DSI & SNCR | 0 | 0 | 0 | 0 | 0 | 0 | 0
00 Ret.ExistACI_DSI & SNCR & DryFGD | 0 | 0 | 0 | 0 | 0 | 0 | 0
00 Ret.ExistACI_DSI & SNCR & DryFGD & HRI & CCS | 0 | 0 | 0 | 0 | 0 | 0 | 0
00 Ret.ExistACI_DSI & SNCR & DryFGD & HRI | 0 | 0 | 0 | 0 | 0 | 0 | 0
00 Ret.ExistACI_DSI & SNCR & WetFGD & HRI & CCS | 0 | 0 | 0 | 0 | 0 | 0 | 0
00 Ret.ExistACI_DSI & SNCR & HRI | 0 | 0 | 0 | 0 | 0 | 0 | 0
00 Ret.ExistACI_DSI & SNCR & WetFGD | 0 | 0 | 0 | 0 | 0 | 0 | 0
00 Ret.ExistACI_DSI & SNCR & WetFGD & HRI | 0 | 0 | 0 | 0 | 0 | 0 | 0
00 Ret.ExistACI_DSI & WetFGD | 0 | 0 | 0 | 0 | 0 | 0 | 0
00 Ret.ExistACI_DSI & WetFGD & CCS | 0 | 0 | 0 | 0 | 0 | 0 | 0
00 Ret.ExistACI_DSI & WetFGD & HRI | 0 | 0 | 0 | 0 | 0 | 0 | 0
00 Ret.ExistACI_DSI & WetFGD & HRI & CCS | 0 | 0 | 0 | 0 | 0 | 0 | 0
00 Ret.ExistDryFGD & CCS | 0 | 0 | 0 | 0 | 0 | 0 | 0
00 Ret.ExistDryFGD & HRI | 0 | 0 | 0 | 0 | 0 | 0 | 0
00 Ret.ExistDryFGD & SCR | 0 | 0 | 0 | 0 | 0 | 0 | 0
00 Ret.ExistDryFGD & SCR & CCS | 0 | 0 | 0 | 0 | 0 | 0 | 0
00 Ret.ExistDryFGD & SCR & HRI | 0 | 0 | 0 | 0 | 0 | 0 | 0
00 Ret.ExistDryFGD & SNCR | 0 | 0 | 0 | 0 | 0 | 0 | 0
00 Ret.ExistDryFGD & SNCR & CCS | 0 | 0 | 0 | 0 | 0 | 0 | 0
00 Ret.ExistDryFGD & SNCR & HRI | 0 | 0 | 0 | 0 | 0 | 0 | 0
00 Ret.ExistDryFGD_ACI & CCS | 0 | 5620.2024 | 5620.2024 | 4216.4645 | 0 | 0 | 0
00 Ret.ExistDryFGD_ACI & HRI | 0 | 0 | 0 | 0 | 0 | 0 | 0
00 Ret.ExistDryFGD_ACI & HRI & CCS | 0 | 0 | 0 | 0 | 0 | 0 | 0
00 Ret.ExistDryFGD_ACI & SCR | 0 | 0 | 0 | 0 | 0 | 0 | 0
00 Ret.ExistDryFGD_ACI & SCR & CCS | 0 | 0 | 0 | 0 | 0 | 0 | 0
00 Ret.ExistDryFGD_ACI & SCR & HRI | 0 | 0 | 0 | 0 | 0 | 0 | 0
00 Ret.ExistDryFGD_ACI & SCR & HRI & CCS | 0 | 0 | 0 | 0 | 0 | 0 | 0
00 Ret.ExistDryFGD_ACI & SNCR | 0 | 0 | 0 | 0 | 0 | 0 | 0
00 Ret.ExistDryFGD_ACI & SNCR & CCS | 0 | 0 | 0 | 0 | 0 | 0 | 0
00 Ret.ExistDryFGD_ACI & SNCR & HRI | 0 | 0 | 0 | 0 | 0 | 0 | 0
00 Ret.ExistDryFGD_ACI & SNCR & HRI & CCS | 0 | 0 | 0 | 0 | 0 | 0 | 0
00 Ret.ExistDryFGD_ACI_DSI & SCR | 0 | 0 | 0 | 0 | 0 | 0 | 0
00 Ret.ExistDryFGD_ACI_DSI & SCR & CCS | 0 | 0 | 0 | 0 | 0 | 0 | 0
00 Ret.ExistDryFGD_ACI_DSI & SCR & HRI | 0 | 0 | 0 | 0 | 0 | 0 | 0
00 Ret.ExistDryFGD_ACI_DSI & SCR & HRI & CCS | 0 | 0 | 0 | 0 | 0 | 0 | 0
00 Ret.ExistDryFGD_DSI & CCS | 0 | 0 | 0 | 0 | 0 | 0 | 0
00 Ret.ExistDryFGD_DSI & HRI | 0 | 0 | 0 | 0 | 0 | 0 | 0
00 Ret.ExistDryFGD_SCR_DSI & CCS | 0 | 0 | 0 | 0 | 0 | 0 | 0
00 Ret.ExistDryFGD_SNCR & CCS | 0 | 0 | 0 | 0 | 0 | 0 | 0
00 Ret.ExistDryFGD_SNCR_ACI_DSI & CCS | 0 | 0 | 0 | 0 | 0 | 0 | 0
00 Ret.ExistDryFGD_SNCR_ACI_DSI & HRI | 0 | 0 | 0 | 0 | 0 | 0 | 0
00 Ret.ExistDryFGD_SNCR_ACI_DSI & HRI & CCS | 0 | 0 | 0 | 0 | 0 | 0 | 0
00 Ret.ExistDryFGD_SNCR_DSI & CCS | 0 | 0 | 0 | 0 | 0 | 0 | 0
00 Ret.ExistDSI & DryFGD | 0 | 0 | 0 | 0 | 0 | 0 | 0
00 Ret.ExistDSI & DryFGD & HRI | 0 | 0 | 0 | 0 | 0 | 0 | 0
00 Ret.ExistDSI & HRI | 0 | 0 | 0 | 0 | 0 | 0 | 0
00 Ret.ExistDSI & SCR | 0 | 0 | 0 | 0 | 0 | 0 | 0
00 Ret.ExistDSI & SCR & DryFGD | 0 | 0 | 0 | 0 | 0 | 0 | 0
00 Ret.ExistDSI & SCR & DryFGD & HRI | 0 | 0 | 0 | 0 | 0 | 0 | 0
00 Ret.ExistDSI & SCR & HRI | 0 | 0 | 0 | 0 | 0 | 0 | 0
00 Ret.ExistDSI & SCR & WetFGD | 0 | 0 | 0 | 0 | 0 | 0 | 0
00 Ret.ExistDSI & SCR & WetFGD & HRI | 0 | 0 | 0 | 0 | 0 | 0 | 0
00 Ret.ExistDSI & SNCR | 0 | 0 | 0 | 0 | 0 | 0 | 0
00 Ret.ExistSCR & ACI | 0 | 0 | 0 | 0 | 0 | 0 | 0
00 Ret.ExistDSI & SNCR & DryFGD | 0 | 0 | 0 | 0 | 0 | 0 | 0
00 Ret.ExistSCR & ACI & DSI | 0 | 0 | 0 | 0 | 0 | 0 | 0
00 Ret.ExistSCR & ACI & DSI & DryFGD | 0 | 0 | 0 | 0 | 0 | 0 | 0
00 Ret.ExistSCR & ACI & DSI & DryFGD & HRI | 0 | 0 | 0 | 0 | 0 | 0 | 0
00 Ret.ExistDSI & SNCR & DryFGD & HRI | 0 | 0 | 0 | 0 | 0 | 0 | 0
00 Ret.ExistDSI & SNCR & HRI | 0 | 0 | 0 | 0 | 0 | 0 | 0
00 Ret.ExistSCR & ACI & DSI & HRI | 0 | 0 | 0 | 0 | 0 | 0 | 0
00 Ret.ExistDSI & SNCR & WetFGD | 0 | 0 | 0 | 0 | 0 | 0 | 0
00 Ret.ExistSCR & ACI & DSI & WetFGD | 0 | 0 | 0 | 0 | 0 | 0 | 0
00 Ret.ExistSCR & ACI & DSI & WetFGD & HRI | 0 | 0 | 0 | 0 | 0 | 0 | 0
00 Ret.ExistSCR & ACI & HRI | 0 | 0 | 0 | 0 | 0 | 0 | 0
00 Ret.ExistDSI & SNCR & WetFGD & HRI | 0 | 0 | 0 | 0 | 0 | 0 | 0
00 Ret.ExistDSI & WetFGD | 0 | 0 | 0 | 0 | 0 | 0 | 0
00 Ret.ExistDSI & WetFGD & HRI | 0 | 0 | 0 | 0 | 0 | 0 | 0
00 Ret.ExistDSI_ACI & SNCR & DryFGD & CCS | 0 | 0 | 0 | 0 | 0 | 0 | 0
00 Ret.ExistDSI_ACI & SNCR & WetFGD & CCS | 0 | 0 | 0 | 0 | 0 | 0 | 0
00 Ret.ExistSCR_ACI & DryFGD | 0 | 0 | 0 | 0 | 0 | 0 | 0
00 Ret.ExistSCR & DSI | 0 | 0 | 0 | 0 | 0 | 0 | 0
00 Ret.ExistSCR_ACI & DryFGD & CCS | 0 | 0 | 0 | 0 | 0 | 0 | 0
00 Ret.ExistSCR_ACI & DryFGD & HRI | 0 | 0 | 0 | 0 | 0 | 0 | 0
00 Ret.ExistSCR & DSI & DryFGD | 0 | 0 | 0 | 0 | 0 | 0 | 0
00 Ret.ExistSCR_ACI & DryFGD & HRI & CCS | 0 | 0 | 0 | 0 | 0 | 0 | 0
00 Ret.ExistSCR & DSI & DryFGD & HRI | 0 | 0 | 0 | 0 | 0 | 0 | 0
00 Ret.ExistSCR & DSI & HRI | 0 | 0 | 0 | 0 | 0 | 0 | 0
00 Ret.ExistSCR_ACI & DSI & HRI | 0 | 0 | 0 | 0 | 0 | 0 | 0
00 Ret.ExistSCR_ACI & HRI | 0 | 0 | 0 | 0 | 0 | 0 | 0
00 Ret.ExistSCR_ACI & WetFGD | 0 | 0 | 0 | 0 | 0 | 0 | 0
00 Ret.ExistSCR & HRI | 0 | 0 | 0 | 0 | 0 | 0 | 0
00 Ret.ExistSCR_ACI & WetFGD & CCS | 0 | 0 | 0 | 0 | 0 | 0 | 0
00 Ret.ExistSCR_ACI & WetFGD & HRI | 0 | 0 | 0 | 0 | 0 | 0 | 0
00 Ret.ExistSCR_ACI & WetFGD & HRI & CCS | 0 | 0 | 0 | 0 | 0 | 0 | 0
00 Ret.ExistSCR_ACI_DSI & DryFGD | 0 | 0 | 0 | 0 | 0 | 0 | 0
00 Ret.ExistSCR_ACI_DSI & DryFGD & CCS | 0 | 0 | 0 | 0 | 0 | 0 | 0
00 Ret.ExistSCR_ACI_DSI & DryFGD & HRI | 0 | 0 | 0 | 0 | 0 | 0 | 0
00 Ret.ExistSCR_ACI_DSI & DryFGD & HRI & CCS | 0 | 0 | 0 | 0 | 0 | 0 | 0
00 Ret.ExistSCR_ACI_DSI & HRI | 0 | 0 | 0 | 0 | 0 | 0 | 0
00 Ret.ExistSCR_ACI_DSI & WetFGD | 0 | 0 | 0 | 0 | 0 | 0 | 0
00 Ret.ExistSCR_ACI_DSI & WetFGD & CCS | 0 | 0 | 0 | 0 | 0 | 0 | 0
00 Ret.ExistSCR_ACI_DSI & WetFGD & HRI | 0 | 0 | 0 | 0 | 0 | 0 | 0
00 Ret.ExistSCR_ACI_DSI & WetFGD & HRI & CCS | 0 | 0 | 0 | 0 | 0 | 0 | 0
00 Ret.ExistSCR_DryFGD & CCS | 0 | 0 | 0 | 0 | 0 | 0 | 0
00 Ret.ExistSCR_DryFGD & HRI | 0 | 0 | 0 | 0 | 0 | 0 | 0
00 Ret.ExistSCR_DryFGD_ACI & CCS | 0 | 3919.6064 | 5665.2908 | 5665.2908 | 1768.9954 | 1759.8678 | 1759.8678
00 Ret.ExistSCR_DryFGD_ACI & HRI | 0 | 0 | 0 | 0 | 0 | 0 | 0
00 Ret.ExistSCR_DryFGD_ACI & HRI & CCS | 0 | 0 | 0 | 0 | 0 | 0 | 0
00 Ret.ExistSCR_DryFGD_ACI_DSI & CCS | 0 | 0 | 0 | 0 | 0 | 0 | 0
00 Ret.ExistSCR_DryFGD_ACI_DSI & HRI | 0 | 0 | 0 | 0 | 0 | 0 | 0
00 Ret.ExistSCR_DryFGD_ACI_DSI & HRI & CCS | 0 | 0 | 0 | 0 | 0 | 0 | 0
00 Ret.ExistSCR_WetFGD & HRI | 0 | 0 | 0 | 0 | 0 | 0 | 0
00 Ret.ExistSCR_WetFGD & HRI & CCS | 0 | 0 | 0 | 0 | 0 | 0 | 0
00 Ret.ExistSCR_WetFGD_ACI & CCS | 0 | 20703.9789 | 25209.4221 | 20330.7778 | 921.1783 | 0 | 0
00 Ret.ExistSCR_WetFGD_ACI & HRI | 0 | 0 | 0 | 0 | 0 | 0 | 0
00 Ret.ExistSCR_WetFGD_ACI & HRI & CCS | 0 | 0 | 0 | 0 | 0 | 0 | 0
00 Ret.ExistSCR_WetFGD_ACI_DSI & CCS | 0 | 0 | 0 | 0 | 0 | 0 | 0
00 Ret.ExistSCR_WetFGD_ACI_DSI & HRI | 0 | 0 | 0 | 0 | 0 | 0 | 0
00 Ret.ExistSCR_WetFGD_ACI_DSI & HRI & CCS | 0 | 0 | 0 | 0 | 0 | 0 | 0
00 Ret.ExistSCR_WetFGD_DSI & HRI | 0 | 0 | 0 | 0 | 0 | 0 | 0
00 Ret.ExistSCR_WetFGD_DSI & HRI & CCS | 0 | 0 | 0 | 0 | 0 | 0 | 0
00 Ret.ExistSNCR_ACI & DryFGD | 0 | 0 | 0 | 0 | 0 | 0 | 0
00 Ret.ExistSNCR_ACI & DryFGD & CCS | 0 | 0 | 0 | 0 | 0 | 0 | 0
00 Ret.ExistSNCR_ACI & DryFGD & HRI | 0 | 0 | 0 | 0 | 0 | 0 | 0
00 Ret.ExistSNCR_ACI & DryFGD & HRI & CCS | 0 | 0 | 0 | 0 | 0 | 0 | 0
00 Ret.ExistSNCR_ACI & DSI & HRI | 0 | 0 | 0 | 0 | 0 | 0 | 0
00 Ret.ExistSNCR_ACI & HRI | 0 | 0 | 0 | 0 | 0 | 0 | 0
00 Ret.ExistSNCR_ACI & WetFGD | 0 | 0 | 0 | 0 | 0 | 0 | 0
00 Ret.ExistSNCR_ACI & WetFGD & CCS | 0 | 0 | 0 | 0 | 0 | 0 | 0
00 Ret.ExistSNCR_ACI & WetFGD & HRI | 0 | 0 | 0 | 0 | 0 | 0 | 0
00 Ret.ExistSNCR_ACI & WetFGD & HRI & CCS | 0 | 0 | 0 | 0 | 0 | 0 | 0
00 Ret.ExistSNCR_ACI_DSI & DryFGD | 0 | 0 | 0 | 0 | 0 | 0 | 0
00 Ret.ExistSNCR_ACI_DSI & DryFGD & CCS | 0 | 0 | 0 | 0 | 0 | 0 | 0
00 Ret.ExistSNCR_ACI_DSI & DryFGD & HRI | 0 | 0 | 0 | 0 | 0 | 0 | 0
00 Ret.ExistSNCR_ACI_DSI & DryFGD & HRI & CCS | 0 | 0 | 0 | 0 | 0 | 0 | 0
00 Ret.ExistSNCR_ACI_DSI & HRI | 0 | 0 | 0 | 0 | 0 | 0 | 0
00 Ret.ExistSNCR_ACI_DSI & WetFGD | 0 | 0 | 0 | 0 | 0 | 0 | 0
00 Ret.ExistSNCR_ACI_DSI & WetFGD & CCS | 0 | 0 | 0 | 0 | 0 | 0 | 0
00 Ret.ExistSNCR_ACI_DSI & WetFGD & HRI | 0 | 0 | 0 | 0 | 0 | 0 | 0
00 Ret.ExistSNCR_ACI_DSI & WetFGD & HRI & CCS | 0 | 0 | 0 | 0 | 0 | 0 | 0
00 Ret.ExistSNCR_DryFGD & HRI | 0 | 0 | 0 | 0 | 0 | 0 | 0
00 Ret.ExistSNCR_DryFGD_ACI & CCS | 0 | 1350.2882 | 2944.5961 | 2944.5961 | 1534.6151 | 413.0208 | 413.0208
00 Ret.ExistSNCR_DryFGD_ACI & HRI | 0 | 0 | 0 | 0 | 0 | 0 | 0
00 Ret.ExistSNCR_DryFGD_ACI & HRI & CCS | 0 | 0 | 0 | 0 | 0 | 0 | 0
00 Ret.ExistSNCR_WetFGD & HRI | 0 | 0 | 0 | 0 | 0 | 0 | 0
00 Ret.ExistSNCR_WetFGD & HRI & CCS | 0 | 0 | 0 | 0 | 0 | 0 | 0
00 Ret.ExistSNCR_WetFGD_ACI & CCS | 0 | 4638.6448 | 4638.6448 | 4638.6448 | 0 | 0 | 0
00 Ret.ExistSNCR_WetFGD_ACI & HRI | 0 | 0 | 0 | 0 | 0 | 0 | 0
00 Ret.ExistSNCR_WetFGD_ACI & HRI & CCS | 0 | 0 | 0 | 0 | 0 | 0 | 0
00 Ret.ExistSNCR_WetFGD_ACI_DSI & CCS | 0 | 0 | 0 | 0 | 0 | 0 | 0
00 Ret.ExistSNCR_WetFGD_ACI_DSI & HRI | 0 | 0 | 0 | 0 | 0 | 0 | 0
00 Ret.ExistSNCR_WetFGD_ACI_DSI & HRI & CCS | 0 | 0 | 0 | 0 | 0 | 0 | 0
00 Ret.ExistSNCR & DryFGD & HRI | 0 | 0 | 0 | 0 | 0 | 0 | 0
00 Ret.ExistSNCR & HRI | 0 | 0 | 0 | 0 | 0 | 0 | 0
00 Ret.ExistWetFGD & CCS | 0 | 0 | 0 | 0 | 0 | 0 | 0
00 Ret.ExistWetFGD & HRI | 0 | 0 | 0 | 0 | 0 | 0 | 0
00 Ret.ExistWetFGD & HRI & CCS | 0 | 0 | 0 | 0 | 0 | 0 | 0
00 Ret.ExistWetFGD & SCR | 197.3425 | 1111.3772 | 0 | 0 | 0 | 0 | 0
00 Ret.ExistWetFGD & SCR & CCS | 0 | 6249.7824 | 6263.9803 | 6263.9803 | 14.1979 | 0 | 0
00 Ret.ExistWetFGD & SCR & HRI | 0 | 0 | 0 | 0 | 0 | 0 | 0
00 Ret.ExistWetFGD & SCR & HRI & CCS | 0 | 0 | 0 | 0 | 0 | 0 | 0
00 Ret.ExistWetFGD & SNCR | 0 | 0 | 0 | 0 | 0 | 0 | 0
00 Ret.ExistWetFGD & SNCR & CCS | 0 | 0 | 0 | 0 | 0 | 0 | 0
00 Ret.ExistWetFGD & SNCR & HRI | 0 | 0 | 0 | 0 | 0 | 0 | 0
00 Ret.ExistWetFGD & SNCR & HRI & CCS | 0 | 0 | 0 | 0 | 0 | 0 | 0
00 Ret.ExistWetFGD_ACI & CCS | 0 | 0 | 0 | 0 | 0 | 0 | 0
00 Ret.ExistWetFGD_ACI & HRI | 0 | 0 | 0 | 0 | 0 | 0 | 0
00 Ret.ExistWetFGD_ACI & HRI & CCS | 0 | 0 | 0 | 0 | 0 | 0 | 0
00 Ret.ExistWetFGD_ACI & SCR | 286.64 | 0 | 0 | 0 | 0 | 0 | 0
00 Ret.ExistWetFGD_ACI & SCR & CCS | 0 | 0 | 0 | 0 | 0 | 0 | 0
00 Ret.ExistWetFGD_ACI & SCR & HRI | 0 | 0 | 0 | 0 | 0 | 0 | 0
00 Ret.ExistWetFGD_ACI & SCR & HRI & CCS | 0 | 0 | 0 | 0 | 0 | 0 | 0
00 Ret.ExistWetFGD_ACI & SNCR | 0 | 0 | 0 | 0 | 0 | 0 | 0
00 Ret.ExistWetFGD_ACI & SNCR & CCS | 0 | 0 | 0 | 0 | 0 | 0 | 0
00 Ret.ExistWetFGD_ACI & SNCR & HRI | 0 | 0 | 0 | 0 | 0 | 0 | 0
00 Ret.ExistWetFGD_ACI & SNCR & HRI & CCS | 0 | 0 | 0 | 0 | 0 | 0 | 0
00 Ret.ExistWetFGD_ACI_DSI & CCS | 0 | 0 | 0 | 0 | 0 | 0 | 0
00 Ret.ExistWetFGD_ACI_DSI & HRI | 0 | 0 | 0 | 0 | 0 | 0 | 0
00 Ret.ExistWetFGD_ACI_DSI & HRI & CCS | 0 | 0 | 0 | 0 | 0 | 0 | 0
00 Ret.ExistWetFGD_ACI_DSI & SCR | 0 | 0 | 0 | 0 | 0 | 0 | 0
00 Ret.ExistWetFGD_ACI_DSI & SCR & CCS | 0 | 0 | 0 | 0 | 0 | 0 | 0
00 Ret.ExistWetFGD_ACI_DSI & SCR & HRI | 0 | 0 | 0 | 0 | 0 | 0 | 0
00 Ret.ExistWetFGD_ACI_DSI & SCR & HRI & CCS | 0 | 0 | 0 | 0 | 0 | 0 | 0
00 Ret.ExistWetFGD_ACI_DSI & SNCR | 0 | 0 | 0 | 0 | 0 | 0 | 0
00 Ret.ExistWetFGD_ACI_DSI & SNCR & CCS | 0 | 0 | 0 | 0 | 0 | 0 | 0
00 Ret.ExistWetFGD_ACI_DSI & SNCR & HRI | 0 | 0 | 0 | 0 | 0 | 0 | 0
00 Ret.ExistWetFGD_ACI_DSI & SNCR & HRI & CCS | 0 | 0 | 0 | 0 | 0 | 0 | 0
00 Ret.ExistWetFGD_DSI & CCS | 0 | 0 | 0 | 0 | 0 | 0 | 0
00 Ret.ExistWetFGD_DSI & HRI | 0 | 0 | 0 | 0 | 0 | 0 | 0
00 Ret.ExistWetFGD_DSI & SCR | 0 | 0 | 0 | 0 | 0 | 0 | 0
00 Ret.ExistSNCR_DSI & DryFGD & HRI | 0 | 0 | 0 | 0 | 0 | 0 | 0
00 Ret.ExistWetFGD_DSI & SCR & HRI | 0 | 0 | 0 | 0 | 0 | 0 | 0
00 Ret.ExistSNCR_DSI & HRI | 0 | 0 | 0 | 0 | 0 | 0 | 0
00 Ret.ExistWetFGD_DSI & SNCR | 0 | 0 | 0 | 0 | 0 | 0 | 0
00 Ret.ExistWetFGD_DSI & SNCR & HRI | 0 | 0 | 0 | 0 | 0 | 0 | 0
00 Ret.ExistWetFGD_SCR & CCS | 0 | 18692.7315 | 23604.1871 | 8536.2369 | 14.6043 | 0 | 0
00 Ret.ExistWetFGD_SCR_DSI & CCS | 0 | 0 | 0 | 0 | 0 | 0 | 0
00 Ret.ExistWetFGD_SNCR & CCS | 0 | 0 | 0 | 0 | 0 | 0 | 0
00 Ret.HRI | 0 | 0 | 0 | 0 | 0 | 0 | 0
00 Ret.SCR | 0 | 0 | 0 | 0 | 0 | 0 | 0
00 Ret.SCR & DryFGD | 0 | 0 | 0 | 0 | 0 | 0 | 0
00 Ret.SCR & DryFGD & ACI | 0 | 0 | 0 | 0 | 0 | 0 | 0
00 Ret.SCR & DryFGD & CCS | 0 | 0 | 0 | 0 | 0 | 0 | 0
00 Ret.SCR & DryFGD & HRI | 0 | 0 | 0 | 0 | 0 | 0 | 0
00 Ret.SCR & DSI | 0 | 0 | 0 | 0 | 0 | 0 | 0
00 Ret.SCR & DSI & DryFGD | 0 | 0 | 0 | 0 | 0 | 0 | 0
00 Ret.SCR & DSI & DryFGD & HRI | 0 | 0 | 0 | 0 | 0 | 0 | 0
00 Ret.SCR & DSI & HRI | 0 | 0 | 0 | 0 | 0 | 0 | 0
00 Ret.SCR & DSI & WetFGD | 0 | 0 | 0 | 0 | 0 | 0 | 0
00 Ret.SCR & DSI & WetFGD & HRI | 0 | 0 | 0 | 0 | 0 | 0 | 0
00 Ret.SCR & HRI | 0 | 0 | 0 | 0 | 0 | 0 | 0
00 Ret.SCR & WetFGD | 0 | 0 | 0 | 0 | 0 | 0 | 0
00 Ret.SCR & WetFGD & ACI | 0 | 0 | 0 | 0 | 0 | 0 | 0
00 Ret.SCR & WetFGD & CCS | 0 | 0 | 0 | 0 | 0 | 0 | 0
00 Ret.SCR & WetFGD & HRI | 0 | 0 | 0 | 0 | 0 | 0 | 0
00 Ret.SNCR | 0 | 0 | 0 | 0 | 0 | 0 | 0
00 Ret.SNCR & DryFGD | 0 | 0 | 0 | 0 | 0 | 0 | 0
00 Ret.SNCR & DryFGD & ACI | 0 | 0 | 0 | 0 | 0 | 0 | 0
00 Ret.SNCR & DryFGD & ACI & HRI | 0 | 0 | 0 | 0 | 0 | 0 | 0
00 Ret.SNCR & DryFGD & CCS | 0 | 0 | 0 | 0 | 0 | 0 | 0
00 Ret.SNCR & DryFGD & HRI | 0 | 0 | 0 | 0 | 0 | 0 | 0
00 Ret.SNCR & DSI | 0 | 0 | 0 | 0 | 0 | 0 | 0
00 Ret.SNCR & DSI & HRI | 0 | 0 | 0 | 0 | 0 | 0 | 0
00 Ret.SNCR & HRI | 0 | 0 | 0 | 0 | 0 | 0 | 0
00 Ret.SNCR & WetFGD | 0 | 0 | 0 | 0 | 0 | 0 | 0
00 Ret.SNCR & WetFGD & ACI | 0 | 0 | 0 | 0 | 0 | 0 | 0
00 Ret.SNCR & WetFGD & ACI & HRI | 0 | 0 | 0 | 0 | 0 | 0 | 0
00 Ret.SNCR & WetFGD & CCS | 0 | 0 | 0 | 0 | 0 | 0 | 0
00 Ret.SNCR & WetFGD & HRI | 0 | 0 | 0 | 0 | 0 | 0 | 0
00 Ret.WetFGD | 0 | 0 | 0 | 0 | 0 | 0 | 0
00 Ret.WetFGD & CCS | 0 | 0 | 0 | 0 | 0 | 0 | 0
00 Ret.WetFGD & HRI | 0 | 0 | 0 | 0 | 0 | 0 | 0
00 Ret.FB & HRI | 0 | 0 | 0 | 0 | 0 | 0 | 0
00 Ret.FB DryFGD | 0 | 0 | 0 | 0 | 0 | 0 | 0
00 Ret.FB DryFGD & HRI | 0 | 0 | 0 | 0 | 0 | 0 | 0
00 Ret.FB DryFGD & SNCR | 0 | 0 | 0 | 0 | 0 | 0 | 0
00 Ret.FB-Exist ACI & DryFGD & HRI | 0 | 0 | 0 | 0 | 0 | 0 | 0
00 Ret.FB-Exist ACI_DSI & DryFGD & SNCR | 0 | 0 | 0 | 0 | 0 | 0 | 0
00 Ret.FB-Exist ACI_DSI & SNCR | 0 | 0 | 0 | 0 | 0 | 0 | 0
00 Ret.FB-ExistACI & HRI | 0 | 0 | 0 | 0 | 0 | 0 | 0
00 Ret.FB-ExistACI_DSI & DryFGD | 0 | 0 | 0 | 0 | 0 | 0 | 0
00 Ret.FB-ExistACI_DSI & DryFGD & HRI | 0 | 0 | 0 | 0 | 0 | 0 | 0
00 Ret.FB-ExistACI_DSI & DryFGD & SNCR | 0 | 0 | 0 | 0 | 0 | 0 | 0
00 Ret.FB-ExistACI_DSI & DryFGD & SNCR & HRI | 0 | 0 | 0 | 0 | 0 | 0 | 0
00 Ret.FB-ExistACI_DSI & HRI | 0 | 0 | 0 | 0 | 0 | 0 | 0
00 Ret.FB-ExistACI_DSI & SNCR & HRI | 0 | 0 | 0 | 0 | 0 | 0 | 0
00 Ret.FB-ExistDryFGD & HRI | 0 | 0 | 0 | 0 | 0 | 0 | 0
00 Ret.FB-ExistDryFGD_ACI & HRI | 0 | 0 | 0 | 0 | 0 | 0 | 0
00 Ret.FB-ExistDryFGD_ACI & HRI & CCS | 0 | 0 | 0 | 0 | 0 | 0 | 0
00 Ret.FB-ExistDryFGD_ACI & SNCR | 0 | 0 | 0 | 0 | 0 | 0 | 0
00 Ret.FB-ExistDryFGD_ACI & SNCR & HRI | 0 | 0 | 0 | 0 | 0 | 0 | 0
00 Ret.FB-ExistDryFGD_DSI & HRI | 0 | 0 | 0 | 0 | 0 | 0 | 0
00 Ret.FB-ExistDryFGD_DSI & SNCR | 0 | 0 | 0 | 0 | 0 | 0 | 0
00 Ret.FB-ExistDryFGD_DSI & SNCR & HRI | 0 | 0 | 0 | 0 | 0 | 0 | 0
00 Ret.FB-ExistDryFGD_SNCR & HRI | 0 | 0 | 0 | 0 | 0 | 0 | 0
00 Ret.FB-ExistDryFGD_SNCR_ACI & HRI | 0 | 0 | 0 | 0 | 0 | 0 | 0
00 Ret.FB-ExistDryFGD_SNCR_ACI & HRI & CCS | 0 | 0 | 0 | 0 | 0 | 0 | 0
00 Ret.FB-ExistDryFGD_SNCR_ACI_DSI & HRI | 0 | 0 | 0 | 0 | 0 | 0 | 0
00 Ret.FB-ExistDryFGD_SNCR_ACI_DSI & HRI & CCS | 0 | 0 | 0 | 0 | 0 | 0 | 0
00 Ret.FB-ExistWetFGD_SNCR_ACI & HRI | 0 | 0 | 0 | 0 | 0 | 0 | 0
00 Ret.FB-ExistWetFGD_SNCR_ACI & HRI & CCS | 0 | 0 | 0 | 0 | 0 | 0 | 0
00 Ret.FB-ExistDryFGD_SNCR_DSI & HRI | 0 | 0 | 0 | 0 | 0 | 0 | 0
00 Ret.FB-ExistDSI & DryFGD | 0 | 0 | 0 | 0 | 0 | 0 | 0
00 Ret.FB-ExistDSI & DryFGD & HRI | 0 | 0 | 0 | 0 | 0 | 0 | 0
00 Ret.FB-ExistDSI & DryFGD & SNCR | 0 | 0 | 0 | 0 | 0 | 0 | 0
00 Ret.FB-ExistDSI & DryFGD & SNCR & HRI | 0 | 0 | 0 | 0 | 0 | 0 | 0
00 Ret.FB-ExistDSI & HRI | 0 | 0 | 0 | 0 | 0 | 0 | 0
00 Ret.FB-ExistDSI & SNCR | 0 | 0 | 0 | 0 | 0 | 0 | 0
00 Ret.FB-ExistDSI & SNCR & HRI | 0 | 0 | 0 | 0 | 0 | 0 | 0
00 Ret.FB-ExistSNCR & DryFGD | 0 | 0 | 0 | 0 | 0 | 0 | 0
00 Ret.FB-ExistSNCR & DryFGD & HRI | 0 | 0 | 0 | 0 | 0 | 0 | 0
00 Ret.FB-ExistSNCR & HRI | 0 | 0 | 0 | 0 | 0 | 0 | 0
00 Ret.FB-ExistSNCR_ACI & HRI | 0 | 0 | 0 | 0 | 0 | 0 | 0
00 Ret.FB-ExistSNCR_ACI_DSI & DryFGD | 0 | 0 | 0 | 0 | 0 | 0 | 0
00 Ret.FB-ExistSNCR_ACI_DSI & DryFGD & HRI | 0 | 0 | 0 | 0 | 0 | 0 | 0
00 Ret.FB-ExistSNCR_ACI_DSI & HRI | 0 | 0 | 0 | 0 | 0 | 0 | 0
00 Ret.FB-ExistSNCR_DryFGD & HRI | 0 | 0 | 0 | 0 | 0 | 0 | 0
00 Ret.FB-ExistSNCR_DryFGD_ACI & HRI | 0 | 0 | 0 | 0 | 0 | 0 | 0
00 Ret.FB-ExistSNCR_DryFGD_ACI & HRI & CCS | 0 | 0 | 0 | 0 | 0 | 0 | 0
00 Ret.FB-ExistSNCR_DSI & DryFGD | 0 | 0 | 0 | 0 | 0 | 0 | 0
00 Ret.FB-ExistSNCR_DSI & DryFGD & HRI | 0 | 0 | 0 | 0 | 0 | 0 | 0
00 Ret.FB-ExistSNCR_DSI & HRI | 0 | 0 | 0 | 0 | 0 | 0 | 0
00 Ret.FB-ExistSNCR_WetFGD & HRI | 0 | 0 | 0 | 0 | 0 | 0 | 0
00 Ret.FB-ExistSNCR_WetFGD & HRI & CCS | 0 | 0 | 0 | 0 | 0 | 0 | 0
00 Ret.FB-ExistWetFGD_DSI & HRI | 0 | 0 | 0 | 0 | 0 | 0 | 0
00 Ret.FB-ExistWetFGD_DSI & SNCR | 0 | 0 | 0 | 0 | 0 | 0 | 0
00 Ret.FB-ExistWetFGD_DSI & SNCR & HRI | 0 | 0 | 0 | 0 | 0 | 0 | 0
00 Ret.FB-SNCR | 0 | 0 | 0 | 0 | 0 | 0 | 0
00 Ret.Oil/Gas Steam SCR | 528.3144 | 479.3273 | 0 | 0 | 0 | 0 | 0
00 Ret.ExistACI & NGC | 0 | 0 | 0 | 0 | 0 | 0 | 0
00 Ret.ExistACI_DSI & NGC | 0 | 0 | 0 | 0 | 0 | 0 | 0
00 Ret.ExistDryFGD & NGC | 0 | 0 | 0 | 0 | 0 | 0 | 0
00 Ret.ExistDryFGD_ACI & NGC | 0 | 0 | 0 | 0 | 0 | 0 | 0
00 Ret.ExistDryFGD_DSI & NGC | 0 | 0 | 0 | 0 | 0 | 0 | 0
00 Ret.ExistDryFGD_SNCR_ACI_DSI & NGC | 0 | 0 | 0 | 0 | 0 | 0 | 0
00 Ret.ExistDSI & NGC | 0 | 0 | 0 | 0 | 0 | 0 | 0
00 Ret.ExistSCR_ACI & NGC | 0 | 0 | 0 | 0 | 0 | 0 | 0
00 Ret.ExistSCR_ACI_DSI & NGC | 0 | 0 | 0 | 0 | 0 | 0 | 0
00 Ret.ExistSCR_DryFGD & NGC | 0 | 0 | 0 | 0 | 0 | 0 | 0
00 Ret.ExistSCR_DryFGD_ACI & NGC | 0 | 0 | 0 | 0 | 0 | 0 | 0
00 Ret.ExistSCR_DryFGD_ACI_DSI & NGC | 0 | 0 | 0 | 0 | 0 | 0 | 0
00 Ret.ExistSCR_WetFGD & NGC | 0 | 0 | 0 | 0 | 0 | 0 | 0
00 Ret.ExistSCR_WetFGD_ACI & NGC | 0 | 0 | 0 | 0 | 0 | 0 | 0
00 Ret.ExistSCR_WetFGD_ACI_DSI & NGC | 0 | 0 | 0 | 0 | 0 | 0 | 0
00 Ret.ExistSCR_WetFGD_DSI & NGC | 0 | 0 | 0 | 0 | 0 | 0 | 0
00 Ret.ExistSNCR & NGC | 0 | 0 | 0 | 0 | 0 | 0 | 0
00 Ret.ExistSNCR_ACI & NGC | 0 | 0 | 0 | 0 | 0 | 0 | 0
00 Ret.ExistSNCR_ACI_DSI & NGC | 0 | 0 | 0 | 0 | 0 | 0 | 0
00 Ret.ExistSNCR_DryFGD & NGC | 0 | 0 | 0 | 0 | 0 | 0 | 0
00 Ret.ExistSNCR_DryFGD_ACI & NGC | 0 | 0 | 0 | 0 | 0 | 0 | 0
00 Ret.ExistSNCR_DSI & NGC | 0 | 0 | 0 | 0 | 0 | 0 | 0
00 Ret.ExistSNCR_WetFGD & NGC | 0 | 0 | 0 | 0 | 0 | 0 | 0
00 Ret.ExistSNCR_WetFGD_ACI & NGC | 0 | 0 | 0 | 0 | 0 | 0 | 0
00 Ret.ExistSNCR_WetFGD_ACI_DSI & NGC | 0 | 0 | 0 | 0 | 0 | 0 | 0
00 Ret.ExistWetFGD & NGC | 0 | 0 | 0 | 0 | 0 | 0 | 0
00 Ret.ExistWetFGD_ACI & NGC | 0 | 0 | 0 | 0 | 0 | 0 | 0
00 Ret.ExistWetFGD_ACI_DSI & NGC | 0 | 0 | 0 | 0 | 0 | 0 | 0
00 Ret.ExistWetFGD_DSI & NGC | 0 | 0 | 0 | 0 | 0 | 0 | 0
00 Ret.FB-ExistDryFGD_DSI & NGC | 0 | 0 | 0 | 0 | 0 | 0 | 0
00 Ret.FB-ExistDryFGD_SNCR_DSI & NGC | 0 | 0 | 0 | 0 | 0 | 0 | 0
00 Ret.NGC | 0 | 0 | 0 | 0 | 0 | 0 | 0
00 CC Retirement | 0 | 0 | 0 | 0 | 0 | 0 | 0
00 New CC Retirement | 0 | 0 | 0 | 0 | 0 | 0 | 0
00 CT Retirement | 0 | 0 | 0 | 0 | 0 | 0 | 0
00 O/G Retirement | 0 | 0 | 0 | 0 | 0 | 0 | 0
00 Coal Retirement | 0 | 0 | 0 | 0 | 0 | 0 | 0
00 IGCC Retirement | 0 | 0 | 0 | 0 | 0 | 0 | 0
00 Nuke Retirement | 0 | 0 | 0 | 0 | 0 | 0 | 0
00 Biomass Retirement | 0 | 0 | 0 | 0 | 0 | 0 | 0
00 Fossil_Other Retirement | 0 | 0 | 0 | 0 | 0 | 0 | 0
00 Fuel Cell Retirement | 0 | 0 | 0 | 0 | 0 | 0 | 0
00 Geothermal Retirement | 0 | 0 | 0 | 0 | 0 | 0 | 0
00 Hydro Retirement | 0 | 0 | 0 | 0 | 0 | 0 | 0
00 Landfill Gas Retirement | 0 | 0 | 0 | 0 | 0 | 0 | 0
00 Non Fossil_Other Retirement | 0 | 0 | 0 | 0 | 0 | 0 | 0
00 Exist Dummy | 0 | 0 | 0 | 0 | 0 | 0 | 0
Total | 4487721.8595 | 4642589.6614 | 5021626.5729 | 5427426.3031 | 5825264.4492 | 6305993.5766 | 6736594.3268
12a. Generation by Fuel Type [GWh]
Biomass | 1847.54 | 102.0098 | 4.3535 | 4.4471 | 0 | 0 | 0.0083
Coal | 550937.0893 | 310130.986 | 106415.0796 | 74062.5418 | 20665.1125 | 5459.1603 | 8439.6944
EnerStor | 55417.3679 | 98113.0506 | 156833.1656 | 205840.4888 | 234060.2319 | 291504.4707 | 323472.851
Fwaste | 3754.5501 | 3569.1775 | 3493.2309 | 3481.8305 | 3516.4327 | 3484.6453 | 3484.6063
Geothermal | 19602.3217 | 19602.3217 | 19602.3217 | 19602.3217 | 19602.3217 | 19602.3217 | 19602.3217
Hydro | 275333.4173 | 283678.9179 | 307001.6762 | 319148.7142 | 317095.831 | 315407.137 | 316566.6988
LF Gas | 20260.7175 | 18820.5291 | 17563.5173 | 16989.3528 | 15222.9295 | 13984.2095 | 14078.9244
MSW | 12570.2355 | 12201.7914 | 12187.623 | 11274.6871 | 10871.8467 | 10186.678 | 10184.9074
NaturalGas | 1747179.5545 | 1809736.6523 | 1419121.051 | 1166924.8314 | 972373.3022 | 876153.9862 | 952021.2301
Non-Fossil | 9797.9809 | 9797.9809 | 9745.1532 | 9561.421 | 9415.2429 | 9166.8948 | 9150.1996
Nuclear | 765259.9079 | 733729.5935 | 660446.1745 | 615625.6697 | 494912.0428 | 339540.6766 | 214553.4605
Oil | 12.5225 | 13.7838 | 0.67189 | 0.61121 | 1.1199 | 11.8455 | 13.292
Pet. Coke | 5511.9097 | 8313.2391 | 8084.2702 | 626.3202 | 580.1499 | 52.2096 | 52.2096
Pumps | 20785.512 | 18014.9739 | 21759.5813 | 26336.1118 | 27197.0269 | 30867.1922 | 32786.3059
Solar | 266914.0855 | 365287.7815 | 641202.4645 | 882745.8566 | 1066793.2623 | 1330075.3398 | 1477951.9896
Tires | 135.1384 | 135.1384 | 135.1384 | 135.1384 | 120.0857 | 120.1325 | 101.1317
Waste Coal | 5327.785 | 5513.2962 | 2452.7633 | 2157.9741 | 1030.2854 | 241.9947 | 1092.6886
Wind | 634590.069 | 842942.2373 | 1504362.6801 | 1909810.6287 | 2434364.2405 | 2825251.864 | 3070532.3158
None | 0 | 0 | 0 | 0 | 0 | 0 | 0
Solar-DER | 92484.1549 | 102886.2004 | 131215.6568 | 163097.3559 | 197442.9844 | 234882.8182 | 282509.491
Hydrogen | 0 | 0 | 0 | 0 | 0 | 0 | 0
Total | 4487721.8595 | 4642589.6614 | 5021626.5729 | 5427426.3031 | 5825264.4492 | 6305993.5766 | 6736594.3268
13. Generation by Capacity Reporting Type [TBtu]
00 New Combined Cycle | 767.0734 | 838.8606 | 907.5148 | 847.3338 | 742.3511 | 693.2902 | 856.9601
00 New Combined Cycle with CCS Retrofit | 0 | 0 | 0 | 0 | 0 | 0 | 0
00 New Combined Cycle with CCS | 0 | 0 | 0 | 0 | 0 | 0 | 0
00 New Combustion Turbine | 30.7404 | 43.0686 | 50.8892 | 61.5845 | 122.9923 | 172.5738 | 245.1558
00 New Hydro | 0 | 28.4748 | 108.0521 | 150.245 | 150.245 | 150.1325 | 155.3514
00 New Nuclear | 0 | 0 | 0 | 0 | 0 | 0 | 0
00 New Small Modular Reactor | 0 | 0 | 0 | 0 | 0 | 0 | 0
00 New Biomass | 0.99636 | 0 | 0 | 0 | 0 | 0 | 0
00 New Geothermal | 10.1287 | 10.1287 | 10.1287 | 10.1287 | 10.1287 | 10.1287 | 10.1287
00 New Landfill Gas | 35.1441 | 33.8884 | 32.7971 | 31.7582 | 27.071 | 24.9392 | 25.2329
00 New Battery Storage | 177.3498 | 323.3358 | 523.4914 | 691.5402 | 787.7354 | 983.1964 | 1092.0123
00 New Offshore Wind | 136.6172 | 174.7182 | 479.1871 | 563.7108 | 865.3221 | 922.6536 | 924.8851
00 New Onshore Wind | 865.215 | 1538.0116 | 3490.3092 | 4789.174 | 6277.3396 | 7553.7166 | 8388.382
00 New Solar PV | 608.7266 | 939.2888 | 1881.7535 | 2705.9009 | 3333.8752 | 4232.2434 | 4736.7532
00 New Solar Thermal | 0 | 5.0888 | 4.0623 | 4.0609 | 4.0564 | 4.0066 | 4.0519
00 New Fuel Cell | 2.3375 | 2.4487 | 1.7823 | 1.4545 | 0.62318 | 0.62834 | 0.74248
00 New Ultrasupercritical Coal without CCS | 0 | 0 | 0 | 0 | 0 | 0 | 0
00 New Ultrasupercritical Coal with 30% CCS | 0 | 0 | 0 | 0 | 0 | 0 | 0
00 New Ultrasupercritical Coal with 90% CCS | 0 | 0 | 0 | 0 | 0 | 0 | 0
00 Exist & New Distributed Solar PV | 315.5559 | 351.0477 | 447.7078 | 556.4882 | 673.6755 | 801.4202 | 963.9224
00 Exist Combined Cycle | 4938.3974 | 4896.0482 | 3462.8261 | 2745.5178 | 2270.788 | 1949.3719 | 1976.8062
00 Exist Combustion Turbine | 120.8644 | 112.3279 | 96.5619 | 48.8662 | 30.3671 | 28.1575 | 27.4995
00 Exist Coal Steam_Uncontrolled | 10.4367 | 6.3481 | 0.63414 | 0.22198 | 0.19253 | 0.022716 | 0.022716
00 Exist Coal Steam_ACI | 168.8442 | 34.7614 | 8.9279 | 4.1371 | 4.1371 | 4.1067 | 4.1371
00 Exist Coal Steam_ACI_DSI | 38.2179 | 15.8487 | 1.7187 | 1.7187 | 1.7187 | 0 | 0
00 Exist Coal Steam_DryFGD | 0 | 0 | 0 | 0 | 0 | 0 | 0
00 Exist Coal Steam_DryFGD_ACI | 105.407 | 28.2696 | 0.050196 | 0.050196 | 0.044137 | 0.012037 | 0.033879
00 Exist Coal Steam_DryFGD_DSI | 0 | 0 | 0 | 0 | 0 | 0 | 0
00 Exist Coal Steam_DryFGD_SCR | 0 | 0 | 0 | 0 | 0 | 0 | 0
00 Exist Coal Steam_DryFGD_SCR_ACI | 115.5272 | 79.3169 | 11.3591 | 7.5459 | 7.3279 | 1.4307 | 2.5886
00 Exist Coal Steam_DryFGD_SCR_DSI | 4.9114 | 3.4284 | 0 | 0 | 0 | 0 | 0
00 Exist Coal Steam_DryFGD_SCR_ACI_DSI | 19.8288 | 12.857 | 2.0653 | 2.0653 | 2.0653 | 0 | 0
00 Exist Coal Steam_DryFGD_SNCR_ACI | 42.9962 | 29.4469 | 0 | 0 | 0 | 0 | 0
00 Exist Coal Steam_DryFGD_SNCR_ACI_DSI | 11.2412 | 2.0879 | 0 | 0 | 0 | 0 | 0
00 Exist Coal Steam_DSI | 19.7822 | 0 | 0 | 0 | 0 | 0 | 0
00 Exist Coal Steam_SCR_ACI | 67.1296 | 55.9258 | 8.7222 | 8.7222 | 7.7353 | 0 | 0
00 Exist Coal Steam_SCR_ACI_DSI | 4.6284 | 1.0801 | 0 | 0 | 0 | 0 | 0
00 Exist Coal Steam_SNCR | 0.38149 | 0.38149 | 0.20508 | 0.16943 | 0.11368 | 0 | 0
00 Exist Coal Steam_SCR | 0 | 0 | 0 | 0 | 0 | 0 | 0
00 Exist Coal Steam_SNCR_ACI | 0 | 0 | 0 | 0 | 0 | 0 | 0
00 Exist Coal Steam_SNCR_ACI_DSI | 0 | 0 | 0 | 0 | 0 | 0 | 0
00 Exist Coal Steam_WetFGD | 48.5097 | 0 | 0 | 0 | 0 | 0 | 0
00 Exist Coal Steam_WetFGD_ACI | 92.9774 | 66.1685 | 36.1026 | 26.0187 | 20.0675 | 4.2025 | 13.162
00 Exist Coal Steam_WetFGD_ACI_DSI | 17.1203 | 0 | 0 | 0 | 0 | 0 | 0
00 Exist Coal Steam_WetFGD_DSI | 0 | 0 | 0 | 0 | 0 | 0 | 0
00 Exist Coal Steam_WetFGD_SCR | 536.5215 | 292.8606 | 40.6427 | 18.7849 | 9.5466 | 0 | 0
00 Exist Coal Steam_WetFGD_SCR_DSI | 15.3518 | 0 | 0 | 0 | 0 | 0 | 0
00 Exist Coal Steam_WetFGD_SCR_ACI | 299.0375 | 133.9502 | 1.8232 | 0 | 0 | 0 | 0
00 Exist Coal Steam_WetFGD_SCR_ACI_DSI | 114.9442 | 76.126 | 19.9586 | 0 | 0 | 0 | 0
00 Exist Coal Steam_WetFGD_SNCR | 11.7337 | 1.3553 | 1.3486 | 1.3553 | 0.32499 | 0.32499 | 0.32499
00 Exist Coal Steam_WetFGD_SNCR_ACI | 116.9573 | 7.5062 | 0 | 0 | 0 | 0 | 0
00 Exist Coal Steam_WetFGD_SNCR_ACI_DSI | 0 | 0 | 0 | 0 | 0 | 0 | 0
00 Exist FBC_ACI_DSI | 1.6264 | 1.3151 | 1.3151 | 1.3151 | 1.3151 | 0 | 0
00 Exist FBC_DryFGD_ACI | 0.79058 | 0.46351 | 0 | 0 | 0 | 0 | 0
00 Exist FBC_DryFGD_DSI | 0.28781 | 0 | 0 | 0 | 0 | 0 | 0
00 Exist FBC_DryFGD_SNCR | 5.6089 | 8.916 | 4.5911 | 4.5911 | 3.4192 | 0 | 2.4483
00 Exist FBC_DryFGD_SNCR_ACI | 10.985 | 10.556 | 3.1091 | 2.4911 | 0 | 0 | 0
00 Exist FBC_DryFGD_SNCR_ACI_DSI | 2.284 | 2.284 | 0.33381 | 0 | 0 | 0 | 0
00 Exist FBC_DryFGD_SNCR_DSI | 0.51758 | 0.37143 | 0.30424 | 0 | 0 | 0 | 0
00 Exist FBC_DSI | 3.1458 | 1.2694 | 1.2694 | 1.2694 | 1.1119 | 1.1119 | 1.1119
00 Exist FBC_SCR | 0.055023 | 0 | 0 | 0 | 0 | 0 | 0
00 Exist FBC_SNCR | 0 | 0 | 0 | 0 | 0 | 0 | 0
00 Exist FBC_SNCR_ACI | 0.055094 | 0.034708 | 0 | 0 | 0 | 0 | 0
00 Exist FBC_SNCR_ACI_DSI | 1.3531 | 0.91162 | 0.91162 | 0.91162 | 0.91162 | 0 | 0
00 Exist FBC_SNCR_DSI | 12.5499 | 6.4266 | 0.17933 | 0.17933 | 0.17933 | 0.17933 | 0.17933
00 Exist FBC_Uncontrolled | 0 | 0 | 0 | 0 | 0 | 0 | 0
00 Exist FBC_WetFGD_DSI | 0.72301 | 0.99599 | 1.28 | 1.1964 | 1.28 | 0.82569 | 1.28
00 Exist IGCC | 12.6632 | 11.5576 | 0 | 0 | 0 | 0 | 0
00 Exist Fossil_Other | 12.8105 | 12.178 | 11.9189 | 11.88 | 11.9981 | 11.8896 | 11.8895
00 Exist Fuel Cell | 0.00026716 | 0.023997 | 0.0010957 | 0.00082909 | 0.00043963 | 0.00043963 | 0.00043963
00 Exist Hydro | 939.4376 | 939.4376 | 939.4376 | 938.6904 | 931.6859 | 926.0366 | 924.7742
00 Exist Non Fossil_Other | 76.7814 | 75.5243 | 75.2957 | 71.5539 | 69.6293 | 66.4443 | 66.3164
00 Exist Nuclear | 2611.0668 | 2503.4854 | 2253.4423 | 2100.5148 | 1688.6399 | 1158.5128 | 732.0564
00 Exist Oil/Gas Steam | 77.1849 | 87.8887 | 46.8139 | 7.2705 | 5.562 | 8.7653 | 9.5736
00 Exist Oil/Gas Steam_SCR | 11.1957 | 8.3472 | 1.7841 | 0.077556 | 0.076578 | 0.05219 | 0.055522
00 Exist Oil/Gas Steam_SNCR | 5.4004 | 8.361 | 4.2176 | 0.55128 | 0.55502 | 0.55405 | 0.54878
00 Exist Biomass | 5.3074 | 0.34806 | 0.014854 | 0.015174 | 0 | 0 | 2.832e-05
00 Exist Landfill Gas | 33.9855 | 30.3272 | 27.1296 | 26.2095 | 24.8696 | 22.7749 | 22.8044
00 Exist Geothermal | 56.7544 | 56.7544 | 56.7544 | 56.7544 | 56.7544 | 56.7544 | 56.7544
00 Exist Pump Storage | 70.9202 | 61.4671 | 74.2437 | 89.8588 | 92.7963 | 105.3189 | 111.8669
00 Exist Energy Storage | 1.7333 | 1.425 | 1.6225 | 1.7401 | 1.8307 | 2.3694 | 2.6296
00 Exist Solar PV | 292.6598 | 292.6598 | 292.6425 | 292.6425 | 292.6425 | 292.6425 | 292.6425
00 Exist Solar Thermal | 9.3245 | 9.3245 | 9.3245 | 9.3245 | 9.3245 | 9.3245 | 9.3245
00 Exist Offshore Wind | 0.37832 | 0.37832 | 0.37832 | 0.37832 | 0.37832 | 0.37832 | 0.37832
00 Exist Onshore Wind | 1163.0108 | 1163.0108 | 1163.0108 | 1163.0108 | 1163.0108 | 1163.0108 | 1163.0108
00 International Imports | 10.0009 | 10.0009 | 10.0009 | 9.0474 | 9.0474 | 9.0474 | 9.0474
00 Ret.ACI | 0 | 0 | 0 | 0 | 0 | 0 | 0
00 Ret.ACI & DryFGD | 0 | 0 | 0 | 0 | 0 | 0 | 0
00 Ret.ACI & DryFGD & HRI | 0 | 0 | 0 | 0 | 0 | 0 | 0
00 Ret.ACI & DSI | 0 | 0 | 0 | 0 | 0 | 0 | 0
00 Ret.ACI & DSI & DryFGD | 0 | 0 | 0 | 0 | 0 | 0 | 0
00 Ret.ACI & DSI & DryFGD & HRI | 0 | 0 | 0 | 0 | 0 | 0 | 0
00 Ret.ACI & DSI & HRI | 0 | 0 | 0 | 0 | 0 | 0 | 0
00 Ret.ACI & DSI & WetFGD & HRI | 0 | 0 | 0 | 0 | 0 | 0 | 0
00 Ret.ACI & HRI | 0 | 0 | 0 | 0 | 0 | 0 | 0
00 Ret.ACI & SCR | 0 | 0 | 0 | 0 | 0 | 0 | 0
00 Ret.ACI & SCR & DryFGD & HRI | 0 | 0 | 0 | 0 | 0 | 0 | 0
00 Ret.ACI & SCR & DSI | 0 | 0 | 0 | 0 | 0 | 0 | 0
00 Ret.ACI & SCR & DSI & DryFGD | 0 | 0 | 0 | 0 | 0 | 0 | 0
00 Ret.ACI & SCR & DSI & DryFGD & HRI | 0 | 0 | 0 | 0 | 0 | 0 | 0
00 Ret.ACI & SCR & DSI & HRI | 0 | 0 | 0 | 0 | 0 | 0 | 0
00 Ret.ACI & SCR & DSI & WetFGD | 0 | 0 | 0 | 0 | 0 | 0 | 0
00 Ret.ACI & SCR & DSI & WetFGD & HRI | 0 | 0 | 0 | 0 | 0 | 0 | 0
00 Ret.ACI & SCR & HRI | 0 | 0 | 0 | 0 | 0 | 0 | 0
00 Ret.ACI & SCR & WetFGD & HRI | 0 | 0 | 0 | 0 | 0 | 0 | 0
00 Ret.ACI & SNCR | 0 | 0 | 0 | 0 | 0 | 0 | 0
00 Ret.ACI & SNCR & DSI | 0 | 0 | 0 | 0 | 0 | 0 | 0
00 Ret.ACI & SNCR & DSI & DryFGD | 0 | 0 | 0 | 0 | 0 | 0 | 0
00 Ret.ACI & SNCR & DSI & DryFGD & HRI | 0 | 0 | 0 | 0 | 0 | 0 | 0
00 Ret.ACI & SNCR & DSI & HRI | 0 | 0 | 0 | 0 | 0 | 0 | 0
00 Ret.ACI & SNCR & DSI & WetFGD | 0 | 0 | 0 | 0 | 0 | 0 | 0
00 Ret.ACI & SNCR & DSI & WetFGD & HRI | 0 | 0 | 0 | 0 | 0 | 0 | 0
00 Ret.ACI & SNCR & HRI | 0 | 0 | 0 | 0 | 0 | 0 | 0
00 Ret.ACI & WetFGD | 0 | 0 | 0 | 0 | 0 | 0 | 0
00 Ret.ACI & WetFGD & DSI | 0 | 0 | 0 | 0 | 0 | 0 | 0
00 Ret.ACI & WetFGD & HRI | 0 | 0 | 0 | 0 | 0 | 0 | 0
00 Ret.C2G | 5.8488 | 6.1311 | 3.248 | 2.6046 | 0.73026 | 1.1253 | 1.1293
00 Ret.C2G & SCR | 0.57361 | 0 | 0 | 0 | 0 | 0 | 0
00 Ret.CCG | 0 | 169.727 | 266.288 | 266.288 | 143.6956 | 134.9589 | 129.8701
00 Ret.DryFGD | 0 | 0 | 0 | 0 | 0 | 0 | 0
00 Ret.DryFGD & CCS | 0 | 0 | 0 | 0 | 0 | 0 | 0
00 Ret.DryFGD & HRI | 0 | 0 | 0 | 0 | 0 | 0 | 0
00 Ret.DSI | 0 | 0 | 0 | 0 | 0 | 0 | 0
00 Ret.DSI & DryFGD | 0 | 0 | 0 | 0 | 0 | 0 | 0
00 Ret.DSI & DryFGD & HRI | 0 | 0 | 0 | 0 | 0 | 0 | 0
00 Ret.DSI & HRI | 0 | 0 | 0 | 0 | 0 | 0 | 0
00 Ret.ExistACI & DryFGD | 0 | 0 | 0 | 0 | 0 | 0 | 0
00 Ret.ExistACI & DryFGD & CCS | 0 | 0 | 0 | 0 | 0 | 0 | 0
00 Ret.ExistACI & DryFGD & HRI | 0 | 0 | 0 | 0 | 0 | 0 | 0
00 Ret.ExistACI & DryFGD & HRI & CCS | 0 | 0 | 0 | 0 | 0 | 0 | 0
00 Ret.ExistACI & DSI | 0 | 0 | 0 | 0 | 0 | 0 | 0
00 Ret.ExistACI & DSI & DryFGD | 0 | 0 | 0 | 0 | 0 | 0 | 0
00 Ret.ExistACI & DSI & DryFGD & HRI | 0 | 0 | 0 | 0 | 0 | 0 | 0
00 Ret.ExistACI & DSI & HRI | 0 | 0 | 0 | 0 | 0 | 0 | 0
00 Ret.ExistACI & HRI | 0 | 0 | 0 | 0 | 0 | 0 | 0
00 Ret.ExistACI & HRI & WetFGD | 0 | 0 | 0 | 0 | 0 | 0 | 0
00 Ret.ExistACI & SCR | 0 | 0 | 0 | 0 | 0 | 0 | 0
00 Ret.ExistACI & SCR & DryFGD | 0 | 0 | 0 | 0 | 0 | 0 | 0
00 Ret.ExistACI & SCR & DryFGD & CCS | 0 | 0 | 0 | 0 | 0 | 0 | 0
00 Ret.ExistACI & SCR & DryFGD & HRI | 0 | 0 | 0 | 0 | 0 | 0 | 0
00 Ret.ExistACI & SCR & DryFGD & HRI & CCS | 0 | 0 | 0 | 0 | 0 | 0 | 0
00 Ret.ExistACI & SCR & DSI | 0 | 0 | 0 | 0 | 0 | 0 | 0
00 Ret.ExistACI & SCR & DSI & DryFGD | 0 | 0 | 0 | 0 | 0 | 0 | 0
00 Ret.ExistACI & SCR & DSI & DryFGD & HRI | 0 | 0 | 0 | 0 | 0 | 0 | 0
00 Ret.ExistACI & SCR & DSI & HRI | 0 | 0 | 0 | 0 | 0 | 0 | 0
00 Ret.ExistACI & SCR & HRI | 0 | 0 | 0 | 0 | 0 | 0 | 0
00 Ret.ExistACI & SCR & WetFGD | 0 | 0 | 0 | 0 | 0 | 0 | 0
00 Ret.ExistACI & SCR & WetFGD & CCS | 0 | 0 | 0 | 0 | 0 | 0 | 0
00 Ret.ExistACI & SCR & WetFGD & HRI | 0 | 0 | 0 | 0 | 0 | 0 | 0
00 Ret.ExistACI & SCR & WetFGD & HRI & CCS | 0 | 0 | 0 | 0 | 0 | 0 | 0
00 Ret.ExistACI & SNCR | 0 | 0 | 0 | 0 | 0 | 0 | 0
00 Ret.ExistACI & SNCR & DryFGD | 0 | 0 | 0 | 0 | 0 | 0 | 0
00 Ret.ExistACI & SNCR & DryFGD & CCS | 0 | 0 | 0 | 0 | 0 | 0 | 0
00 Ret.ExistACI & SNCR & DryFGD & HRI | 0 | 0 | 0 | 0 | 0 | 0 | 0
00 Ret.ExistACI & SNCR & DryFGD & HRI & CCS | 0 | 0 | 0 | 0 | 0 | 0 | 0
00 Ret.ExistACI & SNCR & DSI | 0 | 0 | 0 | 0 | 0 | 0 | 0
00 Ret.ExistACI & SNCR & DSI & HRI | 0 | 0 | 0 | 0 | 0 | 0 | 0
00 Ret.ExistACI & SNCR & HRI | 0 | 0 | 0 | 0 | 0 | 0 | 0
00 Ret.ExistACI & SNCR & WetFGD | 0 | 0 | 0 | 0 | 0 | 0 | 0
00 Ret.ExistACI & SNCR & WetFGD & CCS | 0 | 0 | 0 | 0 | 0 | 0 | 0
00 Ret.ExistACI & SNCR & WetFGD & HRI | 0 | 0 | 0 | 0 | 0 | 0 | 0
00 Ret.ExistACI & SNCR & WetFGD & HRI & CCS | 0 | 0 | 0 | 0 | 0 | 0 | 0
00 Ret.ExistACI & WetFGD | 0 | 0 | 0 | 0 | 0 | 0 | 0
00 Ret.ExistACI & WetFGD & CCS | 0 | 0 | 0 | 0 | 0 | 0 | 0
00 Ret.ExistACI & WetFGD & HRI & CCS | 0 | 0 | 0 | 0 | 0 | 0 | 0
00 Ret.ExistACI_DSI & DryFGD | 0 | 0 | 0 | 0 | 0 | 0 | 0
00 Ret.ExistACI_DSI & DryFGD & CCS | 0 | 0 | 0 | 0 | 0 | 0 | 0
00 Ret.ExistACI_DSI & DryFGD & HRI | 0 | 0 | 0 | 0 | 0 | 0 | 0
00 Ret.ExistACI_DSI & DryFGD & HRI & CCS | 0 | 0 | 0 | 0 | 0 | 0 | 0
00 Ret.ExistACI_DSI & HRI | 0 | 0 | 0 | 0 | 0 | 0 | 0
00 Ret.ExistACI_DSI & SCR | 0 | 0 | 0 | 0 | 0 | 0 | 0
00 Ret.ExistACI_DSI & SCR & DryFGD | 0 | 0 | 0 | 0 | 0 | 0 | 0
00 Ret.ExistACI_DSI & SCR & DryFGD & CCS | 0 | 0 | 0 | 0 | 0 | 0 | 0
00 Ret.ExistACI_DSI & SCR & DryFGD & HRI | 0 | 0 | 0 | 0 | 0 | 0 | 0
00 Ret.ExistACI_DSI & SCR & DryFGD & HRI & CCS | 0 | 0 | 0 | 0 | 0 | 0 | 0
00 Ret.ExistACI_DSI & SCR & HRI | 0 | 0 | 0 | 0 | 0 | 0 | 0
00 Ret.ExistACI_DSI & SCR & WetFGD | 0 | 0 | 0 | 0 | 0 | 0 | 0
00 Ret.ExistACI_DSI & SCR & WetFGD & CCS | 0 | 0 | 0 | 0 | 0 | 0 | 0
00 Ret.ExistACI_DSI & SCR & WetFGD & HRI | 0 | 0 | 0 | 0 | 0 | 0 | 0
00 Ret.ExistACI_DSI & SCR & WetFGD & HRI & CCS | 0 | 0 | 0 | 0 | 0 | 0 | 0
00 Ret.ExistACI_DSI & SNCR | 0 | 0 | 0 | 0 | 0 | 0 | 0
00 Ret.ExistACI_DSI & SNCR & DryFGD | 0 | 0 | 0 | 0 | 0 | 0 | 0
00 Ret.ExistACI_DSI & SNCR & DryFGD & HRI & CCS | 0 | 0 | 0 | 0 | 0 | 0 | 0
00 Ret.ExistACI_DSI & SNCR & DryFGD & HRI | 0 | 0 | 0 | 0 | 0 | 0 | 0
00 Ret.ExistACI_DSI & SNCR & WetFGD & HRI & CCS | 0 | 0 | 0 | 0 | 0 | 0 | 0
00 Ret.ExistACI_DSI & SNCR & HRI | 0 | 0 | 0 | 0 | 0 | 0 | 0
00 Ret.ExistACI_DSI & SNCR & WetFGD | 0 | 0 | 0 | 0 | 0 | 0 | 0
00 Ret.ExistACI_DSI & SNCR & WetFGD & HRI | 0 | 0 | 0 | 0 | 0 | 0 | 0
00 Ret.ExistACI_DSI & WetFGD | 0 | 0 | 0 | 0 | 0 | 0 | 0
00 Ret.ExistACI_DSI & WetFGD & CCS | 0 | 0 | 0 | 0 | 0 | 0 | 0
00 Ret.ExistACI_DSI & WetFGD & HRI | 0 | 0 | 0 | 0 | 0 | 0 | 0
00 Ret.ExistACI_DSI & WetFGD & HRI & CCS | 0 | 0 | 0 | 0 | 0 | 0 | 0
00 Ret.ExistDryFGD & CCS | 0 | 0 | 0 | 0 | 0 | 0 | 0
00 Ret.ExistDryFGD & HRI | 0 | 0 | 0 | 0 | 0 | 0 | 0
00 Ret.ExistDryFGD & SCR | 0 | 0 | 0 | 0 | 0 | 0 | 0
00 Ret.ExistDryFGD & SCR & CCS | 0 | 0 | 0 | 0 | 0 | 0 | 0
00 Ret.ExistDryFGD & SCR & HRI | 0 | 0 | 0 | 0 | 0 | 0 | 0
00 Ret.ExistDryFGD & SNCR | 0 | 0 | 0 | 0 | 0 | 0 | 0
00 Ret.ExistDryFGD & SNCR & CCS | 0 | 0 | 0 | 0 | 0 | 0 | 0
00 Ret.ExistDryFGD & SNCR & HRI | 0 | 0 | 0 | 0 | 0 | 0 | 0
00 Ret.ExistDryFGD_ACI & CCS | 0 | 19.1761 | 19.1761 | 14.3866 | 0 | 0 | 0
00 Ret.ExistDryFGD_ACI & HRI | 0 | 0 | 0 | 0 | 0 | 0 | 0
00 Ret.ExistDryFGD_ACI & HRI & CCS | 0 | 0 | 0 | 0 | 0 | 0 | 0
00 Ret.ExistDryFGD_ACI & SCR | 0 | 0 | 0 | 0 | 0 | 0 | 0
00 Ret.ExistDryFGD_ACI & SCR & CCS | 0 | 0 | 0 | 0 | 0 | 0 | 0
00 Ret.ExistDryFGD_ACI & SCR & HRI | 0 | 0 | 0 | 0 | 0 | 0 | 0
00 Ret.ExistDryFGD_ACI & SCR & HRI & CCS | 0 | 0 | 0 | 0 | 0 | 0 | 0
00 Ret.ExistDryFGD_ACI & SNCR | 0 | 0 | 0 | 0 | 0 | 0 | 0
00 Ret.ExistDryFGD_ACI & SNCR & CCS | 0 | 0 | 0 | 0 | 0 | 0 | 0
00 Ret.ExistDryFGD_ACI & SNCR & HRI | 0 | 0 | 0 | 0 | 0 | 0 | 0
00 Ret.ExistDryFGD_ACI & SNCR & HRI & CCS | 0 | 0 | 0 | 0 | 0 | 0 | 0
00 Ret.ExistDryFGD_ACI_DSI & SCR | 0 | 0 | 0 | 0 | 0 | 0 | 0
00 Ret.ExistDryFGD_ACI_DSI & SCR & CCS | 0 | 0 | 0 | 0 | 0 | 0 | 0
00 Ret.ExistDryFGD_ACI_DSI & SCR & HRI | 0 | 0 | 0 | 0 | 0 | 0 | 0
00 Ret.ExistDryFGD_ACI_DSI & SCR & HRI & CCS | 0 | 0 | 0 | 0 | 0 | 0 | 0
00 Ret.ExistDryFGD_DSI & CCS | 0 | 0 | 0 | 0 | 0 | 0 | 0
00 Ret.ExistDryFGD_DSI & HRI | 0 | 0 | 0 | 0 | 0 | 0 | 0
00 Ret.ExistDryFGD_SCR_DSI & CCS | 0 | 0 | 0 | 0 | 0 | 0 | 0
00 Ret.ExistDryFGD_SNCR & CCS | 0 | 0 | 0 | 0 | 0 | 0 | 0
00 Ret.ExistDryFGD_SNCR_ACI_DSI & CCS | 0 | 0 | 0 | 0 | 0 | 0 | 0
00 Ret.ExistDryFGD_SNCR_ACI_DSI & HRI | 0 | 0 | 0 | 0 | 0 | 0 | 0
00 Ret.ExistDryFGD_SNCR_ACI_DSI & HRI & CCS | 0 | 0 | 0 | 0 | 0 | 0 | 0
00 Ret.ExistDryFGD_SNCR_DSI & CCS | 0 | 0 | 0 | 0 | 0 | 0 | 0
00 Ret.ExistDSI & DryFGD | 0 | 0 | 0 | 0 | 0 | 0 | 0
00 Ret.ExistDSI & DryFGD & HRI | 0 | 0 | 0 | 0 | 0 | 0 | 0
00 Ret.ExistDSI & HRI | 0 | 0 | 0 | 0 | 0 | 0 | 0
00 Ret.ExistDSI & SCR | 0 | 0 | 0 | 0 | 0 | 0 | 0
00 Ret.ExistDSI & SCR & DryFGD | 0 | 0 | 0 | 0 | 0 | 0 | 0
00 Ret.ExistDSI & SCR & DryFGD & HRI | 0 | 0 | 0 | 0 | 0 | 0 | 0
00 Ret.ExistDSI & SCR & HRI | 0 | 0 | 0 | 0 | 0 | 0 | 0
00 Ret.ExistDSI & SCR & WetFGD | 0 | 0 | 0 | 0 | 0 | 0 | 0
00 Ret.ExistDSI & SCR & WetFGD & HRI | 0 | 0 | 0 | 0 | 0 | 0 | 0
00 Ret.ExistDSI & SNCR | 0 | 0 | 0 | 0 | 0 | 0 | 0
00 Ret.ExistSCR & ACI | 0 | 0 | 0 | 0 | 0 | 0 | 0
00 Ret.ExistDSI & SNCR & DryFGD | 0 | 0 | 0 | 0 | 0 | 0 | 0
00 Ret.ExistSCR & ACI & DSI | 0 | 0 | 0 | 0 | 0 | 0 | 0
00 Ret.ExistSCR & ACI & DSI & DryFGD | 0 | 0 | 0 | 0 | 0 | 0 | 0
00 Ret.ExistSCR & ACI & DSI & DryFGD & HRI | 0 | 0 | 0 | 0 | 0 | 0 | 0
00 Ret.ExistDSI & SNCR & DryFGD & HRI | 0 | 0 | 0 | 0 | 0 | 0 | 0
00 Ret.ExistDSI & SNCR & HRI | 0 | 0 | 0 | 0 | 0 | 0 | 0
00 Ret.ExistSCR & ACI & DSI & HRI | 0 | 0 | 0 | 0 | 0 | 0 | 0
00 Ret.ExistDSI & SNCR & WetFGD | 0 | 0 | 0 | 0 | 0 | 0 | 0
00 Ret.ExistSCR & ACI & DSI & WetFGD | 0 | 0 | 0 | 0 | 0 | 0 | 0
00 Ret.ExistSCR & ACI & DSI & WetFGD & HRI | 0 | 0 | 0 | 0 | 0 | 0 | 0
00 Ret.ExistSCR & ACI & HRI | 0 | 0 | 0 | 0 | 0 | 0 | 0
00 Ret.ExistDSI & SNCR & WetFGD & HRI | 0 | 0 | 0 | 0 | 0 | 0 | 0
00 Ret.ExistDSI & WetFGD | 0 | 0 | 0 | 0 | 0 | 0 | 0
00 Ret.ExistDSI & WetFGD & HRI | 0 | 0 | 0 | 0 | 0 | 0 | 0
00 Ret.ExistDSI_ACI & SNCR & DryFGD & CCS | 0 | 0 | 0 | 0 | 0 | 0 | 0
00 Ret.ExistDSI_ACI & SNCR & WetFGD & CCS | 0 | 0 | 0 | 0 | 0 | 0 | 0
00 Ret.ExistSCR_ACI & DryFGD | 0 | 0 | 0 | 0 | 0 | 0 | 0
00 Ret.ExistSCR & DSI | 0 | 0 | 0 | 0 | 0 | 0 | 0
00 Ret.ExistSCR_ACI & DryFGD & CCS | 0 | 0 | 0 | 0 | 0 | 0 | 0
00 Ret.ExistSCR_ACI & DryFGD & HRI | 0 | 0 | 0 | 0 | 0 | 0 | 0
00 Ret.ExistSCR & DSI & DryFGD | 0 | 0 | 0 | 0 | 0 | 0 | 0
00 Ret.ExistSCR_ACI & DryFGD & HRI & CCS | 0 | 0 | 0 | 0 | 0 | 0 | 0
00 Ret.ExistSCR & DSI & DryFGD & HRI | 0 | 0 | 0 | 0 | 0 | 0 | 0
00 Ret.ExistSCR & DSI & HRI | 0 | 0 | 0 | 0 | 0 | 0 | 0
00 Ret.ExistSCR_ACI & DSI & HRI | 0 | 0 | 0 | 0 | 0 | 0 | 0
00 Ret.ExistSCR_ACI & HRI | 0 | 0 | 0 | 0 | 0 | 0 | 0
00 Ret.ExistSCR_ACI & WetFGD | 0 | 0 | 0 | 0 | 0 | 0 | 0
00 Ret.ExistSCR & HRI | 0 | 0 | 0 | 0 | 0 | 0 | 0
00 Ret.ExistSCR_ACI & WetFGD & CCS | 0 | 0 | 0 | 0 | 0 | 0 | 0
00 Ret.ExistSCR_ACI & WetFGD & HRI | 0 | 0 | 0 | 0 | 0 | 0 | 0
00 Ret.ExistSCR_ACI & WetFGD & HRI & CCS | 0 | 0 | 0 | 0 | 0 | 0 | 0
00 Ret.ExistSCR_ACI_DSI & DryFGD | 0 | 0 | 0 | 0 | 0 | 0 | 0
00 Ret.ExistSCR_ACI_DSI & DryFGD & CCS | 0 | 0 | 0 | 0 | 0 | 0 | 0
00 Ret.ExistSCR_ACI_DSI & DryFGD & HRI | 0 | 0 | 0 | 0 | 0 | 0 | 0
00 Ret.ExistSCR_ACI_DSI & DryFGD & HRI & CCS | 0 | 0 | 0 | 0 | 0 | 0 | 0
00 Ret.ExistSCR_ACI_DSI & HRI | 0 | 0 | 0 | 0 | 0 | 0 | 0
00 Ret.ExistSCR_ACI_DSI & WetFGD | 0 | 0 | 0 | 0 | 0 | 0 | 0
00 Ret.ExistSCR_ACI_DSI & WetFGD & CCS | 0 | 0 | 0 | 0 | 0 | 0 | 0
00 Ret.ExistSCR_ACI_DSI & WetFGD & HRI | 0 | 0 | 0 | 0 | 0 | 0 | 0
00 Ret.ExistSCR_ACI_DSI & WetFGD & HRI & CCS | 0 | 0 | 0 | 0 | 0 | 0 | 0
00 Ret.ExistSCR_DryFGD & CCS | 0 | 0 | 0 | 0 | 0 | 0 | 0
00 Ret.ExistSCR_DryFGD & HRI | 0 | 0 | 0 | 0 | 0 | 0 | 0
00 Ret.ExistSCR_DryFGD_ACI & CCS | 0 | 13.3737 | 19.33 | 19.33 | 6.0358 | 6.0047 | 6.0047
00 Ret.ExistSCR_DryFGD_ACI & HRI | 0 | 0 | 0 | 0 | 0 | 0 | 0
00 Ret.ExistSCR_DryFGD_ACI & HRI & CCS | 0 | 0 | 0 | 0 | 0 | 0 | 0
00 Ret.ExistSCR_DryFGD_ACI_DSI & CCS | 0 | 0 | 0 | 0 | 0 | 0 | 0
00 Ret.ExistSCR_DryFGD_ACI_DSI & HRI | 0 | 0 | 0 | 0 | 0 | 0 | 0
00 Ret.ExistSCR_DryFGD_ACI_DSI & HRI & CCS | 0 | 0 | 0 | 0 | 0 | 0 | 0
00 Ret.ExistSCR_WetFGD & HRI | 0 | 0 | 0 | 0 | 0 | 0 | 0
00 Ret.ExistSCR_WetFGD & HRI & CCS | 0 | 0 | 0 | 0 | 0 | 0 | 0
00 Ret.ExistSCR_WetFGD_ACI & CCS | 0 | 70.642 | 86.0145 | 69.3686 | 3.1431 | 0 | 0
00 Ret.ExistSCR_WetFGD_ACI & HRI | 0 | 0 | 0 | 0 | 0 | 0 | 0
00 Ret.ExistSCR_WetFGD_ACI & HRI & CCS | 0 | 0 | 0 | 0 | 0 | 0 | 0
00 Ret.ExistSCR_WetFGD_ACI_DSI & CCS | 0 | 0 | 0 | 0 | 0 | 0 | 0
00 Ret.ExistSCR_WetFGD_ACI_DSI & HRI | 0 | 0 | 0 | 0 | 0 | 0 | 0
00 Ret.ExistSCR_WetFGD_ACI_DSI & HRI & CCS | 0 | 0 | 0 | 0 | 0 | 0 | 0
00 Ret.ExistSCR_WetFGD_DSI & HRI | 0 | 0 | 0 | 0 | 0 | 0 | 0
00 Ret.ExistSCR_WetFGD_DSI & HRI & CCS | 0 | 0 | 0 | 0 | 0 | 0 | 0
00 Ret.ExistSNCR_ACI & DryFGD | 0 | 0 | 0 | 0 | 0 | 0 | 0
00 Ret.ExistSNCR_ACI & DryFGD & CCS | 0 | 0 | 0 | 0 | 0 | 0 | 0
00 Ret.ExistSNCR_ACI & DryFGD & HRI | 0 | 0 | 0 | 0 | 0 | 0 | 0
00 Ret.ExistSNCR_ACI & DryFGD & HRI & CCS | 0 | 0 | 0 | 0 | 0 | 0 | 0
00 Ret.ExistSNCR_ACI & DSI & HRI | 0 | 0 | 0 | 0 | 0 | 0 | 0
00 Ret.ExistSNCR_ACI & HRI | 0 | 0 | 0 | 0 | 0 | 0 | 0
00 Ret.ExistSNCR_ACI & WetFGD | 0 | 0 | 0 | 0 | 0 | 0 | 0
00 Ret.ExistSNCR_ACI & WetFGD & CCS | 0 | 0 | 0 | 0 | 0 | 0 | 0
00 Ret.ExistSNCR_ACI & WetFGD & HRI | 0 | 0 | 0 | 0 | 0 | 0 | 0
00 Ret.ExistSNCR_ACI & WetFGD & HRI & CCS | 0 | 0 | 0 | 0 | 0 | 0 | 0
00 Ret.ExistSNCR_ACI_DSI & DryFGD | 0 | 0 | 0 | 0 | 0 | 0 | 0
00 Ret.ExistSNCR_ACI_DSI & DryFGD & CCS | 0 | 0 | 0 | 0 | 0 | 0 | 0
00 Ret.ExistSNCR_ACI_DSI & DryFGD & HRI | 0 | 0 | 0 | 0 | 0 | 0 | 0
00 Ret.ExistSNCR_ACI_DSI & DryFGD & HRI & CCS | 0 | 0 | 0 | 0 | 0 | 0 | 0
00 Ret.ExistSNCR_ACI_DSI & HRI | 0 | 0 | 0 | 0 | 0 | 0 | 0
00 Ret.ExistSNCR_ACI_DSI & WetFGD | 0 | 0 | 0 | 0 | 0 | 0 | 0
00 Ret.ExistSNCR_ACI_DSI & WetFGD & CCS | 0 | 0 | 0 | 0 | 0 | 0 | 0
00 Ret.ExistSNCR_ACI_DSI & WetFGD & HRI | 0 | 0 | 0 | 0 | 0 | 0 | 0
00 Ret.ExistSNCR_ACI_DSI & WetFGD & HRI & CCS | 0 | 0 | 0 | 0 | 0 | 0 | 0
00 Ret.ExistSNCR_DryFGD & HRI | 0 | 0 | 0 | 0 | 0 | 0 | 0
00 Ret.ExistSNCR_DryFGD_ACI & CCS | 0 | 4.6072 | 10.047 | 10.047 | 5.2361 | 1.4092 | 1.4092
00 Ret.ExistSNCR_DryFGD_ACI & HRI | 0 | 0 | 0 | 0 | 0 | 0 | 0
00 Ret.ExistSNCR_DryFGD_ACI & HRI & CCS | 0 | 0 | 0 | 0 | 0 | 0 | 0
00 Ret.ExistSNCR_WetFGD & HRI | 0 | 0 | 0 | 0 | 0 | 0 | 0
00 Ret.ExistSNCR_WetFGD & HRI & CCS | 0 | 0 | 0 | 0 | 0 | 0 | 0
00 Ret.ExistSNCR_WetFGD_ACI & CCS | 0 | 15.8271 | 15.8271 | 15.8271 | 0 | 0 | 0
00 Ret.ExistSNCR_WetFGD_ACI & HRI | 0 | 0 | 0 | 0 | 0 | 0 | 0
00 Ret.ExistSNCR_WetFGD_ACI & HRI & CCS | 0 | 0 | 0 | 0 | 0 | 0 | 0
00 Ret.ExistSNCR_WetFGD_ACI_DSI & CCS | 0 | 0 | 0 | 0 | 0 | 0 | 0
00 Ret.ExistSNCR_WetFGD_ACI_DSI & HRI | 0 | 0 | 0 | 0 | 0 | 0 | 0
00 Ret.ExistSNCR_WetFGD_ACI_DSI & HRI & CCS | 0 | 0 | 0 | 0 | 0 | 0 | 0
00 Ret.ExistSNCR & DryFGD & HRI | 0 | 0 | 0 | 0 | 0 | 0 | 0
00 Ret.ExistSNCR & HRI | 0 | 0 | 0 | 0 | 0 | 0 | 0
00 Ret.ExistWetFGD & CCS | 0 | 0 | 0 | 0 | 0 | 0 | 0
00 Ret.ExistWetFGD & HRI | 0 | 0 | 0 | 0 | 0 | 0 | 0
00 Ret.ExistWetFGD & HRI & CCS | 0 | 0 | 0 | 0 | 0 | 0 | 0
00 Ret.ExistWetFGD & SCR | 0.67333 | 3.792 | 0 | 0 | 0 | 0 | 0
00 Ret.ExistWetFGD & SCR & CCS | 0 | 21.3243 | 21.3727 | 21.3727 | 0.048443 | 0 | 0
00 Ret.ExistWetFGD & SCR & HRI | 0 | 0 | 0 | 0 | 0 | 0 | 0
00 Ret.ExistWetFGD & SCR & HRI & CCS | 0 | 0 | 0 | 0 | 0 | 0 | 0
00 Ret.ExistWetFGD & SNCR | 0 | 0 | 0 | 0 | 0 | 0 | 0
00 Ret.ExistWetFGD & SNCR & CCS | 0 | 0 | 0 | 0 | 0 | 0 | 0
00 Ret.ExistWetFGD & SNCR & HRI | 0 | 0 | 0 | 0 | 0 | 0 | 0
00 Ret.ExistWetFGD & SNCR & HRI & CCS | 0 | 0 | 0 | 0 | 0 | 0 | 0
00 Ret.ExistWetFGD_ACI & CCS | 0 | 0 | 0 | 0 | 0 | 0 | 0
00 Ret.ExistWetFGD_ACI & HRI | 0 | 0 | 0 | 0 | 0 | 0 | 0
00 Ret.ExistWetFGD_ACI & HRI & CCS | 0 | 0 | 0 | 0 | 0 | 0 | 0
00 Ret.ExistWetFGD_ACI & SCR | 0.97802 | 0 | 0 | 0 | 0 | 0 | 0
00 Ret.ExistWetFGD_ACI & SCR & CCS | 0 | 0 | 0 | 0 | 0 | 0 | 0
00 Ret.ExistWetFGD_ACI & SCR & HRI | 0 | 0 | 0 | 0 | 0 | 0 | 0
00 Ret.ExistWetFGD_ACI & SCR & HRI & CCS | 0 | 0 | 0 | 0 | 0 | 0 | 0
00 Ret.ExistWetFGD_ACI & SNCR | 0 | 0 | 0 | 0 | 0 | 0 | 0
00 Ret.ExistWetFGD_ACI & SNCR & CCS | 0 | 0 | 0 | 0 | 0 | 0 | 0
00 Ret.ExistWetFGD_ACI & SNCR & HRI | 0 | 0 | 0 | 0 | 0 | 0 | 0
00 Ret.ExistWetFGD_ACI & SNCR & HRI & CCS | 0 | 0 | 0 | 0 | 0 | 0 | 0
00 Ret.ExistWetFGD_ACI_DSI & CCS | 0 | 0 | 0 | 0 | 0 | 0 | 0
00 Ret.ExistWetFGD_ACI_DSI & HRI | 0 | 0 | 0 | 0 | 0 | 0 | 0
00 Ret.ExistWetFGD_ACI_DSI & HRI & CCS | 0 | 0 | 0 | 0 | 0 | 0 | 0
00 Ret.ExistWetFGD_ACI_DSI & SCR | 0 | 0 | 0 | 0 | 0 | 0 | 0
00 Ret.ExistWetFGD_ACI_DSI & SCR & CCS | 0 | 0 | 0 | 0 | 0 | 0 | 0
00 Ret.ExistWetFGD_ACI_DSI & SCR & HRI | 0 | 0 | 0 | 0 | 0 | 0 | 0
00 Ret.ExistWetFGD_ACI_DSI & SCR & HRI & CCS | 0 | 0 | 0 | 0 | 0 | 0 | 0
00 Ret.ExistWetFGD_ACI_DSI & SNCR | 0 | 0 | 0 | 0 | 0 | 0 | 0
00 Ret.ExistWetFGD_ACI_DSI & SNCR & CCS | 0 | 0 | 0 | 0 | 0 | 0 | 0
00 Ret.ExistWetFGD_ACI_DSI & SNCR & HRI | 0 | 0 | 0 | 0 | 0 | 0 | 0
00 Ret.ExistWetFGD_ACI_DSI & SNCR & HRI & CCS | 0 | 0 | 0 | 0 | 0 | 0 | 0
00 Ret.ExistWetFGD_DSI & CCS | 0 | 0 | 0 | 0 | 0 | 0 | 0
00 Ret.ExistWetFGD_DSI & HRI | 0 | 0 | 0 | 0 | 0 | 0 | 0
00 Ret.ExistWetFGD_DSI & SCR | 0 | 0 | 0 | 0 | 0 | 0 | 0
00 Ret.ExistSNCR_DSI & DryFGD & HRI | 0 | 0 | 0 | 0 | 0 | 0 | 0
00 Ret.ExistWetFGD_DSI & SCR & HRI | 0 | 0 | 0 | 0 | 0 | 0 | 0
00 Ret.ExistSNCR_DSI & HRI | 0 | 0 | 0 | 0 | 0 | 0 | 0
00 Ret.ExistWetFGD_DSI & SNCR | 0 | 0 | 0 | 0 | 0 | 0 | 0
00 Ret.ExistWetFGD_DSI & SNCR & HRI | 0 | 0 | 0 | 0 | 0 | 0 | 0
00 Ret.ExistWetFGD_SCR & CCS | 0 | 63.7796 | 80.5375 | 29.1256 | 0.04983 | 0 | 0
00 Ret.ExistWetFGD_SCR_DSI & CCS | 0 | 0 | 0 | 0 | 0 | 0 | 0
00 Ret.ExistWetFGD_SNCR & CCS | 0 | 0 | 0 | 0 | 0 | 0 | 0
00 Ret.HRI | 0 | 0 | 0 | 0 | 0 | 0 | 0
00 Ret.SCR | 0 | 0 | 0 | 0 | 0 | 0 | 0
00 Ret.SCR & DryFGD | 0 | 0 | 0 | 0 | 0 | 0 | 0
00 Ret.SCR & DryFGD & ACI | 0 | 0 | 0 | 0 | 0 | 0 | 0
00 Ret.SCR & DryFGD & CCS | 0 | 0 | 0 | 0 | 0 | 0 | 0
00 Ret.SCR & DryFGD & HRI | 0 | 0 | 0 | 0 | 0 | 0 | 0
00 Ret.SCR & DSI | 0 | 0 | 0 | 0 | 0 | 0 | 0
00 Ret.SCR & DSI & DryFGD | 0 | 0 | 0 | 0 | 0 | 0 | 0
00 Ret.SCR & DSI & DryFGD & HRI | 0 | 0 | 0 | 0 | 0 | 0 | 0
00 Ret.SCR & DSI & HRI | 0 | 0 | 0 | 0 | 0 | 0 | 0
00 Ret.SCR & DSI & WetFGD | 0 | 0 | 0 | 0 | 0 | 0 | 0
00 Ret.SCR & DSI & WetFGD & HRI | 0 | 0 | 0 | 0 | 0 | 0 | 0
00 Ret.SCR & HRI | 0 | 0 | 0 | 0 | 0 | 0 | 0
00 Ret.SCR & WetFGD | 0 | 0 | 0 | 0 | 0 | 0 | 0
00 Ret.SCR & WetFGD & ACI | 0 | 0 | 0 | 0 | 0 | 0 | 0
00 Ret.SCR & WetFGD & CCS | 0 | 0 | 0 | 0 | 0 | 0 | 0
00 Ret.SCR & WetFGD & HRI | 0 | 0 | 0 | 0 | 0 | 0 | 0
00 Ret.SNCR | 0 | 0 | 0 | 0 | 0 | 0 | 0
00 Ret.SNCR & DryFGD | 0 | 0 | 0 | 0 | 0 | 0 | 0
00 Ret.SNCR & DryFGD & ACI | 0 | 0 | 0 | 0 | 0 | 0 | 0
00 Ret.SNCR & DryFGD & ACI & HRI | 0 | 0 | 0 | 0 | 0 | 0 | 0
00 Ret.SNCR & DryFGD & CCS | 0 | 0 | 0 | 0 | 0 | 0 | 0
00 Ret.SNCR & DryFGD & HRI | 0 | 0 | 0 | 0 | 0 | 0 | 0
00 Ret.SNCR & DSI | 0 | 0 | 0 | 0 | 0 | 0 | 0
00 Ret.SNCR & DSI & HRI | 0 | 0 | 0 | 0 | 0 | 0 | 0
00 Ret.SNCR & HRI | 0 | 0 | 0 | 0 | 0 | 0 | 0
00 Ret.SNCR & WetFGD | 0 | 0 | 0 | 0 | 0 | 0 | 0
00 Ret.SNCR & WetFGD & ACI | 0 | 0 | 0 | 0 | 0 | 0 | 0
00 Ret.SNCR & WetFGD & ACI & HRI | 0 | 0 | 0 | 0 | 0 | 0 | 0
00 Ret.SNCR & WetFGD & CCS | 0 | 0 | 0 | 0 | 0 | 0 | 0
00 Ret.SNCR & WetFGD & HRI | 0 | 0 | 0 | 0 | 0 | 0 | 0
00 Ret.WetFGD | 0 | 0 | 0 | 0 | 0 | 0 | 0
00 Ret.WetFGD & CCS | 0 | 0 | 0 | 0 | 0 | 0 | 0
00 Ret.WetFGD & HRI | 0 | 0 | 0 | 0 | 0 | 0 | 0
00 Ret.FB & HRI | 0 | 0 | 0 | 0 | 0 | 0 | 0
00 Ret.FB DryFGD | 0 | 0 | 0 | 0 | 0 | 0 | 0
00 Ret.FB DryFGD & HRI | 0 | 0 | 0 | 0 | 0 | 0 | 0
00 Ret.FB DryFGD & SNCR | 0 | 0 | 0 | 0 | 0 | 0 | 0
00 Ret.FB-Exist ACI & DryFGD & HRI | 0 | 0 | 0 | 0 | 0 | 0 | 0
00 Ret.FB-Exist ACI_DSI & DryFGD & SNCR | 0 | 0 | 0 | 0 | 0 | 0 | 0
00 Ret.FB-Exist ACI_DSI & SNCR | 0 | 0 | 0 | 0 | 0 | 0 | 0
00 Ret.FB-ExistACI & HRI | 0 | 0 | 0 | 0 | 0 | 0 | 0
00 Ret.FB-ExistACI_DSI & DryFGD | 0 | 0 | 0 | 0 | 0 | 0 | 0
00 Ret.FB-ExistACI_DSI & DryFGD & HRI | 0 | 0 | 0 | 0 | 0 | 0 | 0
00 Ret.FB-ExistACI_DSI & DryFGD & SNCR | 0 | 0 | 0 | 0 | 0 | 0 | 0
00 Ret.FB-ExistACI_DSI & DryFGD & SNCR & HRI | 0 | 0 | 0 | 0 | 0 | 0 | 0
00 Ret.FB-ExistACI_DSI & HRI | 0 | 0 | 0 | 0 | 0 | 0 | 0
00 Ret.FB-ExistACI_DSI & SNCR & HRI | 0 | 0 | 0 | 0 | 0 | 0 | 0
00 Ret.FB-ExistDryFGD & HRI | 0 | 0 | 0 | 0 | 0 | 0 | 0
00 Ret.FB-ExistDryFGD_ACI & HRI | 0 | 0 | 0 | 0 | 0 | 0 | 0
00 Ret.FB-ExistDryFGD_ACI & HRI & CCS | 0 | 0 | 0 | 0 | 0 | 0 | 0
00 Ret.FB-ExistDryFGD_ACI & SNCR | 0 | 0 | 0 | 0 | 0 | 0 | 0
00 Ret.FB-ExistDryFGD_ACI & SNCR & HRI | 0 | 0 | 0 | 0 | 0 | 0 | 0
00 Ret.FB-ExistDryFGD_DSI & HRI | 0 | 0 | 0 | 0 | 0 | 0 | 0
00 Ret.FB-ExistDryFGD_DSI & SNCR | 0 | 0 | 0 | 0 | 0 | 0 | 0
00 Ret.FB-ExistDryFGD_DSI & SNCR & HRI | 0 | 0 | 0 | 0 | 0 | 0 | 0
00 Ret.FB-ExistDryFGD_SNCR & HRI | 0 | 0 | 0 | 0 | 0 | 0 | 0
00 Ret.FB-ExistDryFGD_SNCR_ACI & HRI | 0 | 0 | 0 | 0 | 0 | 0 | 0
00 Ret.FB-ExistDryFGD_SNCR_ACI & HRI & CCS | 0 | 0 | 0 | 0 | 0 | 0 | 0
00 Ret.FB-ExistDryFGD_SNCR_ACI_DSI & HRI | 0 | 0 | 0 | 0 | 0 | 0 | 0
00 Ret.FB-ExistDryFGD_SNCR_ACI_DSI & HRI & CCS | 0 | 0 | 0 | 0 | 0 | 0 | 0
00 Ret.FB-ExistWetFGD_SNCR_ACI & HRI | 0 | 0 | 0 | 0 | 0 | 0 | 0
00 Ret.FB-ExistWetFGD_SNCR_ACI & HRI & CCS | 0 | 0 | 0 | 0 | 0 | 0 | 0
00 Ret.FB-ExistDryFGD_SNCR_DSI & HRI | 0 | 0 | 0 | 0 | 0 | 0 | 0
00 Ret.FB-ExistDSI & DryFGD | 0 | 0 | 0 | 0 | 0 | 0 | 0
00 Ret.FB-ExistDSI & DryFGD & HRI | 0 | 0 | 0 | 0 | 0 | 0 | 0
00 Ret.FB-ExistDSI & DryFGD & SNCR | 0 | 0 | 0 | 0 | 0 | 0 | 0
00 Ret.FB-ExistDSI & DryFGD & SNCR & HRI | 0 | 0 | 0 | 0 | 0 | 0 | 0
00 Ret.FB-ExistDSI & HRI | 0 | 0 | 0 | 0 | 0 | 0 | 0
00 Ret.FB-ExistDSI & SNCR | 0 | 0 | 0 | 0 | 0 | 0 | 0
00 Ret.FB-ExistDSI & SNCR & HRI | 0 | 0 | 0 | 0 | 0 | 0 | 0
00 Ret.FB-ExistSNCR & DryFGD | 0 | 0 | 0 | 0 | 0 | 0 | 0
00 Ret.FB-ExistSNCR & DryFGD & HRI | 0 | 0 | 0 | 0 | 0 | 0 | 0
00 Ret.FB-ExistSNCR & HRI | 0 | 0 | 0 | 0 | 0 | 0 | 0
00 Ret.FB-ExistSNCR_ACI & HRI | 0 | 0 | 0 | 0 | 0 | 0 | 0
00 Ret.FB-ExistSNCR_ACI_DSI & DryFGD | 0 | 0 | 0 | 0 | 0 | 0 | 0
00 Ret.FB-ExistSNCR_ACI_DSI & DryFGD & HRI | 0 | 0 | 0 | 0 | 0 | 0 | 0
00 Ret.FB-ExistSNCR_ACI_DSI & HRI | 0 | 0 | 0 | 0 | 0 | 0 | 0
00 Ret.FB-ExistSNCR_DryFGD & HRI | 0 | 0 | 0 | 0 | 0 | 0 | 0
00 Ret.FB-ExistSNCR_DryFGD_ACI & HRI | 0 | 0 | 0 | 0 | 0 | 0 | 0
00 Ret.FB-ExistSNCR_DryFGD_ACI & HRI & CCS | 0 | 0 | 0 | 0 | 0 | 0 | 0
00 Ret.FB-ExistSNCR_DSI & DryFGD | 0 | 0 | 0 | 0 | 0 | 0 | 0
00 Ret.FB-ExistSNCR_DSI & DryFGD & HRI | 0 | 0 | 0 | 0 | 0 | 0 | 0
00 Ret.FB-ExistSNCR_DSI & HRI | 0 | 0 | 0 | 0 | 0 | 0 | 0
00 Ret.FB-ExistSNCR_WetFGD & HRI | 0 | 0 | 0 | 0 | 0 | 0 | 0
00 Ret.FB-ExistSNCR_WetFGD & HRI & CCS | 0 | 0 | 0 | 0 | 0 | 0 | 0
00 Ret.FB-ExistWetFGD_DSI & HRI | 0 | 0 | 0 | 0 | 0 | 0 | 0
00 Ret.FB-ExistWetFGD_DSI & SNCR | 0 | 0 | 0 | 0 | 0 | 0 | 0
00 Ret.FB-ExistWetFGD_DSI & SNCR & HRI | 0 | 0 | 0 | 0 | 0 | 0 | 0
00 Ret.FB-SNCR | 0 | 0 | 0 | 0 | 0 | 0 | 0
00 Ret.Oil/Gas Steam SCR | 1.8026 | 1.6355 | 0 | 0 | 0 | 0 | 0
00 Ret.ExistACI & NGC | 0 | 0 | 0 | 0 | 0 | 0 | 0
00 Ret.ExistACI_DSI & NGC | 0 | 0 | 0 | 0 | 0 | 0 | 0
00 Ret.ExistDryFGD & NGC | 0 | 0 | 0 | 0 | 0 | 0 | 0
00 Ret.ExistDryFGD_ACI & NGC | 0 | 0 | 0 | 0 | 0 | 0 | 0
00 Ret.ExistDryFGD_DSI & NGC | 0 | 0 | 0 | 0 | 0 | 0 | 0
00 Ret.ExistDryFGD_SNCR_ACI_DSI & NGC | 0 | 0 | 0 | 0 | 0 | 0 | 0
00 Ret.ExistDSI & NGC | 0 | 0 | 0 | 0 | 0 | 0 | 0
00 Ret.ExistSCR_ACI & NGC | 0 | 0 | 0 | 0 | 0 | 0 | 0
00 Ret.ExistSCR_ACI_DSI & NGC | 0 | 0 | 0 | 0 | 0 | 0 | 0
00 Ret.ExistSCR_DryFGD & NGC | 0 | 0 | 0 | 0 | 0 | 0 | 0
00 Ret.ExistSCR_DryFGD_ACI & NGC | 0 | 0 | 0 | 0 | 0 | 0 | 0
00 Ret.ExistSCR_DryFGD_ACI_DSI & NGC | 0 | 0 | 0 | 0 | 0 | 0 | 0
00 Ret.ExistSCR_WetFGD & NGC | 0 | 0 | 0 | 0 | 0 | 0 | 0
00 Ret.ExistSCR_WetFGD_ACI & NGC | 0 | 0 | 0 | 0 | 0 | 0 | 0
00 Ret.ExistSCR_WetFGD_ACI_DSI & NGC | 0 | 0 | 0 | 0 | 0 | 0 | 0
00 Ret.ExistSCR_WetFGD_DSI & NGC | 0 | 0 | 0 | 0 | 0 | 0 | 0
00 Ret.ExistSNCR & NGC | 0 | 0 | 0 | 0 | 0 | 0 | 0
00 Ret.ExistSNCR_ACI & NGC | 0 | 0 | 0 | 0 | 0 | 0 | 0
00 Ret.ExistSNCR_ACI_DSI & NGC | 0 | 0 | 0 | 0 | 0 | 0 | 0
00 Ret.ExistSNCR_DryFGD & NGC | 0 | 0 | 0 | 0 | 0 | 0 | 0
00 Ret.ExistSNCR_DryFGD_ACI & NGC | 0 | 0 | 0 | 0 | 0 | 0 | 0
00 Ret.ExistSNCR_DSI & NGC | 0 | 0 | 0 | 0 | 0 | 0 | 0
00 Ret.ExistSNCR_WetFGD & NGC | 0 | 0 | 0 | 0 | 0 | 0 | 0
00 Ret.ExistSNCR_WetFGD_ACI & NGC | 0 | 0 | 0 | 0 | 0 | 0 | 0
00 Ret.ExistSNCR_WetFGD_ACI_DSI & NGC | 0 | 0 | 0 | 0 | 0 | 0 | 0
00 Ret.ExistWetFGD & NGC | 0 | 0 | 0 | 0 | 0 | 0 | 0
00 Ret.ExistWetFGD_ACI & NGC | 0 | 0 | 0 | 0 | 0 | 0 | 0
00 Ret.ExistWetFGD_ACI_DSI & NGC | 0 | 0 | 0 | 0 | 0 | 0 | 0
00 Ret.ExistWetFGD_DSI & NGC | 0 | 0 | 0 | 0 | 0 | 0 | 0
00 Ret.FB-ExistDryFGD_DSI & NGC | 0 | 0 | 0 | 0 | 0 | 0 | 0
00 Ret.FB-ExistDryFGD_SNCR_DSI & NGC | 0 | 0 | 0 | 0 | 0 | 0 | 0
00 Ret.NGC | 0 | 0 | 0 | 0 | 0 | 0 | 0
00 CC Retirement | 0 | 0 | 0 | 0 | 0 | 0 | 0
00 New CC Retirement | 0 | 0 | 0 | 0 | 0 | 0 | 0
00 CT Retirement | 0 | 0 | 0 | 0 | 0 | 0 | 0
00 O/G Retirement | 0 | 0 | 0 | 0 | 0 | 0 | 0
00 Coal Retirement | 0 | 0 | 0 | 0 | 0 | 0 | 0
00 IGCC Retirement | 0 | 0 | 0 | 0 | 0 | 0 | 0
00 Nuke Retirement | 0 | 0 | 0 | 0 | 0 | 0 | 0
00 Biomass Retirement | 0 | 0 | 0 | 0 | 0 | 0 | 0
00 Fossil_Other Retirement | 0 | 0 | 0 | 0 | 0 | 0 | 0
00 Fuel Cell Retirement | 0 | 0 | 0 | 0 | 0 | 0 | 0
00 Geothermal Retirement | 0 | 0 | 0 | 0 | 0 | 0 | 0
00 Hydro Retirement | 0 | 0 | 0 | 0 | 0 | 0 | 0
00 Landfill Gas Retirement | 0 | 0 | 0 | 0 | 0 | 0 | 0
00 Non Fossil_Other Retirement | 0 | 0 | 0 | 0 | 0 | 0 | 0
00 Exist Dummy | 0 | 0 | 0 | 0 | 0 | 0 | 0
Total | 15312.107 | 15840.5159 | 17133.7899 | 18518.3785 | 19875.8023 | 21516.0501 | 22985.2598
14. Capacity Factor by Capacity Reporting Type [%]
00 New Combined Cycle | 85.2826 | 87.0011 | 83.0621 | 77.5539 | 67.7305 | 58.6396 | 59.8538
00 New Combined Cycle with CCS Retrofit | N/A | N/A | N/A | N/A | N/A | N/A | N/A
00 New Combined Cycle with CCS | N/A | N/A | N/A | N/A | N/A | N/A | N/A
00 New Combustion Turbine | 8.4932 | 11.3739 | 7.3416 | 3.0314 | 2.5305 | 2.1422 | 2.4046
00 New Hydro | N/A | 64.2186 | 62.3723 | 62.3742 | 62.3742 | 62.3275 | 61.8592
00 New Nuclear | N/A | N/A | N/A | N/A | N/A | N/A | N/A
00 New Small Modular Reactor | N/A | N/A | N/A | N/A | N/A | N/A | N/A
00 New Biomass | 58.5855 | 0 | 0 | 0 | 0 | 0 | 0
00 New Geothermal | 90 | 90 | 90 | 90 | 90 | 90 | 90
00 New Landfill Gas | 89.9525 | 86.7387 | 83.9454 | 81.2863 | 69.2893 | 63.8329 | 64.1235
00 New Battery Storage | 16.3048 | 16.1637 | 18.0357 | 19.5299 | 19.9145 | 21.5495 | 22.3046
00 New Offshore Wind | 49.1416 | 50.0897 | 49.1768 | 49.8742 | 50.9345 | 50.7465 | 50.7458
00 New Onshore Wind | 46.197 | 46.1294 | 46.0073 | 45.5956 | 44.7787 | 44.0481 | 43.7731
00 New Solar PV | 27.5549 | 28.2108 | 28.5698 | 28.4387 | 28.4945 | 28.4748 | 28.5532
00 New Solar Thermal | N/A | 64.2094 | 51.2574 | 51.2402 | 51.1827 | 50.5551 | 51.1269
00 New Fuel Cell | 71.6835 | 75.0925 | 54.6576 | 44.6035 | 19.1106 | 19.2689 | 22.7691
00 New Ultrasupercritical Coal without CCS | N/A | N/A | N/A | N/A | N/A | N/A | N/A
00 New Ultrasupercritical Coal with 30% CCS | N/A | N/A | N/A | N/A | N/A | N/A | N/A
00 New Ultrasupercritical Coal with 90% CCS | N/A | N/A | N/A | N/A | N/A | N/A | N/A
00 Exist & New Distributed Solar PV | 15.7839 | 15.8304 | 15.9086 | 15.9861 | 16.0658 | 16.174 | 16.268
00 Exist Combined Cycle | 60.501 | 61.7759 | 44.8584 | 35.5662 | 29.8288 | 26.541 | 26.9146
00 Exist Combustion Turbine | 2.839 | 2.6501 | 2.3001 | 1.1693 | 0.78904 | 0.76487 | 0.747
00 Exist Coal Steam_Uncontrolled | 62.9607 | 49.728 | 7.6983 | 2.6947 | 2.3372 | 3.9583 | 3.9583
00 Exist Coal Steam_ACI | 58.4785 | 80.4853 | 21.8348 | 10.1179 | 10.118 | 10.0438 | 10.1181
00 Exist Coal Steam_ACI_DSI | 45.3874 | 49.4544 | 5.8071 | 5.8071 | 5.9464 | N/A | N/A
00 Exist Coal Steam_DryFGD | 0 | 0 | 0 | 0 | 0 | 0 | 0
00 Exist Coal Steam_DryFGD_ACI | 46.8651 | 45.5223 | 0.47352 | 83.97 | 73.8342 | 20.1357 | 56.6749
00 Exist Coal Steam_DryFGD_DSI | N/A | N/A | N/A | N/A | N/A | N/A | N/A
00 Exist Coal Steam_DryFGD_SCR | N/A | N/A | N/A | N/A | N/A | N/A | N/A
00 Exist Coal Steam_DryFGD_SCR_ACI | 49.1567 | 40.6636 | 14.2872 | 9.4983 | 9.2239 | 2.0465 | 3.7027
00 Exist Coal Steam_DryFGD_SCR_DSI | 61.3136 | 42.8006 | N/A | N/A | N/A | N/A | N/A
00 Exist Coal Steam_DryFGD_SCR_ACI_DSI | 71.2579 | 62.2514 | 10 | 10 | 10 | N/A | N/A
00 Exist Coal Steam_DryFGD_SNCR_ACI | 66.048 | 68.0903 | 0 | 0 | 0 | 0 | 0
00 Exist Coal Steam_DryFGD_SNCR_ACI_DSI | 64.4004 | 44.86 | N/A | N/A | N/A | N/A | N/A
00 Exist Coal Steam_DSI | 69.3038 | N/A | N/A | N/A | N/A | N/A | N/A
00 Exist Coal Steam_SCR_ACI | 51.5009 | 44.8618 | 10 | 10 | 10 | N/A | N/A
00 Exist Coal Steam_SCR_ACI_DSI | 36.0119 | 9.2657 | 0 | 0 | 0 | N/A | N/A
00 Exist Coal Steam_SNCR | 83.97 | 83.97 | 45.141 | 37.2935 | 25.0216 | 0 | 0
00 Exist Coal Steam_SCR | N/A | N/A | N/A | N/A | N/A | N/A | N/A
00 Exist Coal Steam_SNCR_ACI | N/A | N/A | N/A | N/A | N/A | N/A | N/A
00 Exist Coal Steam_SNCR_ACI_DSI | N/A | N/A | N/A | N/A | N/A | N/A | N/A
00 Exist Coal Steam_WetFGD | 56.4995 | 0 | 0 | 0 | 0 | 0 | 0
00 Exist Coal Steam_WetFGD_ACI | 49.2225 | 79.3476 | 45.9796 | 33.137 | 25.5576 | 10.1363 | 31.7465
00 Exist Coal Steam_WetFGD_ACI_DSI | 55.8824 | N/A | N/A | N/A | N/A | N/A | N/A
00 Exist Coal Steam_WetFGD_DSI | N/A | N/A | N/A | N/A | N/A | N/A | N/A
00 Exist Coal Steam_WetFGD_SCR | 51.8481 | 45.6956 | 10.6178 | 7.276 | 8.1982 | 0 | 0
00 Exist Coal Steam_WetFGD_SCR_DSI | 41.4548 | N/A | N/A | N/A | N/A | N/A | N/A
00 Exist Coal Steam_WetFGD_SCR_ACI | 60.5085 | 53.926 | 7.4572 | 0 | 0 | 0 | 0
00 Exist Coal Steam_WetFGD_SCR_ACI_DSI | 59.1301 | 51.3912 | 28.2766 | 0 | 0 | N/A | N/A
00 Exist Coal Steam_WetFGD_SNCR | 28.4063 | 83.97 | 83.5547 | 83.97 | 20.1357 | 20.1357 | 20.1357
00 Exist Coal Steam_WetFGD_SNCR_ACI | 47.8459 | 56.1827 | 0 | 0 | 0 | 0 | 0
00 Exist Coal Steam_WetFGD_SNCR_ACI_DSI | N/A | N/A | N/A | N/A | N/A | N/A | N/A
00 Exist FBC_ACI_DSI | 11.3836 | 10 | 10 | 10 | 10 | N/A | N/A
00 Exist FBC_DryFGD_ACI | 19.4488 | 11.4026 | 0 | 0 | 0 | N/A | N/A
00 Exist FBC_DryFGD_DSI | 22.394 | N/A | N/A | N/A | N/A | N/A | N/A
00 Exist FBC_DryFGD_SNCR | 11.2102 | 17.8197 | 9.1759 | 9.1759 | 6.8337 | 0 | 14.839
00 Exist FBC_DryFGD_SNCR_ACI | 60.2501 | 57.8969 | 18.6108 | 14.9114 | 0 | N/A | N/A
00 Exist FBC_DryFGD_SNCR_ACI_DSI | 83.06 | 83.06 | 12.1393 | 0 | 0 | 0 | 0
00 Exist FBC_DryFGD_SNCR_DSI | 20.1357 | 14.4499 | 11.8359 | 0 | 0 | N/A | N/A
00 Exist FBC_DSI | 12.8041 | 5.1667 | 5.1667 | 5.1667 | 4.5255 | 4.5255 | 4.5255
00 Exist FBC_SCR | 17.3671 | N/A | N/A | N/A | N/A | N/A | N/A
00 Exist FBC_SNCR | 0 | 0 | 0 | 0 | 0 | 0 | 0
00 Exist FBC_SNCR_ACI | 17.3895 | 11.6121 | 0 | 0 | 0 | 0 | 0
00 Exist FBC_SNCR_ACI_DSI | 14.843 | 10 | 10 | 10 | 10 | N/A | N/A
00 Exist FBC_SNCR_DSI | 37.6915 | 21.6313 | 0.60362 | 0.60362 | 0.60362 | 0.60362 | 0.60362
00 Exist FBC_Uncontrolled | N/A | N/A | N/A | N/A | N/A | N/A | N/A
00 Exist FBC_WetFGD_DSI | 47.4308 | 65.3388 | 83.97 | 78.4876 | 83.97 | 54.1666 | 83.97
00 Exist IGCC | 71.2054 | 64.9889 | N/A | N/A | N/A | N/A | N/A
00 Exist Fossil_Other | 31.0738 | 29.5396 | 28.9111 | 28.8167 | 29.1031 | 28.84 | 28.8397
00 Exist Fuel Cell | 0.0051135 | 0.4593 | 0.020971 | 0.015869 | 0.0084145 | 0.0084145 | 0.0084145
00 Exist Hydro | 39.6302 | 39.6302 | 39.6302 | 39.5986 | 39.3032 | 39.0648 | 39.0116
00 Exist Non Fossil_Other | 59.935 | 58.9537 | 58.7753 | 55.8545 | 54.3521 | 51.8659 | 51.7661
00 Exist Nuclear | 91.2978 | 91.1798 | 90.2088 | 89.067 | 87.315 | 85.6637 | 85.9114
00 Exist Oil/Gas Steam | 6.2202 | 7.4058 | 4.3651 | 0.67816 | 0.5192 | 0.8358 | 0.91287
00 Exist Oil/Gas Steam_SCR | 6.071 | 4.5783 | 1.055 | 0.046378 | 0.045793 | 0.033729 | 0.035882
00 Exist Oil/Gas Steam_SNCR | 3.9528 | 6.1199 | 3.0871 | 0.40351 | 0.40625 | 0.48071 | 0.47614
00 Exist Biomass | 66.5804 | 9.2937 | 0.39663 | 0.40516 | 0 | 0 | 0.00075618
00 Exist Landfill Gas | 70.8488 | 63.2225 | 56.5565 | 54.6383 | 51.8451 | 47.4783 | 47.5399
00 Exist Geothermal | 79.0652 | 79.0652 | 79.0652 | 79.0652 | 79.0652 | 79.0652 | 79.0652
00 Exist Pump Storage | 10.3978 | 9.0118 | 10.8851 | 13.1744 | 13.6051 | 15.4411 | 16.4011
00 Exist Energy Storage | 5.5993 | 4.6032 | 5.2411 | 5.6212 | 5.9138 | 7.6541 | 8.4947
00 Exist Solar PV | 24.5126 | 24.5126 | 24.5124 | 24.5124 | 24.5124 | 24.5124 | 24.5124
00 Exist Solar Thermal | 20.9939 | 20.9939 | 20.9939 | 20.9939 | 20.9939 | 20.9939 | 20.9939
00 Exist Offshore Wind | 43.1992 | 43.1992 | 43.1992 | 43.1992 | 43.1992 | 43.1992 | 43.1992
00 Exist Onshore Wind | 34.3362 | 34.3362 | 34.3362 | 34.3362 | 34.3362 | 34.3362 | 34.3362
00 International Imports | 33.46 | 33.46 | 33.46 | 30.27 | 30.27 | 30.27 | 30.27
00 Ret.ACI | N/A | N/A | N/A | N/A | N/A | N/A | N/A
00 Ret.ACI & DryFGD | N/A | N/A | N/A | N/A | N/A | N/A | N/A
00 Ret.ACI & DryFGD & HRI | N/A | N/A | N/A | N/A | N/A | N/A | N/A
00 Ret.ACI & DSI | N/A | N/A | N/A | N/A | N/A | N/A | N/A
00 Ret.ACI & DSI & DryFGD | N/A | N/A | N/A | N/A | N/A | N/A | N/A
00 Ret.ACI & DSI & DryFGD & HRI | N/A | N/A | N/A | N/A | N/A | N/A | N/A
00 Ret.ACI & DSI & HRI | N/A | N/A | N/A | N/A | N/A | N/A | N/A
00 Ret.ACI & DSI & WetFGD & HRI | N/A | N/A | N/A | N/A | N/A | N/A | N/A
00 Ret.ACI & HRI | N/A | N/A | N/A | N/A | N/A | N/A | N/A
00 Ret.ACI & SCR | N/A | N/A | N/A | N/A | N/A | N/A | N/A
00 Ret.ACI & SCR & DryFGD & HRI | N/A | N/A | N/A | N/A | N/A | N/A | N/A
00 Ret.ACI & SCR & DSI | N/A | N/A | N/A | N/A | N/A | N/A | N/A
00 Ret.ACI & SCR & DSI & DryFGD | N/A | N/A | N/A | N/A | N/A | N/A | N/A
00 Ret.ACI & SCR & DSI & DryFGD & HRI | N/A | N/A | N/A | N/A | N/A | N/A | N/A
00 Ret.ACI & SCR & DSI & HRI | N/A | N/A | N/A | N/A | N/A | N/A | N/A
00 Ret.ACI & SCR & DSI & WetFGD | N/A | N/A | N/A | N/A | N/A | N/A | N/A
00 Ret.ACI & SCR & DSI & WetFGD & HRI | N/A | N/A | N/A | N/A | N/A | N/A | N/A
00 Ret.ACI & SCR & HRI | N/A | N/A | N/A | N/A | N/A | N/A | N/A
00 Ret.ACI & SCR & WetFGD & HRI | N/A | N/A | N/A | N/A | N/A | N/A | N/A
00 Ret.ACI & SNCR | N/A | N/A | N/A | N/A | N/A | N/A | N/A
00 Ret.ACI & SNCR & DSI | N/A | N/A | N/A | N/A | N/A | N/A | N/A
00 Ret.ACI & SNCR & DSI & DryFGD | N/A | N/A | N/A | N/A | N/A | N/A | N/A
00 Ret.ACI & SNCR & DSI & DryFGD & HRI | N/A | N/A | N/A | N/A | N/A | N/A | N/A
00 Ret.ACI & SNCR & DSI & HRI | N/A | N/A | N/A | N/A | N/A | N/A | N/A
00 Ret.ACI & SNCR & DSI & WetFGD | N/A | N/A | N/A | N/A | N/A | N/A | N/A
00 Ret.ACI & SNCR & DSI & WetFGD & HRI | N/A | N/A | N/A | N/A | N/A | N/A | N/A
00 Ret.ACI & SNCR & HRI | N/A | N/A | N/A | N/A | N/A | N/A | N/A
00 Ret.ACI & WetFGD | N/A | N/A | N/A | N/A | N/A | N/A | N/A
00 Ret.ACI & WetFGD & DSI | N/A | N/A | N/A | N/A | N/A | N/A | N/A
00 Ret.ACI & WetFGD & HRI | N/A | N/A | N/A | N/A | N/A | N/A | N/A
00 Ret.C2G | 1.461 | 1.4838 | 0.83966 | 0.73317 | 0.20556 | 0.33123 | 0.3324
00 Ret.C2G & SCR | 80.77 | 0 | 0 | 0 | 0 | 0 | 0
00 Ret.CCG | N/A | 84.9 | 84.9 | 84.9 | 45.8141 | 43.0286 | 41.4062
00 Ret.DryFGD | N/A | N/A | N/A | N/A | N/A | N/A | N/A
00 Ret.DryFGD & CCS | N/A | N/A | N/A | N/A | N/A | N/A | N/A
00 Ret.DryFGD & HRI | N/A | N/A | N/A | N/A | N/A | N/A | N/A
00 Ret.DSI | N/A | N/A | N/A | N/A | N/A | N/A | N/A
00 Ret.DSI & DryFGD | N/A | N/A | N/A | N/A | N/A | N/A | N/A
00 Ret.DSI & DryFGD & HRI | N/A | N/A | N/A | N/A | N/A | N/A | N/A
00 Ret.DSI & HRI | N/A | N/A | N/A | N/A | N/A | N/A | N/A
00 Ret.ExistACI & DryFGD | N/A | N/A | N/A | N/A | N/A | N/A | N/A
00 Ret.ExistACI & DryFGD & CCS | N/A | N/A | N/A | N/A | N/A | N/A | N/A
00 Ret.ExistACI & DryFGD & HRI | N/A | N/A | N/A | N/A | N/A | N/A | N/A
00 Ret.ExistACI & DryFGD & HRI & CCS | N/A | N/A | N/A | N/A | N/A | N/A | N/A
00 Ret.ExistACI & DSI | N/A | N/A | N/A | N/A | N/A | N/A | N/A
00 Ret.ExistACI & DSI & DryFGD | N/A | N/A | N/A | N/A | N/A | N/A | N/A
00 Ret.ExistACI & DSI & DryFGD & HRI | N/A | N/A | N/A | N/A | N/A | N/A | N/A
00 Ret.ExistACI & DSI & HRI | N/A | N/A | N/A | N/A | N/A | N/A | N/A
00 Ret.ExistACI & HRI | N/A | N/A | N/A | N/A | N/A | N/A | N/A
00 Ret.ExistACI & HRI & WetFGD | N/A | N/A | N/A | N/A | N/A | N/A | N/A
00 Ret.ExistACI & SCR | N/A | N/A | N/A | N/A | N/A | N/A | N/A
00 Ret.ExistACI & SCR & DryFGD | N/A | N/A | N/A | N/A | N/A | N/A | N/A
00 Ret.ExistACI & SCR & DryFGD & CCS | N/A | N/A | N/A | N/A | N/A | N/A | N/A
00 Ret.ExistACI & SCR & DryFGD & HRI | N/A | N/A | N/A | N/A | N/A | N/A | N/A
00 Ret.ExistACI & SCR & DryFGD & HRI & CCS | N/A | N/A | N/A | N/A | N/A | N/A | N/A
00 Ret.ExistACI & SCR & DSI | N/A | N/A | N/A | N/A | N/A | N/A | N/A
00 Ret.ExistACI & SCR & DSI & DryFGD | N/A | N/A | N/A | N/A | N/A | N/A | N/A
00 Ret.ExistACI & SCR & DSI & DryFGD & HRI | N/A | N/A | N/A | N/A | N/A | N/A | N/A
00 Ret.ExistACI & SCR & DSI & HRI | N/A | N/A | N/A | N/A | N/A | N/A | N/A
00 Ret.ExistACI & SCR & HRI | N/A | N/A | N/A | N/A | N/A | N/A | N/A
00 Ret.ExistACI & SCR & WetFGD | N/A | N/A | N/A | N/A | N/A | N/A | N/A
00 Ret.ExistACI & SCR & WetFGD & CCS | N/A | N/A | N/A | N/A | N/A | N/A | N/A
00 Ret.ExistACI & SCR & WetFGD & HRI | N/A | N/A | N/A | N/A | N/A | N/A | N/A
00 Ret.ExistACI & SCR & WetFGD & HRI & CCS | N/A | N/A | N/A | N/A | N/A | N/A | N/A
00 Ret.ExistACI & SNCR | N/A | N/A | N/A | N/A | N/A | N/A | N/A
00 Ret.ExistACI & SNCR & DryFGD | N/A | N/A | N/A | N/A | N/A | N/A | N/A
00 Ret.ExistACI & SNCR & DryFGD & CCS | N/A | N/A | N/A | N/A | N/A | N/A | N/A
00 Ret.ExistACI & SNCR & DryFGD & HRI | N/A | N/A | N/A | N/A | N/A | N/A | N/A
00 Ret.ExistACI & SNCR & DryFGD & HRI & CCS | N/A | N/A | N/A | N/A | N/A | N/A | N/A
00 Ret.ExistACI & SNCR & DSI | N/A | N/A | N/A | N/A | N/A | N/A | N/A
00 Ret.ExistACI & SNCR & DSI & HRI | N/A | N/A | N/A | N/A | N/A | N/A | N/A
00 Ret.ExistACI & SNCR & HRI | N/A | N/A | N/A | N/A | N/A | N/A | N/A
00 Ret.ExistACI & SNCR & WetFGD | N/A | N/A | N/A | N/A | N/A | N/A | N/A
00 Ret.ExistACI & SNCR & WetFGD & CCS | N/A | N/A | N/A | N/A | N/A | N/A | N/A
00 Ret.ExistACI & SNCR & WetFGD & HRI | N/A | N/A | N/A | N/A | N/A | N/A | N/A
00 Ret.ExistACI & SNCR & WetFGD & HRI & CCS | N/A | N/A | N/A | N/A | N/A | N/A | N/A
00 Ret.ExistACI & WetFGD | N/A | N/A | N/A | N/A | N/A | N/A | N/A
00 Ret.ExistACI & WetFGD & CCS | N/A | N/A | N/A | N/A | N/A | N/A | N/A
00 Ret.ExistACI & WetFGD & HRI & CCS | N/A | N/A | N/A | N/A | N/A | N/A | N/A
00 Ret.ExistACI_DSI & DryFGD | N/A | N/A | N/A | N/A | N/A | N/A | N/A
00 Ret.ExistACI_DSI & DryFGD & CCS | N/A | N/A | N/A | N/A | N/A | N/A | N/A
00 Ret.ExistACI_DSI & DryFGD & HRI | N/A | N/A | N/A | N/A | N/A | N/A | N/A
00 Ret.ExistACI_DSI & DryFGD & HRI & CCS | N/A | N/A | N/A | N/A | N/A | N/A | N/A
00 Ret.ExistACI_DSI & HRI | N/A | N/A | N/A | N/A | N/A | N/A | N/A
00 Ret.ExistACI_DSI & SCR | N/A | N/A | N/A | N/A | N/A | N/A | N/A
00 Ret.ExistACI_DSI & SCR & DryFGD | N/A | N/A | N/A | N/A | N/A | N/A | N/A
00 Ret.ExistACI_DSI & SCR & DryFGD & CCS | N/A | N/A | N/A | N/A | N/A | N/A | N/A
00 Ret.ExistACI_DSI & SCR & DryFGD & HRI | N/A | N/A | N/A | N/A | N/A | N/A | N/A
00 Ret.ExistACI_DSI & SCR & DryFGD & HRI & CCS | N/A | N/A | N/A | N/A | N/A | N/A | N/A
00 Ret.ExistACI_DSI & SCR & HRI | N/A | N/A | N/A | N/A | N/A | N/A | N/A
00 Ret.ExistACI_DSI & SCR & WetFGD | N/A | N/A | N/A | N/A | N/A | N/A | N/A
00 Ret.ExistACI_DSI & SCR & WetFGD & CCS | N/A | N/A | N/A | N/A | N/A | N/A | N/A
00 Ret.ExistACI_DSI & SCR & WetFGD & HRI | N/A | N/A | N/A | N/A | N/A | N/A | N/A
00 Ret.ExistACI_DSI & SCR & WetFGD & HRI & CCS | N/A | N/A | N/A | N/A | N/A | N/A | N/A
00 Ret.ExistACI_DSI & SNCR | N/A | N/A | N/A | N/A | N/A | N/A | N/A
00 Ret.ExistACI_DSI & SNCR & DryFGD | N/A | N/A | N/A | N/A | N/A | N/A | N/A
00 Ret.ExistACI_DSI & SNCR & DryFGD & HRI & CCS | N/A | N/A | N/A | N/A | N/A | N/A | N/A
00 Ret.ExistACI_DSI & SNCR & DryFGD & HRI | N/A | N/A | N/A | N/A | N/A | N/A | N/A
00 Ret.ExistACI_DSI & SNCR & WetFGD & HRI & CCS | N/A | N/A | N/A | N/A | N/A | N/A | N/A
00 Ret.ExistACI_DSI & SNCR & HRI | N/A | N/A | N/A | N/A | N/A | N/A | N/A
00 Ret.ExistACI_DSI & SNCR & WetFGD | N/A | N/A | N/A | N/A | N/A | N/A | N/A
00 Ret.ExistACI_DSI & SNCR & WetFGD & HRI | N/A | N/A | N/A | N/A | N/A | N/A | N/A
00 Ret.ExistACI_DSI & WetFGD | N/A | N/A | N/A | N/A | N/A | N/A | N/A
00 Ret.ExistACI_DSI & WetFGD & CCS | N/A | N/A | N/A | N/A | N/A | N/A | N/A
00 Ret.ExistACI_DSI & WetFGD & HRI | N/A | N/A | N/A | N/A | N/A | N/A | N/A
00 Ret.ExistACI_DSI & WetFGD & HRI & CCS | N/A | N/A | N/A | N/A | N/A | N/A | N/A
00 Ret.ExistDryFGD & CCS | N/A | N/A | N/A | N/A | N/A | N/A | N/A
00 Ret.ExistDryFGD & HRI | N/A | N/A | N/A | N/A | N/A | N/A | N/A
00 Ret.ExistDryFGD & SCR | N/A | N/A | N/A | N/A | N/A | N/A | N/A
00 Ret.ExistDryFGD & SCR & CCS | N/A | N/A | N/A | N/A | N/A | N/A | N/A
00 Ret.ExistDryFGD & SCR & HRI | N/A | N/A | N/A | N/A | N/A | N/A | N/A
00 Ret.ExistDryFGD & SNCR | N/A | N/A | N/A | N/A | N/A | N/A | N/A
00 Ret.ExistDryFGD & SNCR & CCS | N/A | N/A | N/A | N/A | N/A | N/A | N/A
00 Ret.ExistDryFGD & SNCR & HRI | N/A | N/A | N/A | N/A | N/A | N/A | N/A
00 Ret.ExistDryFGD_ACI & CCS | N/A | 81.9481 | 81.9481 | 83.0453 | N/A | N/A | N/A
00 Ret.ExistDryFGD_ACI & HRI | N/A | N/A | N/A | N/A | N/A | N/A | N/A
00 Ret.ExistDryFGD_ACI & HRI & CCS | N/A | N/A | N/A | N/A | N/A | N/A | N/A
00 Ret.ExistDryFGD_ACI & SCR | N/A | N/A | N/A | N/A | N/A | N/A | N/A
00 Ret.ExistDryFGD_ACI & SCR & CCS | N/A | N/A | N/A | N/A | N/A | N/A | N/A
00 Ret.ExistDryFGD_ACI & SCR & HRI | N/A | N/A | N/A | N/A | N/A | N/A | N/A
00 Ret.ExistDryFGD_ACI & SCR & HRI & CCS | N/A | N/A | N/A | N/A | N/A | N/A | N/A
00 Ret.ExistDryFGD_ACI & SNCR | N/A | N/A | N/A | N/A | N/A | N/A | N/A
00 Ret.ExistDryFGD_ACI & SNCR & CCS | N/A | N/A | N/A | N/A | N/A | N/A | N/A
00 Ret.ExistDryFGD_ACI & SNCR & HRI | N/A | N/A | N/A | N/A | N/A | N/A | N/A
00 Ret.ExistDryFGD_ACI & SNCR & HRI & CCS | N/A | N/A | N/A | N/A | N/A | N/A | N/A
00 Ret.ExistDryFGD_ACI_DSI & SCR | N/A | N/A | N/A | N/A | N/A | N/A | N/A
00 Ret.ExistDryFGD_ACI_DSI & SCR & CCS | N/A | N/A | N/A | N/A | N/A | N/A | N/A
00 Ret.ExistDryFGD_ACI_DSI & SCR & HRI | N/A | N/A | N/A | N/A | N/A | N/A | N/A
00 Ret.ExistDryFGD_ACI_DSI & SCR & HRI & CCS | N/A | N/A | N/A | N/A | N/A | N/A | N/A
00 Ret.ExistDryFGD_DSI & CCS | N/A | N/A | N/A | N/A | N/A | N/A | N/A
00 Ret.ExistDryFGD_DSI & HRI | N/A | N/A | N/A | N/A | N/A | N/A | N/A
00 Ret.ExistDryFGD_SCR_DSI & CCS | N/A | N/A | N/A | N/A | N/A | N/A | N/A
00 Ret.ExistDryFGD_SNCR & CCS | N/A | N/A | N/A | N/A | N/A | N/A | N/A
00 Ret.ExistDryFGD_SNCR_ACI_DSI & CCS | N/A | N/A | N/A | N/A | N/A | N/A | N/A
00 Ret.ExistDryFGD_SNCR_ACI_DSI & HRI | N/A | N/A | N/A | N/A | N/A | N/A | N/A
00 Ret.ExistDryFGD_SNCR_ACI_DSI & HRI & CCS | N/A | N/A | N/A | N/A | N/A | N/A | N/A
00 Ret.ExistDryFGD_SNCR_DSI & CCS | N/A | N/A | N/A | N/A | N/A | N/A | N/A
00 Ret.ExistDSI & DryFGD | N/A | N/A | N/A | N/A | N/A | N/A | N/A
00 Ret.ExistDSI & DryFGD & HRI | N/A | N/A | N/A | N/A | N/A | N/A | N/A
00 Ret.ExistDSI & HRI | N/A | N/A | N/A | N/A | N/A | N/A | N/A
00 Ret.ExistDSI & SCR | N/A | N/A | N/A | N/A | N/A | N/A | N/A
00 Ret.ExistDSI & SCR & DryFGD | N/A | N/A | N/A | N/A | N/A | N/A | N/A
00 Ret.ExistDSI & SCR & DryFGD & HRI | N/A | N/A | N/A | N/A | N/A | N/A | N/A
00 Ret.ExistDSI & SCR & HRI | N/A | N/A | N/A | N/A | N/A | N/A | N/A
00 Ret.ExistDSI & SCR & WetFGD | N/A | N/A | N/A | N/A | N/A | N/A | N/A
00 Ret.ExistDSI & SCR & WetFGD & HRI | N/A | N/A | N/A | N/A | N/A | N/A | N/A
00 Ret.ExistDSI & SNCR | N/A | N/A | N/A | N/A | N/A | N/A | N/A
00 Ret.ExistSCR & ACI | N/A | N/A | N/A | N/A | N/A | N/A | N/A
00 Ret.ExistDSI & SNCR & DryFGD | N/A | N/A | N/A | N/A | N/A | N/A | N/A
00 Ret.ExistSCR & ACI & DSI | N/A | N/A | N/A | N/A | N/A | N/A | N/A
00 Ret.ExistSCR & ACI & DSI & DryFGD | N/A | N/A | N/A | N/A | N/A | N/A | N/A
00 Ret.ExistSCR & ACI & DSI & DryFGD & HRI | N/A | N/A | N/A | N/A | N/A | N/A | N/A
00 Ret.ExistDSI & SNCR & DryFGD & HRI | N/A | N/A | N/A | N/A | N/A | N/A | N/A
00 Ret.ExistDSI & SNCR & HRI | N/A | N/A | N/A | N/A | N/A | N/A | N/A
00 Ret.ExistSCR & ACI & DSI & HRI | N/A | N/A | N/A | N/A | N/A | N/A | N/A
00 Ret.ExistDSI & SNCR & WetFGD | N/A | N/A | N/A | N/A | N/A | N/A | N/A
00 Ret.ExistSCR & ACI & DSI & WetFGD | N/A | N/A | N/A | N/A | N/A | N/A | N/A
00 Ret.ExistSCR & ACI & DSI & WetFGD & HRI | N/A | N/A | N/A | N/A | N/A | N/A | N/A
00 Ret.ExistSCR & ACI & HRI | N/A | N/A | N/A | N/A | N/A | N/A | N/A
00 Ret.ExistDSI & SNCR & WetFGD & HRI | N/A | N/A | N/A | N/A | N/A | N/A | N/A
00 Ret.ExistDSI & WetFGD | N/A | N/A | N/A | N/A | N/A | N/A | N/A
00 Ret.ExistDSI & WetFGD & HRI | N/A | N/A | N/A | N/A | N/A | N/A | N/A
00 Ret.ExistDSI_ACI & SNCR & DryFGD & CCS | N/A | N/A | N/A | N/A | N/A | N/A | N/A
00 Ret.ExistDSI_ACI & SNCR & WetFGD & CCS | N/A | N/A | N/A | N/A | N/A | N/A | N/A
00 Ret.ExistSCR_ACI & DryFGD | N/A | N/A | N/A | N/A | N/A | N/A | N/A
00 Ret.ExistSCR & DSI | N/A | N/A | N/A | N/A | N/A | N/A | N/A
00 Ret.ExistSCR_ACI & DryFGD & CCS | N/A | N/A | N/A | N/A | N/A | N/A | N/A
00 Ret.ExistSCR_ACI & DryFGD & HRI | N/A | N/A | N/A | N/A | N/A | N/A | N/A
00 Ret.ExistSCR & DSI & DryFGD | N/A | N/A | N/A | N/A | N/A | N/A | N/A
00 Ret.ExistSCR_ACI & DryFGD & HRI & CCS | N/A | N/A | N/A | N/A | N/A | N/A | N/A
00 Ret.ExistSCR & DSI & DryFGD & HRI | N/A | N/A | N/A | N/A | N/A | N/A | N/A
00 Ret.ExistSCR & DSI & HRI | N/A | N/A | N/A | N/A | N/A | N/A | N/A
00 Ret.ExistSCR_ACI & DSI & HRI | N/A | N/A | N/A | N/A | N/A | N/A | N/A
00 Ret.ExistSCR_ACI & HRI | N/A | N/A | N/A | N/A | N/A | N/A | N/A
00 Ret.ExistSCR_ACI & WetFGD | N/A | N/A | N/A | N/A | N/A | N/A | N/A
00 Ret.ExistSCR & HRI | N/A | N/A | N/A | N/A | N/A | N/A | N/A
00 Ret.ExistSCR_ACI & WetFGD & CCS | N/A | N/A | N/A | N/A | N/A | N/A | N/A
00 Ret.ExistSCR_ACI & WetFGD & HRI | N/A | N/A | N/A | N/A | N/A | N/A | N/A
00 Ret.ExistSCR_ACI & WetFGD & HRI & CCS | N/A | N/A | N/A | N/A | N/A | N/A | N/A
00 Ret.ExistSCR_ACI_DSI & DryFGD | N/A | N/A | N/A | N/A | N/A | N/A | N/A
00 Ret.ExistSCR_ACI_DSI & DryFGD & CCS | N/A | N/A | N/A | N/A | N/A | N/A | N/A
00 Ret.ExistSCR_ACI_DSI & DryFGD & HRI | N/A | N/A | N/A | N/A | N/A | N/A | N/A
00 Ret.ExistSCR_ACI_DSI & DryFGD & HRI & CCS | N/A | N/A | N/A | N/A | N/A | N/A | N/A
00 Ret.ExistSCR_ACI_DSI & HRI | N/A | N/A | N/A | N/A | N/A | N/A | N/A
00 Ret.ExistSCR_ACI_DSI & WetFGD | N/A | N/A | N/A | N/A | N/A | N/A | N/A
00 Ret.ExistSCR_ACI_DSI & WetFGD & CCS | N/A | N/A | N/A | N/A | N/A | N/A | N/A
00 Ret.ExistSCR_ACI_DSI & WetFGD & HRI | N/A | N/A | N/A | N/A | N/A | N/A | N/A
00 Ret.ExistSCR_ACI_DSI & WetFGD & HRI & CCS | N/A | N/A | N/A | N/A | N/A | N/A | N/A
00 Ret.ExistSCR_DryFGD & CCS | N/A | N/A | N/A | N/A | N/A | N/A | N/A
00 Ret.ExistSCR_DryFGD & HRI | N/A | N/A | N/A | N/A | N/A | N/A | N/A
00 Ret.ExistSCR_DryFGD_ACI & CCS | N/A | 79.1358 | 79.0382 | 79.0382 | 78.8369 | 78.8353 | 78.8353
00 Ret.ExistSCR_DryFGD_ACI & HRI | N/A | N/A | N/A | N/A | N/A | N/A | N/A
00 Ret.ExistSCR_DryFGD_ACI & HRI & CCS | N/A | N/A | N/A | N/A | N/A | N/A | N/A
00 Ret.ExistSCR_DryFGD_ACI_DSI & CCS | N/A | N/A | N/A | N/A | N/A | N/A | N/A
00 Ret.ExistSCR_DryFGD_ACI_DSI & HRI | N/A | N/A | N/A | N/A | N/A | N/A | N/A
00 Ret.ExistSCR_DryFGD_ACI_DSI & HRI & CCS | N/A | N/A | N/A | N/A | N/A | N/A | N/A
00 Ret.ExistSCR_WetFGD & HRI | N/A | N/A | N/A | N/A | N/A | N/A | N/A
00 Ret.ExistSCR_WetFGD & HRI & CCS | N/A | N/A | N/A | N/A | N/A | N/A | N/A
00 Ret.ExistSCR_WetFGD_ACI & CCS | N/A | 81.0557 | 81.0045 | 81.4676 | 80.77 | N/A | N/A
00 Ret.ExistSCR_WetFGD_ACI & HRI | N/A | N/A | N/A | N/A | N/A | N/A | N/A
00 Ret.ExistSCR_WetFGD_ACI & HRI & CCS | N/A | N/A | N/A | N/A | N/A | N/A | N/A
00 Ret.ExistSCR_WetFGD_ACI_DSI & CCS | N/A | N/A | N/A | N/A | N/A | N/A | N/A
00 Ret.ExistSCR_WetFGD_ACI_DSI & HRI | N/A | N/A | N/A | N/A | N/A | N/A | N/A
00 Ret.ExistSCR_WetFGD_ACI_DSI & HRI & CCS | N/A | N/A | N/A | N/A | N/A | N/A | N/A
00 Ret.ExistSCR_WetFGD_DSI & HRI | N/A | N/A | N/A | N/A | N/A | N/A | N/A
00 Ret.ExistSCR_WetFGD_DSI & HRI & CCS | N/A | N/A | N/A | N/A | N/A | N/A | N/A
00 Ret.ExistSNCR_ACI & DryFGD | N/A | N/A | N/A | N/A | N/A | N/A | N/A
00 Ret.ExistSNCR_ACI & DryFGD & CCS | N/A | N/A | N/A | N/A | N/A | N/A | N/A
00 Ret.ExistSNCR_ACI & DryFGD & HRI | N/A | N/A | N/A | N/A | N/A | N/A | N/A
00 Ret.ExistSNCR_ACI & DryFGD & HRI & CCS | N/A | N/A | N/A | N/A | N/A | N/A | N/A
00 Ret.ExistSNCR_ACI & DSI & HRI | N/A | N/A | N/A | N/A | N/A | N/A | N/A
00 Ret.ExistSNCR_ACI & HRI | N/A | N/A | N/A | N/A | N/A | N/A | N/A
00 Ret.ExistSNCR_ACI & WetFGD | N/A | N/A | N/A | N/A | N/A | N/A | N/A
00 Ret.ExistSNCR_ACI & WetFGD & CCS | N/A | N/A | N/A | N/A | N/A | N/A | N/A
00 Ret.ExistSNCR_ACI & WetFGD & HRI | N/A | N/A | N/A | N/A | N/A | N/A | N/A
00 Ret.ExistSNCR_ACI & WetFGD & HRI & CCS | N/A | N/A | N/A | N/A | N/A | N/A | N/A
00 Ret.ExistSNCR_ACI_DSI & DryFGD | N/A | N/A | N/A | N/A | N/A | N/A | N/A
00 Ret.ExistSNCR_ACI_DSI & DryFGD & CCS | N/A | N/A | N/A | N/A | N/A | N/A | N/A
00 Ret.ExistSNCR_ACI_DSI & DryFGD & HRI | N/A | N/A | N/A | N/A | N/A | N/A | N/A
00 Ret.ExistSNCR_ACI_DSI & DryFGD & HRI & CCS | N/A | N/A | N/A | N/A | N/A | N/A | N/A
00 Ret.ExistSNCR_ACI_DSI & HRI | N/A | N/A | N/A | N/A | N/A | N/A | N/A
00 Ret.ExistSNCR_ACI_DSI & WetFGD | N/A | N/A | N/A | N/A | N/A | N/A | N/A
00 Ret.ExistSNCR_ACI_DSI & WetFGD & CCS | N/A | N/A | N/A | N/A | N/A | N/A | N/A
00 Ret.ExistSNCR_ACI_DSI & WetFGD & HRI | N/A | N/A | N/A | N/A | N/A | N/A | N/A
00 Ret.ExistSNCR_ACI_DSI & WetFGD & HRI & CCS | N/A | N/A | N/A | N/A | N/A | N/A | N/A
00 Ret.ExistSNCR_DryFGD & HRI | N/A | N/A | N/A | N/A | N/A | N/A | N/A
00 Ret.ExistSNCR_DryFGD_ACI & CCS | N/A | 79.13 | 79.1041 | 79.1041 | 79.0963 | 79.13 | 79.13
00 Ret.ExistSNCR_DryFGD_ACI & HRI | N/A | N/A | N/A | N/A | N/A | N/A | N/A
00 Ret.ExistSNCR_DryFGD_ACI & HRI & CCS | N/A | N/A | N/A | N/A | N/A | N/A | N/A
00 Ret.ExistSNCR_WetFGD & HRI | N/A | N/A | N/A | N/A | N/A | N/A | N/A
00 Ret.ExistSNCR_WetFGD & HRI & CCS | N/A | N/A | N/A | N/A | N/A | N/A | N/A
00 Ret.ExistSNCR_WetFGD_ACI & CCS | N/A | 79.1514 | 79.1514 | 79.1514 | N/A | N/A | N/A
00 Ret.ExistSNCR_WetFGD_ACI & HRI | N/A | N/A | N/A | N/A | N/A | N/A | N/A
00 Ret.ExistSNCR_WetFGD_ACI & HRI & CCS | N/A | N/A | N/A | N/A | N/A | N/A | N/A
00 Ret.ExistSNCR_WetFGD_ACI_DSI & CCS | N/A | N/A | N/A | N/A | N/A | N/A | N/A
00 Ret.ExistSNCR_WetFGD_ACI_DSI & HRI | N/A | N/A | N/A | N/A | N/A | N/A | N/A
00 Ret.ExistSNCR_WetFGD_ACI_DSI & HRI & CCS | N/A | N/A | N/A | N/A | N/A | N/A | N/A
00 Ret.ExistSNCR & DryFGD & HRI | N/A | N/A | N/A | N/A | N/A | N/A | N/A
00 Ret.ExistSNCR & HRI | N/A | N/A | N/A | N/A | N/A | N/A | N/A
00 Ret.ExistWetFGD & CCS | N/A | N/A | N/A | N/A | N/A | N/A | N/A
00 Ret.ExistWetFGD & HRI | N/A | N/A | N/A | N/A | N/A | N/A | N/A
00 Ret.ExistWetFGD & HRI & CCS | N/A | N/A | N/A | N/A | N/A | N/A | N/A
00 Ret.ExistWetFGD & SCR | 44.052 | 64.1308 | 0 | 0 | 0 | 0 | 0
00 Ret.ExistWetFGD & SCR & CCS | N/A | 79.13 | 79.13 | 79.13 | 79.13 | N/A | N/A
00 Ret.ExistWetFGD & SCR & HRI | N/A | N/A | N/A | N/A | N/A | N/A | N/A
00 Ret.ExistWetFGD & SCR & HRI & CCS | N/A | N/A | N/A | N/A | N/A | N/A | N/A
00 Ret.ExistWetFGD & SNCR | N/A | N/A | N/A | N/A | N/A | N/A | N/A
00 Ret.ExistWetFGD & SNCR & CCS | N/A | N/A | N/A | N/A | N/A | N/A | N/A
00 Ret.ExistWetFGD & SNCR & HRI | N/A | N/A | N/A | N/A | N/A | N/A | N/A
00 Ret.ExistWetFGD & SNCR & HRI & CCS | N/A | N/A | N/A | N/A | N/A | N/A | N/A
00 Ret.ExistWetFGD_ACI & CCS | N/A | N/A | N/A | N/A | N/A | N/A | N/A
00 Ret.ExistWetFGD_ACI & HRI | N/A | N/A | N/A | N/A | N/A | N/A | N/A
00 Ret.ExistWetFGD_ACI & HRI & CCS | N/A | N/A | N/A | N/A | N/A | N/A | N/A
00 Ret.ExistWetFGD_ACI & SCR | 80.77 | N/A | N/A | N/A | N/A | N/A | N/A
00 Ret.ExistWetFGD_ACI & SCR & CCS | N/A | N/A | N/A | N/A | N/A | N/A | N/A
00 Ret.ExistWetFGD_ACI & SCR & HRI | N/A | N/A | N/A | N/A | N/A | N/A | N/A
00 Ret.ExistWetFGD_ACI & SCR & HRI & CCS | N/A | N/A | N/A | N/A | N/A | N/A | N/A
00 Ret.ExistWetFGD_ACI & SNCR | N/A | N/A | N/A | N/A | N/A | N/A | N/A
00 Ret.ExistWetFGD_ACI & SNCR & CCS | N/A | N/A | N/A | N/A | N/A | N/A | N/A
00 Ret.ExistWetFGD_ACI & SNCR & HRI | N/A | N/A | N/A | N/A | N/A | N/A | N/A
00 Ret.ExistWetFGD_ACI & SNCR & HRI & CCS | N/A | N/A | N/A | N/A | N/A | N/A | N/A
00 Ret.ExistWetFGD_ACI_DSI & CCS | N/A | N/A | N/A | N/A | N/A | N/A | N/A
00 Ret.ExistWetFGD_ACI_DSI & HRI | N/A | N/A | N/A | N/A | N/A | N/A | N/A
00 Ret.ExistWetFGD_ACI_DSI & HRI & CCS | N/A | N/A | N/A | N/A | N/A | N/A | N/A
00 Ret.ExistWetFGD_ACI_DSI & SCR | N/A | N/A | N/A | N/A | N/A | N/A | N/A
00 Ret.ExistWetFGD_ACI_DSI & SCR & CCS | N/A | N/A | N/A | N/A | N/A | N/A | N/A
00 Ret.ExistWetFGD_ACI_DSI & SCR & HRI | N/A | N/A | N/A | N/A | N/A | N/A | N/A
00 Ret.ExistWetFGD_ACI_DSI & SCR & HRI & CCS | N/A | N/A | N/A | N/A | N/A | N/A | N/A
00 Ret.ExistWetFGD_ACI_DSI & SNCR | N/A | N/A | N/A | N/A | N/A | N/A | N/A
00 Ret.ExistWetFGD_ACI_DSI & SNCR & CCS | N/A | N/A | N/A | N/A | N/A | N/A | N/A
00 Ret.ExistWetFGD_ACI_DSI & SNCR & HRI | N/A | N/A | N/A | N/A | N/A | N/A | N/A
00 Ret.ExistWetFGD_ACI_DSI & SNCR & HRI & CCS | N/A | N/A | N/A | N/A | N/A | N/A | N/A
00 Ret.ExistWetFGD_DSI & CCS | N/A | N/A | N/A | N/A | N/A | N/A | N/A
00 Ret.ExistWetFGD_DSI & HRI | N/A | N/A | N/A | N/A | N/A | N/A | N/A
00 Ret.ExistWetFGD_DSI & SCR | N/A | N/A | N/A | N/A | N/A | N/A | N/A
00 Ret.ExistSNCR_DSI & DryFGD & HRI | N/A | N/A | N/A | N/A | N/A | N/A | N/A
00 Ret.ExistWetFGD_DSI & SCR & HRI | N/A | N/A | N/A | N/A | N/A | N/A | N/A
00 Ret.ExistSNCR_DSI & HRI | N/A | N/A | N/A | N/A | N/A | N/A | N/A
00 Ret.ExistWetFGD_DSI & SNCR | N/A | N/A | N/A | N/A | N/A | N/A | N/A
00 Ret.ExistWetFGD_DSI & SNCR & HRI | N/A | N/A | N/A | N/A | N/A | N/A | N/A
00 Ret.ExistWetFGD_SCR & CCS | N/A | 80.6983 | 80.3679 | 79.6677 | 80.77 | N/A | N/A
00 Ret.ExistWetFGD_SCR_DSI & CCS | N/A | N/A | N/A | N/A | N/A | N/A | N/A
00 Ret.ExistWetFGD_SNCR & CCS | N/A | N/A | N/A | N/A | N/A | N/A | N/A
00 Ret.HRI | N/A | N/A | N/A | N/A | N/A | N/A | N/A
00 Ret.SCR | N/A | N/A | N/A | N/A | N/A | N/A | N/A
00 Ret.SCR & DryFGD | N/A | N/A | N/A | N/A | N/A | N/A | N/A
00 Ret.SCR & DryFGD & ACI | N/A | N/A | N/A | N/A | N/A | N/A | N/A
00 Ret.SCR & DryFGD & CCS | N/A | N/A | N/A | N/A | N/A | N/A | N/A
00 Ret.SCR & DryFGD & HRI | N/A | N/A | N/A | N/A | N/A | N/A | N/A
00 Ret.SCR & DSI | N/A | N/A | N/A | N/A | N/A | N/A | N/A
00 Ret.SCR & DSI & DryFGD | N/A | N/A | N/A | N/A | N/A | N/A | N/A
00 Ret.SCR & DSI & DryFGD & HRI | N/A | N/A | N/A | N/A | N/A | N/A | N/A
00 Ret.SCR & DSI & HRI | N/A | N/A | N/A | N/A | N/A | N/A | N/A
00 Ret.SCR & DSI & WetFGD | N/A | N/A | N/A | N/A | N/A | N/A | N/A
00 Ret.SCR & DSI & WetFGD & HRI | N/A | N/A | N/A | N/A | N/A | N/A | N/A
00 Ret.SCR & HRI | N/A | N/A | N/A | N/A | N/A | N/A | N/A
00 Ret.SCR & WetFGD | N/A | N/A | N/A | N/A | N/A | N/A | N/A
00 Ret.SCR & WetFGD & ACI | N/A | N/A | N/A | N/A | N/A | N/A | N/A
00 Ret.SCR & WetFGD & CCS | N/A | N/A | N/A | N/A | N/A | N/A | N/A
00 Ret.SCR & WetFGD & HRI | N/A | N/A | N/A | N/A | N/A | N/A | N/A
00 Ret.SNCR | N/A | N/A | N/A | N/A | N/A | N/A | N/A
00 Ret.SNCR & DryFGD | N/A | N/A | N/A | N/A | N/A | N/A | N/A
00 Ret.SNCR & DryFGD & ACI | N/A | N/A | N/A | N/A | N/A | N/A | N/A
00 Ret.SNCR & DryFGD & ACI & HRI | N/A | N/A | N/A | N/A | N/A | N/A | N/A
00 Ret.SNCR & DryFGD & CCS | N/A | N/A | N/A | N/A | N/A | N/A | N/A
00 Ret.SNCR & DryFGD & HRI | N/A | N/A | N/A | N/A | N/A | N/A | N/A
00 Ret.SNCR & DSI | N/A | N/A | N/A | N/A | N/A | N/A | N/A
00 Ret.SNCR & DSI & HRI | N/A | N/A | N/A | N/A | N/A | N/A | N/A
00 Ret.SNCR & HRI | N/A | N/A | N/A | N/A | N/A | N/A | N/A
00 Ret.SNCR & WetFGD | N/A | N/A | N/A | N/A | N/A | N/A | N/A
00 Ret.SNCR & WetFGD & ACI | N/A | N/A | N/A | N/A | N/A | N/A | N/A
00 Ret.SNCR & WetFGD & ACI & HRI | N/A | N/A | N/A | N/A | N/A | N/A | N/A
00 Ret.SNCR & WetFGD & CCS | N/A | N/A | N/A | N/A | N/A | N/A | N/A
00 Ret.SNCR & WetFGD & HRI | N/A | N/A | N/A | N/A | N/A | N/A | N/A
00 Ret.WetFGD | N/A | N/A | N/A | N/A | N/A | N/A | N/A
00 Ret.WetFGD & CCS | N/A | N/A | N/A | N/A | N/A | N/A | N/A
00 Ret.WetFGD & HRI | N/A | N/A | N/A | N/A | N/A | N/A | N/A
00 Ret.FB & HRI | N/A | N/A | N/A | N/A | N/A | N/A | N/A
00 Ret.FB DryFGD | N/A | N/A | N/A | N/A | N/A | N/A | N/A
00 Ret.FB DryFGD & HRI | N/A | N/A | N/A | N/A | N/A | N/A | N/A
00 Ret.FB DryFGD & SNCR | N/A | N/A | N/A | N/A | N/A | N/A | N/A
00 Ret.FB-Exist ACI & DryFGD & HRI | N/A | N/A | N/A | N/A | N/A | N/A | N/A
00 Ret.FB-Exist ACI_DSI & DryFGD & SNCR | N/A | N/A | N/A | N/A | N/A | N/A | N/A
00 Ret.FB-Exist ACI_DSI & SNCR | N/A | N/A | N/A | N/A | N/A | N/A | N/A
00 Ret.FB-ExistACI & HRI | N/A | N/A | N/A | N/A | N/A | N/A | N/A
00 Ret.FB-ExistACI_DSI & DryFGD | N/A | N/A | N/A | N/A | N/A | N/A | N/A
00 Ret.FB-ExistACI_DSI & DryFGD & HRI | N/A | N/A | N/A | N/A | N/A | N/A | N/A
00 Ret.FB-ExistACI_DSI & DryFGD & SNCR | N/A | N/A | N/A | N/A | N/A | N/A | N/A
00 Ret.FB-ExistACI_DSI & DryFGD & SNCR & HRI | N/A | N/A | N/A | N/A | N/A | N/A | N/A
00 Ret.FB-ExistACI_DSI & HRI | N/A | N/A | N/A | N/A | N/A | N/A | N/A
00 Ret.FB-ExistACI_DSI & SNCR & HRI | N/A | N/A | N/A | N/A | N/A | N/A | N/A
00 Ret.FB-ExistDryFGD & HRI | N/A | N/A | N/A | N/A | N/A | N/A | N/A
00 Ret.FB-ExistDryFGD_ACI & HRI | N/A | N/A | N/A | N/A | N/A | N/A | N/A
00 Ret.FB-ExistDryFGD_ACI & HRI & CCS | N/A | N/A | N/A | N/A | N/A | N/A | N/A
00 Ret.FB-ExistDryFGD_ACI & SNCR | N/A | N/A | N/A | N/A | N/A | N/A | N/A
00 Ret.FB-ExistDryFGD_ACI & SNCR & HRI | N/A | N/A | N/A | N/A | N/A | N/A | N/A
00 Ret.FB-ExistDryFGD_DSI & HRI | N/A | N/A | N/A | N/A | N/A | N/A | N/A
00 Ret.FB-ExistDryFGD_DSI & SNCR | N/A | N/A | N/A | N/A | N/A | N/A | N/A
00 Ret.FB-ExistDryFGD_DSI & SNCR & HRI | N/A | N/A | N/A | N/A | N/A | N/A | N/A
00 Ret.FB-ExistDryFGD_SNCR & HRI | N/A | N/A | N/A | N/A | N/A | N/A | N/A
00 Ret.FB-ExistDryFGD_SNCR_ACI & HRI | N/A | N/A | N/A | N/A | N/A | N/A | N/A
00 Ret.FB-ExistDryFGD_SNCR_ACI & HRI & CCS | N/A | N/A | N/A | N/A | N/A | N/A | N/A
00 Ret.FB-ExistDryFGD_SNCR_ACI_DSI & HRI | N/A | N/A | N/A | N/A | N/A | N/A | N/A
00 Ret.FB-ExistDryFGD_SNCR_ACI_DSI & HRI & CCS | N/A | N/A | N/A | N/A | N/A | N/A | N/A
00 Ret.FB-ExistWetFGD_SNCR_ACI & HRI | N/A | N/A | N/A | N/A | N/A | N/A | N/A
00 Ret.FB-ExistWetFGD_SNCR_ACI & HRI & CCS | N/A | N/A | N/A | N/A | N/A | N/A | N/A
00 Ret.FB-ExistDryFGD_SNCR_DSI & HRI | N/A | N/A | N/A | N/A | N/A | N/A | N/A
00 Ret.FB-ExistDSI & DryFGD | N/A | N/A | N/A | N/A | N/A | N/A | N/A
00 Ret.FB-ExistDSI & DryFGD & HRI | N/A | N/A | N/A | N/A | N/A | N/A | N/A
00 Ret.FB-ExistDSI & DryFGD & SNCR | N/A | N/A | N/A | N/A | N/A | N/A | N/A
00 Ret.FB-ExistDSI & DryFGD & SNCR & HRI | N/A | N/A | N/A | N/A | N/A | N/A | N/A
00 Ret.FB-ExistDSI & HRI | N/A | N/A | N/A | N/A | N/A | N/A | N/A
00 Ret.FB-ExistDSI & SNCR | N/A | N/A | N/A | N/A | N/A | N/A | N/A
00 Ret.FB-ExistDSI & SNCR & HRI | N/A | N/A | N/A | N/A | N/A | N/A | N/A
00 Ret.FB-ExistSNCR & DryFGD | N/A | N/A | N/A | N/A | N/A | N/A | N/A
00 Ret.FB-ExistSNCR & DryFGD & HRI | N/A | N/A | N/A | N/A | N/A | N/A | N/A
00 Ret.FB-ExistSNCR & HRI | N/A | N/A | N/A | N/A | N/A | N/A | N/A
00 Ret.FB-ExistSNCR_ACI & HRI | N/A | N/A | N/A | N/A | N/A | N/A | N/A
00 Ret.FB-ExistSNCR_ACI_DSI & DryFGD | N/A | N/A | N/A | N/A | N/A | N/A | N/A
00 Ret.FB-ExistSNCR_ACI_DSI & DryFGD & HRI | N/A | N/A | N/A | N/A | N/A | N/A | N/A
00 Ret.FB-ExistSNCR_ACI_DSI & HRI | N/A | N/A | N/A | N/A | N/A | N/A | N/A
00 Ret.FB-ExistSNCR_DryFGD & HRI | N/A | N/A | N/A | N/A | N/A | N/A | N/A
00 Ret.FB-ExistSNCR_DryFGD_ACI & HRI | N/A | N/A | N/A | N/A | N/A | N/A | N/A
00 Ret.FB-ExistSNCR_DryFGD_ACI & HRI & CCS | N/A | N/A | N/A | N/A | N/A | N/A | N/A
00 Ret.FB-ExistSNCR_DSI & DryFGD | N/A | N/A | N/A | N/A | N/A | N/A | N/A
00 Ret.FB-ExistSNCR_DSI & DryFGD & HRI | N/A | N/A | N/A | N/A | N/A | N/A | N/A
00 Ret.FB-ExistSNCR_DSI & HRI | N/A | N/A | N/A | N/A | N/A | N/A | N/A
00 Ret.FB-ExistSNCR_WetFGD & HRI | N/A | N/A | N/A | N/A | N/A | N/A | N/A
00 Ret.FB-ExistSNCR_WetFGD & HRI & CCS | N/A | N/A | N/A | N/A | N/A | N/A | N/A
00 Ret.FB-ExistWetFGD_DSI & HRI | N/A | N/A | N/A | N/A | N/A | N/A | N/A
00 Ret.FB-ExistWetFGD_DSI & SNCR | N/A | N/A | N/A | N/A | N/A | N/A | N/A
00 Ret.FB-ExistWetFGD_DSI & SNCR & HRI | N/A | N/A | N/A | N/A | N/A | N/A | N/A
00 Ret.FB-SNCR | N/A | N/A | N/A | N/A | N/A | N/A | N/A
00 Ret.Oil/Gas Steam SCR | 17.1951 | 15.6007 | 0 | 0 | 0 | 0 | 0
00 Ret.ExistACI & NGC | N/A | N/A | N/A | N/A | N/A | N/A | N/A
00 Ret.ExistACI_DSI & NGC | N/A | N/A | N/A | N/A | N/A | N/A | N/A
00 Ret.ExistDryFGD & NGC | N/A | N/A | N/A | N/A | N/A | N/A | N/A
00 Ret.ExistDryFGD_ACI & NGC | N/A | N/A | N/A | N/A | N/A | N/A | N/A
00 Ret.ExistDryFGD_DSI & NGC | N/A | N/A | N/A | N/A | N/A | N/A | N/A
00 Ret.ExistDryFGD_SNCR_ACI_DSI & NGC | N/A | N/A | N/A | N/A | N/A | N/A | N/A
00 Ret.ExistDSI & NGC | N/A | N/A | N/A | N/A | N/A | N/A | N/A
00 Ret.ExistSCR_ACI & NGC | N/A | N/A | N/A | N/A | N/A | N/A | N/A
00 Ret.ExistSCR_ACI_DSI & NGC | N/A | N/A | N/A | N/A | N/A | N/A | N/A
00 Ret.ExistSCR_DryFGD & NGC | N/A | N/A | N/A | N/A | N/A | N/A | N/A
00 Ret.ExistSCR_DryFGD_ACI & NGC | N/A | N/A | N/A | N/A | N/A | N/A | N/A
00 Ret.ExistSCR_DryFGD_ACI_DSI & NGC | N/A | N/A | N/A | N/A | N/A | N/A | N/A
00 Ret.ExistSCR_WetFGD & NGC | N/A | N/A | N/A | N/A | N/A | N/A | N/A
00 Ret.ExistSCR_WetFGD_ACI & NGC | N/A | N/A | N/A | N/A | N/A | N/A | N/A
00 Ret.ExistSCR_WetFGD_ACI_DSI & NGC | N/A | N/A | N/A | N/A | N/A | N/A | N/A
00 Ret.ExistSCR_WetFGD_DSI & NGC | N/A | N/A | N/A | N/A | N/A | N/A | N/A
00 Ret.ExistSNCR & NGC | N/A | N/A | N/A | N/A | N/A | N/A | N/A
00 Ret.ExistSNCR_ACI & NGC | N/A | N/A | N/A | N/A | N/A | N/A | N/A
00 Ret.ExistSNCR_ACI_DSI & NGC | N/A | N/A | N/A | N/A | N/A | N/A | N/A
00 Ret.ExistSNCR_DryFGD & NGC | N/A | N/A | N/A | N/A | N/A | N/A | N/A
00 Ret.ExistSNCR_DryFGD_ACI & NGC | N/A | N/A | N/A | N/A | N/A | N/A | N/A
00 Ret.ExistSNCR_DSI & NGC | N/A | N/A | N/A | N/A | N/A | N/A | N/A
00 Ret.ExistSNCR_WetFGD & NGC | N/A | N/A | N/A | N/A | N/A | N/A | N/A
00 Ret.ExistSNCR_WetFGD_ACI & NGC | N/A | N/A | N/A | N/A | N/A | N/A | N/A
00 Ret.ExistSNCR_WetFGD_ACI_DSI & NGC | N/A | N/A | N/A | N/A | N/A | N/A | N/A
00 Ret.ExistWetFGD & NGC | N/A | N/A | N/A | N/A | N/A | N/A | N/A
00 Ret.ExistWetFGD_ACI & NGC | N/A | N/A | N/A | N/A | N/A | N/A | N/A
00 Ret.ExistWetFGD_ACI_DSI & NGC | N/A | N/A | N/A | N/A | N/A | N/A | N/A
00 Ret.ExistWetFGD_DSI & NGC | N/A | N/A | N/A | N/A | N/A | N/A | N/A
00 Ret.FB-ExistDryFGD_DSI & NGC | N/A | N/A | N/A | N/A | N/A | N/A | N/A
00 Ret.FB-ExistDryFGD_SNCR_DSI & NGC | N/A | N/A | N/A | N/A | N/A | N/A | N/A
00 Ret.NGC | N/A | N/A | N/A | N/A | N/A | N/A | N/A
00 CC Retirement | 0 | 0 | 0 | 0 | 0 | 0 | 0
00 New CC Retirement | N/A | N/A | N/A | N/A | N/A | N/A | N/A
00 CT Retirement | 0 | 0 | 0 | 0 | 0 | 0 | 0
00 O/G Retirement | 0 | 0 | 0 | 0 | 0 | 0 | 0
00 Coal Retirement | 0 | 0 | 0 | 0 | 0 | 0 | 0
00 IGCC Retirement | 0 | 0 | 0 | 0 | 0 | 0 | 0
00 Nuke Retirement | N/A | 0 | 0 | 0 | 0 | 0 | 0
00 Biomass Retirement | 0 | 0 | 0 | 0 | 0 | 0 | 0
00 Fossil_Other Retirement | N/A | N/A | N/A | N/A | N/A | N/A | N/A
00 Fuel Cell Retirement | N/A | N/A | N/A | N/A | N/A | N/A | N/A
00 Geothermal Retirement | N/A | N/A | N/A | N/A | N/A | N/A | N/A
00 Hydro Retirement | N/A | N/A | N/A | N/A | N/A | N/A | N/A
00 Landfill Gas Retirement | 0 | 0 | 0 | 0 | 0 | 0 | 0
00 Non Fossil_Other Retirement | N/A | N/A | N/A | N/A | N/A | N/A | N/A
00 Exist Dummy | 0 | 0 | 0 | 0 | 0 | 0 | 0
Average | 10.1918 | 10.2931 | 10.4544 | 10.7288 | 10.8713 | 11.1019 | 11.4353
15. Total Annual Production Cost [Million US2019$](*)
Variable O&M | 7981.5094 | 7230.4638 | 5346.9163 | 5993.6713 | 3179.4141 | 3012.4817 | 3224.956
Fixed O&M | 57099.7707 | 56721.8239 | 66182.0072 | 69796.7499 | 72513.0388 | 73534.1693 | 74030.1187
Fuel | 52177.6288 | 43767.8926 | 28488.1381 | 24325.3098 | 18767.4393 | 14651.0027 | 15892.046
Capital | 13339.1571 | 22968.6598 | 34934.0788 | 42083.0093 | 44308.8862 | 50333.7947 | 55037.1751
Pollutant Transport & Storage | 0 | -5580.0813 | -7253.6449 | -5673.6619 | -308.221 | -273.4948 | -260.7668
Total | 130598.066 | 125108.7587 | 127697.4955 | 136525.0784 | 138460.5575 | 141257.9536 | 147923.5289
Sales Revenue | 0 | 0 | 0 | 0 | 0 | 0 | 0
(*) Costs include only those items that are important for determining incremental cost of pollution control
16. Emissions
CO2 Thousand Tonnes | 1282010.3935 | 993690.908 | 606407.2233 | 480848.0824 | 405347.9286 | 356243.0311 | 391112.1625
CO2 Thousand Tons | 1413174.1588 | 1095356.4185 | 668449.3527 | 530044.1305 | 446819.4805 | 392690.6119 | 431127.239
Carbon Million Tons | 385.3726 | 298.7037 | 182.2861 | 144.543 | 121.8477 | 107.0867 | 117.5684
Carbon Million Tonnes | 349.6042 | 270.9795 | 165.3673 | 131.1273 | 110.5384 | 97.1475 | 106.6563
HCL Thousand Tons | 2.9193 | 1.8501 | 0.89035 | 0.67882 | 0.21723 | 0.13001 | 0.13566
MER lbs | 5575.2237 | 4289.8401 | 3202.0131 | 2874.3844 | 2294.1363 | 2113.7524 | 2133.3445
NOX Thousand Tons | 541.6227 | 383.8922 | 220.2262 | 164.9022 | 112.5317 | 96.2784 | 101.919
SO2 Thousand Tons | 544.3468 | 294.9852 | 128.579 | 87.1593 | 41.612 | 17.1166 | 20.8258

## FuelReport_ToEPA
Fuel Consumption by Fuel and Fuel Type [Tbtu]
Fuel Type | 2028 | 2030 | 2035 | 2040 | 2045 | 2050 | 2055
Biomass | 13.655 | 0.79168 | 0.033762 | 0.034488 | 0 | 0 | 0.00010099
EPA v6 Biomass | 13.655 | 0.79168 | 0.033762 | 0.034488 | 0 | 0 | 0.00010099
Coal | 5665.7354 | 3435.3791 | 1437.2584 | 1038.6819 | 238.7382 | 69.2614 | 101.7468
EPA v6 Coal BA | 112.8029 | 94.1429 | 94.1429 | 94.1429 | 0.2112 | 0 | 0
EPA v6 Coal BB | 41.9771 | 1.0635 | 0 | 0 | 0 | 0 | 0
EPA v6 Coal BD | 18.824 | 3.2969 | 3.2806 | 3.2969 | 0.79058 | 0.79058 | 0.79058
EPA v6 Coal BE | 430.2447 | 381.6336 | 259.1669 | 147.6599 | 5.2304 | 0 | 0
EPA v6 Coal BG | 517.3831 | 310.1325 | 95.5816 | 72.6262 | 15.177 | 0 | 0
EPA v6 Coal BH | 1176.5134 | 690.5145 | 130.9628 | 35.4633 | 15.658 | 0 | 0
EPA v6 Coal LA
EPA v6 Coal LD | 0 | 0 | 0 | 0 | 0 | 0 | 0
EPA v6 Coal LE | 402.4066 | 239.3879 | 135.1471 | 124.5022 | 4.3192 | 0 | 0
EPA v6 Coal LG | 87.262 | 87.262 | 87.262 | 87.262 | 3.0745 | 0 | 0
EPA v6 Coal LH | 0 | 0 | 0 | 0 | 0 | 0 | 0
EPA v6 Coal SA | 2353.9131 | 1192.0426 | 326.1394 | 335.8292 | 103.6235 | 32.3781 | 60.7298
EPA v6 Coal SB | 414.5605 | 326.0547 | 246.3868 | 137.8993 | 90.6539 | 36.0927 | 40.2264
EPA v6 Coal SD | 0 | 0 | 0 | 0 | 0 | 0 | 0
EPA v6 Coal SE | 109.848 | 109.848 | 59.1884 | 0 | 0 | 0 | 0
Hydrogen | 0 | 0 | 0 | 0 | 0 | 0 | 0
EPA v6.21 Hydrogen | 0 | 0 | 0 | 0 | 0 | 0 | 0
LF Gas | 225.148 | 206.9896 | 191.0878 | 184.8356 | 167.7606 | 153.9964 | 154.92
EPA v6 LFG | 225.148 | 206.9896 | 191.0878 | 184.8356 | 167.7606 | 153.9964 | 154.92
MSW | 235.219 | 228.2177 | 227.9552 | 211.5855 | 204.2313 | 192.1806 | 192.205
EPA v6 MSW | 235.219 | 228.2177 | 227.9552 | 211.5855 | 204.2313 | 192.1806 | 192.205
NaturalGas | 12540.429 | 13075.1867 | 10213.9717 | 8314.7247 | 6922.6102 | 6281.5872 | 6847.0086
EPA v6 Gas | 12540.429 | 13075.1867 | 10213.9717 | 8314.7247 | 6922.6102 | 6281.5872 | 6847.0086
Nuclear | 8001.5576 | 7671.8766 | 6905.6252 | 6436.982 | 5174.8003 | 3550.2373 | 2243.371
EPA v6 Nuclear | 8001.5576 | 7671.8766 | 6905.6252 | 6436.982 | 5174.8003 | 3550.2373 | 2243.371
Oil | 0.18884 | 0.18011 | 0.0078019 | 0.0065598 | 0.012606 | 0.17807 | 0.20403
EPA v6 DFO | 0.18884 | 0.18011 | 0.0078019 | 0.0065598 | 0.012606 | 0.17807 | 0.20403
EPA v6 RFO | 0 | 0 | 0 | 0 | 0 | 0 | 0
Pet. Coke | 55.7031 | 115.3417 | 112.7319 | 6.5663 | 6.0839 | 0.54911 | 0.54911
EPA v6 Pet Coke | 55.7031 | 115.3417 | 112.7319 | 6.5663 | 6.0839 | 0.54911 | 0.54911
Waste Coal | 58.1055 | 58.013 | 27.5429 | 24.2013 | 12.3504 | 2.9727 | 12.479
EPA v6 Waste Coal | 58.1055 | 58.013 | 27.5429 | 24.2013 | 12.3504 | 2.9727 | 12.479
Grand Total | 26795.7415 | 24791.9761 | 19116.2147 | 16217.6184 | 12726.5875 | 10250.9627 | 9552.4837
Fuel Costs by Fuel and Fuel Type[MMUS$]
Fuel Type | 2028 | 2030 | 2035 | 2040 | 2045 | 2050 | 2055
Biomass | 51.0178 | 2.9579 | 0.12614 | 0.12885 | 0 | 0 | 0.00037733
EPA v6 Biomass | 51.0178 | 2.9579 | 0.12614 | 0.12885 | 0 | 0 | 0.00037733
Coal | 9162.0482 | 5062.092 | 1940.7295 | 1467.625 | 288.6444 | 63.8538 | 90.3194
EPA v6 Coal BA | 154.705 | 129.0233 | 137.4338 | 146.6019 | 0.3501 | 0 | 0
EPA v6 Coal BB | 133.8257 | 2.4637 | 0 | 0 | 0 | 0 | 0
EPA v6 Coal BD | 51.1978 | 7.7969 | 7.8904 | 8.0675 | 1.9681 | 2.0029 | 2.0029
EPA v6 Coal BE | 782.6477 | 648.3508 | 419.6241 | 242.1566 | 11.8425 | 0 | 0
EPA v6 Coal BG | 874.1203 | 469.3517 | 141.921 | 108.8861 | 27.0847 | 0 | 0
EPA v6 Coal BH | 2039.1914 | 1139.0091 | 213.4637 | 79.5837 | 35.1872 | 0 | 0
EPA v6 Coal LA
EPA v6 Coal LD | 0 | 0 | 0 | 0 | 0 | 0 | 0
EPA v6 Coal LE | 608.1673 | 322.2618 | 178.4903 | 171.0934 | 10.3301 | 0 | 0
EPA v6 Coal LG | 128.4346 | 103.343 | 107.723 | 112.1684 | 4.3665 | 0 | 0
EPA v6 Coal LH | 0 | 0 | 0 | 0 | 0 | 0 | 0
EPA v6 Coal SA | 3688.0764 | 1715.972 | 322.7146 | 409.3565 | 92.2314 | 30.8603 | 54.1828
EPA v6 Coal SB | 515.2999 | 352.4827 | 289.6142 | 189.7109 | 105.2839 | 30.9906 | 34.1337
EPA v6 Coal SD | 0 | 0 | 0 | 0 | 0 | 0 | 0
EPA v6 Coal SE | 186.382 | 172.037 | 121.8544 | 0 | 0 | 0 | 0
Hydrogen | 0 | 0 | 0 | 0 | 0 | 0 | 0
EPA v6.21 Hydrogen | 0 | 0 | 0 | 0 | 0 | 0 | 0
LF Gas | 0 | 0 | 0 | 0 | 0 | 0 | 0
EPA v6 LFG | 0 | 0 | 0 | 0 | 0 | 0 | 0
MSW | 0 | 0 | 0 | 0 | 0 | 0 | 0
EPA v6 MSW | 0 | 0 | 0 | 0 | 0 | 0 | 0
NaturalGas | 37252.6848 | 33094.6831 | 21480.8729 | 18244.748 | 14727.6293 | 11988.4085 | 14129.3429
EPA v6 Gas | 37252.6848 | 33094.6831 | 21480.8729 | 18244.748 | 14727.6293 | 11988.4085 | 14129.3429
Nuclear | 5511.0168 | 5312.9244 | 4835.1715 | 4570.5442 | 3724.8289 | 2591.8749 | 1654.1668
EPA v6 Nuclear | 5511.0168 | 5312.9244 | 4835.1715 | 4570.5442 | 3724.8289 | 2591.8749 | 1654.1668
Oil | 3.6136 | 3.5202 | 0.16154 | 0.13972 | 0.26997 | 3.1834 | 3.6782
EPA v6 DFO | 3.6136 | 3.5202 | 0.16154 | 0.13972 | 0.26997 | 3.1834 | 3.6782
EPA v6 RFO | 0 | 0 | 0 | 0 | 0 | 0 | 0
Pet. Coke | 99.2355 | 203.1364 | 198.2618 | 13.2043 | 12.3121 | 0.98797 | 0.98797
EPA v6 Pet Coke | 99.2355 | 203.1364 | 198.2618 | 13.2043 | 12.3121 | 0.98797 | 0.98797
Waste Coal | 98.0121 | 88.5786 | 32.8148 | 28.9198 | 13.7547 | 2.6942 | 13.5503
EPA v6 Waste Coal | 98.0121 | 88.5786 | 32.8148 | 28.9198 | 13.7547 | 2.6942 | 13.5503
Grand Total | 52177.6288 | 43767.8926 | 28488.1381 | 24325.3098 | 18767.4393 | 14651.0027 | 15892.046
Fuel Costs by Fuel and Fuel Type[US$/MMBtu]
Fuel Type | 2028 | 2030 | 2035 | 2040 | 2045 | 2050 | 2055
Biomass | 3.7362 | 3.7362 | 3.7362 | 3.7362 | 0 | 0 | 3.7362
EPA v6 Biomass | 3.7362 | 3.7362 | 3.7362 | 3.7362 | 0 | 0 | 3.7362
Coal | 1.6171 | 1.4735 | 1.3503 | 1.413 | 1.209 | 0.92192 | 0.88769
EPA v6 Coal BA | 1.3715 | 1.3705 | 1.4598 | 1.5572 | 1.6577 | 0 | 0
EPA v6 Coal BB | 3.1881 | 2.3166 | 0 | 0 | 0 | 0 | 0
EPA v6 Coal BD | 2.7198 | 2.3649 | 2.4052 | 2.447 | 2.4895 | 2.5334 | 2.5334
EPA v6 Coal BE | 1.8191 | 1.6989 | 1.6191 | 1.64 | 2.2642 | 0 | 0
EPA v6 Coal BG | 1.6895 | 1.5134 | 1.4848 | 1.4993 | 1.7846 | 0 | 0
EPA v6 Coal BH | 1.7332 | 1.6495 | 1.63 | 2.2441 | 2.2472 | 0 | 0
EPA v6 Coal LA | 0 | 0 | 0 | 0 | 0 | 0 | 0
EPA v6 Coal LD | 0 | 0 | 0 | 0 | 0 | 0 | 0
EPA v6 Coal LE | 1.5113 | 1.3462 | 1.3207 | 1.3742 | 2.3916 | 0 | 0
EPA v6 Coal LG | 1.4718 | 1.1843 | 1.2345 | 1.2854 | 1.4202 | 0 | 0
EPA v6 Coal LH | 0 | 0 | 0 | 0 | 0 | 0 | 0
EPA v6 Coal SA | 1.5668 | 1.4395 | 0.9895 | 1.2189 | 0.89006 | 0.95312 | 0.89219
EPA v6 Coal SB | 1.243 | 1.0811 | 1.1754 | 1.3757 | 1.1614 | 0.85864 | 0.84854
EPA v6 Coal SD | 0 | 0 | 0 | 0 | 0 | 0 | 0
EPA v6 Coal SE | 1.6967 | 1.5661 | 2.0588 | 0 | 0 | 0 | 0
Hydrogen | 0 | 0 | 0 | 0 | 0 | 0 | 0
EPA v6.21 Hydrogen | 0 | 0 | 0 | 0 | 0 | 0 | 0
LF Gas | 0 | 0 | 0 | 0 | 0 | 0 | 0
EPA v6 LFG | 0 | 0 | 0 | 0 | 0 | 0 | 0
MSW | 0 | 0 | 0 | 0 | 0 | 0 | 0
EPA v6 MSW | 0 | 0 | 0 | 0 | 0 | 0 | 0
NaturalGas | 2.9706 | 2.5311 | 2.1031 | 2.1943 | 2.1275 | 1.9085 | 2.0636
EPA v6 Gas | 2.9706 | 2.5311 | 2.1031 | 2.1943 | 2.1275 | 1.9085 | 2.0636
Nuclear | 0.68874 | 0.69252 | 0.70018 | 0.71004 | 0.7198 | 0.73006 | 0.73736
EPA v6 Nuclear | 0.68874 | 0.69252 | 0.70018 | 0.71004 | 0.7198 | 0.73006 | 0.73736
Oil | 19.1353 | 19.5449 | 20.705 | 21.299 | 21.4162 | 17.8774 | 18.0272
EPA v6 DFO | 19.1353 | 19.5449 | 20.705 | 21.299 | 21.4162 | 17.8774 | 18.0272
EPA v6 RFO | 0 | 0 | 0 | 0 | 0 | 0 | 0
Pet. Coke | 1.7815 | 1.7612 | 1.7587 | 2.0109 | 2.0237 | 1.7992 | 1.7992
EPA v6 Pet Coke | 1.7815 | 1.7612 | 1.7587 | 2.0109 | 2.0237 | 1.7992 | 1.7992
Waste Coal | 1.6868 | 1.5269 | 1.1914 | 1.195 | 1.1137 | 0.90631 | 1.0858
EPA v6 Waste Coal | 1.6868 | 1.5269 | 1.1914 | 1.195 | 1.1137 | 0.90631 | 1.0858
Grand Total | 1.9472 | 1.7654 | 1.4903 | 1.4999 | 1.4747 | 1.4292 | 1.6637

## Coal Pivot Tables
Coal Prices (2019$/MMBtu) | [7 empty] | Total TBtu
Coal Region | 2028 | 2030 | 2035 | 2040 | 2045 | 2050 | 2055 | 2028 | 2030 | 2035 | 2040 | 2045 | 2050 | 2055
Appalachia | 1.7221 | 1.8093 | 2.1063 | 2.347 | 2.6501 | 2.7829 | 2.8217 | 1826.7964 | 1331.2326 | 879.4525 | 743.1119 | 659.9197 | 652.4815 | 652.384
Imports | 4.5578 | 5.6107 | 5.0252 | 3.8446 | 3.2069 | 3.0479 | 3.1029 | 10.93 | 0.29036 | 0.29036 | 0.29036 | 0.29036 | 0.29036 | 0.29036
Interior | 1.3584 | 1.2327 | 1.2892 | 1.2565 | 1.3725 | 1.4147 | 1.4147 | 1422.1591 | 985.3456 | 550.0488 | 352.9103 | 144.2404 | 104.8022 | 104.8022
Waste Coal | 1.1483 | 0.97855 | 0.65688 | 0.64492 | 0.63316 | 0.62337 | 0.62445 | 58.1055 | 58.013 | 27.5429 | 24.2013 | 12.3504 | 2.9727 | 12.479
West | 0.76293 | 0.80699 | 0.90216 | 0.95679 | 1.0379 | 1.1742 | 1.1591 | 3844.9071 | 2545.4023 | 1424.3761 | 1247.5771 | 794.3303 | 667.0498 | 697.0077
National | 1.1347 | 1.1657 | 1.3416 | 1.4349 | 1.7255 | 1.9264 | 1.9126 | 7162.8982 | 4920.2838 | 2881.7107 | 2368.091 | 1611.1312 | 1427.5966 | 1466.9633
Coal Prices (2019$/Ton) | [7 empty] | Total Million Tons
Coal Region | 2028 | 2030 | 2035 | 2040 | 2045 | 2050 | 2055 | 2028 | 2030 | 2035 | 2040 | 2045 | 2050 | 2055
Appalachia | 43.0411 | 45.2671 | 53.1425 | 59.1727 | 65.4464 | 68.6763 | 69.6224 | 73.0925 | 53.2082 | 34.8573 | 29.4747 | 26.7217 | 26.44 | 26.44
Imports | 94.5294 | 116.3659 | 104.2229 | 79.7375 | 66.5108 | 63.2134 | 64.3551 | 0.527 | 0.014 | 0.014 | 0.014 | 0.014 | 0.014 | 0.014
Interior | 26.9089 | 25.4686 | 24.4978 | 21.7011 | 29.4252 | 31.6123 | 31.6123 | 71.7924 | 47.6908 | 28.9453 | 20.434 | 6.7281 | 4.69 | 4.69
Waste Coal | 15.3878 | 13.1125 | 8.8022 | 8.642 | 8.4843 | 8.3532 | 8.3677 | 4.3362 | 4.3293 | 2.0554 | 1.8061 | 0.92167 | 0.22184 | 0.93127
West | 13.4565 | 14.1826 | 16.1981 | 17.2952 | 18.9918 | 21.607 | 21.2462 | 217.9917 | 144.833 | 79.3314 | 69.0172 | 43.41 | 36.25 | 38.0265
National | 22.102 | 22.9359 | 26.6252 | 28.1412 | 35.7348 | 40.6717 | 40.0231 | 367.7398 | 250.0753 | 145.2034 | 120.7459 | 77.7955 | 67.6159 | 70.1018

## Final Wholesale Price
Wholesale Electricity Price (2019$/MWh)
Region Group | 2028 | 2030 | 2035 | 2040 | 2045 | 2050 | 2055
ERCOT_Tenaska Frontier Generating Station | 31.5812 | 25.6901 | 0 | 0 | 0 | 0 | 0
ERCOT_Tenaska Gateway Generating Station | 31.5812 | 25.6901 | 0 | 0 | 0 | 0 | 0
ERCOT_Panhandle | 27.6335 | 23.8562 | 14.2881 | 14.6093 | 12.3801 | 10.7409 | 11.5076
ERCOT_Rest | 30.8048 | 29.9596 | 21.6611 | 20.8734 | 16.8979 | 14.8185 | 14.8689
ERCOT_West | 28.5036 | 24.7694 | 14.8857 | 15.2582 | 13.0757 | 11.2883 | 11.987
FRCC | 36.7239 | 33.8954 | 28.4418 | 27.806 | 26.5993 | 23.3699 | 24.5985
MISO_Amite South (including DSG) | 39.3077 | 35.2862 | 26.1372 | 24.4109 | 23.75 | 20.9113 | 22.1947
MISO_Arkansas | 38.1931 | 35.0772 | 25.646 | 23.9415 | 21.5643 | 17.2038 | 17.6505
MISO_Iowa | 36.597 | 31.5706 | 22.2555 | 21.0627 | 18.7595 | 14.3264 | 14.5293
MISO_Illinois | 38.9329 | 36.1957 | 24.7536 | 22.4071 | 20.7555 | 16.0078 | 16.103
MISO_Indiana (including parts of Kentucky) | 39.8087 | 35.757 | 26.0927 | 23.9075 | 21.0357 | 17.1843 | 17.5003
MISO_Louisiana | 38.9093 | 34.9633 | 25.8032 | 24.1867 | 23.2019 | 19.3071 | 19.5506
MISO_Lower Michigan | 37.9691 | 34.2978 | 26.8392 | 27.6643 | 25.826 | 23.1714 | 23.5489
MISO_MT, SD, ND | 39.5206 | 30.2341 | 18.463 | 19.2284 | 18.5496 | 14.1919 | 14.5147
MISO_Iowa-MidAmerican | 35.9396 | 31.0155 | 22.038 | 18.1692 | 18.7554 | 14.2934 | 14.4082
MISO_Minnesota and Western Wisconsin | 40.4959 | 32.48 | 22.6114 | 21.3233 | 19.0122 | 14.554 | 14.8904
MISO_Missouri | 38.2071 | 35.7983 | 24.4596 | 22.0927 | 19.2628 | 15.0189 | 15.4357
MISO_Mississippi | 39.8113 | 35.8271 | 26.4417 | 24.6253 | 23.7237 | 19.5851 | 19.9345
MISO_WOTAB (including Western) | 38.9311 | 32.1582 | 22.7123 | 19.4533 | 20.5094 | 19.0971 | 19.4571
MISO_Wisconsin- Upper Michigan (WUMS) | 40.9402 | 34.5858 | 26.9713 | 24.0944 | 21.4907 | 17.0837 | 17.267
ISONE_Connecticut | 30.5214 | 29.5713 | 27.1188 | 24.4016 | 23.3487 | 23.5631 | 24.1811
ISONE_Maine | 29.136 | 27.1946 | 20.3568 | 19.6406 | 17.4942 | 17.1258 | 17.2128
ISONE_MA, VT, NH, RI (Rest of ISO New England) | 30.6794 | 29.9931 | 27.1509 | 24.0587 | 22.9146 | 23.0621 | 23.3172
NY_Zone A (West) | 28.9092 | 28.8713 | 20.7942 | 23.838 | 23.5579 | 20.436 | 20.2783
NY_Zone B (Genesee) | 29.6144 | 29.5901 | 21.2555 | 24.4289 | 24.1392 | 20.8248 | 20.6618
NY_Zone C&E | 30.277 | 30.3165 | 21.6819 | 24.6635 | 24.343 | 21.2826 | 21.0629
NY_Zone D (North) | 29.5478 | 29.5868 | 21.1348 | 24.0524 | 23.7547 | 20.769 | 20.5512
NY_Zone F (Capital) | 31.9133 | 31.7782 | 22.1281 | 25.2917 | 24.9708 | 21.8006 | 21.744
NY_Zone G-I (Downstate NY) | 33.3969 | 33.4851 | 22.7211 | 26.2559 | 25.9556 | 23.9492 | 24.5423
NY_Zone J (NYC) | 34.7668 | 35.8795 | 23.3997 | 26.9839 | 27.7634 | 26.9674 | 27.5798
NY_Zone K (LI) | 37.6682 | 37.076 | 23.1588 | 25.9101 | 26.059 | 24.9587 | 27.1809
PJM_AP | 33.4721 | 29.6482 | 25.7606 | 25.4956 | 23.8676 | 21.1103 | 22.2366
PJM_ATSI | 33.838 | 30.0575 | 25.9394 | 25.8484 | 23.7778 | 21.1952 | 22.4551
PJM_ComEd | 32.2245 | 28.3438 | 26.3445 | 21.8952 | 25.5808 | 22.3641 | 23.5181
PJM_Dominion | 34.0157 | 30.1318 | 25.8026 | 25.7415 | 24.1689 | 24.4546 | 25.6377
PJM_EMAAC | 31.1979 | 24.0505 | 24.74 | 26.6884 | 25.5537 | 22.9697 | 24.5663
PJM_PENELEC | 30.5687 | 23.9203 | 24.1086 | 23.7922 | 22.9531 | 20.5404 | 21.4053
PJM_SWMAAC | 34.0546 | 30.0722 | 26.1621 | 28.7022 | 27.074 | 24.3532 | 25.3015
PJM West | 34.2133 | 30.353 | 26.2846 | 25.7952 | 23.5272 | 20.5303 | 21.7186
PJM_Western MAAC | 30.7511 | 23.8107 | 24.3615 | 24.401 | 25.029 | 22.1094 | 23.0898
SERC_Central_Kentucky | 34.5222 | 32.3323 | 27.2606 | 26.9883 | 24.5406 | 20.4117 | 20.7361
SERC_Central_TVA | 38.6345 | 35.0287 | 25.8682 | 25.2309 | 22.8333 | 18.3235 | 19.2162
SERC_Delta_AECI | 32.7151 | 29.0618 | 22.4423 | 20.8945 | 18.0974 | 13.7841 | 13.8748
SERC_Southeastern | 36.3433 | 33.0843 | 26.2053 | 26.3655 | 24.2747 | 20.0731 | 20.4459
SERC_VACAR | 41.797 | 34.4047 | 29.7421 | 28.6859 | 27.2442 | 23.9926 | 25.4448
SPP_Kiamichi Energy Facility | 31.5812 | 25.6901 | 17.4034 | 0 | 0 | 0 | 0
SPP North- (Kansas, Missouri) | 34.0556 | 26.0493 | 14.7539 | 12.6775 | 12.4424 | 11.3216 | 12.4417
SPP Nebraska | 33.2046 | 25.4784 | 16.6443 | 13.987 | 15.0953 | 13.2657 | 13.6399
SPP SPS (Texas Panhandle) | 33.4587 | 24.2243 | 11.041 | 8.0596 | 7.8669 | 6.7542 | 7.9411
SPP_WAUE | 32.0839 | 25.1936 | 16.3941 | 13.7816 | 15.187 | 13.5253 | 13.6679
SPP West (Oklahoma, Arkansas, Louisiana) | 34.0064 | 25.7933 | 14.4414 | 12.3119 | 12.1641 | 11.1134 | 12.3896
WECC_BANC | 59.7505 | 64.4995 | 50.2416 | 52.3806 | 38.881 | 42.6492 | 43.8841
WECC_Northern California (not including BANC) | 50.9165 | 55.98 | 43.7051 | 42.3273 | 27.5242 | 31.9597 | 33.6141
WECC_LADWP | 51.7864 | 59.5787 | 45.0971 | 49.6423 | 31.4269 | 33.765 | 34.9047
WECC_San Diego Gas and Electric | 52.9342 | 59.175 | 43.5852 | 48.1184 | 34.2002 | 35.8055 | 36.5685
WECC_Arizona | 38.4563 | 29.7994 | 30.0163 | 27.3009 | 27.7207 | 24.1163 | 25.6758
WECC_Colorado | 46.7351 | 48.8843 | 33.3943 | 29.142 | 27.5631 | 22.0461 | 23.6697
WECC_Idaho | 38.0583 | 32.6906 | 32.5393 | 29.8181 | 27.4507 | 22.0185 | 23.6661
WECC_Imperial Irrigation District (IID) | 39.8333 | 44.267 | 28.6752 | 35.3008 | 23.8055 | 24.5613 | 25.336
WECC_Montana | 35.4023 | 29.1842 | 28.3222 | 26.6732 | 23.8383 | 18.4051 | 20.0315
WECC_New Mexico | 38.3263 | 30.2433 | 30.3593 | 27.1885 | 26.7205 | 23.7592 | 25.2287
WECC_Northern Nevada | 36.3507 | 30.3043 | 34.3766 | 30.4416 | 29.7734 | 25.0729 | 27.1122
WECC_Pacific Northwest | 36.6231 | 30.0818 | 29.3643 | 29.2613 | 27.5396 | 22.6644 | 24.3199
WECC_Southern California Edison | 52.6522 | 59.746 | 46.006 | 48.7705 | 30.7828 | 32.4996 | 33.5435
WECC_Southern Nevada | 36.8881 | 27.0034 | 28.8502 | 27.4368 | 27.8817 | 27.5609 | 29.5342
WECC_Utah | 36.115 | 33.1891 | 32.9014 | 30.0173 | 29.0357 | 25.3688 | 26.3935
WECC_Wyoming | 25.5785 | 26.6305 | 27.8342 | 26.6637 | 25.8276 | 21.1888 | 22.8794
National | 36.7998 | 33.3192 | 26.6964 | 26.009 | 23.4291 | 20.8705 | 21.8005

## Natural Gas
Natural Gas Results
| Delivered Natural Gas Price (2019$/MMBtu) | [21 empty] | Natural Gas Consumption in the Power Sector (Tcf)
| Winter | [6 empty] | Winter-Shoulder | [6 empty] | Summer | [7 empty] | Winter | [6 empty] | Winter-Shoulder | [6 empty] | Summer
| 2028 | 2030 | 2035 | 2040 | 2045 | 2050 | 2055 | 2028 | 2030 | 2035 | 2040 | 2045 | 2050 | 2055 | 2028 | 2030 | 2035 | 2040 | 2045 | 2050 | 2055 |  | 2028 | 2030 | 2035 | 2040 | 2045 | 2050 | 2055 | 2028 | 2030 | 2035 | 2040 | 2045 | 2050 | 2055 | 2028 | 2030 | 2035 | 2040 | 2045 | 2050 | 2055
ERC_FRNT | 3.5767 | 2.6672 | 2.1486 | 2.2241 | 2.1682 | 1.9485 | 2.0963 | 2.8848 | 2.3481 | 1.8194 | 2.0274 | 1.9988 | 1.7791 | 1.9269 | 2.5763 | 2.2338 | 1.6844 | 1.9746 | 1.9711 | 1.7514 | 1.8992 | ERC_FRNT | 0.01053 | 0.01053 | 0 | 0 | 0 | 0 | 0 | 0.014274 | 0 | 0 | 0 | 0 | 0 | 0 | 0.019738 | 0.017051 | 0 | 0 | 0 | 0 | 0
ERC_GWAY | 3.5767 | 2.6672 | 2.1486 | 2.2241 | 2.1682 | 1.9485 | 2.0963 | 2.8848 | 2.3481 | 1.8194 | 2.0274 | 1.9988 | 1.7791 | 1.9269 | 2.5763 | 2.2338 | 1.6844 | 1.9746 | 1.9711 | 1.7514 | 1.8992 | ERC_GWAY | 0.010691 | 0.0016037 | 0 | 0 | 0 | 0 | 0 | 0.012031 | 0 | 0 | 0 | 0 | 0 | 0 | 0.017311 | 0.017311 | 0 | 0 | 0 | 0 | 0
ERC_PHDL | - | - | - | - | - | - | - | - | - | - | - | - | - | - | - | - | - | - | - | - | - | ERC_PHDL | - | - | - | - | - | - | - | - | - | - | - | - | - | - | - | - | - | - | - | - | -
ERC_REST | 3.5767 | 2.6672 | 2.1486 | 2.2241 | 2.1682 | 1.9485 | 2.0963 | 2.8848 | 2.3481 | 1.8194 | 2.0274 | 1.9988 | 1.7791 | 1.9269 | 2.5763 | 2.2338 | 1.6844 | 1.9746 | 1.9711 | 1.7514 | 1.8992 | ERC_REST | 0.1567 | 0.20043 | 0.047103 | 0.043827 | 0.024742 | 0.033813 | 0.03628 | 0.25172 | 0.23579 | 0.036318 | 0.023626 | 0.01122 | 0.013951 | 0.014569 | 0.57278 | 0.51355 | 0.27801 | 0.25713 | 0.22179 | 0.24653 | 0.24508
ERC_WEST | 3.551 | 2.6447 | 2.1596 | 2.228 | 2.1652 | 1.9455 | 2.0933 | 2.8476 | 2.3062 | 1.8088 | 2.0077 | 1.9647 | 1.7451 | 1.8929 | 2.4726 | 2.1608 | 1.6285 | 1.9231 | 1.9198 | 1.7001 | 1.8479 | ERC_WEST | 0.0049998 | 0.0020304 | 7.3079e-05 | 0.00013046 | 0.00013046 | 0.00022558 | 0.00022558 | 0.0020894 | 3.1814e-07 | 0 | 0 | 0 | 0 | 0 | 0.028552 | 0.0059272 | 0.0077402 | 0.0090434 | 0.0054369 | 0.0054376 | 0.0055956
FRCC | 3.8876 | 3.0142 | 2.4837 | 2.4406 | 2.3334 | 2.1138 | 2.2616 | 3.1501 | 2.6548 | 2.089 | 2.2242 | 2.1237 | 1.9041 | 2.0519 | 3.0556 | 3.2909 | 2.2931 | 2.3798 | 2.3179 | 2.0983 | 2.2461 | FRCC | 0.29586 | 0.32169 | 0.30678 | 0.28691 | 0.24919 | 0.21274 | 0.2313 | 0.44675 | 0.46041 | 0.44156 | 0.38862 | 0.33775 | 0.26751 | 0.28916 | 0.72853 | 0.73594 | 0.73553 | 0.6653 | 0.6634 | 0.63151 | 0.70819
MIS_AMSO | 3.6735 | 2.7858 | 2.3017 | 2.3092 | 2.214 | 1.9943 | 2.1421 | 2.965 | 2.4555 | 1.9314 | 2.0909 | 2.0035 | 1.7838 | 1.9316 | 2.6859 | 2.3838 | 1.8152 | 2.0403 | 2.0016 | 1.7819 | 1.9297 | MIS_AMSO | 0.033515 | 0.045587 | 0.031882 | 0.025122 | 0.027115 | 0.024083 | 0.023089 | 0.051957 | 0.048493 | 0.029553 | 0.026457 | 0.027829 | 0.01148 | 0.014632 | 0.074738 | 0.085667 | 0.063364 | 0.058049 | 0.06667 | 0.066187 | 0.06557
MIS_AR | 3.6189 | 2.7238 | 2.2448 | 2.2973 | 2.2179 | 1.9983 | 2.1461 | 2.9399 | 2.4244 | 1.9146 | 2.1 | 2.0213 | 1.8016 | 1.9494 | 2.5886 | 2.2666 | 1.7251 | 2.0039 | 1.9841 | 1.7644 | 1.9122 | MIS_AR | 0.033904 | 0.047022 | 0.021305 | 0.007474 | 0.0052625 | 0.0019672 | 0.0019135 | 0.051962 | 0.05894 | 0.0049104 | 0.001004 | 0.00077536 | 0.00012021 | 8.4056e-05 | 0.087415 | 0.092857 | 0.079027 | 0.057212 | 0.033235 | 0.029081 | 0.034347
MIS_IA | 3.8648 | 2.942 | 2.4819 | 2.4954 | 2.4012 | 2.1815 | 2.3293 | 3.1125 | 2.5574 | 2.0792 | 2.2072 | 2.0865 | 1.8668 | 2.0146 | 2.4192 | 2.1372 | 1.639 | 1.9175 | 1.8805 | 1.6608 | 1.8086 | MIS_IA | 0.010761 | 0.014147 | 0.0013646 | 0.00015681 | 0 | 0 | 0 | 0.014472 | 0.019138 | 0.00052271 | 0 | 0 | 0 | 0 | 0.032172 | 0.033245 | 0.026602 | 0.012252 | 0.0053744 | 0.0053744 | 0.0053744
MIS_IL | 3.7329 | 2.824 | 2.3577 | 2.4014 | 2.3115 | 2.0918 | 2.2396 | 3.0393 | 2.4988 | 2.011 | 2.1726 | 2.0686 | 1.8489 | 1.9967 | 2.4344 | 2.1528 | 1.6507 | 1.9484 | 1.9194 | 1.6998 | 1.8476 | MIS_IL | 0.0068147 | 0.0089038 | 0.00024891 | 0.00019334 | 0 | 0 | 0 | 0.0061221 | 0.011203 | 0.00023884 | 0 | 0 | 0 | 0 | 0.021761 | 0.021298 | 0.0069327 | 0.0031466 | 0 | 0 | 0
MIS_INKY | 3.6569 | 2.7583 | 2.2916 | 2.3351 | 2.2525 | 2.0328 | 2.1806 | 2.9625 | 2.4504 | 1.9515 | 2.123 | 2.0365 | 1.8169 | 1.9647 | 2.5004 | 2.2033 | 1.6829 | 1.9707 | 1.9467 | 1.727 | 1.8748 | MIS_INKY | 0.027978 | 0.040783 | 0.020575 | 0.0022831 | 0.0001071 | 0 | 0 | 0.03031 | 0.037637 | 0.010617 | 0.00052055 | 0 | 0 | 0 | 0.076223 | 0.092027 | 0.075155 | 0.045009 | 0.026241 | 0.012745 | 0.014351
MIS_LA | 3.5842 | 2.6906 | 2.2066 | 2.2434 | 2.1583 | 1.9386 | 2.0864 | 2.8936 | 2.3793 | 1.8613 | 2.0384 | 1.9566 | 1.737 | 1.8848 | 2.5689 | 2.2497 | 1.6974 | 1.9587 | 1.9335 | 1.7138 | 1.8617 | MIS_LA | 0.074293 | 0.083392 | 0.066808 | 0.043202 | 0.041494 | 0.028066 | 0.022765 | 0.10078 | 0.10165 | 0.061664 | 0.037283 | 0.036792 | 0.013335 | 0.0044722 | 0.12609 | 0.14613 | 0.15347 | 0.1308 | 0.13821 | 0.14877 | 0.1439
MIS_LMI | 3.787 | 2.8715 | 2.4126 | 2.4773 | 2.3762 | 2.1565 | 2.3043 | 3.1457 | 2.592 | 2.1067 | 2.2787 | 2.155 | 1.9353 | 2.0831 | 2.4732 | 2.1903 | 1.6902 | 2.0143 | 1.9771 | 1.7574 | 1.9052 | MIS_LMI | 0.063686 | 0.086955 | 0.054805 | 0.057731 | 0.041042 | 0.040239 | 0.031141 | 0.079221 | 0.11429 | 0.034021 | 0.034422 | 0.021059 | 0.024476 | 0.011264 | 0.17299 | 0.19754 | 0.17548 | 0.17037 | 0.16277 | 0.17225 | 0.17309
MIS_MAPP | 3.8823 | 2.9766 | 2.5895 | 2.6262 | 2.5286 | 2.3089 | 2.4567 | 3.2094 | 2.6627 | 2.238 | 2.3631 | 2.2545 | 2.0348 | 2.1826 | 2.5394 | 2.2595 | 1.7962 | 2.0799 | 2.0264 | 1.8067 | 1.9545 | MIS_MAPP | 2.701e-05 | 4.1006e-05 | 0 | 0 | 0 | 0 | 0 | 0 | 0 | 0 | 0 | 0 | 0 | 0 | 0.0001991 | 0.0001948 | 1.7993e-05 | 7.6893e-06 | 0 | 0 | 0
MIS_MIDA | 3.7796 | 2.86 | 2.4 | 2.4366 | 2.3391 | 2.1194 | 2.2672 | 3.0634 | 2.5085 | 2.0345 | 2.1748 | 2.0566 | 1.8369 | 1.9847 | 2.3872 | 2.1069 | 1.612 | 1.8957 | 1.86 | 1.6403 | 1.7882 | MIS_MIDA | 0.0012874 | 0.0052686 | 0.00012221 | 7.9856e-05 | 0 | 0 | 0 | 0.00040607 | 0.0030583 | 8.2177e-05 | 0 | 0 | 0 | 0 | 0.01041 | 0.01349 | 0.010039 | 0.0030253 | 0.0024886 | 0.0024886 | 0.0024853
MIS_MNWI | 4.1436 | 3.2257 | 2.7676 | 2.7729 | 2.6798 | 2.4601 | 2.6079 | 3.4196 | 2.8661 | 2.3752 | 2.5028 | 2.3789 | 2.1592 | 2.307 | 2.7259 | 2.4431 | 1.9372 | 2.2126 | 2.1696 | 1.95 | 2.0978 | MIS_MNWI | 0.010054 | 0.017674 | 0.00054536 | 0.00032497 | 0 | 0 | 0 | 0.0012579 | 0.00579 | 0.00059801 | 0 | 0 | 0 | 0 | 0.045558 | 0.051106 | 0.017692 | 0.010759 | 0.0082143 | 0.0051256 | 0.0087213
MIS_MO | 3.7831 | 2.8744 | 2.3456 | 2.3723 | 2.2766 | 2.057 | 2.2048 | 3.0298 | 2.4955 | 1.9717 | 2.129 | 2.031 | 1.8114 | 1.9592 | 2.4913 | 2.1945 | 1.6506 | 1.9333 | 1.9049 | 1.6853 | 1.8331 | MIS_MO | 0.0028446 | 0.0046574 | 0.0011064 | 0.00046998 | 0.00012485 | 7.9596e-06 | 0.00014451 | 0.00086358 | 0.0022656 | 0.00029942 | 2.4185e-05 | 5.72e-06 | 0 | 0 | 0.024384 | 0.04294 | 0.026259 | 0.0066118 | 0.0040164 | 0.0029181 | 0.0019801
MIS_MS | 3.7404 | 2.8602 | 2.36 | 2.3417 | 2.2398 | 2.0201 | 2.1679 | 3.0059 | 2.5032 | 1.9667 | 2.1165 | 2.0231 | 1.8035 | 1.9513 | 2.8266 | 2.644 | 1.9949 | 2.1762 | 2.1286 | 1.9089 | 2.0567 | MIS_MS | 0.0115 | 0.013061 | 0.0087867 | 0.0045452 | 0.0069441 | 0.0027577 | 0.002243 | 0.015423 | 0.015469 | 0.0063038 | 0.0033489 | 0.0031578 | 0.0010716 | 0.00065746 | 0.027792 | 0.024939 | 0.014196 | 0.012429 | 0.022978 | 0.011643 | 0.015873
MIS_WOTA | 3.7204 | 2.8145 | 2.3056 | 2.3516 | 2.2788 | 2.0591 | 2.2069 | 3.0285 | 2.5055 | 1.9692 | 2.1519 | 2.1011 | 1.8814 | 2.0292 | 2.7054 | 2.3734 | 1.814 | 2.0873 | 2.073 | 1.8533 | 2.0011 | MIS_WOTA | 0.050782 | 0.05 | 0.037772 | 0.021264 | 0.022942 | 0.012723 | 0.01172 | 0.070871 | 0.066375 | 0.028938 | 0.019728 | 0.021005 | 0.0014873 | 0.0016953 | 0.11537 | 0.11537 | 0.087773 | 0.06499 | 0.068726 | 0.066089 | 0.067071
MIS_WUMS | 3.9231 | 3.0101 | 2.5541 | 2.5513 | 2.4591 | 2.2395 | 2.3873 | 3.2275 | 2.6756 | 2.1718 | 2.2991 | 2.172 | 1.9523 | 2.1001 | 2.5332 | 2.2497 | 1.7361 | 2.0085 | 1.9595 | 1.7399 | 1.8877 | MIS_WUMS | 0.038115 | 0.041461 | 0.026164 | 0.0032659 | 0.00051957 | 4.5924e-05 | 7.422e-05 | 0.039248 | 0.05299 | 0.013077 | 0.0021502 | 0.0011162 | 0.00068343 | 0.00062123 | 0.09136 | 0.09695 | 0.083939 | 0.062706 | 0.049496 | 0.051193 | 0.053928
NENG_CT | 6.6282 | 6.5993 | 5.9203 | 5.3234 | 4.7968 | 4.5772 | 4.725 | 3.2085 | 2.8323 | 2.3143 | 2.3869 | 2.2499 | 2.0303 | 2.1781 | 2.1342 | 1.9578 | 1.5687 | 1.789 | 1.7838 | 1.5641 | 1.7119 | NENG_CT | 0.020464 | 0.0091075 | 0.0040356 | 0 | 0 | 0 | 0 | 0.017191 | 0.01023 | 0.00020434 | 0 | 0 | 0 | 0 | 0.062363 | 0.059868 | 0.044914 | 0 | 0 | 0 | 0
NENG_ME | 6.607 | 6.578 | 5.8991 | 5.3022 | 4.7756 | 4.5559 | 4.7037 | 3.1873 | 2.811 | 2.293 | 2.3656 | 2.2287 | 2.009 | 2.1568 | 2.113 | 1.9365 | 1.5475 | 1.7678 | 1.7626 | 1.5429 | 1.6907 | NENG_ME | 0.0014145 | 0.00015308 | 4.9489e-05 | 3.4711e-05 | 0 | 0 | 0 | 0.00032372 | 9.2638e-05 | 1.0829e-05 | 4.7737e-06 | 0 | 0 | 0 | 0.0019367 | 0.0019023 | 0.0011999 | 0.001997 | 0 | 0 | 0
NENGREST | 6.607 | 6.578 | 5.8991 | 5.3022 | 4.7756 | 4.5559 | 4.7037 | 3.1873 | 2.811 | 2.293 | 2.3656 | 2.2287 | 2.009 | 2.1568 | 2.113 | 1.9365 | 1.5475 | 1.7678 | 1.7626 | 1.5429 | 1.6907 | NENGREST | 0.022262 | 0.018725 | 0.0016842 | 0.0011189 | 7.442e-05 | 0.0020408 | 0.0020854 | 0.0063763 | 0.0086143 | 0.00070137 | 1.7485e-07 | 0 | 0 | 0 | 0.089683 | 0.093612 | 0.063969 | 0.089681 | 0.08738 | 0.10163 | 0.089505
NY_Z_A | 3.2142 | 2.4393 | 2.2987 | 2.3246 | 2.2624 | 2.0428 | 2.1906 | 2.4705 | 2.0597 | 1.821 | 2.0524 | 1.9829 | 1.7632 | 1.911 | 1.9671 | 1.7804 | 1.5035 | 1.8313 | 1.832 | 1.6123 | 1.7601 | NY_Z_A | 0.0065528 | 0.0067446 | 0.0062608 | 0 | 0 | 0 | 6.1628e-07 | 0.0020163 | 0.0018792 | 1.0308e-05 | 0 | 0 | 0 | 0 | 0.0071911 | 0.0074196 | 0.0029723 | 4.983e-05 | 4.7703e-05 | 3.9695e-05 | 3.9326e-05
NY_Z_B | 3.0841 | 2.3056 | 2.2081 | 2.2813 | 2.2229 | 2.0032 | 2.151 | 2.3969 | 1.9966 | 1.7881 | 2.0273 | 1.9597 | 1.74 | 1.8878 | 1.9018 | 1.7211 | 1.4733 | 1.8074 | 1.8108 | 1.5911 | 1.7389 | NY_Z_B | 0.0032525 | 0.0032811 | 0.0032482 | 2.6751e-05 | 1.3605e-05 | 2.6903e-05 | 0 | 0.0033765 | 0.0033765 | 4.0814e-05 | 0 | 0 | 0 | 0 | 0.005671 | 0.005671 | 0.0032508 | 9.0255e-05 | 9.0255e-05 | 9.0255e-05 | 9.0255e-05
NY_Z_C&E | 3.7625 | 2.9992 | 2.7301 | 2.6482 | 2.5787 | 2.3591 | 2.5069 | 2.6391 | 2.2207 | 1.938 | 2.1385 | 2.0593 | 1.8397 | 1.9875 | 2.0219 | 1.8428 | 1.55 | 1.8463 | 1.8462 | 1.6266 | 1.7744 | NY_Z_C&E | 0.016398 | 0.018664 | 0.015267 | 0.00060307 | 0.0002901 | 0.00022617 | 0.0002901 | 0.016636 | 0.016627 | 0.0012191 | 0 | 0 | 0 | 0 | 0.025858 | 0.027504 | 0.024279 | 0.017497 | 0.017497 | 0.016363 | 0.011569
NY_Z_D | 5.1194 | 4.3862 | 3.7741 | 3.3818 | 3.2905 | 3.0708 | 3.2186 | 3.1234 | 2.6688 | 2.2379 | 2.3609 | 2.2587 | 2.039 | 2.1868 | 2.2622 | 2.0862 | 1.7034 | 1.9242 | 1.9171 | 1.6974 | 1.8452 | NY_Z_D | 0 | 0 | 0 | 0 | 0 | 0 | 0 | 0 | 0 | 0 | 0 | 0 | 0 | 0 | 0.00016643 | 7.352e-05 | 0.00020329 | 0 | 0 | 0 | 0
NY_Z_F | 5.1194 | 4.3862 | 3.7741 | 3.3818 | 3.2905 | 3.0708 | 3.2186 | 3.1234 | 2.6688 | 2.2379 | 2.3609 | 2.2587 | 2.039 | 2.1868 | 2.2622 | 2.0862 | 1.7034 | 1.9242 | 1.9171 | 1.6974 | 1.8452 | NY_Z_F | 0.031527 | 0.032212 | 0.0025705 | 0 | 0 | 0 | 0 | 0.021518 | 0.018011 | 2.3819e-05 | 0 | 0 | 0 | 0 | 0.064405 | 0.055746 | 0.040203 | 0.013985 | 0.012344 | 0.0064039 | 0.0073559
NY_Z_G-I | 5.1194 | 4.3862 | 3.7741 | 3.3818 | 3.2905 | 3.0708 | 3.2186 | 3.1234 | 2.6688 | 2.2379 | 2.3609 | 2.2587 | 2.039 | 2.1868 | 2.2622 | 2.0862 | 1.7034 | 1.9242 | 1.9171 | 1.6974 | 1.8452 | NY_Z_G-I | 0.020932 | 0.020939 | 0.011984 | 1.9803e-05 | 9.9013e-06 | 2.7174e-05 | 0.00095666 | 0.028371 | 0.028371 | 0.0011068 | 0 | 0 | 0 | 7.9472e-05 | 0.039303 | 0.039305 | 0.037677 | 0.021415 | 0.024493 | 0.020974 | 0.021599
NY_Z_J | 6.4651 | 6.4554 | 5.4619 | 4.0975 | 3.8727 | 3.653 | 3.8009 | 3.262 | 2.8534 | 2.3465 | 2.4419 | 2.3228 | 2.1031 | 2.2509 | 2.2742 | 2.0893 | 1.7206 | 1.9381 | 1.9295 | 1.7099 | 1.8577 | NY_Z_J | 0.015415 | 0.013964 | 6.415e-05 | 0.005464 | 0.0054878 | 0.0075991 | 0.011198 | 0.03285 | 0.027881 | 0.004272 | 0.0002599 | 6.533e-05 | 0.00015664 | 0.00032214 | 0.078801 | 0.076089 | 0.063272 | 0.044319 | 0.050991 | 0.06891 | 0.076123
NY_Z_K | 6.4651 | 6.4554 | 5.4619 | 4.0975 | 3.8727 | 3.653 | 3.8009 | 3.262 | 2.8534 | 2.3465 | 2.4419 | 2.3228 | 2.1031 | 2.2509 | 2.2742 | 2.0893 | 1.7206 | 1.9381 | 1.9295 | 1.7099 | 1.8577 | NY_Z_K | 0.0032245 | 0.0030291 | 3.5228e-05 | 0.00011059 | 0.00011032 | 0.00010701 | 0.00029601 | 0.0078327 | 0.0059862 | 0.00085503 | 0.0001073 | 1.5234e-06 | 1.5234e-06 | 3.6362e-05 | 0.033944 | 0.031802 | 0.010848 | 0.0083419 | 0.0065251 | 0.010185 | 0.011919
PJM_AP | 3.2185 | 2.4082 | 2.1396 | 2.1919 | 2.1169 | 1.8972 | 2.045 | 2.358 | 1.9594 | 1.6967 | 1.9086 | 1.8287 | 1.6091 | 1.7569 | 1.848 | 1.6639 | 1.3843 | 1.6998 | 1.6856 | 1.4659 | 1.6137 | PJM_AP | 0.047985 | 0.04908 | 0.046705 | 0.045729 | 0.033637 | 0.023701 | 0.027047 | 0.054769 | 0.055001 | 0.053569 | 0.036764 | 0.013222 | 0.0083879 | 0.0040677 | 0.078247 | 0.078364 | 0.073065 | 0.067748 | 0.067771 | 0.094534 | 0.1281
PJM_ATSI | 3.304 | 2.4561 | 2.1389 | 2.1972 | 2.1244 | 1.9047 | 2.0525 | 2.584 | 2.1244 | 1.7598 | 1.9622 | 1.8812 | 1.6615 | 1.8093 | 2.0652 | 1.8351 | 1.4441 | 1.7603 | 1.7438 | 1.5242 | 1.672 | PJM_ATSI | 0.096808 | 0.098205 | 0.11078 | 0.11062 | 0.10056 | 0.097168 | 0.10413 | 0.13017 | 0.13073 | 0.14985 | 0.11126 | 0.079231 | 0.027196 | 0.033006 | 0.18906 | 0.19539 | 0.22109 | 0.20989 | 0.20475 | 0.21579 | 0.23117
PJM_COMD | 3.8036 | 2.8855 | 2.4196 | 2.4586 | 2.3618 | 2.1422 | 2.29 | 3.1025 | 2.5483 | 2.0666 | 2.2155 | 2.0974 | 1.8777 | 2.0255 | 2.4425 | 2.1605 | 1.6582 | 1.9551 | 1.9242 | 1.7045 | 1.8523 | PJM_COMD | 0.042726 | 0.051876 | 0.018774 | 0.0011198 | 4.7579e-06 | 4.8699e-06 | 4.8699e-06 | 0.011811 | 0.043724 | 0.0071471 | 0.00025991 | 6.1013e-06 | 0 | 6.2133e-06 | 0.099997 | 0.10412 | 0.089468 | 0.040777 | 0.00018267 | 0.00018679 | 0.00018382
PJM_Dom | 3.8422 | 3.0005 | 2.4899 | 2.445 | 2.3346 | 2.1149 | 2.2627 | 2.6614 | 2.2707 | 1.8962 | 2.0579 | 1.9508 | 1.7311 | 1.8789 | 2.2474 | 2.0325 | 1.6618 | 1.8848 | 1.8018 | 1.5821 | 1.73 | PJM_Dom | 0.059399 | 0.07573 | 0.068314 | 0.050346 | 0.024791 | 0 | 0 | 0.096976 | 0.10633 | 0.059829 | 0.026144 | 0.017775 | 0 | 0 | 0.16754 | 0.16771 | 0.1641 | 0.13184 | 0.14053 | 0 | 0
PJM_EMAC | 4.0282 | 3.2147 | 2.714 | 2.6326 | 2.5308 | 2.3112 | 2.459 | 2.7951 | 2.4061 | 2.0364 | 2.193 | 2.0945 | 1.8748 | 2.0226 | 2.3102 | 2.1071 | 1.7439 | 1.9655 | 1.913 | 1.6933 | 1.8411 | PJM_EMAC | 0.084502 | 0.096979 | 0.064923 | 0.028585 | 0.026466 | 0.045113 | 0.082137 | 0.094544 | 0.11309 | 0.024861 | 0.0071708 | 0.00874 | 0.013829 | 0.026867 | 0.25159 | 0.26332 | 0.20809 | 0.18216 | 0.21 | 0.25015 | 0.27698
PJM_PENE | 2.9337 | 2.1448 | 2.0223 | 2.1121 | 2.0537 | 1.834 | 1.9818 | 2.2465 | 1.8449 | 1.6273 | 1.8657 | 1.798 | 1.5783 | 1.7261 | 1.7546 | 1.5728 | 1.3161 | 1.6502 | 1.6522 | 1.4326 | 1.5804 | PJM_PENE | 0.034761 | 0.03865 | 0.034074 | 0.033696 | 0.033702 | 0.033703 | 0.023815 | 0.046103 | 0.04656 | 0.045847 | 0.045432 | 0.0013884 | 0.0013817 | 0.0010654 | 0.075646 | 0.077292 | 0.070534 | 0.063746 | 0.063571 | 0.063571 | 0.063826
PJM_SMAC | 3.9061 | 3.0726 | 2.5675 | 2.5249 | 2.4163 | 2.1967 | 2.3445 | 2.6834 | 2.2907 | 1.9543 | 2.1256 | 2.0308 | 1.8111 | 1.9589 | 2.1218 | 1.9367 | 1.618 | 1.8944 | 1.8712 | 1.6515 | 1.7993 | PJM_SMAC | 0.01874 | 0.019264 | 0.016644 | 0.014345 | 0.014376 | 0.0061296 | 0.0061404 | 0.02483 | 0.025065 | 0.021384 | 0.0039506 | 0.0032644 | 0.0030202 | 0.00061564 | 0.04015 | 0.039917 | 0.039158 | 0.035277 | 0.035098 | 0.038541 | 0.038666
PJM_West | 3.5383 | 2.6645 | 2.2328 | 2.2669 | 2.1802 | 1.9606 | 2.1084 | 2.7426 | 2.2707 | 1.8422 | 2.0193 | 1.9238 | 1.7042 | 1.852 | 2.2609 | 2.0048 | 1.5583 | 1.8408 | 1.7973 | 1.5776 | 1.7254 | PJM_West | 0.1107 | 0.11477 | 0.11313 | 0.10181 | 0.075205 | 0.060638 | 0.053094 | 0.13297 | 0.14602 | 0.14784 | 0.057903 | 0.025818 | 0.0065926 | 0.0066077 | 0.21038 | 0.21705 | 0.21994 | 0.21253 | 0.20894 | 0.23826 | 0.2428
PJM_WMAC | 3.1129 | 2.3101 | 2.0974 | 2.1698 | 2.0995 | 1.8798 | 2.0276 | 2.3056 | 1.909 | 1.6675 | 1.8899 | 1.8173 | 1.5977 | 1.7455 | 1.795 | 1.6152 | 1.3471 | 1.6637 | 1.664 | 1.4444 | 1.5922 | PJM_WMAC | 0.13229 | 0.15871 | 0.12837 | 0.11051 | 0.1104 | 0.12344 | 0.14468 | 0.14496 | 0.14932 | 0.13988 | 0.080155 | 0.084379 | 0.078766 | 0.087979 | 0.24382 | 0.24508 | 0.22682 | 0.18087 | 0.18346 | 0.23133 | 0.26839
S_C_KY | 3.714 | 2.8491 | 2.3958 | 2.4137 | 2.3236 | 2.1039 | 2.2517 | 2.8413 | 2.3811 | 1.9641 | 2.1418 | 2.0525 | 1.8328 | 1.9806 | 2.3852 | 2.1316 | 1.697 | 1.9828 | 1.9502 | 1.7305 | 1.8783 | S_C_KY | 0.025345 | 0.044405 | 0.042848 | 0.041693 | 0.027552 | 0.016071 | 0.013352 | 0.03766 | 0.058767 | 0.057524 | 0.04616 | 0.01783 | 0.0067886 | 0.0051055 | 0.054744 | 0.083381 | 0.087716 | 0.085909 | 0.083492 | 0.080789 | 0.081729
S_C_TVA | 3.6804 | 2.8086 | 2.3244 | 2.3184 | 2.2207 | 2.0011 | 2.1489 | 2.8925 | 2.4022 | 1.9064 | 2.0684 | 1.9755 | 1.7558 | 1.9036 | 2.5649 | 2.3069 | 1.7676 | 2.0017 | 1.9594 | 1.7397 | 1.8875 | S_C_TVA | 0.10962 | 0.13295 | 0.087863 | 0.067343 | 0.023321 | 0.0054964 | 0.005476 | 0.17052 | 0.1712 | 0.08325 | 0.018465 | 0.0038957 | 0.0024146 | 0.002832 | 0.25975 | 0.26284 | 0.25295 | 0.21694 | 0.18364 | 0.13927 | 0.18438
S_D_AECI | 3.7955 | 2.8922 | 2.329 | 2.3507 | 2.256 | 2.0364 | 2.1842 | 3.0236 | 2.4996 | 1.9509 | 2.1167 | 2.0289 | 1.8092 | 1.957 | 2.554 | 2.2489 | 1.6806 | 1.9627 | 1.938 | 1.7184 | 1.8662 | S_D_AECI | 0.0090095 | 0.02021 | 0.002761 | 0.00075233 | 7.5947e-05 | 8.6901e-07 | 8.6901e-07 | 0.0022949 | 0.02114 | 0.001225 | 0 | 0 | 0 | 0 | 0.037213 | 0.042256 | 0.030235 | 0.0086882 | 0.0087013 | 0.0075739 | 0.0073603
S_SOU | 3.7448 | 2.8729 | 2.366 | 2.3349 | 2.2295 | 2.0099 | 2.1577 | 2.9999 | 2.4971 | 1.9556 | 2.1034 | 2.0102 | 1.7905 | 1.9383 | 2.8203 | 2.6713 | 1.9816 | 2.1507 | 2.103 | 1.8833 | 2.0311 | S_SOU | 0.23028 | 0.26237 | 0.23901 | 0.14647 | 0.084685 | 0.031679 | 0.014934 | 0.31384 | 0.33046 | 0.26263 | 0.12501 | 0.050989 | 0.01159 | 0.0096631 | 0.49542 | 0.52263 | 0.52462 | 0.45926 | 0.43465 | 0.38691 | 0.4022
S_VACA | 4.1002 | 3.238 | 2.7207 | 2.6764 | 2.5682 | 2.3485 | 2.4963 | 3.2362 | 2.769 | 2.2368 | 2.3838 | 2.2764 | 2.0567 | 2.2045 | 3.0334 | 2.7377 | 2.1774 | 2.3498 | 2.2647 | 2.045 | 2.1928 | S_VACA | 0.13549 | 0.1501 | 0.16305 | 0.16271 | 0.15714 | 0.17554 | 0.20087 | 0.19836 | 0.16384 | 0.15857 | 0.1363 | 0.097806 | 0.07613 | 0.10625 | 0.30871 | 0.31397 | 0.35253 | 0.31755 | 0.32885 | 0.30425 | 0.36463
SPP_KIAM | 3.4785 | 2.5988 | 2.0953 | 2.1537 | 2.0729 | 1.8532 | 2.001 | 2.7674 | 2.2706 | 1.753 | 1.9429 | 1.8659 | 1.6462 | 1.794 | 2.351 | 2.0758 | 1.5282 | 1.8188 | 1.801 | 1.5813 | 1.7291 | SPP_KIAM | 0.015304 | 0.0022956 | 0 | 0 | 0 | 0 | 0 | 0.020745 | 0 | 0 | 0 | 0 | 0 | 0 | 0.028686 | 0.028686 | 0.011336 | 0 | 0 | 0 | 0
SPP_N | 3.7043 | 2.8006 | 2.2939 | 2.3297 | 2.2397 | 2.0201 | 2.1679 | 2.9669 | 2.4388 | 1.9225 | 2.0955 | 2.0111 | 1.7915 | 1.9393 | 2.4598 | 2.182 | 1.6368 | 1.9288 | 1.9077 | 1.688 | 1.8358 | SPP_N | 0.002069 | 0.0045319 | 0.0011288 | 0.00039085 | 0.00036969 | 0.00081471 | 0.0011279 | 0.00088928 | 0.0011133 | 0.00066493 | 0 | 0 | 0 | 0 | 0.027964 | 0.022444 | 0.0016777 | 0.0010085 | 0.0010544 | 0.00088064 | 0.00088249
SPP_NEBR | 3.9982 | 3.0909 | 2.6388 | 2.6885 | 2.603 | 2.3834 | 2.5312 | 3.2922 | 2.7594 | 2.2762 | 2.4533 | 2.3694 | 2.1498 | 2.2976 | 2.7342 | 2.4697 | 1.9652 | 2.2651 | 2.2395 | 2.0198 | 2.1676 | SPP_NEBR | 0.00010025 | 0.00021305 | 0.00015604 | 0 | 3.8277e-05 | 0.00027674 | 0.00024309 | 0 | 6.7842e-05 | 7.1062e-05 | 0 | 0 | 0 | 0 | 0.0020446 | 0.00011075 | 0.00073008 | 0.00041144 | 0.00074194 | 0.00093315 | 0.00095183
SPP_SPS | 3.6234 | 2.7542 | 2.406 | 2.4094 | 2.3634 | 2.1437 | 2.2915 | 2.8739 | 2.3667 | 1.9135 | 2.0816 | 2.0668 | 1.8472 | 1.995 | 2.4562 | 2.1927 | 1.921 | 1.9871 | 2.0073 | 1.7876 | 1.9354 | SPP_SPS | 0.0014424 | 0.0022582 | 0.00031366 | 0 | 6.0238e-06 | 0 | 3.3245e-06 | 0.00012682 | 4.2023e-05 | 1.6484e-05 | 0 | 0 | 0 | 0 | 0.02421 | 0.0096158 | 0.00011742 | 7.64e-05 | 6.7823e-05 | 1.8125e-06 | 1.8125e-06
SPP_WAUE | 3.6003 | 2.6879 | 2.2764 | 2.2976 | 2.2023 | 1.9826 | 2.1304 | 2.8889 | 2.3394 | 1.8955 | 2.0174 | 1.9039 | 1.6843 | 1.8321 | 2.2055 | 1.9243 | 1.4483 | 1.7285 | 1.6801 | 1.4604 | 1.6082 | SPP_WAUE | 0.00025526 | 0.00074447 | 0.00017712 | 5.1834e-05 | 0.00011342 | 0.00030305 | 0.00033612 | 4.1467e-05 | 0.00011484 | 0.0001138 | 0 | 0 | 0 | 0 | 0.0069791 | 0.0075306 | 0.0011209 | 0.00074565 | 0.00058521 | 0.00041951 | 0.00051225
SPP_WEST | 3.4785 | 2.5988 | 2.0953 | 2.1537 | 2.0729 | 1.8532 | 2.001 | 2.7674 | 2.2706 | 1.753 | 1.9429 | 1.8659 | 1.6462 | 1.794 | 2.351 | 2.0758 | 1.5282 | 1.8188 | 1.801 | 1.5813 | 1.7291 | SPP_WEST | 0.017836 | 0.048236 | 0.0055024 | 0.0013548 | 0.0015865 | 0.0031124 | 0.0024584 | 0.029461 | 0.020425 | 0.00017101 | 0 | 0 | 0 | 0 | 0.13088 | 0.11149 | 0.0069277 | 0.00022577 | 0.0002208 | 0.00034377 | 0.00058787
WEC_BANC | 4.5337 | 3.4873 | 3.23 | 2.8188 | 2.5954 | 2.3758 | 2.5236 | 3.4534 | 2.785 | 2.4992 | 2.4735 | 2.4784 | 2.2587 | 2.4065 | 3.5696 | 2.7099 | 2.8674 | 2.3079 | 2.1869 | 1.9672 | 2.115 | WEC_BANC | 0.016739 | 0.016322 | 0.016322 | 0.016322 | 0.0065587 | 0.0065587 | 0.012476 | 0.02328 | 0.022125 | 0.010963 | 0.010686 | 0.0088907 | 0.0088907 | 0.0099345 | 0.03237 | 0.020971 | 0.012407 | 0.012521 | 0.0035858 | 0.0035858 | 0.0035891
WEC_CALN | 4.4866 | 3.4162 | 3.3758 | 3.0445 | 3.0011 | 2.7815 | 2.9293 | 3.3176 | 2.7037 | 2.4115 | 2.407 | 2.5135 | 2.2938 | 2.4416 | 3.5645 | 2.8023 | 3.1968 | 2.3721 | 2.4206 | 2.2009 | 2.3487 | WEC_CALN | 0.11036 | 0.10656 | 0.086488 | 0.087637 | 0.04453 | 0.056893 | 0.057117 | 0.12072 | 0.10264 | 0.079898 | 0.079954 | 0.010432 | 0.011495 | 0.01185 | 0.091298 | 0.12998 | 0.10764 | 0.10871 | 0.0058483 | 0.02878 | 0.029893
WEC_LADW | 4.5597 | 3.4715 | 3.3466 | 2.991 | 2.9027 | 2.683 | 2.8308 | 3.3692 | 2.7326 | 2.4371 | 2.427 | 2.5085 | 2.2888 | 2.4366 | 3.6795 | 2.8236 | 3.1279 | 2.3644 | 2.3669 | 2.1473 | 2.2951 | WEC_LADW | 0.031062 | 0.038411 | 0.030904 | 0.032781 | 0.021115 | 0.021115 | 0.021988 | 0.036916 | 0.042786 | 0.029798 | 0.031129 | 0.0071557 | 0.014877 | 0.014877 | 0.045542 | 0.044088 | 0.039735 | 0.041737 | 0.0049708 | 0.018874 | 0.019685
WEC_SDGE | 4.5976 | 3.4659 | 3.4722 | 3.1719 | 3.2185 | 2.9989 | 3.1467 | 3.2952 | 2.69 | 2.3838 | 2.3869 | 2.5463 | 2.3266 | 2.4744 | 3.7998 | 2.9467 | 3.3974 | 2.4283 | 2.5554 | 2.3357 | 2.4835 | WEC_SDGE | 0.014907 | 0.017589 | 0.011254 | 0.014635 | 4.4197e-05 | 0.0034107 | 0.0071879 | 0.026043 | 0.019069 | 0.0056627 | 0.0087213 | 0.00043339 | 0.0078865 | 0.00491 | 0.033077 | 0.012229 | 0.011521 | 0.012047 | 0.0098313 | 0.0099049 | 0.0099386
WECC_AZ | 4.1124 | 3.0834 | 3.2138 | 2.9099 | 2.9761 | 2.7564 | 2.9042 | 2.9993 | 2.43 | 2.1362 | 2.1293 | 2.3084 | 2.0887 | 2.2365 | 3.2039 | 2.6261 | 3.1509 | 2.1823 | 2.3234 | 2.1037 | 2.2515 | WECC_AZ | 0.046349 | 0.067328 | 0.053817 | 0.048716 | 0.044432 | 0.047691 | 0.05157 | 0.092531 | 0.08641 | 0.047458 | 0.037088 | 0.029713 | 0.031864 | 0.044168 | 0.16653 | 0.18077 | 0.12734 | 0.13472 | 0.092775 | 0.093422 | 0.11485
WECC_CO | 3.7928 | 2.9207 | 2.8987 | 2.743 | 2.74 | 2.5203 | 2.6681 | 2.9417 | 2.3993 | 2.0544 | 2.1559 | 2.2284 | 2.0088 | 2.1566 | 2.4433 | 2.1585 | 2.5899 | 2.1055 | 2.1903 | 1.9706 | 2.1184 | WECC_CO | 0.037125 | 0.039208 | 0.050625 | 0.047117 | 0.040915 | 0.028689 | 0.035251 | 0.043764 | 0.036621 | 0.034339 | 0.02003 | 0.0096901 | 0.0024736 | 0.0042702 | 0.092475 | 0.069059 | 0.070297 | 0.041783 | 0.01976 | 0.0046037 | 0.0049762
WECC_ID | 3.8075 | 2.9578 | 3.1491 | 2.8967 | 2.9254 | 2.7058 | 2.8536 | 2.8958 | 2.3553 | 2.0806 | 2.1072 | 2.2559 | 2.0362 | 2.184 | 2.2202 | 1.9823 | 2.9852 | 2.1019 | 2.2294 | 2.0097 | 2.1575 | WECC_ID | 0.010113 | 0.010161 | 0.011584 | 0.03142 | 0.010162 | 0.010154 | 0.010154 | 0.013715 | 0.013708 | 0.013708 | 0.013708 | 0.00093674 | 0.0009453 | 0.0023584 | 0.025098 | 0.025376 | 0.0052616 | 0.012492 | 0.0010062 | 8.6909e-07 | 0.00066381
WECC_IID | 4.5857 | 3.4557 | 3.4631 | 3.1633 | 3.2099 | 2.9902 | 3.138 | 3.285 | 2.6802 | 2.3751 | 2.3804 | 2.5386 | 2.3189 | 2.4667 | 3.7894 | 2.9372 | 3.3884 | 2.421 | 2.547 | 2.3273 | 2.4751 | WECC_IID | 0 | 0 | 0 | 0 | 0 | 0 | 0 | 0 | 0 | 0 | 0 | 0 | 0 | 0 | 0 | 0 | 0 | 0 | 0 | 0 | 0
WECC_MT | 3.7619 | 2.8702 | 2.5559 | 2.5927 | 2.495 | 2.2754 | 2.4232 | 3.1322 | 2.5938 | 2.2184 | 2.3283 | 2.2293 | 2.0096 | 2.1574 | 2.4685 | 2.189 | 1.7572 | 2.041 | 1.9697 | 1.75 | 1.8978 | WECC_MT | 0 | 0 | 0.0034805 | 0.0020974 | 0.00026301 | 0.00039993 | 0.00017601 | 0 | 0 | 0 | 0 | 0 | 0 | 0 | 0 | 0 | 7.4106e-09 | 0 | 0 | 0 | 3.658e-05
WECC_NM | 3.6261 | 2.7411 | 2.6882 | 2.5349 | 2.5525 | 2.3328 | 2.4806 | 2.7758 | 2.2139 | 1.8476 | 1.9547 | 2.0546 | 1.835 | 1.9828 | 2.5194 | 2.1456 | 2.4573 | 1.9661 | 2.0616 | 1.8419 | 1.9898 | WECC_NM | 0.0092858 | 0.01006 | 0.011634 | 0.0093471 | 0.0086029 | 0.0045846 | 0.013152 | 0.012487 | 0.01262 | 0.02075 | 0.0097926 | 0.017561 | 0.0023506 | 0.008078 | 0.043853 | 0.033885 | 0.049833 | 0.033781 | 0.071775 | 0.064281 | 0.058508
WECC_NNV | 4.0293 | 3.0917 | 3.2577 | 3.0051 | 3.0369 | 2.8172 | 2.965 | 3.0138 | 2.4587 | 2.1845 | 2.2115 | 2.3646 | 2.1449 | 2.2927 | 2.7424 | 2.3364 | 3.1261 | 2.2177 | 2.353 | 2.1333 | 2.2811 | WECC_NNV | 0.00073815 | 0.0086053 | 0.0086053 | 0.0086053 | 0.0086053 | 0.00024008 | 0.0015954 | 0.0011362 | 0.0087407 | 0.0030565 | 0.0031194 | 0.0029103 | 0 | 3.9106e-05 | 0.014832 | 0.012555 | 0.0025265 | 0.00095312 | 0.0053245 | 0.00052726 | 0.00074359
WECC_PNW | 3.8859 | 2.9765 | 2.9549 | 2.6104 | 2.4482 | 2.2286 | 2.3764 | 2.9372 | 2.3589 | 2.0764 | 2.0805 | 2.086 | 1.8663 | 2.0141 | 2.4326 | 2.0239 | 2.1886 | 1.8878 | 1.8608 | 1.6411 | 1.7889 | WECC_PNW | 0.064771 | 0.07223 | 0.059793 | 0.045986 | 0.045878 | 0.04587 | 0.045717 | 0.016074 | 0.0343 | 0.034273 | 0.02058 | 0.010253 | 0.0094311 | 0.0019983 | 0.014729 | 0.01202 | 0 | 0.0012965 | 0.0013673 | 8.2837e-05 | 0.0013025
WECC_SCE | 4.4631 | 3.3807 | 3.4487 | 3.1574 | 3.204 | 2.9843 | 3.1321 | 3.2497 | 2.6631 | 2.3676 | 2.3738 | 2.531 | 2.3114 | 2.4592 | 3.5619 | 2.8485 | 3.3615 | 2.4041 | 2.5375 | 2.3178 | 2.4656 | WECC_SCE | 0.052962 | 0.05458 | 0.048744 | 0.041646 | 0.014675 | 0.024074 | 0.026222 | 0.061774 | 0.048719 | 0.035725 | 0.035662 | 0.0081831 | 0.014152 | 0.018065 | 0.10177 | 0.049367 | 0.048572 | 0.05019 | 0.0063 | 0.0071626 | 0.0071531
WECC_SNV | 4.1352 | 3.1121 | 3.2513 | 2.9976 | 3.028 | 2.8083 | 2.9561 | 3.0177 | 2.4536 | 2.1784 | 2.2094 | 2.3608 | 2.1411 | 2.2889 | 3.1374 | 2.5736 | 3.1561 | 2.2195 | 2.3576 | 2.138 | 2.2858 | WECC_SNV | 0.029491 | 0.038471 | 0.044168 | 0.045469 | 0.044799 | 0.011905 | 0.012748 | 0.037046 | 0.029793 | 0.027784 | 0.033376 | 0.029159 | 0.016759 | 0.011428 | 0.04891 | 0.048044 | 0.047337 | 0.057377 | 0.056184 | 0.013775 | 0.020973
WECC_UT | 3.8323 | 2.9794 | 3.1675 | 2.911 | 2.9474 | 2.7278 | 2.8756 | 2.9206 | 2.3688 | 2.0908 | 2.1487 | 2.2957 | 2.076 | 2.2238 | 2.3937 | 2.1051 | 3.0401 | 2.1645 | 2.303 | 2.0834 | 2.2312 | WECC_UT | 0.033446 | 0.04396 | 0.053446 | 0.056644 | 0.053181 | 0.065775 | 0.072866 | 0.033986 | 0.057529 | 0.060564 | 0.053879 | 0.048671 | 0.049111 | 0.062923 | 0.072757 | 0.084659 | 0.062593 | 0.069259 | 0.060891 | 0.057945 | 0.065441
WECC_WY | 3.595 | 2.6966 | 2.3797 | 2.446 | 2.3708 | 2.1512 | 2.299 | 2.8689 | 2.3205 | 1.9009 | 2.0412 | 2.0291 | 1.8095 | 1.9573 | 2.2453 | 1.9798 | 1.752 | 1.8772 | 1.9197 | 1.7 | 1.8478 | WECC_WY | 7.8868e-08 | 1.68e-05 | 0.0033379 | 0.001314 | 0.0013358 | 0.0013139 | 0.005546 | 5.9662e-05 | 3.0028e-05 | 5.171e-05 | 7.2959e-05 | 5.0398e-05 | 4.5839e-06 | 1.3018e-05 | 0.0015753 | 0.0058101 | 0.010172 | 0.011838 | 0.012771 | 0.00082393 | 0.0068076