## Summary
EPA IPM Summary Run Results
EPA Platform v6 Projections for
Continental U.S.
All costs and prices are in 2019-year dollars | Values in red are rounded to zero, not equal to zero
NATIONWIDE EMISSIONS | 2023 | 2025 | 2028 | 2030 | 2035 | 2040 | 2045 | 2050
SO2 (million tons) | 1.1874 | 0.80997 | 0.45546 | 0.28619 | 0.11112 | 0.078123 | 0.055573 | 0.036066
NOx (million tons) | 0.8741 | 0.62981 | 0.49088 | 0.3848 | 0.21234 | 0.16619 | 0.14682 | 0.12447
CO2 (million metric tons) | 1621.7676 | 1339.559 | 1170.7979 | 1007.8367 | 638.1116 | 552.9652 | 532.1161 | 496.2383
Hg (tons) | 4.4294 | 3.3225 | 2.5078 | 2.1383 | 1.5517 | 1.4401 | 1.3469 | 1.1438
HCL (Mtons) | 5.7175 | 3.8695 | 2.3796 | 1.7888 | 0.67717 | 0.47986 | 0.32394 | 0.19527
TOTAL COSTS | 2023 | 2025 | 2028 | 2030 | 2035 | 2040 | 2045 | 2050
Total Costs (billion $) | 149.4168 | 130.2659 | 121.7462 | 123.1259 | 126.1442 | 128.1357 | 133.4819 | 137.1347
PRICES | 2023 | 2025 | 2028 | 2030 | 2035 | 2040 | 2045 | 2050
National Wholesale Electricity Price (mills/kWh) | 50.1703 | 36.111 | 31.3254 | 34.0103 | 27.1032 | 25.6664 | 24.368 | 21.4337
Natural Gas Prices (2019 $/MMBtu)
Henry Hub | 5.07 | 3.6 | 2.6947 | 2.7412 | 2.3301 | 2.2196 | 2.0664 | 1.8383
Delivered | 5.236 | 3.726 | 2.7571 | 2.787 | 2.3899 | 2.3091 | 2.2277 | 2.0275
Minemouth Coal Prices (2019 $/MMBtu)
Appalachia | 2.4922 | 1.7505 | 1.7865 | 1.8782 | 2.1483 | 2.5376 | 2.6512 | 2.8282
Imports | 7.3985 | 2.4929 | 2.3674 | 3.6202
Interior | 2.1378 | 1.4953 | 1.2884 | 1.2849 | 1.4965 | 1.3005 | 1.3182 | 1.4263
Waste Coal | 2.4744 | 1.5496 | 0.97227 | 0.92976 | 0.6603 | 0.64492 | 0.63316
West | 1.1029 | 0.8159 | 0.75048 | 0.77605 | 0.8359 | 0.90477 | 1.0197 | 1.1225
National | 1.6613 | 1.2024 | 1.1176 | 1.1829 | 1.3647 | 1.4754 | 1.6704 | 1.8693
TOTAL CAPACITY (Cumulative GW) | 2023 | 2025 | 2028 | 2030 | 2035 | 2040 | 2045 | 2050
Hydro | 102.1752 | 102.147 | 102.1312 | 103.6147 | 107.9272 | 110.396 | 110.396 | 110.396
Non-Hydro Renewables | 241.496 | 277.8813 | 295.6245 | 364.8354 | 567.3173 | 674.6536 | 794.6377 | 957.9513
Biomass | 3.4519 | 0.1822 | 0.1822 | 0.1822 | 0.1822 | 0.1822 | 0.1822 | 0.1822
Geothermal | 2.4889 | 2.7781 | 2.7781 | 2.8308 | 2.8222 | 2.8222 | 2.8222 | 2.7927
Landfill Gas | 2.5365 | 2.9386 | 3.5544 | 3.5544 | 3.5544 | 3.5544 | 3.5544 | 3.4266
Solar | 86.3892 | 96.2961 | 107.8441 | 140.7748 | 225.2273 | 274.9817 | 342.5013 | 426.0363
Wind | 146.6295 | 175.6863 | 181.2657 | 217.4932 | 335.5313 | 393.1131 | 445.5777 | 525.5136
Distributed Solar PV | 48.538 | 55.1609 | 65.7741 | 72.8659 | 88.1576 | 104.2361 | 120.6783 | 138.184
Coal | 186.6342 | 137.2145 | 119.7359 | 82.2858 | 55.9982 | 42.8548 | 37.7012 | 22.4849
Coal without CCS | 185.8192 | 136.6195 | 119.7359 | 80.8492 | 52.9162 | 39.7728 | 34.6192 | 19.4029
IGCC without CCS | 0.815 | 0.595 | 0 | 0 | 0 | 0 | 0 | 0
Coal with CCS | 0 | 0 | 0 | 1.4367 | 3.082 | 3.082 | 3.082 | 3.082
Energy Storage | 14.4264 | 18.6347 | 18.8419 | 33.5422 | 55.9665 | 64.5106 | 78.7179 | 88.2393
Nuclear | 96.9252 | 93.4452 | 93.4452 | 90.7434 | 83.5735 | 78.9004 | 64.7046 | 45.2471
Natural Gas | 440.8339 | 440.6845 | 455.6539 | 457.801 | 468.9906 | 515.3246 | 588.1422 | 693.0755
CC without CCS | 290.9985 | 294.3302 | 302.8915 | 303.2568 | 304.523 | 311.4776 | 313.5816 | 313.061
CC with CCS | 0 | 0 | 0 | 2.334 | 3.0352 | 3.0352 | 3.0352 | 3.0352
CT | 149.8354 | 146.3543 | 152.7624 | 152.2102 | 161.4324 | 200.8117 | 271.5254 | 376.9792
Oil/Gas Steam | 73.3424 | 59.4488 | 62.0536 | 64.2376 | 64.4722 | 62.297 | 59.108 | 53.1845
Other | 6.9863 | 6.8425 | 6.8425 | 6.8425 | 6.8425 | 6.8425 | 6.8425 | 6.8425
Grand Total | 1162.8196 | 1136.2985 | 1154.3288 | 1203.9026 | 1411.0881 | 1555.7794 | 1740.2501 | 1977.4212
NEW CAPACITY (Cumulative GW) | 2023 | 2025 | 2028 | 2030 | 2035 | 2040 | 2045 | 2050
Hydro | 0.00099 | 0.001 | 0.001 | 1.4845 | 5.797 | 8.2658 | 8.2658 | 8.2658
Non-Hydro Renewables | 80.3698 | 118.8341 | 136.5845 | 205.7954 | 408.2879 | 515.6242 | 635.6083 | 799.0792
Biomass | 0.0569 | 0.0569 | 0.0569 | 0.0569 | 0.0569 | 0.0569 | 0.0569 | 0.0569
Geothermal | 0.0873 | 0.37653 | 0.37653 | 0.42918 | 0.42918 | 0.42918 | 0.42918 | 0.42918
Landfill Gas | 0.79812 | 1.2087 | 1.8245 | 1.8245 | 1.8245 | 1.8245 | 1.8245 | 1.8245
Solar | 45.1304 | 54.8581 | 66.4133 | 99.344 | 183.7985 | 233.5529 | 301.0725 | 384.6075
Wind | 34.2971 | 62.3339 | 67.9133 | 104.1408 | 222.1789 | 279.7607 | 332.2253 | 412.1612
Coal | 0 | 0 | 0 | 0 | 0 | 0 | 0 | 0
Coal without CCS | 0 | 0 | 0 | 0 | 0 | 0 | 0 | 0
IGCC without CCS | 0 | 0 | 0 | 0 | 0 | 0 | 0 | 0
Coal with CCS | 0 | 0 | 0 | 0 | 0 | 0 | 0 | 0
Energy Storage | 13.3897 | 17.599 | 17.8062 | 32.5065 | 54.9308 | 63.4749 | 77.6822 | 87.2036
Nuclear | 0 | 0 | 0 | 0 | 0 | 0 | 0 | 0
Natural Gas | 18.1458 | 29.8194 | 45.9031 | 49.1105 | 61.9162 | 108.681 | 195.6096 | 314.3466
CC without CCS | 14.4353 | 25.7141 | 35.1173 | 38.1093 | 40.4728 | 47.4274 | 53.1015 | 61.5474
CC with CCS | 0 | 0 | 0 | 0 | 0.70122 | 0.70122 | 0.70122 | 0.70122
CT | 3.7106 | 4.1054 | 10.7858 | 11.0011 | 20.7422 | 60.5524 | 141.8069 | 252.098
Other | 0.1091 | 0.1091 | 0.1091 | 0.1091 | 0.1091 | 0.1091 | 0.1091 | 0.1091
Grand Total | 112.0155 | 166.3626 | 200.4039 | 289.0059 | 531.0411 | 696.155 | 917.2751 | 1209.0044
RETIREMENTS (GW) | 2023 | 2025 | 2028 | 2030 | 2035 | 2040 | 2045 | 2050
CC Retirements | 0.808 | 8.7551 | 9.597 | 9.597 | 10.6943 | 10.6943 | 14.2645 | 23.2309
Coal Retirements | 12.3387 | 57.776 | 71.1728 | 105.6395 | 129.6722 | 142.8156 | 147.9692 | 163.1855
CT Retirements | 2.5613 | 4.8206 | 5.0928 | 5.8605 | 6.3793 | 6.8102 | 17.351 | 22.1882
Nuclear Retirements | 0 | 3.48 | 3.48 | 6.1818 | 13.3517 | 18.0248 | 32.2206 | 51.6781
O/G Retirements | 3.075 | 18.2092 | 19.0912 | 19.3172 | 20.9286 | 23.1038 | 26.2928 | 32.2163
IGCC Retirements | 0 | 0.22 | 0.815 | 0.815 | 0.815 | 0.815 | 0.815 | 0.815
Biomass Retirements | 0.0409 | 3.3106 | 3.3106 | 3.3106 | 3.3106 | 3.3106 | 3.3106 | 3.3106
Fuel Cell Retirements | 0.003 | 0.003 | 0.003 | 0.003 | 0.003 | 0.003 | 0.003 | 0.003
Fossil_Other Retirements | 0 | 0 | 0 | 0 | 0 | 0 | 0 | 0
Geothermal Retirements | 0.0183 | 0.0183 | 0.0183 | 0.0183 | 0.0269 | 0.0269 | 0.0269 | 0.0564
Hydro Retirements | 0.0055 | 0.0107 | 0.0107 | 0.0107 | 0.0107 | 0.0107 | 0.0107 | 0.0107
Landfill Gas Retirements | 0.1146 | 0.1231 | 0.1231 | 0.1231 | 0.1231 | 0.1231 | 0.1231 | 0.2509
Non Fossil_Other Retirements | 0.097 | 0.2398 | 0.2398 | 0.2398 | 0.2398 | 0.2398 | 0.2398 | 0.2398
Energy Storage Retirements | 0 | 0 | 0 | 0 | 0 | 0 | 0 | 0
Grand Total | 19.0623 | 96.9663 | 112.9543 | 151.1165 | 185.5553 | 205.9778 | 242.6272 | 297.1854
GENERATION MIX (thousand GWh) | 2023 | 2025 | 2028 | 2030 | 2035 | 2040 | 2045 | 2050
Hydro | 288.8667 | 292.6968 | 295.9814 | 305.2147 | 335.7593 | 353.3082 | 353.603 | 350.6558
Non-Hydro Renewables | 756.7827 | 912.0632 | 973.449 | 1224.0533 | 2003.3384 | 2405.876 | 2838.6404 | 3415.8877
Biomass | 10.7535 | 0.13695 | 0.1439 | 0.10287 | 0.10111 | 0.023968 | 0.023968 | 0.023968
Biomass Co-firing | 0 | 0 | 0 | 0 | 0 | 0 | 0 | 0
Geothermal | 17.3221 | 19.6024 | 19.6024 | 20.0175 | 19.9614 | 19.9614 | 19.9255 | 19.7051
Landfill Gas | 16.7398 | 19.8586 | 24.5602 | 22.9461 | 22.186 | 20.7037 | 20.1778 | 18.5723
Solar | 208.759 | 233.6488 | 263.8528 | 354.2878 | 578.7304 | 711.2808 | 895.2397 | 1116.9068
Wind | 503.2083 | 638.8164 | 665.2898 | 826.6991 | 1382.3595 | 1653.9061 | 1903.2733 | 2260.6795
Distributed Solar PV | 63.905 | 72.4033 | 86.0474 | 95.2874 | 115.3357 | 136.4918 | 158.3059 | 181.842
Coal | 1131.3919 | 754.6152 | 466.6263 | 346.5771 | 113.4655 | 70.733 | 39.6591 | 15.9083
Coal without CCS (Biomass Co-firing is included) | 1127.1834 | 750.4501 | 466.6263 | 336.4963 | 91.4925 | 48.76 | 24.1139 | 9.4223
IGCC without CCS | 4.2085 | 4.1651 | 0 | 0 | 0 | 0 | 0 | 0
Coal with CCS | 0 | 0 | 0 | 10.0807 | 21.973 | 21.973 | 15.5452 | 6.486
Energy Storage | 19.4098 | 24.8208 | 25.9095 | 46.3848 | 79.6258 | 92.8831 | 112.0501 | 125.9031
Nuclear | 775.362 | 747.1584 | 747.1584 | 724.6607 | 665.8366 | 621.41 | 498.6714 | 354.6955
Natural Gas | 1091.3623 | 1396.8382 | 1694.3804 | 1652.5993 | 1349.2891 | 1246.6738 | 1232.1305 | 1164.6161
CC without CCS | 1072.316 | 1366.1889 | 1646.0045 | 1591.6608 | 1288.6284 | 1163.8646 | 1094.597 | 976.0888
CC with CCS | 0 | 0 | 0 | 17.3586 | 22.5958 | 22.5958 | 14.6974 | 11.2417
CT | 19.0463 | 30.6493 | 48.3759 | 43.58 | 38.0649 | 60.2135 | 122.8361 | 177.2855
Oil/Gas Steam | 26.7229 | 18.1939 | 19.2497 | 11.0489 | 3.8006 | 1.326 | 1.9954 | 1.5932
Other | 32.7045 | 32.0992 | 31.713 | 31.4322 | 31.3134 | 30.6216 | 30.614 | 28.763
Grand Total | 4122.6028 | 4178.4855 | 4254.4677 | 4341.971 | 4582.4286 | 4822.8317 | 5107.3639 | 5458.0228
FUEL SUPPLY AND CONSUMPTION | 2023 | 2025 | 2028 | 2030 | 2035 | 2040 | 2045 | 2050
Coal Use by Region (million tons) | 669.5561 | 468.9942 | 315.1836 | 248.8295 | 134.1968 | 107.4608 | 91.876 | 74.7049
Power Sector | 603.0561 | 398.9942 | 248.3736 | 182.0495 | 68.1468 | 46.3508 | 28.286 | 11.3349
Appalachia | 120.8828 | 73.7178 | 38.8741 | 31.1987 | 9.1451 | 2.2948 | 1.0123 | 0.13162
Imports | 0.74 | 0.421 | 0.13948 | 0.014
Interior | 95.6275 | 76.9873 | 49.1835 | 34.7537 | 16.1446 | 14.658 | 11.1049 | 1.2993
Waste Coal | 4.4996 | 4.0471 | 4.3362 | 4.3293 | 2.7659 | 1.7631 | 0.91337
West | 381.3062 | 243.821 | 155.8402 | 111.7537 | 40.0911 | 27.6349 | 15.2554 | 9.9039
Non-Power Sector | 66.5 | 70 | 66.81 | 66.78 | 66.05 | 61.11 | 63.59 | 63.37
Appalachia | 22.47 | 23.41 | 23.55 | 23.52 | 23.97 | 23.78 | 26.52 | 26.44
Interior | 11.08 | 13.19 | 9.39 | 9.39 | 9.18 | 4.84 | 4.76 | 4.69
West | 32.95 | 33.4 | 33.87 | 33.87 | 32.9 | 32.49 | 32.31 | 32.24
Power Sector Coal Use by Rank (million tons) | 598.5565 | 394.9471 | 244.0373 | 177.7201 | 65.3808 | 44.5877 | 27.3726 | 11.3349
Bituminous | 186.3873 | 126.6138 | 71.7275 | 55.7092 | 14.5889 | 6.2519 | 2.3353 | 0.21001
Subbituminous | 347.4438 | 218.4867 | 135.214 | 97.0695 | 37.4952 | 26.6496 | 14.6489 | 9.4995
Lignite | 64.7254 | 49.8466 | 37.0959 | 24.9415 | 13.2967 | 11.6861 | 10.3883 | 1.6253
Natural Gas Use (Trillion cubic feet) | 7.7172 | 9.7522 | 11.8723 | 11.485 | 9.2485 | 8.5434 | 8.5848 | 8.2317
Note: Distributed Solar PV are not included in the Grand Total of "Total Capacity" and "Generation Mix"
Note on A9: ICFI: All tons are SHORT tons, unless otherwise noted as metric Mtons : thousand tons

## Retrofit Summary
EPA IPM Summary Run Results
EPA Platform v6 Projections for
Continental U.S.
All costs and prices are in 2019-year dollars | Values in red are rounded to zero, not equal to zero
TOTAL CONTROLS (Cumulative GW) | 2023 | 2025 | 2028 | 2030 | 2035 | 2040 | 2045 | 2050
FGD | 151.7005 | 110.9558 | 97.782 | 72.47 | 46.9549 | 34.0196 | 29.7874 | 16.3005
Existing Scrubber | 151.7005 | 110.9558 | 97.782 | 72.4672 | 46.952 | 34.0168 | 29.7846 | 16.2977
Existing Wet Scrubber | 118.7395 | 85.2708 | 75.4338 | 54.6034 | 32.9425 | 21.8109 | 18.8648 | 12.6148
Existing Dry Scrubber | 32.961 | 25.685 | 22.3483 | 17.8638 | 14.0096 | 12.2058 | 10.9198 | 3.6828
Retrofit Scrubber | 0 | 0 | 0 | 0.0028167 | 0.0028167 | 0.0028167 | 0.0028167 | 0.0028167
Retrofit Wet Scrubber | 0 | 0 | 0 | 0 | 0 | 0 | 0 | 0
Retrofit Dry Scrubber | 0 | 0 | 0 | 0.0028167 | 0.0028167 | 0.0028167 | 0.0028167 | 0.0028167
New Scrubber | 0 | 0 | 0 | 0 | 0 | 0 | 0 | 0
New Wet Scrubber | 0 | 0 | 0 | 0 | 0 | 0 | 0 | 0
New Dry Scrubber | 0 | 0 | 0 | 0 | 0 | 0 | 0 | 0
SCR | 114.897 | 81.6645 | 70.1119 | 65.3458 | 43.1483 | 32.1689 | 28.6617 | 16.6379
Existing SCR | 114.6915 | 81.4591 | 69.9065 | 62.6283 | 40.6197 | 29.756 | 26.2489 | 14.2251
Retrofit SCR | 0.20545 | 0.20545 | 0.20545 | 2.7175 | 2.5287 | 2.4128 | 2.4128 | 2.4128
New SCR | 0 | 0 | 0 | 0 | 0 | 0 | 0 | 0
SNCR | 22.2988 | 17.9043 | 16.0455 | 8.7971 | 6.6318 | 5.7297 | 4.8387 | 2.6327
Existing SNCR | 22.2988 | 17.9043 | 16.0455 | 8.7971 | 6.6318 | 5.7297 | 4.8387 | 2.6327
Retrofit SNCR | 0 | 0 | 0 | 0 | 0 | 0 | 0 | 0
New SNCR | 0 | 0 | 0 | 0 | 0 | 0 | 0 | 0
ACI | 117.9041 | 86.939 | 77.4288 | 49.8102 | 36.8791 | 30.6268 | 26.8124 | 16.5177
Existing ACI | 117.9041 | 86.939 | 77.4288 | 49.8102 | 36.8791 | 30.6268 | 26.8124 | 16.5177
Retrofit ACI | 0 | 0 | 0 | 0 | 0 | 0 | 0 | 0
New ACI | 0 | 0 | 0 | 0 | 0 | 0 | 0 | 0
CCS | 0 | 0 | 0 | 3.7707 | 5.416 | 5.416 | 5.416 | 5.416
Hardwired CCS | 0 | 0 | 0 | 0 | 0 | 0 | 0 | 0
Retrofit CCS | 0 | 0 | 0 | 3.7707 | 5.416 | 5.416 | 5.416 | 5.416
New CCS | 0 | 0 | 0 | 0 | 0 | 0 | 0 | 0
DSI | 36.4471 | 22.7372 | 19.2822 | 11.4818 | 8.7163 | 7.9177 | 5.0984 | 2.4704
Existing DSI | 36.4471 | 22.7372 | 19.2822 | 11.4818 | 8.7163 | 7.9177 | 5.0984 | 2.4704
Retrofit DSI | 0 | 0 | 0 | 0 | 0 | 0 | 0 | 0
C2G | 5.7431 | 6.8377 | 10.3245 | 12.7345 | 13.6705 | 11.5943 | 11.2583 | 10.7364
HRI | 0 | 0 | 0 | 0 | 0 | 0 | 0 | 0
RETROFITS (Cumulative GW) | 2023 | 2025 | 2028 | 2030 | 2035 | 2040 | 2045 | 2050
FGD | 0 | 0 | 0 | 0.0028167 | 0.0028167 | 0.0028167 | 0.0028167 | 0.0028167
SCR | 0.20545 | 0.20545 | 0.20545 | 2.7175 | 2.5287 | 2.4128 | 2.4128 | 2.4128
SNCR | 0 | 0 | 0 | 0 | 0 | 0 | 0 | 0
ACI | 0 | 0 | 0 | 0 | 0 | 0 | 0 | 0
CCS | 0 | 0 | 0 | 3.7707 | 5.416 | 5.416 | 5.416 | 5.416
DSI | 0 | 0 | 0 | 0 | 0 | 0 | 0 | 0
C2G | 5.7431 | 6.8377 | 10.3245 | 12.7345 | 13.6705 | 11.5943 | 11.2583 | 10.7364
HRI | 0 | 0 | 0 | 0 | 0 | 0 | 0 | 0
TOTAL CONTROLS IN NEEDS (GW)
FGD | 155.4887
SCR | 118.0636
SNCR | 23.0175
ACI | 122.7514
DSI | 39.8172
Note on A9: ICFI: All tons are SHORT tons, unless otherwise noted as metric Mtons : thousand tons

## All Constraints
Constraint Name | Constraint # | Constraint ID | Constraint Type | Neutralized | LimitType | Constraint Time Frame | Data Field | Unit of Measure | 2023-2023(RY 2023) | 2024-2026(RY 2025) | 2027-2029(RY 2028) | 2030-2031(RY 2030) | 2032-2037(RY 2035) | 2038-2042(RY 2040) | 2043-2047(RY 2045) | 2048-2054(RY 2050)
#1 - SO2 Title IV Annual Constraint v5.14 | 1 | 7117 | Rate Constraint in MTons | FALSE | L | Annual | Seasons Included | Seasons | Winter, WintShld, Summer | Winter, WintShld, Summer | Winter, WintShld, Summer | Winter, WintShld, Summer | Winter, WintShld, Summer | Winter, WintShld, Summer | Winter, WintShld, Summer | Winter, WintShld, Summer
#1 - SO2 Title IV Annual Constraint v5.14 | 1 | 7117 | Rate Constraint in MTons | FALSE | L | Annual | Standard SO2 | Thousand Tons | 7973.0011 | 7973.0011 | 7973.0011 | 7973.0011 | 7973.0011 | 7973.0011 | 7973.0011 | 7973.0011
#1 - SO2 Title IV Annual Constraint v5.14 | 1 | 7117 | Rate Constraint in MTons | FALSE | L | Annual | Emissions at Affected Plants SO2 | Thousand Tons | 1157.2905 | 784.28 | 437.815 | 272.4721 | 101.0193 | 68.518 | 46.1446 | 27.6814
#1 - SO2 Title IV Annual Constraint v5.14 | 1 | 7117 | Rate Constraint in MTons | FALSE | L | Annual | Allowances Purchased SO2 | Thousand Tons | 0 | 0 | 0 | 0 | 0 | 0 | 0 | 0
#1 - SO2 Title IV Annual Constraint v5.14 | 1 | 7117 | Rate Constraint in MTons | FALSE | L | Annual | Allowances Sold SO2 | Thousand Tons | 0 | 0 | 0 | 0 | 0 | 0 | 0 | 0
#1 - SO2 Title IV Annual Constraint v5.14 | 1 | 7117 | Rate Constraint in MTons | FALSE | L | Annual | Allowances Banked | Thousand Tons | 0 | 0 | 0 | 0 | 0 | 0 | 0 | 0
#1 - SO2 Title IV Annual Constraint v5.14 | 1 | 7117 | Rate Constraint in MTons | FALSE | L | Annual | Allowances Withdrawn (1:1) | Thousand Tons | 0 | 0 | 0 | 0 | 0 | 0 | 0 | 0
#1 - SO2 Title IV Annual Constraint v5.14 | 1 | 7117 | Rate Constraint in MTons | FALSE | L | Annual | Allowances Withdrawn (n:1) | Thousand Tons | 0 | 0 | 0 | 0 | 0 | 0 | 0 | 0
#1 - SO2 Title IV Annual Constraint v5.14 | 1 | 7117 | Rate Constraint in MTons | FALSE | L | Annual | Net Emissions Allowance Position | Thousand Tons | 1157.2905 | 784.28 | 437.815 | 272.4721 | 101.0193 | 68.518 | 46.1446 | 27.6814
#1 - SO2 Title IV Annual Constraint v5.14 | 1 | 7117 | Rate Constraint in MTons | FALSE | L | Annual | Fuel Consumed | TBtu | 19600.7736 | 17724.2097 | 16896.5031 | 15287.6997 | 10688.291 | 9548.5855 | 9260.8057 | 8638.9173
#1 - SO2 Title IV Annual Constraint v5.14 | 1 | 7117 | Rate Constraint in MTons | FALSE | L | Annual | Rate | lb/MMBtu | 0.11809 | 0.088498 | 0.051823 | 0.035646 | 0.018903 | 0.014351 | 0.0099656 | 0.0064085
#1 - SO2 Title IV Annual Constraint v5.14 | 1 | 7117 | Rate Constraint in MTons | FALSE | L | Annual | Generation | TWh | 2239.8462 | 2157.8541 | 2166.2696 | 1998.2663 | 1459.1182 | 1313.6842 | 1269.2248 | 1178.3811
#1 - SO2 Title IV Annual Constraint v5.14 | 1 | 7117 | Rate Constraint in MTons | FALSE | L | Annual | Qualifying Generation | TWh | 2239.8462 | 2157.8541 | 2166.2696 | 1998.2663 | 1459.1182 | 1313.6842 | 1269.2248 | 1178.3811
#1 - SO2 Title IV Annual Constraint v5.14 | 1 | 7117 | Rate Constraint in MTons | FALSE | L | Annual | Rate | lb/MWh | 1.0334 | 0.72691 | 0.40421 | 0.27271 | 0.13847 | 0.10431 | 0.072713 | 0.046982
#1 - SO2 Title IV Annual Constraint v5.14 | 1 | 7117 | Rate Constraint in MTons | FALSE | L | Annual | Constraint Shadow Price | US2019$/Ton | 0 | 0 | 0 | 0 | 0 | 0 | 0 | 0
#4 - NOx SIPCall Constraint v5.16 | 2 | 7116 | Rate Constraint in MTons | FALSE | L | Annual | Seasons Included | Seasons | Summer | Summer | Summer | Summer | Summer | Summer | Summer | Summer
#4 - NOx SIPCall Constraint v5.16 | 2 | 7116 | Rate Constraint in MTons | FALSE | L | Annual | Standard NOX | Thousand Tons | 72.845 | 72.845 | 72.845 | 72.845 | 72.845 | 72.845 | 72.845 | 72.845
#4 - NOx SIPCall Constraint v5.16 | 2 | 7116 | Rate Constraint in MTons | FALSE | L | Annual | Emissions at Affected Plants NOX | Thousand Tons | 23.2984 | 15.8439 | 6.0534 | 6.1274 | 3.1422 | 2.5027 | 3.0035 | 2.7043
#4 - NOx SIPCall Constraint v5.16 | 2 | 7116 | Rate Constraint in MTons | FALSE | L | Annual | Allowances Purchased NOX | Thousand Tons | 0 | 0 | 0 | 0 | 0 | 0 | 0 | 0
#4 - NOx SIPCall Constraint v5.16 | 2 | 7116 | Rate Constraint in MTons | FALSE | L | Annual | Allowances Sold NOX | Thousand Tons | 0 | 0 | 0 | 0 | 0 | 0 | 0 | 0
#4 - NOx SIPCall Constraint v5.16 | 2 | 7116 | Rate Constraint in MTons | FALSE | L | Annual | Allowances Banked | Thousand Tons | 0 | 0 | 66.7916 | 0 | 0 | 0 | 69.8415 | 0
#4 - NOx SIPCall Constraint v5.16 | 2 | 7116 | Rate Constraint in MTons | FALSE | L | Annual | Allowances Withdrawn (1:1) | Thousand Tons | 0 | 0 | 0 | -72.845 | -9.1142 | 0 | 0 | 0
#4 - NOx SIPCall Constraint v5.16 | 2 | 7116 | Rate Constraint in MTons | FALSE | L | Annual | Allowances Withdrawn (n:1) | Thousand Tons | 0 | 0 | 0 | 0 | 0 | 0 | 0 | 0
#4 - NOx SIPCall Constraint v5.16 | 2 | 7116 | Rate Constraint in MTons | FALSE | L | Annual | Net Emissions Allowance Position | Thousand Tons | 23.2984 | 15.8439 | 72.845 | -66.7176 | -5.972 | 2.5027 | 72.845 | 2.7043
#4 - NOx SIPCall Constraint v5.16 | 2 | 7116 | Rate Constraint in MTons | FALSE | L | Annual | Fuel Consumed | TBtu | 659.5348 | 631.8616 | 585.3809 | 591.0998 | 465.2296 | 407.1113 | 429.1585 | 479.0396
#4 - NOx SIPCall Constraint v5.16 | 2 | 7116 | Rate Constraint in MTons | FALSE | L | Annual | Rate | lb/MMBtu | 0.070651 | 0.05015 | 0.020682 | 0.020732 | 0.013508 | 0.012295 | 0.013997 | 0.01129
#4 - NOx SIPCall Constraint v5.16 | 2 | 7116 | Rate Constraint in MTons | FALSE | L | Annual | Generation | TWh | 85.1764 | 92.2029 | 100.181 | 101.2813 | 86.687 | 78.7532 | 80.6208 | 88.4687
#4 - NOx SIPCall Constraint v5.16 | 2 | 7116 | Rate Constraint in MTons | FALSE | L | Annual | Qualifying Generation | TWh | 79.5367 | 80.8096 | 82.373 | 83.4734 | 68.7023 | 60.2025 | 61.1991 | 67.0472
#4 - NOx SIPCall Constraint v5.16 | 2 | 7116 | Rate Constraint in MTons | FALSE | L | Annual | Rate | lb/MWh | 0.58585 | 0.39213 | 0.14697 | 0.14681 | 0.091472 | 0.083141 | 0.098156 | 0.080668
#4 - NOx SIPCall Constraint v5.16 | 2 | 7116 | Rate Constraint in MTons | FALSE | L | Annual | Constraint Shadow Price | US2019$/Ton | 0 | 0 | 0 | 0 | 0 | 0 | 0 | 0
#6 - WRAP SO2 Policy Case Constraint | 3 | 7119 | Rate Constraint in MTons | FALSE | L | Annual | Seasons Included | Seasons | Winter, WintShld, Summer | Winter, WintShld, Summer | Winter, WintShld, Summer | Winter, WintShld, Summer | Winter, WintShld, Summer | Winter, WintShld, Summer | Winter, WintShld, Summer | Winter, WintShld, Summer
#6 - WRAP SO2 Policy Case Constraint | 3 | 7119 | Rate Constraint in MTons | FALSE | L | Annual | Standard SO2 | Thousand Tons | 89.572 | 89.572 | 89.572 | 89.572 | 89.572 | 89.572 | 89.572 | 89.572
#6 - WRAP SO2 Policy Case Constraint | 3 | 7119 | Rate Constraint in MTons | FALSE | L | Annual | Emissions at Affected Plants SO2 | Thousand Tons | 46.3492 | 32.6101 | 22.8551 | 16.9967 | 8.4417 | 6.6797 | 4.3877 | 1.8667
#6 - WRAP SO2 Policy Case Constraint | 3 | 7119 | Rate Constraint in MTons | FALSE | L | Annual | Allowances Purchased SO2 | Thousand Tons | 0 | 0 | 0 | 0 | 0 | 0 | 0 | 0
#6 - WRAP SO2 Policy Case Constraint | 3 | 7119 | Rate Constraint in MTons | FALSE | L | Annual | Allowances Sold SO2 | Thousand Tons | 0 | 0 | 0 | 0 | 0 | 0 | 0 | 0
#6 - WRAP SO2 Policy Case Constraint | 3 | 7119 | Rate Constraint in MTons | FALSE | L | Annual | Allowances Banked | Thousand Tons | 0 | 0 | 0 | 0 | 0 | 0 | 0 | 0
#6 - WRAP SO2 Policy Case Constraint | 3 | 7119 | Rate Constraint in MTons | FALSE | L | Annual | Allowances Withdrawn (1:1) | Thousand Tons | 0 | 0 | 0 | 0 | 0 | 0 | 0 | 0
#6 - WRAP SO2 Policy Case Constraint | 3 | 7119 | Rate Constraint in MTons | FALSE | L | Annual | Allowances Withdrawn (n:1) | Thousand Tons | 0 | 0 | 0 | 0 | 0 | 0 | 0 | 0
#6 - WRAP SO2 Policy Case Constraint | 3 | 7119 | Rate Constraint in MTons | FALSE | L | Annual | Net Emissions Allowance Position | Thousand Tons | 46.3492 | 32.6101 | 22.8551 | 16.9967 | 8.4417 | 6.6797 | 4.3877 | 1.8667
#6 - WRAP SO2 Policy Case Constraint | 3 | 7119 | Rate Constraint in MTons | FALSE | L | Annual | Fuel Consumed | TBtu | 841.0003 | 615.5505 | 524.5011 | 428.0377 | 235.4606 | 147.2393 | 136.0908 | 137.2686
#6 - WRAP SO2 Policy Case Constraint | 3 | 7119 | Rate Constraint in MTons | FALSE | L | Annual | Rate | lb/MMBtu | 0.11022 | 0.10595 | 0.08715 | 0.079417 | 0.071704 | 0.090733 | 0.064482 | 0.027197
#6 - WRAP SO2 Policy Case Constraint | 3 | 7119 | Rate Constraint in MTons | FALSE | L | Annual | Generation | TWh | 82.0846 | 63.014 | 55.6898 | 45.5158 | 24.5939 | 14.1728 | 13.3624 | 13.6442
#6 - WRAP SO2 Policy Case Constraint | 3 | 7119 | Rate Constraint in MTons | FALSE | L | Annual | Qualifying Generation | TWh | 82.0846 | 63.014 | 55.6898 | 45.5158 | 24.5939 | 14.1724 | 13.3603 | 13.5967
#6 - WRAP SO2 Policy Case Constraint | 3 | 7119 | Rate Constraint in MTons | FALSE | L | Annual | Rate | lb/MWh | 1.1293 | 1.035 | 0.8208 | 0.74685 | 0.68649 | 0.94264 | 0.65683 | 0.27458
#6 - WRAP SO2 Policy Case Constraint | 3 | 7119 | Rate Constraint in MTons | FALSE | L | Annual | Constraint Shadow Price | US2019$/Ton | 0 | 0 | 0 | 0 | 0 | 0 | 0 | 0
#CAN - #1 National - SO2 Cap Annual v3.1 | 4 | 7604 | Rate Constraint in MTons | FALSE | L | Annual | Seasons Included | Seasons | Winter, WintShld, Summer | Winter, WintShld, Summer | Winter, WintShld, Summer | Winter, WintShld, Summer | Winter, WintShld, Summer | Winter, WintShld, Summer | Winter, WintShld, Summer | Winter, WintShld, Summer
#CAN - #1 National - SO2 Cap Annual v3.1 | 4 | 7604 | Rate Constraint in MTons | FALSE | L | Annual | Standard SO2 | Thousand Tons | 948.21 | 948.21 | 948.21 | 948.21 | 948.21 | 948.21 | 948.21 | 948.21
#CAN - #1 National - SO2 Cap Annual v3.1 | 4 | 7604 | Rate Constraint in MTons | FALSE | L | Annual | Emissions at Affected Plants SO2 | Thousand Tons | 123.2478 | 107.4889 | 89.5062 | 79.7269 | 24.587 | 3.756 | 0.16141 | 0.16141
#CAN - #1 National - SO2 Cap Annual v3.1 | 4 | 7604 | Rate Constraint in MTons | FALSE | L | Annual | Allowances Purchased SO2 | Thousand Tons | 0 | 0 | 0 | 0 | 0 | 0 | 0 | 0
#CAN - #1 National - SO2 Cap Annual v3.1 | 4 | 7604 | Rate Constraint in MTons | FALSE | L | Annual | Allowances Sold SO2 | Thousand Tons | 0 | 0 | 0 | 0 | 0 | 0 | 0 | 0
#CAN - #1 National - SO2 Cap Annual v3.1 | 4 | 7604 | Rate Constraint in MTons | FALSE | L | Annual | Allowances Banked | Thousand Tons | 0 | 0 | 0 | 0 | 0 | 0 | 0 | 0
#CAN - #1 National - SO2 Cap Annual v3.1 | 4 | 7604 | Rate Constraint in MTons | FALSE | L | Annual | Allowances Withdrawn (1:1) | Thousand Tons | 0 | 0 | 0 | 0 | 0 | 0 | 0 | 0
#CAN - #1 National - SO2 Cap Annual v3.1 | 4 | 7604 | Rate Constraint in MTons | FALSE | L | Annual | Allowances Withdrawn (n:1) | Thousand Tons | 0 | 0 | 0 | 0 | 0 | 0 | 0 | 0
#CAN - #1 National - SO2 Cap Annual v3.1 | 4 | 7604 | Rate Constraint in MTons | FALSE | L | Annual | Net Emissions Allowance Position | Thousand Tons | 123.2478 | 107.4889 | 89.5062 | 79.7269 | 24.587 | 3.756 | 0.16141 | 0.16141
#CAN - #1 National - SO2 Cap Annual v3.1 | 4 | 7604 | Rate Constraint in MTons | FALSE | L | Annual | Fuel Consumed | TBtu | 715.5315 | 821.1504 | 820.3815 | 818.0164 | 1182.7693 | 1287.5577 | 1381.6087 | 1476.076
#CAN - #1 National - SO2 Cap Annual v3.1 | 4 | 7604 | Rate Constraint in MTons | FALSE | L | Annual | Rate | lb/MMBtu | 0.34449 | 0.2618 | 0.21821 | 0.19493 | 0.041575 | 0.0058343 | 0.00023365 | 0.0002187
#CAN - #1 National - SO2 Cap Annual v3.1 | 4 | 7604 | Rate Constraint in MTons | FALSE | L | Annual | Generation | TWh | 84.4569 | 105.5819 | 106.9062 | 109.3784 | 174.2693 | 191.7332 | 206.3886 | 221.4201
#CAN - #1 National - SO2 Cap Annual v3.1 | 4 | 7604 | Rate Constraint in MTons | FALSE | L | Annual | Qualifying Generation | TWh | 84.4569 | 105.5819 | 106.9062 | 109.3784 | 174.2693 | 191.7332 | 206.3886 | 221.4201
#CAN - #1 National - SO2 Cap Annual v3.1 | 4 | 7604 | Rate Constraint in MTons | FALSE | L | Annual | Rate | lb/MWh | 2.9186 | 2.0361 | 1.6745 | 1.4578 | 0.28217 | 0.03918 | 0.0015641 | 0.0014579
#CAN - #1 National - SO2 Cap Annual v3.1 | 4 | 7604 | Rate Constraint in MTons | FALSE | L | Annual | Constraint Shadow Price | US2019$/Ton | 0 | 0 | 0 | 0 | 0 | 0 | 0 | 0
#CAN - AB - MER Cap Annual v4.12 | 5 | 7616 | Rate Constraint in MTons | FALSE | L | Annual | Seasons Included | Seasons | Winter, WintShld, Summer | Winter, WintShld, Summer | Winter, WintShld, Summer | Winter, WintShld, Summer | Winter, WintShld, Summer | Winter, WintShld, Summer | Winter, WintShld, Summer | Winter, WintShld, Summer
#CAN - AB - MER Cap Annual v4.12 | 5 | 7616 | Rate Constraint in MTons | FALSE | L | Annual | Standard MER | lbs | 1300.7273 | 1300.7273 | 1300.7273 | 1300.7273 | 1300.7273 | 1300.7273 | 1300.7273 | 1300.7273
#CAN - AB - MER Cap Annual v4.12 | 5 | 7616 | Rate Constraint in MTons | FALSE | L | Annual | Emissions at Affected Plants MER | lbs | 29.2387 | 13.8589 | 13.8589 | 0 | 0 | 0 | 0 | 0
#CAN - AB - MER Cap Annual v4.12 | 5 | 7616 | Rate Constraint in MTons | FALSE | L | Annual | Allowances Purchased MER | lbs | 0 | 0 | 0 | 0 | 0 | 0 | 0 | 0
#CAN - AB - MER Cap Annual v4.12 | 5 | 7616 | Rate Constraint in MTons | FALSE | L | Annual | Allowances Sold MER | lbs | 0 | 0 | 0 | 0 | 0 | 0 | 0 | 0
#CAN - AB - MER Cap Annual v4.12 | 5 | 7616 | Rate Constraint in MTons | FALSE | L | Annual | Allowances Banked | lbs | 0 | 0 | 0 | 0 | 0 | 0 | 0 | 0
#CAN - AB - MER Cap Annual v4.12 | 5 | 7616 | Rate Constraint in MTons | FALSE | L | Annual | Allowances Withdrawn (1:1) | lbs | 0 | 0 | 0 | 0 | 0 | 0 | 0 | 0
#CAN - AB - MER Cap Annual v4.12 | 5 | 7616 | Rate Constraint in MTons | FALSE | L | Annual | Allowances Withdrawn (n:1) | lbs | 0 | 0 | 0 | 0 | 0 | 0 | 0 | 0
#CAN - AB - MER Cap Annual v4.12 | 5 | 7616 | Rate Constraint in MTons | FALSE | L | Annual | Net Emissions Allowance Position | lbs | 29.2387 | 13.8589 | 13.8589 | 0 | 0 | 0 | 0 | 0
#CAN - AB - MER Cap Annual v4.12 | 5 | 7616 | Rate Constraint in MTons | FALSE | L | Annual | Fuel Consumed | TBtu | 59.1477 | 28.0354 | 28.0354 | 0 | 0 | 0 | 0 | 0
#CAN - AB - MER Cap Annual v4.12 | 5 | 7616 | Rate Constraint in MTons | FALSE | L | Annual | Rate | lb/MMBtu | 4.9433e-07 | 4.9433e-07 | 4.9433e-07 | 0 | 0 | 0 | 0 | 0
#CAN - AB - MER Cap Annual v4.12 | 5 | 7616 | Rate Constraint in MTons | FALSE | L | Annual | Generation | TWh | 5.6666 | 2.6859 | 2.6859 | 0 | 0 | 0 | 0 | 0
#CAN - AB - MER Cap Annual v4.12 | 5 | 7616 | Rate Constraint in MTons | FALSE | L | Annual | Qualifying Generation | TWh | 5.6666 | 2.6859 | 2.6859 | 0 | 0 | 0 | 0 | 0
#CAN - AB - MER Cap Annual v4.12 | 5 | 7616 | Rate Constraint in MTons | FALSE | L | Annual | Rate | lb/MWh | 5.1599e-06 | 5.1599e-06 | 5.1599e-06 | 0 | 0 | 0 | 0 | 0
#CAN - AB - MER Cap Annual v4.12 | 5 | 7616 | Rate Constraint in MTons | FALSE | L | Annual | Constraint Shadow Price | US2019$/Lb | 0 | 0 | 0 | 0 | 0 | 0 | 0 | 0
#CAN - BC - CO2 Constraint- v.6.17 | 6 | 7617 | Rate Constraint in MTons | FALSE | L | Annual | Seasons Included | Seasons | Winter, WintShld, Summer | Winter, WintShld, Summer | Winter, WintShld, Summer | Winter, WintShld, Summer | Winter, WintShld, Summer | Winter, WintShld, Summer | Winter, WintShld, Summer | Winter, WintShld, Summer
#CAN - BC - CO2 Constraint- v.6.17 | 6 | 7617 | Rate Constraint in MTons | FALSE | L | Annual | Standard CO2 | Thousand Tons | 0 | 0 | 0 | 0 | 0 | 0 | 0 | 0
#CAN - BC - CO2 Constraint- v.6.17 | 6 | 7617 | Rate Constraint in MTons | FALSE | L | Annual | Emissions at Affected Plants CO2 | Thousand Tons | 223.836 | 103.3333 | 15.827 | 36.2193 | 16.1691 | 218.4528 | 756.3995 | 1033.1267
#CAN - BC - CO2 Constraint- v.6.17 | 6 | 7617 | Rate Constraint in MTons | FALSE | L | Annual | Allowances Purchased CO2 | Thousand Tons | -223.836 | -103.3333 | -15.827 | -36.2193 | -16.1691 | -218.4528 | -756.3995 | -1033.1267
#CAN - BC - CO2 Constraint- v.6.17 | 6 | 7617 | Rate Constraint in MTons | FALSE | L | Annual | Allowances Sold CO2 | Thousand Tons | 0 | 0 | 0 | 0 | 0 | 0 | 0 | 0
#CAN - BC - CO2 Constraint- v.6.17 | 6 | 7617 | Rate Constraint in MTons | FALSE | L | Annual | Allowances Banked | Thousand Tons | 0 | 0 | 0 | 0 | 0 | 0 | 0 | 0
#CAN - BC - CO2 Constraint- v.6.17 | 6 | 7617 | Rate Constraint in MTons | FALSE | L | Annual | Allowances Withdrawn (1:1) | Thousand Tons | 0 | 0 | 0 | 0 | 0 | 0 | 0 | 0
#CAN - BC - CO2 Constraint- v.6.17 | 6 | 7617 | Rate Constraint in MTons | FALSE | L | Annual | Allowances Withdrawn (n:1) | Thousand Tons | 0 | 0 | 0 | 0 | 0 | 0 | 0 | 0
#CAN - BC - CO2 Constraint- v.6.17 | 6 | 7617 | Rate Constraint in MTons | FALSE | L | Annual | Net Emissions Allowance Position | Thousand Tons | 1.4541e-07 | 1.2883e-07 | 7.1501e-09 | -9.622e-10 | 5.9145e-09 | 3.2925e-07 | -3.581e-07 | -6.4112e-07
#CAN - BC - CO2 Constraint- v.6.17 | 6 | 7617 | Rate Constraint in MTons | FALSE | L | Annual | Fuel Consumed | TBtu | 2.7739 | 1.2806 | 0.19604 | 0.44653 | 0.19993 | 3.0716 | 9.9594 | 16.3357
#CAN - BC - CO2 Constraint- v.6.17 | 6 | 7617 | Rate Constraint in MTons | FALSE | L | Annual | Rate | lb/MMBtu | 161.386 | 161.386 | 161.4698 | 162.2255 | 161.7481 | 142.2394 | 151.8958 | 126.487
#CAN - BC - CO2 Constraint- v.6.17 | 6 | 7617 | Rate Constraint in MTons | FALSE | L | Annual | Generation | TWh | 0.20375 | 0.10094 | 0.019861 | 0.038739 | 0.020403 | 0.43388 | 1.4799 | 2.4829
#CAN - BC - CO2 Constraint- v.6.17 | 6 | 7617 | Rate Constraint in MTons | FALSE | L | Annual | Qualifying Generation | TWh | 0.20375 | 0.10094 | 0.019861 | 0.038739 | 0.020403 | 0.43388 | 1.4799 | 2.4829
#CAN - BC - CO2 Constraint- v.6.17 | 6 | 7617 | Rate Constraint in MTons | FALSE | L | Annual | Rate | lb/MWh | 2197.212 | 2047.4051 | 1593.7395 | 1869.9186 | 1585.0077 | 1006.982 | 1022.2482 | 832.1919
#CAN - BC - CO2 Constraint- v.6.17 | 6 | 7617 | Rate Constraint in MTons | FALSE | L | Annual | Constraint Shadow Price | US2019$/Ton | 21.957 | 21.9558 | 21.9558 | 21.9559 | 21.9557 | 21.9558 | 21.956 | 21.956
#CAN - MB - Acid Rain - SO2 Cap Annual v3.1 | 7 | 7618 | Rate Constraint in MTons | FALSE | L | Annual | Seasons Included | Seasons | Winter, WintShld, Summer | Winter, WintShld, Summer | Winter, WintShld, Summer | Winter, WintShld, Summer | Winter, WintShld, Summer | Winter, WintShld, Summer | Winter, WintShld, Summer | Winter, WintShld, Summer
#CAN - MB - Acid Rain - SO2 Cap Annual v3.1 | 7 | 7618 | Rate Constraint in MTons | FALSE | L | Annual | Standard SO2 | Thousand Tons | 4.41 | 4.41 | 4.41 | 4.41 | 4.41 | 4.41 | 4.41 | 4.41
#CAN - MB - Acid Rain - SO2 Cap Annual v3.1 | 7 | 7618 | Rate Constraint in MTons | FALSE | L | Annual | Emissions at Affected Plants SO2 | Thousand Tons | 0 | 0 | 0 | 0 | 0 | 0 | 0 | 0
#CAN - MB - Acid Rain - SO2 Cap Annual v3.1 | 7 | 7618 | Rate Constraint in MTons | FALSE | L | Annual | Allowances Purchased SO2 | Thousand Tons | 0 | 0 | 0 | 0 | 0 | 0 | 0 | 0
#CAN - MB - Acid Rain - SO2 Cap Annual v3.1 | 7 | 7618 | Rate Constraint in MTons | FALSE | L | Annual | Allowances Sold SO2 | Thousand Tons | 0 | 0 | 0 | 0 | 0 | 0 | 0 | 0
#CAN - MB - Acid Rain - SO2 Cap Annual v3.1 | 7 | 7618 | Rate Constraint in MTons | FALSE | L | Annual | Allowances Banked | Thousand Tons | 0 | 0 | 0 | 0 | 0 | 0 | 0 | 0
#CAN - MB - Acid Rain - SO2 Cap Annual v3.1 | 7 | 7618 | Rate Constraint in MTons | FALSE | L | Annual | Allowances Withdrawn (1:1) | Thousand Tons | 0 | 0 | 0 | 0 | 0 | 0 | 0 | 0
#CAN - MB - Acid Rain - SO2 Cap Annual v3.1 | 7 | 7618 | Rate Constraint in MTons | FALSE | L | Annual | Allowances Withdrawn (n:1) | Thousand Tons | 0 | 0 | 0 | 0 | 0 | 0 | 0 | 0
#CAN - MB - Acid Rain - SO2 Cap Annual v3.1 | 7 | 7618 | Rate Constraint in MTons | FALSE | L | Annual | Net Emissions Allowance Position | Thousand Tons | 0 | 0 | 0 | 0 | 0 | 0 | 0 | 0
#CAN - MB - Acid Rain - SO2 Cap Annual v3.1 | 7 | 7618 | Rate Constraint in MTons | FALSE | L | Annual | Fuel Consumed | TBtu | 1.0104 | 4.6046 | 4.6046 | 4.6046 | 4.4002 | 3.2073 | 2.9714 | 2.8351
#CAN - MB - Acid Rain - SO2 Cap Annual v3.1 | 7 | 7618 | Rate Constraint in MTons | FALSE | L | Annual | Rate | lb/MMBtu | 0 | 0 | 0 | 0 | 0 | 0 | 0 | 0
#CAN - MB - Acid Rain - SO2 Cap Annual v3.1 | 7 | 7618 | Rate Constraint in MTons | FALSE | L | Annual | Generation | TWh | 0.073763 | 0.638 | 0.638 | 0.638 | 0.62308 | 0.44708 | 0.4236 | 0.4119
#CAN - MB - Acid Rain - SO2 Cap Annual v3.1 | 7 | 7618 | Rate Constraint in MTons | FALSE | L | Annual | Qualifying Generation | TWh | 0.073763 | 0.638 | 0.638 | 0.638 | 0.62308 | 0.44708 | 0.4236 | 0.4119
#CAN - MB - Acid Rain - SO2 Cap Annual v3.1 | 7 | 7618 | Rate Constraint in MTons | FALSE | L | Annual | Rate | lb/MWh | 0 | 0 | 0 | 0 | 0 | 0 | 0 | 0
#CAN - MB - Acid Rain - SO2 Cap Annual v3.1 | 7 | 7618 | Rate Constraint in MTons | FALSE | L | Annual | Constraint Shadow Price | US2019$/Ton | 0 | 0 | 0 | 0 | 0 | 0 | 0 | 0
#CAN - MB - CO2 Constraint- v.6.17 | 8 | 7620 | Rate Constraint in MTons | FALSE | L | Annual | Seasons Included | Seasons | Winter, WintShld, Summer | Winter, WintShld, Summer | Winter, WintShld, Summer | Winter, WintShld, Summer | Winter, WintShld, Summer | Winter, WintShld, Summer | Winter, WintShld, Summer | Winter, WintShld, Summer
#CAN - MB - CO2 Constraint- v.6.17 | 8 | 7620 | Rate Constraint in MTons | FALSE | L | Annual | Standard CO2 | Thousand Tons | 0 | 0 | 0 | 0 | 0 | 0 | 0 | 0
#CAN - MB - CO2 Constraint- v.6.17 | 8 | 7620 | Rate Constraint in MTons | FALSE | L | Annual | Emissions at Affected Plants CO2 | Thousand Tons | 0 | 0 | 0 | 0 | 0 | 0 | 0 | 0
#CAN - MB - CO2 Constraint- v.6.17 | 8 | 7620 | Rate Constraint in MTons | FALSE | L | Annual | Allowances Purchased CO2 | Thousand Tons | 0 | 0 | 0 | 0 | 0 | 0 | 0 | 0
#CAN - MB - CO2 Constraint- v.6.17 | 8 | 7620 | Rate Constraint in MTons | FALSE | L | Annual | Allowances Sold CO2 | Thousand Tons | 0 | 0 | 0 | 0 | 0 | 0 | 0 | 0
#CAN - MB - CO2 Constraint- v.6.17 | 8 | 7620 | Rate Constraint in MTons | FALSE | L | Annual | Allowances Banked | Thousand Tons | 0 | 0 | 0 | 0 | 0 | 0 | 0 | 0
#CAN - MB - CO2 Constraint- v.6.17 | 8 | 7620 | Rate Constraint in MTons | FALSE | L | Annual | Allowances Withdrawn (1:1) | Thousand Tons | 0 | 0 | 0 | 0 | 0 | 0 | 0 | 0
#CAN - MB - CO2 Constraint- v.6.17 | 8 | 7620 | Rate Constraint in MTons | FALSE | L | Annual | Allowances Withdrawn (n:1) | Thousand Tons | 0 | 0 | 0 | 0 | 0 | 0 | 0 | 0
#CAN - MB - CO2 Constraint- v.6.17 | 8 | 7620 | Rate Constraint in MTons | FALSE | L | Annual | Net Emissions Allowance Position | Thousand Tons | 0 | 0 | 0 | 0 | 0 | 0 | 0 | 0
#CAN - MB - CO2 Constraint- v.6.17 | 8 | 7620 | Rate Constraint in MTons | FALSE | L | Annual | Fuel Consumed | TBtu | 0 | 0 | 0 | 0 | 0 | 0 | 0 | 0
#CAN - MB - CO2 Constraint- v.6.17 | 8 | 7620 | Rate Constraint in MTons | FALSE | L | Annual | Rate | lb/MMBtu | 0 | 0 | 0 | 0 | 0 | 0 | 0 | 0
#CAN - MB - CO2 Constraint- v.6.17 | 8 | 7620 | Rate Constraint in MTons | FALSE | L | Annual | Generation | TWh | 0 | 0 | 0 | 0 | 0 | 0 | 0 | 0
#CAN - MB - CO2 Constraint- v.6.17 | 8 | 7620 | Rate Constraint in MTons | FALSE | L | Annual | Qualifying Generation | TWh | 0 | 0 | 0 | 0 | 0 | 0 | 0 | 0
#CAN - MB - CO2 Constraint- v.6.17 | 8 | 7620 | Rate Constraint in MTons | FALSE | L | Annual | Rate | lb/MWh | 0 | 0 | 0 | 0 | 0 | 0 | 0 | 0
#CAN - MB - CO2 Constraint- v.6.17 | 8 | 7620 | Rate Constraint in MTons | FALSE | L | Annual | Constraint Shadow Price | US2019$/Ton | 0 | 0 | 0 | 0 | 0 | 10.3957 | 10.3959 | 10.3955
#CAN - MB - MER Cap Annual v4.12 | 9 | 7619 | Rate Constraint in MTons | FALSE | L | Annual | Seasons Included | Seasons | Winter, WintShld, Summer | Winter, WintShld, Summer | Winter, WintShld, Summer | Winter, WintShld, Summer | Winter, WintShld, Summer | Winter, WintShld, Summer | Winter, WintShld, Summer | Winter, WintShld, Summer
#CAN - MB - MER Cap Annual v4.12 | 9 | 7619 | Rate Constraint in MTons | FALSE | L | Annual | Standard MER | lbs | 44.0925 | 44.0925 | 44.0925 | 44.0925 | 44.0925 | 44.0925 | 44.0925 | 44.0925
#CAN - MB - MER Cap Annual v4.12 | 9 | 7619 | Rate Constraint in MTons | FALSE | L | Annual | Emissions at Affected Plants MER | lbs | 0 | 0 | 0 | 0 | 0 | 0 | 0 | 0
#CAN - MB - MER Cap Annual v4.12 | 9 | 7619 | Rate Constraint in MTons | FALSE | L | Annual | Allowances Purchased MER | lbs | 0 | 0 | 0 | 0 | 0 | 0 | 0 | 0
#CAN - MB - MER Cap Annual v4.12 | 9 | 7619 | Rate Constraint in MTons | FALSE | L | Annual | Allowances Sold MER | lbs | 0 | 0 | 0 | 0 | 0 | 0 | 0 | 0
#CAN - MB - MER Cap Annual v4.12 | 9 | 7619 | Rate Constraint in MTons | FALSE | L | Annual | Allowances Banked | lbs | 0 | 0 | 0 | 0 | 0 | 0 | 0 | 0
#CAN - MB - MER Cap Annual v4.12 | 9 | 7619 | Rate Constraint in MTons | FALSE | L | Annual | Allowances Withdrawn (1:1) | lbs | 0 | 0 | 0 | 0 | 0 | 0 | 0 | 0
#CAN - MB - MER Cap Annual v4.12 | 9 | 7619 | Rate Constraint in MTons | FALSE | L | Annual | Allowances Withdrawn (n:1) | lbs | 0 | 0 | 0 | 0 | 0 | 0 | 0 | 0
#CAN - MB - MER Cap Annual v4.12 | 9 | 7619 | Rate Constraint in MTons | FALSE | L | Annual | Net Emissions Allowance Position | lbs | 0 | 0 | 0 | 0 | 0 | 0 | 0 | 0
#CAN - MB - MER Cap Annual v4.12 | 9 | 7619 | Rate Constraint in MTons | FALSE | L | Annual | Fuel Consumed | TBtu | 0 | 0 | 0 | 0 | 0 | 0 | 0 | 0
#CAN - MB - MER Cap Annual v4.12 | 9 | 7619 | Rate Constraint in MTons | FALSE | L | Annual | Rate | lb/MMBtu | 0 | 0 | 0 | 0 | 0 | 0 | 0 | 0
#CAN - MB - MER Cap Annual v4.12 | 9 | 7619 | Rate Constraint in MTons | FALSE | L | Annual | Generation | TWh | 0 | 0 | 0 | 0 | 0 | 0 | 0 | 0
#CAN - MB - MER Cap Annual v4.12 | 9 | 7619 | Rate Constraint in MTons | FALSE | L | Annual | Qualifying Generation | TWh | 0 | 0 | 0 | 0 | 0 | 0 | 0 | 0
#CAN - MB - MER Cap Annual v4.12 | 9 | 7619 | Rate Constraint in MTons | FALSE | L | Annual | Rate | lb/MWh | 0 | 0 | 0 | 0 | 0 | 0 | 0 | 0
#CAN - MB - MER Cap Annual v4.12 | 9 | 7619 | Rate Constraint in MTons | FALSE | L | Annual | Constraint Shadow Price | US2019$/Lb | 0 | 0 | 0 | 0 | 0 | 0 | 0 | 0
#CAN - NB - Acid Rain - SO2 Cap Annual v3.1 | 10 | 7622 | Rate Constraint in MTons | FALSE | L | Annual | Seasons Included | Seasons | Winter, WintShld, Summer | Winter, WintShld, Summer | Winter, WintShld, Summer | Winter, WintShld, Summer | Winter, WintShld, Summer | Winter, WintShld, Summer | Winter, WintShld, Summer | Winter, WintShld, Summer
#CAN - NB - Acid Rain - SO2 Cap Annual v3.1 | 10 | 7622 | Rate Constraint in MTons | FALSE | L | Annual | Standard SO2 | Thousand Tons | 135.58 | 135.58 | 135.58 | 135.58 | 135.58 | 135.58 | 135.58 | 135.58
#CAN - NB - Acid Rain - SO2 Cap Annual v3.1 | 10 | 7622 | Rate Constraint in MTons | FALSE | L | Annual | Emissions at Affected Plants SO2 | Thousand Tons | 0 | 0 | 0 | 0 | 0 | 0 | 0 | 0
#CAN - NB - Acid Rain - SO2 Cap Annual v3.1 | 10 | 7622 | Rate Constraint in MTons | FALSE | L | Annual | Allowances Purchased SO2 | Thousand Tons | 0 | 0 | 0 | 0 | 0 | 0 | 0 | 0
#CAN - NB - Acid Rain - SO2 Cap Annual v3.1 | 10 | 7622 | Rate Constraint in MTons | FALSE | L | Annual | Allowances Sold SO2 | Thousand Tons | 0 | 0 | 0 | 0 | 0 | 0 | 0 | 0
#CAN - NB - Acid Rain - SO2 Cap Annual v3.1 | 10 | 7622 | Rate Constraint in MTons | FALSE | L | Annual | Allowances Banked | Thousand Tons | 0 | 0 | 0 | 0 | 0 | 0 | 0 | 0
#CAN - NB - Acid Rain - SO2 Cap Annual v3.1 | 10 | 7622 | Rate Constraint in MTons | FALSE | L | Annual | Allowances Withdrawn (1:1) | Thousand Tons | 0 | 0 | 0 | 0 | 0 | 0 | 0 | 0
#CAN - NB - Acid Rain - SO2 Cap Annual v3.1 | 10 | 7622 | Rate Constraint in MTons | FALSE | L | Annual | Allowances Withdrawn (n:1) | Thousand Tons | 0 | 0 | 0 | 0 | 0 | 0 | 0 | 0
#CAN - NB - Acid Rain - SO2 Cap Annual v3.1 | 10 | 7622 | Rate Constraint in MTons | FALSE | L | Annual | Net Emissions Allowance Position | Thousand Tons | 0 | 0 | 0 | 0 | 0 | 0 | 0 | 0
#CAN - NB - Acid Rain - SO2 Cap Annual v3.1 | 10 | 7622 | Rate Constraint in MTons | FALSE | L | Annual | Fuel Consumed | TBtu | 46.6426 | 81.728 | 81.7437 | 81.7365 | 106.4061 | 100.5814 | 106.7208 | 105.4538
#CAN - NB - Acid Rain - SO2 Cap Annual v3.1 | 10 | 7622 | Rate Constraint in MTons | FALSE | L | Annual | Rate | lb/MMBtu | 0 | 0 | 0 | 0 | 0 | 0 | 0 | 0
#CAN - NB - Acid Rain - SO2 Cap Annual v3.1 | 10 | 7622 | Rate Constraint in MTons | FALSE | L | Annual | Generation | TWh | 2.6783 | 8.2073 | 8.2091 | 8.2083 | 13.374 | 12.6461 | 13.6387 | 13.5768
#CAN - NB - Acid Rain - SO2 Cap Annual v3.1 | 10 | 7622 | Rate Constraint in MTons | FALSE | L | Annual | Qualifying Generation | TWh | 2.6783 | 8.2073 | 8.2091 | 8.2083 | 13.374 | 12.6461 | 13.6387 | 13.5768
#CAN - NB - Acid Rain - SO2 Cap Annual v3.1 | 10 | 7622 | Rate Constraint in MTons | FALSE | L | Annual | Rate | lb/MWh | 0 | 0 | 0 | 0 | 0 | 0 | 0 | 0
#CAN - NB - Acid Rain - SO2 Cap Annual v3.1 | 10 | 7622 | Rate Constraint in MTons | FALSE | L | Annual | Constraint Shadow Price | US2019$/Ton | 0 | 0 | 0 | 0 | 0 | 0 | 0 | 0
#CAN - NB - MER Cap Annual v4.12 | 11 | 7623 | Rate Constraint in MTons | FALSE | L | Annual | Seasons Included | Seasons | Winter, WintShld, Summer | Winter, WintShld, Summer | Winter, WintShld, Summer | Winter, WintShld, Summer | Winter, WintShld, Summer | Winter, WintShld, Summer | Winter, WintShld, Summer | Winter, WintShld, Summer
#CAN - NB - MER Cap Annual v4.12 | 11 | 7623 | Rate Constraint in MTons | FALSE | L | Annual | Standard MER | lbs | 55.1156 | 55.1156 | 55.1156 | 55.1156 | 55.1156 | 55.1156 | 55.1156 | 55.1156
#CAN - NB - MER Cap Annual v4.12 | 11 | 7623 | Rate Constraint in MTons | FALSE | L | Annual | Emissions at Affected Plants MER | lbs | 0 | 0 | 0 | 0 | 0 | 0 | 0 | 0
#CAN - NB - MER Cap Annual v4.12 | 11 | 7623 | Rate Constraint in MTons | FALSE | L | Annual | Allowances Purchased MER | lbs | 0 | 0 | 0 | 0 | 0 | 0 | 0 | 0
#CAN - NB - MER Cap Annual v4.12 | 11 | 7623 | Rate Constraint in MTons | FALSE | L | Annual | Allowances Sold MER | lbs | 0 | 0 | 0 | 0 | 0 | 0 | 0 | 0
#CAN - NB - MER Cap Annual v4.12 | 11 | 7623 | Rate Constraint in MTons | FALSE | L | Annual | Allowances Banked | lbs | 0 | 0 | 0 | 0 | 0 | 0 | 0 | 0
#CAN - NB - MER Cap Annual v4.12 | 11 | 7623 | Rate Constraint in MTons | FALSE | L | Annual | Allowances Withdrawn (1:1) | lbs | 0 | 0 | 0 | 0 | 0 | 0 | 0 | 0
#CAN - NB - MER Cap Annual v4.12 | 11 | 7623 | Rate Constraint in MTons | FALSE | L | Annual | Allowances Withdrawn (n:1) | lbs | 0 | 0 | 0 | 0 | 0 | 0 | 0 | 0
#CAN - NB - MER Cap Annual v4.12 | 11 | 7623 | Rate Constraint in MTons | FALSE | L | Annual | Net Emissions Allowance Position | lbs | 0 | 0 | 0 | 0 | 0 | 0 | 0 | 0
#CAN - NB - MER Cap Annual v4.12 | 11 | 7623 | Rate Constraint in MTons | FALSE | L | Annual | Fuel Consumed | TBtu | 0 | 0 | 0 | 0 | 0 | 0 | 0 | 0
#CAN - NB - MER Cap Annual v4.12 | 11 | 7623 | Rate Constraint in MTons | FALSE | L | Annual | Rate | lb/MMBtu | 0 | 0 | 0 | 0 | 0 | 0 | 0 | 0
#CAN - NB - MER Cap Annual v4.12 | 11 | 7623 | Rate Constraint in MTons | FALSE | L | Annual | Generation | TWh | 0 | 0 | 0 | 0 | 0 | 0 | 0 | 0
#CAN - NB - MER Cap Annual v4.12 | 11 | 7623 | Rate Constraint in MTons | FALSE | L | Annual | Qualifying Generation | TWh | 0 | 0 | 0 | 0 | 0 | 0 | 0 | 0
#CAN - NB - MER Cap Annual v4.12 | 11 | 7623 | Rate Constraint in MTons | FALSE | L | Annual | Rate | lb/MWh | 0 | 0 | 0 | 0 | 0 | 0 | 0 | 0
#CAN - NB - MER Cap Annual v4.12 | 11 | 7623 | Rate Constraint in MTons | FALSE | L | Annual | Constraint Shadow Price | US2019$/Lb | 0 | 0 | 0 | 0 | 0 | 0 | 0 | 0
#CAN - NL&NF - SO2 Cap Annual v3.1 | 12 | 7621 | Rate Constraint in MTons | FALSE | L | Annual | Seasons Included | Seasons | Winter, WintShld, Summer | Winter, WintShld, Summer | Winter, WintShld, Summer | Winter, WintShld, Summer | Winter, WintShld, Summer | Winter, WintShld, Summer | Winter, WintShld, Summer | Winter, WintShld, Summer
#CAN - NL&NF - SO2 Cap Annual v3.1 | 12 | 7621 | Rate Constraint in MTons | FALSE | L | Annual | Standard SO2 | Thousand Tons | 16.53 | 16.53 | 16.53 | 16.53 | 16.53 | 16.53 | 16.53 | 16.53
#CAN - NL&NF - SO2 Cap Annual v3.1 | 12 | 7621 | Rate Constraint in MTons | FALSE | L | Annual | Emissions at Affected Plants SO2 | Thousand Tons | 0 | 0 | 0 | 0 | 0 | 0 | 0 | 0
#CAN - NL&NF - SO2 Cap Annual v3.1 | 12 | 7621 | Rate Constraint in MTons | FALSE | L | Annual | Allowances Purchased SO2 | Thousand Tons | 0 | 0 | 0 | 0 | 0 | 0 | 0 | 0
#CAN - NL&NF - SO2 Cap Annual v3.1 | 12 | 7621 | Rate Constraint in MTons | FALSE | L | Annual | Allowances Sold SO2 | Thousand Tons | 0 | 0 | 0 | 0 | 0 | 0 | 0 | 0
#CAN - NL&NF - SO2 Cap Annual v3.1 | 12 | 7621 | Rate Constraint in MTons | FALSE | L | Annual | Allowances Banked | Thousand Tons | 0 | 0 | 0 | 0 | 0 | 0 | 0 | 0
#CAN - NL&NF - SO2 Cap Annual v3.1 | 12 | 7621 | Rate Constraint in MTons | FALSE | L | Annual | Allowances Withdrawn (1:1) | Thousand Tons | 0 | 0 | 0 | 0 | 0 | 0 | 0 | 0
#CAN - NL&NF - SO2 Cap Annual v3.1 | 12 | 7621 | Rate Constraint in MTons | FALSE | L | Annual | Allowances Withdrawn (n:1) | Thousand Tons | 0 | 0 | 0 | 0 | 0 | 0 | 0 | 0
#CAN - NL&NF - SO2 Cap Annual v3.1 | 12 | 7621 | Rate Constraint in MTons | FALSE | L | Annual | Net Emissions Allowance Position | Thousand Tons | 0 | 0 | 0 | 0 | 0 | 0 | 0 | 0
#CAN - NL&NF - SO2 Cap Annual v3.1 | 12 | 7621 | Rate Constraint in MTons | FALSE | L | Annual | Fuel Consumed | TBtu | 0 | 0 | 0 | 0 | 0 | 0 | 0 | 0
#CAN - NL&NF - SO2 Cap Annual v3.1 | 12 | 7621 | Rate Constraint in MTons | FALSE | L | Annual | Rate | lb/MMBtu | 0 | 0 | 0 | 0 | 0 | 0 | 0 | 0
#CAN - NL&NF - SO2 Cap Annual v3.1 | 12 | 7621 | Rate Constraint in MTons | FALSE | L | Annual | Generation | TWh | 0 | 0 | 0 | 0 | 0 | 0 | 0 | 0
#CAN - NL&NF - SO2 Cap Annual v3.1 | 12 | 7621 | Rate Constraint in MTons | FALSE | L | Annual | Qualifying Generation | TWh | 0 | 0 | 0 | 0 | 0 | 0 | 0 | 0
#CAN - NL&NF - SO2 Cap Annual v3.1 | 12 | 7621 | Rate Constraint in MTons | FALSE | L | Annual | Rate | lb/MWh | 0 | 0 | 0 | 0 | 0 | 0 | 0 | 0
#CAN - NL&NF - SO2 Cap Annual v3.1 | 12 | 7621 | Rate Constraint in MTons | FALSE | L | Annual | Constraint Shadow Price | US2019$/Ton | 0 | 0 | 0 | 0 | 0 | 0 | 0 | 0
#CAN - NS - CO2 Cap Annual v6.20 | 13 | 7663 | Rate Constraint in MTons | FALSE | L | Annual | Seasons Included | Seasons | Winter, WintShld, Summer | Winter, WintShld, Summer | Winter, WintShld, Summer | Winter, WintShld, Summer | Winter, WintShld, Summer | Winter, WintShld, Summer | Winter, WintShld, Summer | Winter, WintShld, Summer
#CAN - NS - CO2 Cap Annual v6.20 | 13 | 7663 | Rate Constraint in MTons | FALSE | L | Annual | Standard CO2 | Thousand Tons | 7578.3813 | 6613.86 | 5924.9163 | 5924.9163 | 0 | 0 | 0 | 0
#CAN - NS - CO2 Cap Annual v6.20 | 13 | 7663 | Rate Constraint in MTons | FALSE | L | Annual | Emissions at Affected Plants CO2 | Thousand Tons | 1586.5581 | 670.5753 | 299.0432 | 30.016 | 0 | 0 | 0 | 0
#CAN - NS - CO2 Cap Annual v6.20 | 13 | 7663 | Rate Constraint in MTons | FALSE | L | Annual | Allowances Purchased CO2 | Thousand Tons | 0 | 0 | 0 | 0 | 0 | 0 | 0 | 0
#CAN - NS - CO2 Cap Annual v6.20 | 13 | 7663 | Rate Constraint in MTons | FALSE | L | Annual | Allowances Sold CO2 | Thousand Tons | 0 | 0 | 0 | 0 | 0 | 0 | 0 | 0
#CAN - NS - CO2 Cap Annual v6.20 | 13 | 7663 | Rate Constraint in MTons | FALSE | L | Annual | Allowances Banked | Thousand Tons | 0 | 0 | 0 | 0 | 0 | 0 | 0 | 0
#CAN - NS - CO2 Cap Annual v6.20 | 13 | 7663 | Rate Constraint in MTons | FALSE | L | Annual | Allowances Withdrawn (1:1) | Thousand Tons | 0 | 0 | 0 | 0 | 0 | 0 | 0 | 0
#CAN - NS - CO2 Cap Annual v6.20 | 13 | 7663 | Rate Constraint in MTons | FALSE | L | Annual | Allowances Withdrawn (n:1) | Thousand Tons | 0 | 0 | 0 | 0 | 0 | 0 | 0 | 0
#CAN - NS - CO2 Cap Annual v6.20 | 13 | 7663 | Rate Constraint in MTons | FALSE | L | Annual | Net Emissions Allowance Position | Thousand Tons | 1586.5581 | 670.5753 | 299.0432 | 30.016 | 0 | 0 | 0 | 0
#CAN - NS - CO2 Cap Annual v6.20 | 13 | 7663 | Rate Constraint in MTons | FALSE | L | Annual | Fuel Consumed | TBtu | 15.3476 | 6.4868 | 2.8928 | 0.29036 | 0 | 0 | 0 | 0
#CAN - NS - CO2 Cap Annual v6.20 | 13 | 7663 | Rate Constraint in MTons | FALSE | L | Annual | Rate | lb/MMBtu | 206.75 | 206.75 | 206.75 | 206.75 | 0 | 0 | 0 | 0
#CAN - NS - CO2 Cap Annual v6.20 | 13 | 7663 | Rate Constraint in MTons | FALSE | L | Annual | Generation | TWh | 1.4704 | 0.62146 | 0.27714 | 0.027818 | 0 | 0 | 0 | 0
#CAN - NS - CO2 Cap Annual v6.20 | 13 | 7663 | Rate Constraint in MTons | FALSE | L | Annual | Qualifying Generation | TWh | 1.4704 | 0.62146 | 0.27714 | 0.027818 | 0 | 0 | 0 | 0
#CAN - NS - CO2 Cap Annual v6.20 | 13 | 7663 | Rate Constraint in MTons | FALSE | L | Annual | Rate | lb/MWh | 2158.0565 | 2158.0565 | 2158.0565 | 2158.0565 | 0 | 0 | 0 | 0
#CAN - NS - CO2 Cap Annual v6.20 | 13 | 7663 | Rate Constraint in MTons | FALSE | L | Annual | Constraint Shadow Price | US2019$/Ton | 0 | 0 | 0 | 0 | 0 | 0 | 0 | 0
#CAN - NS - MER Cap Annual v4.12 | 14 | 7627 | Rate Constraint in MTons | FALSE | L | Annual | Seasons Included | Seasons | Winter, WintShld, Summer | Winter, WintShld, Summer | Winter, WintShld, Summer | Winter, WintShld, Summer | Winter, WintShld, Summer | Winter, WintShld, Summer | Winter, WintShld, Summer | Winter, WintShld, Summer
#CAN - NS - MER Cap Annual v4.12 | 14 | 7627 | Rate Constraint in MTons | FALSE | L | Annual | Standard MER | lbs | 77.1618 | 77.1618 | 77.1618 | 77.1618 | 77.1618 | 77.1618 | 77.1618 | 77.1618
#CAN - NS - MER Cap Annual v4.12 | 14 | 7627 | Rate Constraint in MTons | FALSE | L | Annual | Emissions at Affected Plants MER | lbs | 59.8841 | 23.8957 | 12.4863 | 1.2533 | 0 | 0 | 0 | 0
#CAN - NS - MER Cap Annual v4.12 | 14 | 7627 | Rate Constraint in MTons | FALSE | L | Annual | Allowances Purchased MER | lbs | 0 | 0 | 0 | 0 | 0 | 0 | 0 | 0
#CAN - NS - MER Cap Annual v4.12 | 14 | 7627 | Rate Constraint in MTons | FALSE | L | Annual | Allowances Sold MER | lbs | 0 | 0 | 0 | 0 | 0 | 0 | 0 | 0
#CAN - NS - MER Cap Annual v4.12 | 14 | 7627 | Rate Constraint in MTons | FALSE | L | Annual | Allowances Banked | lbs | 0 | 0 | 0 | 0 | 0 | 0 | 0 | 0
#CAN - NS - MER Cap Annual v4.12 | 14 | 7627 | Rate Constraint in MTons | FALSE | L | Annual | Allowances Withdrawn (1:1) | lbs | 0 | 0 | 0 | 0 | 0 | 0 | 0 | 0
#CAN - NS - MER Cap Annual v4.12 | 14 | 7627 | Rate Constraint in MTons | FALSE | L | Annual | Allowances Withdrawn (n:1) | lbs | 0 | 0 | 0 | 0 | 0 | 0 | 0 | 0
#CAN - NS - MER Cap Annual v4.12 | 14 | 7627 | Rate Constraint in MTons | FALSE | L | Annual | Net Emissions Allowance Position | lbs | 59.8841 | 23.8957 | 12.4863 | 1.2533 | 0 | 0 | 0 | 0
#CAN - NS - MER Cap Annual v4.12 | 14 | 7627 | Rate Constraint in MTons | FALSE | L | Annual | Fuel Consumed | TBtu | 15.3476 | 6.4868 | 2.8928 | 0.29036 | 0 | 0 | 0 | 0
#CAN - NS - MER Cap Annual v4.12 | 14 | 7627 | Rate Constraint in MTons | FALSE | L | Annual | Rate | lb/MMBtu | 3.9019e-06 | 3.6837e-06 | 4.3163e-06 | 4.3163e-06 | 0 | 0 | 0 | 0
#CAN - NS - MER Cap Annual v4.12 | 14 | 7627 | Rate Constraint in MTons | FALSE | L | Annual | Generation | TWh | 1.4704 | 0.62146 | 0.27714 | 0.027818 | 0 | 0 | 0 | 0
#CAN - NS - MER Cap Annual v4.12 | 14 | 7627 | Rate Constraint in MTons | FALSE | L | Annual | Qualifying Generation | TWh | 1.4704 | 0.62146 | 0.27714 | 0.027818 | 0 | 0 | 0 | 0
#CAN - NS - MER Cap Annual v4.12 | 14 | 7627 | Rate Constraint in MTons | FALSE | L | Annual | Rate | lb/MWh | 4.0728e-05 | 3.8451e-05 | 4.5054e-05 | 4.5054e-05 | 0 | 0 | 0 | 0
#CAN - NS - MER Cap Annual v4.12 | 14 | 7627 | Rate Constraint in MTons | FALSE | L | Annual | Constraint Shadow Price | US2019$/Lb | 0 | 0 | 0 | 0 | 0 | 0 | 0 | 0
#CAN - NS - NS Power - NOX Cap Annual v3.1 | 15 | 7624 | Rate Constraint in MTons | FALSE | L | Annual | Seasons Included | Seasons | Winter, WintShld, Summer | Winter, WintShld, Summer | Winter, WintShld, Summer | Winter, WintShld, Summer | Winter, WintShld, Summer | Winter, WintShld, Summer | Winter, WintShld, Summer | Winter, WintShld, Summer
#CAN - NS - NS Power - NOX Cap Annual v3.1 | 15 | 7624 | Rate Constraint in MTons | FALSE | L | Annual | Standard NOX | Thousand Tons | 16.485 | 16.485 | 16.485 | 16.485 | 16.485 | 16.485 | 16.485 | 16.485
#CAN - NS - NS Power - NOX Cap Annual v3.1 | 15 | 7624 | Rate Constraint in MTons | FALSE | L | Annual | Emissions at Affected Plants NOX | Thousand Tons | 16.485 | 16.485 | 15.6604 | 15.2097 | 8.4677 | 9.1341 | 5.374 | 4.7301
#CAN - NS - NS Power - NOX Cap Annual v3.1 | 15 | 7624 | Rate Constraint in MTons | FALSE | L | Annual | Allowances Purchased NOX | Thousand Tons | 0 | 0 | 0 | 0 | 0 | 0 | 0 | 0
#CAN - NS - NS Power - NOX Cap Annual v3.1 | 15 | 7624 | Rate Constraint in MTons | FALSE | L | Annual | Allowances Sold NOX | Thousand Tons | 0 | 0 | 0 | 0 | 0 | 0 | 0 | 0
#CAN - NS - NS Power - NOX Cap Annual v3.1 | 15 | 7624 | Rate Constraint in MTons | FALSE | L | Annual | Allowances Banked | Thousand Tons | 0 | 0 | 0 | 0 | 0 | 0 | 0 | 0
#CAN - NS - NS Power - NOX Cap Annual v3.1 | 15 | 7624 | Rate Constraint in MTons | FALSE | L | Annual | Allowances Withdrawn (1:1) | Thousand Tons | 0 | 0 | 0 | 0 | 0 | 0 | 0 | 0
#CAN - NS - NS Power - NOX Cap Annual v3.1 | 15 | 7624 | Rate Constraint in MTons | FALSE | L | Annual | Allowances Withdrawn (n:1) | Thousand Tons | 0 | 0 | 0 | 0 | 0 | 0 | 0 | 0
#CAN - NS - NS Power - NOX Cap Annual v3.1 | 15 | 7624 | Rate Constraint in MTons | FALSE | L | Annual | Net Emissions Allowance Position | Thousand Tons | 16.485 | 16.485 | 15.6604 | 15.2097 | 8.4677 | 9.1341 | 5.374 | 4.7301
#CAN - NS - NS Power - NOX Cap Annual v3.1 | 15 | 7624 | Rate Constraint in MTons | FALSE | L | Annual | Fuel Consumed | TBtu | 55.0063 | 77.0612 | 73.0716 | 71.4642 | 66.3029 | 69.1511 | 63.7337 | 61.5292
#CAN - NS - NS Power - NOX Cap Annual v3.1 | 15 | 7624 | Rate Constraint in MTons | FALSE | L | Annual | Rate | lb/MMBtu | 0.59939 | 0.42784 | 0.42863 | 0.42566 | 0.25542 | 0.26418 | 0.16864 | 0.15375
#CAN - NS - NS Power - NOX Cap Annual v3.1 | 15 | 7624 | Rate Constraint in MTons | FALSE | L | Annual | Generation | TWh | 4.6783 | 8.7955 | 8.3828 | 8.2568 | 8.7259 | 9.0233 | 8.812 | 8.5675
#CAN - NS - NS Power - NOX Cap Annual v3.1 | 15 | 7624 | Rate Constraint in MTons | FALSE | L | Annual | Qualifying Generation | TWh | 4.6783 | 8.7955 | 8.3828 | 8.2568 | 8.7259 | 9.0233 | 8.812 | 8.5675
#CAN - NS - NS Power - NOX Cap Annual v3.1 | 15 | 7624 | Rate Constraint in MTons | FALSE | L | Annual | Rate | lb/MWh | 7.0475 | 3.7485 | 3.7363 | 3.6842 | 1.9408 | 2.0246 | 1.2197 | 1.1042
#CAN - NS - NS Power - NOX Cap Annual v3.1 | 15 | 7624 | Rate Constraint in MTons | FALSE | L | Annual | Constraint Shadow Price | US2019$/Ton | 7577.163 | 832.2367 | 0 | 0 | 0 | 0 | 0 | 0
#CAN - NS - NS Power - SO2 Cap Annual v3.1 | 16 | 7625 | Rate Constraint in MTons | FALSE | L | Annual | Seasons Included | Seasons | Winter, WintShld, Summer | Winter, WintShld, Summer | Winter, WintShld, Summer | Winter, WintShld, Summer | Winter, WintShld, Summer | Winter, WintShld, Summer | Winter, WintShld, Summer | Winter, WintShld, Summer
#CAN - NS - NS Power - SO2 Cap Annual v3.1 | 16 | 7625 | Rate Constraint in MTons | FALSE | L | Annual | Standard SO2 | Thousand Tons | 39.9587 | 39.9587 | 39.9587 | 39.9587 | 39.9587 | 39.9587 | 39.9587 | 39.9587
#CAN - NS - NS Power - SO2 Cap Annual v3.1 | 16 | 7625 | Rate Constraint in MTons | FALSE | L | Annual | Emissions at Affected Plants SO2 | Thousand Tons | 8.5462 | 3.0487 | 1.5845 | 0.15905 | 0 | 0 | 0 | 0
#CAN - NS - NS Power - SO2 Cap Annual v3.1 | 16 | 7625 | Rate Constraint in MTons | FALSE | L | Annual | Allowances Purchased SO2 | Thousand Tons | 0 | 0 | 0 | 0 | 0 | 0 | 0 | 0
#CAN - NS - NS Power - SO2 Cap Annual v3.1 | 16 | 7625 | Rate Constraint in MTons | FALSE | L | Annual | Allowances Sold SO2 | Thousand Tons | 0 | 0 | 0 | 0 | 0 | 0 | 0 | 0
#CAN - NS - NS Power - SO2 Cap Annual v3.1 | 16 | 7625 | Rate Constraint in MTons | FALSE | L | Annual | Allowances Banked | Thousand Tons | 0 | 0 | 0 | 0 | 0 | 0 | 0 | 0
#CAN - NS - NS Power - SO2 Cap Annual v3.1 | 16 | 7625 | Rate Constraint in MTons | FALSE | L | Annual | Allowances Withdrawn (1:1) | Thousand Tons | 0 | 0 | 0 | 0 | 0 | 0 | 0 | 0
#CAN - NS - NS Power - SO2 Cap Annual v3.1 | 16 | 7625 | Rate Constraint in MTons | FALSE | L | Annual | Allowances Withdrawn (n:1) | Thousand Tons | 0 | 0 | 0 | 0 | 0 | 0 | 0 | 0
#CAN - NS - NS Power - SO2 Cap Annual v3.1 | 16 | 7625 | Rate Constraint in MTons | FALSE | L | Annual | Net Emissions Allowance Position | Thousand Tons | 8.5462 | 3.0487 | 1.5845 | 0.15905 | 0 | 0 | 0 | 0
#CAN - NS - NS Power - SO2 Cap Annual v3.1 | 16 | 7625 | Rate Constraint in MTons | FALSE | L | Annual | Fuel Consumed | TBtu | 55.0063 | 77.0612 | 73.0716 | 71.4642 | 66.3029 | 69.1511 | 63.7337 | 61.5292
#CAN - NS - NS Power - SO2 Cap Annual v3.1 | 16 | 7625 | Rate Constraint in MTons | FALSE | L | Annual | Rate | lb/MMBtu | 0.31074 | 0.079125 | 0.04337 | 0.0044511 | 0 | 0 | 0 | 0
#CAN - NS - NS Power - SO2 Cap Annual v3.1 | 16 | 7625 | Rate Constraint in MTons | FALSE | L | Annual | Generation | TWh | 4.6783 | 8.7955 | 8.3828 | 8.2568 | 8.7259 | 9.0233 | 8.812 | 8.5675
#CAN - NS - NS Power - SO2 Cap Annual v3.1 | 16 | 7625 | Rate Constraint in MTons | FALSE | L | Annual | Qualifying Generation | TWh | 4.6783 | 8.7955 | 8.3828 | 8.2568 | 8.7259 | 9.0233 | 8.812 | 8.5675
#CAN - NS - NS Power - SO2 Cap Annual v3.1 | 16 | 7625 | Rate Constraint in MTons | FALSE | L | Annual | Rate | lb/MWh | 3.6536 | 0.69325 | 0.37805 | 0.038525 | 0 | 0 | 0 | 0
#CAN - NS - NS Power - SO2 Cap Annual v3.1 | 16 | 7625 | Rate Constraint in MTons | FALSE | L | Annual | Constraint Shadow Price | US2019$/Ton | 0 | 0 | 0 | 0 | 0 | 0 | 0 | 0
#CAN - NS - SO2 Cap Annual v3.1 | 17 | 7626 | Rate Constraint in MTons | FALSE | L | Annual | Seasons Included | Seasons | Winter, WintShld, Summer | Winter, WintShld, Summer | Winter, WintShld, Summer | Winter, WintShld, Summer | Winter, WintShld, Summer | Winter, WintShld, Summer | Winter, WintShld, Summer | Winter, WintShld, Summer
#CAN - NS - SO2 Cap Annual v3.1 | 17 | 7626 | Rate Constraint in MTons | FALSE | L | Annual | Standard SO2 | Thousand Tons | 131.2522 | 131.2522 | 131.2522 | 131.2522 | 131.2522 | 131.2522 | 131.2522 | 131.2522
#CAN - NS - SO2 Cap Annual v3.1 | 17 | 7626 | Rate Constraint in MTons | FALSE | L | Annual | Emissions at Affected Plants SO2 | Thousand Tons | 8.5462 | 3.0487 | 1.5845 | 0.15905 | 0 | 0 | 0 | 0
#CAN - NS - SO2 Cap Annual v3.1 | 17 | 7626 | Rate Constraint in MTons | FALSE | L | Annual | Allowances Purchased SO2 | Thousand Tons | 0 | 0 | 0 | 0 | 0 | 0 | 0 | 0
#CAN - NS - SO2 Cap Annual v3.1 | 17 | 7626 | Rate Constraint in MTons | FALSE | L | Annual | Allowances Sold SO2 | Thousand Tons | 0 | 0 | 0 | 0 | 0 | 0 | 0 | 0
#CAN - NS - SO2 Cap Annual v3.1 | 17 | 7626 | Rate Constraint in MTons | FALSE | L | Annual | Allowances Banked | Thousand Tons | 0 | 0 | 0 | 0 | 0 | 0 | 0 | 0
#CAN - NS - SO2 Cap Annual v3.1 | 17 | 7626 | Rate Constraint in MTons | FALSE | L | Annual | Allowances Withdrawn (1:1) | Thousand Tons | 0 | 0 | 0 | 0 | 0 | 0 | 0 | 0
#CAN - NS - SO2 Cap Annual v3.1 | 17 | 7626 | Rate Constraint in MTons | FALSE | L | Annual | Allowances Withdrawn (n:1) | Thousand Tons | 0 | 0 | 0 | 0 | 0 | 0 | 0 | 0
#CAN - NS - SO2 Cap Annual v3.1 | 17 | 7626 | Rate Constraint in MTons | FALSE | L | Annual | Net Emissions Allowance Position | Thousand Tons | 8.5462 | 3.0487 | 1.5845 | 0.15905 | 0 | 0 | 0 | 0
#CAN - NS - SO2 Cap Annual v3.1 | 17 | 7626 | Rate Constraint in MTons | FALSE | L | Annual | Fuel Consumed | TBtu | 55.0063 | 77.0612 | 73.0716 | 71.4642 | 66.3029 | 69.1511 | 63.7337 | 61.5292
#CAN - NS - SO2 Cap Annual v3.1 | 17 | 7626 | Rate Constraint in MTons | FALSE | L | Annual | Rate | lb/MMBtu | 0.31074 | 0.079125 | 0.04337 | 0.0044511 | 0 | 0 | 0 | 0
#CAN - NS - SO2 Cap Annual v3.1 | 17 | 7626 | Rate Constraint in MTons | FALSE | L | Annual | Generation | TWh | 4.6783 | 8.7955 | 8.3828 | 8.2568 | 8.7259 | 9.0233 | 8.812 | 8.5675
#CAN - NS - SO2 Cap Annual v3.1 | 17 | 7626 | Rate Constraint in MTons | FALSE | L | Annual | Qualifying Generation | TWh | 4.6783 | 8.7955 | 8.3828 | 8.2568 | 8.7259 | 9.0233 | 8.812 | 8.5675
#CAN - NS - SO2 Cap Annual v3.1 | 17 | 7626 | Rate Constraint in MTons | FALSE | L | Annual | Rate | lb/MWh | 3.6536 | 0.69325 | 0.37805 | 0.038525 | 0 | 0 | 0 | 0
#CAN - NS - SO2 Cap Annual v3.1 | 17 | 7626 | Rate Constraint in MTons | FALSE | L | Annual | Constraint Shadow Price | US2019$/Ton | 0 | 0 | 0 | 0 | 0 | 0 | 0 | 0
#CAN - ON - NOX Cap Annual v3.1 | 18 | 7628 | Rate Constraint in MTons | FALSE | L | Annual | Seasons Included | Seasons | Winter, WintShld, Summer | Winter, WintShld, Summer | Winter, WintShld, Summer | Winter, WintShld, Summer | Winter, WintShld, Summer | Winter, WintShld, Summer | Winter, WintShld, Summer | Winter, WintShld, Summer
#CAN - ON - NOX Cap Annual v3.1 | 18 | 7628 | Rate Constraint in MTons | FALSE | L | Annual | Standard NOX | Thousand Tons | 47.2891 | 47.2891 | 47.2891 | 47.2891 | 47.2891 | 47.2891 | 47.2891 | 47.2891
#CAN - ON - NOX Cap Annual v3.1 | 18 | 7628 | Rate Constraint in MTons | FALSE | L | Annual | Emissions at Affected Plants NOX | Thousand Tons | 0.38648 | 0.50438 | 0.55788 | 0.69538 | 2.5881 | 2.869 | 3.0471 | 3.2419
#CAN - ON - NOX Cap Annual v3.1 | 18 | 7628 | Rate Constraint in MTons | FALSE | L | Annual | Allowances Purchased NOX | Thousand Tons | 0 | 0 | 0 | 0 | 0 | 0 | 0 | 0
#CAN - ON - NOX Cap Annual v3.1 | 18 | 7628 | Rate Constraint in MTons | FALSE | L | Annual | Allowances Sold NOX | Thousand Tons | 0 | 0 | 0 | 0 | 0 | 0 | 0 | 0
#CAN - ON - NOX Cap Annual v3.1 | 18 | 7628 | Rate Constraint in MTons | FALSE | L | Annual | Allowances Banked | Thousand Tons | 0 | 0 | 46.7312 | 0 | 39.4076 | 47.2891 | 0 | 0
#CAN - ON - NOX Cap Annual v3.1 | 18 | 7628 | Rate Constraint in MTons | FALSE | L | Annual | Allowances Withdrawn (1:1) | Thousand Tons | 0 | 0 | 0 | -47.2891 | -7.6026 | -47.2891 | -47.2891 | 0
#CAN - ON - NOX Cap Annual v3.1 | 18 | 7628 | Rate Constraint in MTons | FALSE | L | Annual | Allowances Withdrawn (n:1) | Thousand Tons | 0 | 0 | 0 | 0 | 0 | 0 | 0 | 0
#CAN - ON - NOX Cap Annual v3.1 | 18 | 7628 | Rate Constraint in MTons | FALSE | L | Annual | Net Emissions Allowance Position | Thousand Tons | 0.38648 | 0.50438 | 47.2891 | -46.5937 | 34.3931 | 2.869 | -44.242 | 3.2419
#CAN - ON - NOX Cap Annual v3.1 | 18 | 7628 | Rate Constraint in MTons | FALSE | L | Annual | Fuel Consumed | TBtu | 51.4091 | 74.7116 | 79.741 | 101.7713 | 425.749 | 486.5739 | 518.638 | 554.1627
#CAN - ON - NOX Cap Annual v3.1 | 18 | 7628 | Rate Constraint in MTons | FALSE | L | Annual | Rate | lb/MMBtu | 0.015035 | 0.013502 | 0.013992 | 0.013666 | 0.012158 | 0.011793 | 0.01175 | 0.0117
#CAN - ON - NOX Cap Annual v3.1 | 18 | 7628 | Rate Constraint in MTons | FALSE | L | Annual | Generation | TWh | 7.1233 | 10.1509 | 10.9541 | 13.9496 | 64.6775 | 73.3621 | 77.9589 | 83.1639
#CAN - ON - NOX Cap Annual v3.1 | 18 | 7628 | Rate Constraint in MTons | FALSE | L | Annual | Qualifying Generation | TWh | 7.1233 | 10.1509 | 10.9541 | 13.9496 | 64.6775 | 73.3621 | 77.9589 | 83.1639
#CAN - ON - NOX Cap Annual v3.1 | 18 | 7628 | Rate Constraint in MTons | FALSE | L | Annual | Rate | lb/MWh | 0.10851 | 0.099376 | 0.10186 | 0.099699 | 0.080031 | 0.078214 | 0.078171 | 0.077965
#CAN - ON - NOX Cap Annual v3.1 | 18 | 7628 | Rate Constraint in MTons | FALSE | L | Annual | Constraint Shadow Price | US2019$/Ton | 0 | 0 | 0 | 0 | 0 | 0 | 0 | 0
#CAN - ON - O3 Annex - NOX Cap Annual v3.1 | 19 | 7629 | Rate Constraint in MTons | FALSE | L | Annual | Seasons Included | Seasons | Winter, WintShld, Summer | Winter, WintShld, Summer | Winter, WintShld, Summer | Winter, WintShld, Summer | Winter, WintShld, Summer | Winter, WintShld, Summer | Winter, WintShld, Summer | Winter, WintShld, Summer
#CAN - ON - O3 Annex - NOX Cap Annual v3.1 | 19 | 7629 | Rate Constraint in MTons | FALSE | L | Annual | Standard NOX | Thousand Tons | 42.9901 | 42.9901 | 42.9901 | 42.9901 | 42.9901 | 42.9901 | 42.9901 | 42.9901
#CAN - ON - O3 Annex - NOX Cap Annual v3.1 | 19 | 7629 | Rate Constraint in MTons | FALSE | L | Annual | Emissions at Affected Plants NOX | Thousand Tons | 0.21971 | 0.24417 | 0.3551 | 0.43404 | 0.72735 | 0.69614 | 0.77628 | 0.89611
#CAN - ON - O3 Annex - NOX Cap Annual v3.1 | 19 | 7629 | Rate Constraint in MTons | FALSE | L | Annual | Allowances Purchased NOX | Thousand Tons | 0 | 0 | 0 | 0 | 0 | 0 | 0 | 0
#CAN - ON - O3 Annex - NOX Cap Annual v3.1 | 19 | 7629 | Rate Constraint in MTons | FALSE | L | Annual | Allowances Sold NOX | Thousand Tons | 0 | 0 | 0 | 0 | 0 | 0 | 0 | 0
#CAN - ON - O3 Annex - NOX Cap Annual v3.1 | 19 | 7629 | Rate Constraint in MTons | FALSE | L | Annual | Allowances Banked | Thousand Tons | 0 | 0 | 0 | 0 | 0 | 0 | 0 | 0
#CAN - ON - O3 Annex - NOX Cap Annual v3.1 | 19 | 7629 | Rate Constraint in MTons | FALSE | L | Annual | Allowances Withdrawn (1:1) | Thousand Tons | 0 | 0 | 0 | 0 | 0 | 0 | 0 | 0
#CAN - ON - O3 Annex - NOX Cap Annual v3.1 | 19 | 7629 | Rate Constraint in MTons | FALSE | L | Annual | Allowances Withdrawn (n:1) | Thousand Tons | 0 | 0 | 0 | 0 | 0 | 0 | 0 | 0
#CAN - ON - O3 Annex - NOX Cap Annual v3.1 | 19 | 7629 | Rate Constraint in MTons | FALSE | L | Annual | Net Emissions Allowance Position | Thousand Tons | 0.21971 | 0.24417 | 0.3551 | 0.43404 | 0.72735 | 0.69614 | 0.77628 | 0.89611
#CAN - ON - O3 Annex - NOX Cap Annual v3.1 | 19 | 7629 | Rate Constraint in MTons | FALSE | L | Annual | Fuel Consumed | TBtu | 35.1383 | 41.7915 | 57.499 | 69.0119 | 101.8186 | 106.0576 | 120.4469 | 142.2522
#CAN - ON - O3 Annex - NOX Cap Annual v3.1 | 19 | 7629 | Rate Constraint in MTons | FALSE | L | Annual | Rate | lb/MMBtu | 0.012505 | 0.011685 | 0.012351 | 0.012579 | 0.014287 | 0.013128 | 0.01289 | 0.012599
#CAN - ON - O3 Annex - NOX Cap Annual v3.1 | 19 | 7629 | Rate Constraint in MTons | FALSE | L | Annual | Generation | TWh | 4.9592 | 5.7277 | 7.9807 | 9.5492 | 14.44 | 14.8437 | 16.7968 | 19.7538
#CAN - ON - O3 Annex - NOX Cap Annual v3.1 | 19 | 7629 | Rate Constraint in MTons | FALSE | L | Annual | Qualifying Generation | TWh | 4.9592 | 5.7277 | 7.9807 | 9.5492 | 14.44 | 14.8437 | 16.7968 | 19.7538
#CAN - ON - O3 Annex - NOX Cap Annual v3.1 | 19 | 7629 | Rate Constraint in MTons | FALSE | L | Annual | Rate | lb/MWh | 0.088607 | 0.085259 | 0.08899 | 0.090907 | 0.10074 | 0.093796 | 0.092432 | 0.090728
#CAN - ON - O3 Annex - NOX Cap Annual v3.1 | 19 | 7629 | Rate Constraint in MTons | FALSE | L | Annual | Constraint Shadow Price | US2019$/Ton | 0 | 0 | 0 | 0 | 0 | 0 | 0 | 0
#CAN - ON - SO2 Cap Annual v3.1 | 20 | 7630 | Rate Constraint in MTons | FALSE | L | Annual | Seasons Included | Seasons | Winter, WintShld, Summer | Winter, WintShld, Summer | Winter, WintShld, Summer | Winter, WintShld, Summer | Winter, WintShld, Summer | Winter, WintShld, Summer | Winter, WintShld, Summer | Winter, WintShld, Summer
#CAN - ON - SO2 Cap Annual v3.1 | 20 | 7630 | Rate Constraint in MTons | FALSE | L | Annual | Standard SO2 | Thousand Tons | 144.4026 | 144.4026 | 144.4026 | 144.4026 | 144.4026 | 144.4026 | 144.4026 | 144.4026
#CAN - ON - SO2 Cap Annual v3.1 | 20 | 7630 | Rate Constraint in MTons | FALSE | L | Annual | Emissions at Affected Plants SO2 | Thousand Tons | 0.13696 | 0.13696 | 0.13696 | 0.13696 | 0.13696 | 0.13696 | 0.13696 | 0.13696
#CAN - ON - SO2 Cap Annual v3.1 | 20 | 7630 | Rate Constraint in MTons | FALSE | L | Annual | Allowances Purchased SO2 | Thousand Tons | 0 | 0 | 0 | 0 | 0 | 0 | 0 | 0
#CAN - ON - SO2 Cap Annual v3.1 | 20 | 7630 | Rate Constraint in MTons | FALSE | L | Annual | Allowances Sold SO2 | Thousand Tons | 0 | 0 | 0 | 0 | 0 | 0 | 0 | 0
#CAN - ON - SO2 Cap Annual v3.1 | 20 | 7630 | Rate Constraint in MTons | FALSE | L | Annual | Allowances Banked | Thousand Tons | 0 | 0 | 144.2657 | 0 | 120.3355 | 144.4026 | 0 | 0
#CAN - ON - SO2 Cap Annual v3.1 | 20 | 7630 | Rate Constraint in MTons | FALSE | L | Annual | Allowances Withdrawn (1:1) | Thousand Tons | 0 | 0 | 0 | -144.4026 | -23.9986 | -144.4026 | -144.4026 | 0
#CAN - ON - SO2 Cap Annual v3.1 | 20 | 7630 | Rate Constraint in MTons | FALSE | L | Annual | Allowances Withdrawn (n:1) | Thousand Tons | 0 | 0 | 0 | 0 | 0 | 0 | 0 | 0
#CAN - ON - SO2 Cap Annual v3.1 | 20 | 7630 | Rate Constraint in MTons | FALSE | L | Annual | Net Emissions Allowance Position | Thousand Tons | 0.13696 | 0.13696 | 144.4026 | -144.2656 | 96.4739 | 0.13696 | -144.2657 | 0.13696
#CAN - ON - SO2 Cap Annual v3.1 | 20 | 7630 | Rate Constraint in MTons | FALSE | L | Annual | Fuel Consumed | TBtu | 51.4091 | 74.7116 | 79.741 | 101.7713 | 425.749 | 486.5739 | 518.638 | 554.1627
#CAN - ON - SO2 Cap Annual v3.1 | 20 | 7630 | Rate Constraint in MTons | FALSE | L | Annual | Rate | lb/MMBtu | 0.0053283 | 0.0036664 | 0.0034352 | 0.0026916 | 0.00064339 | 0.00056296 | 0.00052816 | 0.0004943
#CAN - ON - SO2 Cap Annual v3.1 | 20 | 7630 | Rate Constraint in MTons | FALSE | L | Annual | Generation | TWh | 7.1233 | 10.1509 | 10.9541 | 13.9496 | 64.6775 | 73.3621 | 77.9589 | 83.1639
#CAN - ON - SO2 Cap Annual v3.1 | 20 | 7630 | Rate Constraint in MTons | FALSE | L | Annual | Qualifying Generation | TWh | 7.1233 | 10.1509 | 10.9541 | 13.9496 | 64.6775 | 73.3621 | 77.9589 | 83.1639
#CAN - ON - SO2 Cap Annual v3.1 | 20 | 7630 | Rate Constraint in MTons | FALSE | L | Annual | Rate | lb/MWh | 0.038455 | 0.026985 | 0.025006 | 0.019637 | 0.0042352 | 0.0037338 | 0.0035137 | 0.0032938
#CAN - ON - SO2 Cap Annual v3.1 | 20 | 7630 | Rate Constraint in MTons | FALSE | L | Annual | Constraint Shadow Price | US2019$/Ton | 0 | 0 | 0 | 0 | 0 | 0 | 0 | 0
#CAN - PE - Acid Rain - SO2 Cap Annual v3.1 | 21 | 7634 | Rate Constraint in MTons | FALSE | L | Annual | Seasons Included | Seasons | Winter, WintShld, Summer | Winter, WintShld, Summer | Winter, WintShld, Summer | Winter, WintShld, Summer | Winter, WintShld, Summer | Winter, WintShld, Summer | Winter, WintShld, Summer | Winter, WintShld, Summer
#CAN - PE - Acid Rain - SO2 Cap Annual v3.1 | 21 | 7634 | Rate Constraint in MTons | FALSE | L | Annual | Standard SO2 | Thousand Tons | 3.31 | 3.31 | 3.31 | 3.31 | 3.31 | 3.31 | 3.31 | 3.31
#CAN - PE - Acid Rain - SO2 Cap Annual v3.1 | 21 | 7634 | Rate Constraint in MTons | FALSE | L | Annual | Emissions at Affected Plants SO2 | Thousand Tons | 0.33759 | 0 | 0 | 0 | 0 | 0 | 0 | 0
#CAN - PE - Acid Rain - SO2 Cap Annual v3.1 | 21 | 7634 | Rate Constraint in MTons | FALSE | L | Annual | Allowances Purchased SO2 | Thousand Tons | 0 | 0 | 0 | 0 | 0 | 0 | 0 | 0
#CAN - PE - Acid Rain - SO2 Cap Annual v3.1 | 21 | 7634 | Rate Constraint in MTons | FALSE | L | Annual | Allowances Sold SO2 | Thousand Tons | 0 | 0 | 0 | 0 | 0 | 0 | 0 | 0
#CAN - PE - Acid Rain - SO2 Cap Annual v3.1 | 21 | 7634 | Rate Constraint in MTons | FALSE | L | Annual | Allowances Banked | Thousand Tons | 0 | 0 | 0 | 0 | 0 | 0 | 0 | 0
#CAN - PE - Acid Rain - SO2 Cap Annual v3.1 | 21 | 7634 | Rate Constraint in MTons | FALSE | L | Annual | Allowances Withdrawn (1:1) | Thousand Tons | 0 | 0 | 0 | 0 | 0 | 0 | 0 | 0
#CAN - PE - Acid Rain - SO2 Cap Annual v3.1 | 21 | 7634 | Rate Constraint in MTons | FALSE | L | Annual | Allowances Withdrawn (n:1) | Thousand Tons | 0 | 0 | 0 | 0 | 0 | 0 | 0 | 0
#CAN - PE - Acid Rain - SO2 Cap Annual v3.1 | 21 | 7634 | Rate Constraint in MTons | FALSE | L | Annual | Net Emissions Allowance Position | Thousand Tons | 0.33759 | 0 | 0 | 0 | 0 | 0 | 0 | 0
#CAN - PE - Acid Rain - SO2 Cap Annual v3.1 | 21 | 7634 | Rate Constraint in MTons | FALSE | L | Annual | Fuel Consumed | TBtu | 5.445 | 11.946 | 10.7791 | 10.8887 | 5.1562 | 5.5168 | 5.9568 | 6.3278
#CAN - PE - Acid Rain - SO2 Cap Annual v3.1 | 21 | 7634 | Rate Constraint in MTons | FALSE | L | Annual | Rate | lb/MMBtu | 0.124 | 0 | 0 | 0 | 0 | 0 | 0 | 0
#CAN - PE - Acid Rain - SO2 Cap Annual v3.1 | 21 | 7634 | Rate Constraint in MTons | FALSE | L | Annual | Generation | TWh | 0.79752 | 1.8754 | 1.6921 | 1.7093 | 0.79404 | 0.85105 | 0.90721 | 0.96177
#CAN - PE - Acid Rain - SO2 Cap Annual v3.1 | 21 | 7634 | Rate Constraint in MTons | FALSE | L | Annual | Qualifying Generation | TWh | 0.79752 | 1.8754 | 1.6921 | 1.7093 | 0.79404 | 0.85105 | 0.90721 | 0.96177
#CAN - PE - Acid Rain - SO2 Cap Annual v3.1 | 21 | 7634 | Rate Constraint in MTons | FALSE | L | Annual | Rate | lb/MWh | 0.8466 | 0 | 0 | 0 | 0 | 0 | 0 | 0
#CAN - PE - Acid Rain - SO2 Cap Annual v3.1 | 21 | 7634 | Rate Constraint in MTons | FALSE | L | Annual | Constraint Shadow Price | US2019$/Ton | 0 | 0 | 0 | 0 | 0 | 0 | 0 | 0
#CAN - PQ - Acid Rain - SO2 Cap Annual v3.1 | 22 | 7632 | Rate Constraint in MTons | FALSE | L | Annual | Seasons Included | Seasons | Winter, WintShld, Summer | Winter, WintShld, Summer | Winter, WintShld, Summer | Winter, WintShld, Summer | Winter, WintShld, Summer | Winter, WintShld, Summer | Winter, WintShld, Summer | Winter, WintShld, Summer
#CAN - PQ - Acid Rain - SO2 Cap Annual v3.1 | 22 | 7632 | Rate Constraint in MTons | FALSE | L | Annual | Standard SO2 | Thousand Tons | 6.61 | 6.61 | 6.61 | 6.61 | 6.61 | 6.61 | 6.61 | 6.61
#CAN - PQ - Acid Rain - SO2 Cap Annual v3.1 | 22 | 7632 | Rate Constraint in MTons | FALSE | L | Annual | Emissions at Affected Plants SO2 | Thousand Tons | 0 | 0 | 0 | 0 | 0 | 0 | 0 | 0
#CAN - PQ - Acid Rain - SO2 Cap Annual v3.1 | 22 | 7632 | Rate Constraint in MTons | FALSE | L | Annual | Allowances Purchased SO2 | Thousand Tons | 0 | 0 | 0 | 0 | 0 | 0 | 0 | 0
#CAN - PQ - Acid Rain - SO2 Cap Annual v3.1 | 22 | 7632 | Rate Constraint in MTons | FALSE | L | Annual | Allowances Sold SO2 | Thousand Tons | 0 | 0 | 0 | 0 | 0 | 0 | 0 | 0
#CAN - PQ - Acid Rain - SO2 Cap Annual v3.1 | 22 | 7632 | Rate Constraint in MTons | FALSE | L | Annual | Allowances Banked | Thousand Tons | 0 | 0 | 0 | 0 | 0 | 0 | 0 | 0
#CAN - PQ - Acid Rain - SO2 Cap Annual v3.1 | 22 | 7632 | Rate Constraint in MTons | FALSE | L | Annual | Allowances Withdrawn (1:1) | Thousand Tons | 0 | 0 | 0 | 0 | 0 | 0 | 0 | 0
#CAN - PQ - Acid Rain - SO2 Cap Annual v3.1 | 22 | 7632 | Rate Constraint in MTons | FALSE | L | Annual | Allowances Withdrawn (n:1) | Thousand Tons | 0 | 0 | 0 | 0 | 0 | 0 | 0 | 0
#CAN - PQ - Acid Rain - SO2 Cap Annual v3.1 | 22 | 7632 | Rate Constraint in MTons | FALSE | L | Annual | Net Emissions Allowance Position | Thousand Tons | 0 | 0 | 0 | 0 | 0 | 0 | 0 | 0
#CAN - PQ - Acid Rain - SO2 Cap Annual v3.1 | 22 | 7632 | Rate Constraint in MTons | FALSE | L | Annual | Fuel Consumed | TBtu | 25.5031 | 15.3055 | 13.7274 | 0 | 0 | 0 | 0.026686 | 0
#CAN - PQ - Acid Rain - SO2 Cap Annual v3.1 | 22 | 7632 | Rate Constraint in MTons | FALSE | L | Annual | Rate | lb/MMBtu | 0 | 0 | 0 | 0 | 0 | 0 | 0 | 0
#CAN - PQ - Acid Rain - SO2 Cap Annual v3.1 | 22 | 7632 | Rate Constraint in MTons | FALSE | L | Annual | Generation | TWh | 2.0322 | 1.1004 | 0.9643 | 0 | 0 | 0 | 0.0026942 | 0
#CAN - PQ - Acid Rain - SO2 Cap Annual v3.1 | 22 | 7632 | Rate Constraint in MTons | FALSE | L | Annual | Qualifying Generation | TWh | 2.0322 | 1.1004 | 0.9643 | 0 | 0 | 0 | 0.0026942 | 0
#CAN - PQ - Acid Rain - SO2 Cap Annual v3.1 | 22 | 7632 | Rate Constraint in MTons | FALSE | L | Annual | Rate | lb/MWh | 0 | 0 | 0 | 0 | 0 | 0 | 0 | 0
#CAN - PQ - Acid Rain - SO2 Cap Annual v3.1 | 22 | 7632 | Rate Constraint in MTons | FALSE | L | Annual | Constraint Shadow Price | US2019$/Ton | 0 | 0 | 0 | 0 | 0 | 0 | 0 | 0
#CAN - PQ - CO2 Constraint- v.6.17 | 23 | 7633 | Rate Constraint in MTons | FALSE | L | Annual | Seasons Included | Seasons | Winter, WintShld, Summer | Winter, WintShld, Summer | Winter, WintShld, Summer | Winter, WintShld, Summer | Winter, WintShld, Summer | Winter, WintShld, Summer | Winter, WintShld, Summer | Winter, WintShld, Summer
#CAN - PQ - CO2 Constraint- v.6.17 | 23 | 7633 | Rate Constraint in MTons | FALSE | L | Annual | Standard CO2 | Thousand Tons | 0 | 0 | 0 | 0 | 0 | 0 | 0 | 0
#CAN - PQ - CO2 Constraint- v.6.17 | 23 | 7633 | Rate Constraint in MTons | FALSE | L | Annual | Emissions at Affected Plants CO2 | Thousand Tons | 2051.4635 | 1235.0476 | 1107.7018 | 0 | 0 | 0 | 2.1533 | 0
#CAN - PQ - CO2 Constraint- v.6.17 | 23 | 7633 | Rate Constraint in MTons | FALSE | L | Annual | Allowances Purchased CO2 | Thousand Tons | -2051.4635 | -1235.0476 | -1107.7018 | 0 | 0 | 0 | -2.1533 | 0
#CAN - PQ - CO2 Constraint- v.6.17 | 23 | 7633 | Rate Constraint in MTons | FALSE | L | Annual | Allowances Sold CO2 | Thousand Tons | 0 | 0 | 0 | 0 | 0 | 0 | 0 | 0
#CAN - PQ - CO2 Constraint- v.6.17 | 23 | 7633 | Rate Constraint in MTons | FALSE | L | Annual | Allowances Banked | Thousand Tons | 0 | 0 | 0 | 0 | 0 | 0 | 0 | 0
#CAN - PQ - CO2 Constraint- v.6.17 | 23 | 7633 | Rate Constraint in MTons | FALSE | L | Annual | Allowances Withdrawn (1:1) | Thousand Tons | 0 | 0 | 0 | 0 | 0 | 0 | 0 | 0
#CAN - PQ - CO2 Constraint- v.6.17 | 23 | 7633 | Rate Constraint in MTons | FALSE | L | Annual | Allowances Withdrawn (n:1) | Thousand Tons | 0 | 0 | 0 | 0 | 0 | 0 | 0 | 0
#CAN - PQ - CO2 Constraint- v.6.17 | 23 | 7633 | Rate Constraint in MTons | FALSE | L | Annual | Net Emissions Allowance Position | Thousand Tons | -4.017e-06 | -3.4808e-07 | -4.9319e-07 | 0 | 0 | 0 | 2.076e-10 | 0
#CAN - PQ - CO2 Constraint- v.6.17 | 23 | 7633 | Rate Constraint in MTons | FALSE | L | Annual | Fuel Consumed | TBtu | 25.5031 | 15.3055 | 13.7274 | 0 | 0 | 0 | 0.026686 | 0
#CAN - PQ - CO2 Constraint- v.6.17 | 23 | 7633 | Rate Constraint in MTons | FALSE | L | Annual | Rate | lb/MMBtu | 160.8798 | 161.386 | 161.386 | 0 | 0 | 0 | 161.386 | 0
#CAN - PQ - CO2 Constraint- v.6.17 | 23 | 7633 | Rate Constraint in MTons | FALSE | L | Annual | Generation | TWh | 2.0322 | 1.1004 | 0.9643 | 0 | 0 | 0 | 0.0026942 | 0
#CAN - PQ - CO2 Constraint- v.6.17 | 23 | 7633 | Rate Constraint in MTons | FALSE | L | Annual | Qualifying Generation | TWh | 2.0322 | 1.1004 | 0.9643 | 0 | 0 | 0 | 0.0026942 | 0
#CAN - PQ - CO2 Constraint- v.6.17 | 23 | 7633 | Rate Constraint in MTons | FALSE | L | Annual | Rate | lb/MWh | 2018.9143 | 2244.8134 | 2297.4195 | 0 | 0 | 0 | 1598.5283 | 0
#CAN - PQ - CO2 Constraint- v.6.17 | 23 | 7633 | Rate Constraint in MTons | FALSE | L | Annual | Constraint Shadow Price | US2019$/Ton | 14.091 | 14.0904 | 14.0902 | 64.501 | 71.6704 | 71.6702 | 71.6705 | 71.6706
#CAN - PQ - O3 Annex - NOX Cap Annual v3.1 | 24 | 7631 | Rate Constraint in MTons | FALSE | L | Annual | Seasons Included | Seasons | Winter, WintShld, Summer | Winter, WintShld, Summer | Winter, WintShld, Summer | Winter, WintShld, Summer | Winter, WintShld, Summer | Winter, WintShld, Summer | Winter, WintShld, Summer | Winter, WintShld, Summer
#CAN - PQ - O3 Annex - NOX Cap Annual v3.1 | 24 | 7631 | Rate Constraint in MTons | FALSE | L | Annual | Standard NOX | Thousand Tons | 5.5115 | 5.5115 | 5.5115 | 5.5115 | 5.5115 | 5.5115 | 5.5115 | 5.5115
#CAN - PQ - O3 Annex - NOX Cap Annual v3.1 | 24 | 7631 | Rate Constraint in MTons | FALSE | L | Annual | Emissions at Affected Plants NOX | Thousand Tons | 5.5115 | 5.5116 | 5.5115 | 0 | 0 | 0 | 0.00014677 | 0
#CAN - PQ - O3 Annex - NOX Cap Annual v3.1 | 24 | 7631 | Rate Constraint in MTons | FALSE | L | Annual | Allowances Purchased NOX | Thousand Tons | 0 | 0 | 0 | 0 | 0 | 0 | 0 | 0
#CAN - PQ - O3 Annex - NOX Cap Annual v3.1 | 24 | 7631 | Rate Constraint in MTons | FALSE | L | Annual | Allowances Sold NOX | Thousand Tons | 0 | 0 | 0 | 0 | 0 | 0 | 0 | 0
#CAN - PQ - O3 Annex - NOX Cap Annual v3.1 | 24 | 7631 | Rate Constraint in MTons | FALSE | L | Annual | Allowances Banked | Thousand Tons | 0 | 0 | 0 | 0 | 0 | 0 | 0 | 0
#CAN - PQ - O3 Annex - NOX Cap Annual v3.1 | 24 | 7631 | Rate Constraint in MTons | FALSE | L | Annual | Allowances Withdrawn (1:1) | Thousand Tons | 0 | 0 | 0 | 0 | 0 | 0 | 0 | 0
#CAN - PQ - O3 Annex - NOX Cap Annual v3.1 | 24 | 7631 | Rate Constraint in MTons | FALSE | L | Annual | Allowances Withdrawn (n:1) | Thousand Tons | 0 | 0 | 0 | 0 | 0 | 0 | 0 | 0
#CAN - PQ - O3 Annex - NOX Cap Annual v3.1 | 24 | 7631 | Rate Constraint in MTons | FALSE | L | Annual | Net Emissions Allowance Position | Thousand Tons | 5.5115 | 5.5116 | 5.5115 | 0 | 0 | 0 | 0.00014677 | 0
#CAN - PQ - O3 Annex - NOX Cap Annual v3.1 | 24 | 7631 | Rate Constraint in MTons | FALSE | L | Annual | Fuel Consumed | TBtu | 12.6947 | 10.469 | 10.469 | 0 | 0 | 0 | 0.026686 | 0
#CAN - PQ - O3 Annex - NOX Cap Annual v3.1 | 24 | 7631 | Rate Constraint in MTons | FALSE | L | Annual | Rate | lb/MMBtu | 0.86832 | 1.0529 | 1.0529 | 0 | 0 | 0 | 0.011 | 0
#CAN - PQ - O3 Annex - NOX Cap Annual v3.1 | 24 | 7631 | Rate Constraint in MTons | FALSE | L | Annual | Generation | TWh | 1.0565 | 0.71607 | 0.71607 | 0 | 0 | 0 | 0.0026942 | 0
#CAN - PQ - O3 Annex - NOX Cap Annual v3.1 | 24 | 7631 | Rate Constraint in MTons | FALSE | L | Annual | Qualifying Generation | TWh | 1.0565 | 0.71607 | 0.71607 | 0 | 0 | 0 | 0.0026942 | 0
#CAN - PQ - O3 Annex - NOX Cap Annual v3.1 | 24 | 7631 | Rate Constraint in MTons | FALSE | L | Annual | Rate | lb/MWh | 10.4338 | 15.3938 | 15.3938 | 0 | 0 | 0 | 0.10895 | 0
#CAN - PQ - O3 Annex - NOX Cap Annual v3.1 | 24 | 7631 | Rate Constraint in MTons | FALSE | L | Annual | Constraint Shadow Price | US2019$/Ton | 4242.142 | 2395.7072 | 1443.9444 | 0 | 0 | 0 | 0 | 0
#CAN - SK - MER Cap Annual v4.12 | 25 | 7635 | Rate Constraint in MTons | FALSE | L | Annual | Seasons Included | Seasons | Winter, WintShld, Summer | Winter, WintShld, Summer | Winter, WintShld, Summer | Winter, WintShld, Summer | Winter, WintShld, Summer | Winter, WintShld, Summer | Winter, WintShld, Summer | Winter, WintShld, Summer
#CAN - SK - MER Cap Annual v4.12 | 25 | 7635 | Rate Constraint in MTons | FALSE | L | Annual | Standard MER | lbs | 947.9877 | 947.9877 | 947.9877 | 947.9877 | 947.9877 | 947.9877 | 947.9877 | 947.9877
#CAN - SK - MER Cap Annual v4.12 | 25 | 7635 | Rate Constraint in MTons | FALSE | L | Annual | Emissions at Affected Plants MER | lbs | 663.2822 | 673.3863 | 686.1095 | 634.1708 | 216.7501 | 32.3653 | 0 | 0
#CAN - SK - MER Cap Annual v4.12 | 25 | 7635 | Rate Constraint in MTons | FALSE | L | Annual | Allowances Purchased MER | lbs | 0 | 0 | 0 | 0 | 0 | 0 | 0 | 0
#CAN - SK - MER Cap Annual v4.12 | 25 | 7635 | Rate Constraint in MTons | FALSE | L | Annual | Allowances Sold MER | lbs | 0 | 0 | 0 | 0 | 0 | 0 | 0 | 0
#CAN - SK - MER Cap Annual v4.12 | 25 | 7635 | Rate Constraint in MTons | FALSE | L | Annual | Allowances Banked | lbs | 0 | 0 | 0 | 0 | 0 | 0 | 0 | 0
#CAN - SK - MER Cap Annual v4.12 | 25 | 7635 | Rate Constraint in MTons | FALSE | L | Annual | Allowances Withdrawn (1:1) | lbs | 0 | 0 | 0 | 0 | 0 | 0 | 0 | 0
#CAN - SK - MER Cap Annual v4.12 | 25 | 7635 | Rate Constraint in MTons | FALSE | L | Annual | Allowances Withdrawn (n:1) | lbs | 0 | 0 | 0 | 0 | 0 | 0 | 0 | 0
#CAN - SK - MER Cap Annual v4.12 | 25 | 7635 | Rate Constraint in MTons | FALSE | L | Annual | Net Emissions Allowance Position | lbs | 663.2822 | 673.3863 | 686.1095 | 634.1708 | 216.7501 | 32.3653 | 0 | 0
#CAN - SK - MER Cap Annual v4.12 | 25 | 7635 | Rate Constraint in MTons | FALSE | L | Annual | Fuel Consumed | TBtu | 117.111 | 117.111 | 90.9558 | 80.4157 | 17.6801 | 2.6019 | 0 | 0
#CAN - SK - MER Cap Annual v4.12 | 25 | 7635 | Rate Constraint in MTons | FALSE | L | Annual | Rate | lb/MMBtu | 5.6637e-06 | 5.75e-06 | 7.5433e-06 | 7.8862e-06 | 1.226e-05 | 1.2439e-05 | 0 | 0
#CAN - SK - MER Cap Annual v4.12 | 25 | 7635 | Rate Constraint in MTons | FALSE | L | Annual | Generation | TWh | 11.2197 | 11.2197 | 8.7139 | 7.7041 | 1.6938 | 0.24927 | 0 | 0
#CAN - SK - MER Cap Annual v4.12 | 25 | 7635 | Rate Constraint in MTons | FALSE | L | Annual | Qualifying Generation | TWh | 11.2197 | 11.2197 | 8.7139 | 7.7041 | 1.6938 | 0.24927 | 0 | 0
#CAN - SK - MER Cap Annual v4.12 | 25 | 7635 | Rate Constraint in MTons | FALSE | L | Annual | Rate | lb/MWh | 5.9118e-05 | 6.0018e-05 | 7.8737e-05 | 8.2316e-05 | 0.00012796 | 0.00012984 | 0 | 0
#CAN - SK - MER Cap Annual v4.12 | 25 | 7635 | Rate Constraint in MTons | FALSE | L | Annual | Constraint Shadow Price | US2019$/Lb | 0 | 0 | 0 | 0 | 0 | 0 | 0 | 0
#CAN Aconi 1 - SO2 Rate Annual v3.1 | 26 | 7636 | Rate Constraint in lbs/MMBtu | FALSE | L | Annual | Seasons Included | Seasons | Winter, WintShld, Summer | Winter, WintShld, Summer | Winter, WintShld, Summer | Winter, WintShld, Summer | Winter, WintShld, Summer | Winter, WintShld, Summer | Winter, WintShld, Summer | Winter, WintShld, Summer
#CAN Aconi 1 - SO2 Rate Annual v3.1 | 26 | 7636 | Rate Constraint in lbs/MMBtu | FALSE | L | Annual | Standard SO2 | lb/MMBtu | 0.58146 | 0.58146 | 0.58146 | 0.58146 | 0.58146 | 0.58146 | 0.58146 | 0.58146
#CAN Aconi 1 - SO2 Rate Annual v3.1 | 26 | 7636 | Rate Constraint in lbs/MMBtu | FALSE | L | Annual | Emissions at Affected Plants SO2 | Thousand Tons | 0.093696 | 0.060443 | 0 | 0 | 0 | 0 | 0 | 0
#CAN Aconi 1 - SO2 Rate Annual v3.1 | 26 | 7636 | Rate Constraint in lbs/MMBtu | FALSE | L | Annual | Allowances Purchased SO2 | Thousand Tons | 0 | 0 | 0 | 0 | 0 | 0 | 0 | 0
#CAN Aconi 1 - SO2 Rate Annual v3.1 | 26 | 7636 | Rate Constraint in lbs/MMBtu | FALSE | L | Annual | Allowances Sold SO2 | Thousand Tons | 0 | 0 | 0 | 0 | 0 | 0 | 0 | 0
#CAN Aconi 1 - SO2 Rate Annual v3.1 | 26 | 7636 | Rate Constraint in lbs/MMBtu | FALSE | L | Annual | Allowances Banked | Thousand Tons | 0 | 0 | 0 | 0 | 0 | 0 | 0 | 0
#CAN Aconi 1 - SO2 Rate Annual v3.1 | 26 | 7636 | Rate Constraint in lbs/MMBtu | FALSE | L | Annual | Allowances Withdrawn (1:1) | Thousand Tons | 0 | 0 | 0 | 0 | 0 | 0 | 0 | 0
#CAN Aconi 1 - SO2 Rate Annual v3.1 | 26 | 7636 | Rate Constraint in lbs/MMBtu | FALSE | L | Annual | Allowances Withdrawn (n:1) | Thousand Tons | 0 | 0 | 0 | 0 | 0 | 0 | 0 | 0
#CAN Aconi 1 - SO2 Rate Annual v3.1 | 26 | 7636 | Rate Constraint in lbs/MMBtu | FALSE | L | Annual | Net Emissions Allowance Position | Thousand Tons | 0.093696 | 0.060443 | 0 | 0 | 0 | 0 | 0 | 0
#CAN Aconi 1 - SO2 Rate Annual v3.1 | 26 | 7636 | Rate Constraint in lbs/MMBtu | FALSE | L | Annual | Fuel Consumed | TBtu | 1.5986 | 1.0313 | 0 | 0 | 0 | 0 | 0 | 0
#CAN Aconi 1 - SO2 Rate Annual v3.1 | 26 | 7636 | Rate Constraint in lbs/MMBtu | FALSE | L | Annual | Rate | lb/MMBtu | 0.11722 | 0.11722 | 0 | 0 | 0 | 0 | 0 | 0
#CAN Aconi 1 - SO2 Rate Annual v3.1 | 26 | 7636 | Rate Constraint in lbs/MMBtu | FALSE | L | Annual | Generation | TWh | 0.15316 | 0.0988 | 0 | 0 | 0 | 0 | 0 | 0
#CAN Aconi 1 - SO2 Rate Annual v3.1 | 26 | 7636 | Rate Constraint in lbs/MMBtu | FALSE | L | Annual | Qualifying Generation | TWh | 0.15316 | 0.0988 | 0 | 0 | 0 | 0 | 0 | 0
#CAN Aconi 1 - SO2 Rate Annual v3.1 | 26 | 7636 | Rate Constraint in lbs/MMBtu | FALSE | L | Annual | Rate | lb/MWh | 1.2235 | 1.2235 | 0 | 0 | 0 | 0 | 0 | 0
#CAN Aconi 1 - SO2 Rate Annual v3.1 | 26 | 7636 | Rate Constraint in lbs/MMBtu | FALSE | L | Annual | Constraint Shadow Price | US2019$/Ton | 0 | 0 | 0 | 0 | 0 | 0 | 0 | 0
#CAN Lingan 1-4 - SO2 Rate Annual v3.1 | 27 | 7637 | Rate Constraint in lbs/MMBtu | FALSE | L | Annual | Seasons Included | Seasons | Winter, WintShld, Summer | Winter, WintShld, Summer | Winter, WintShld, Summer | Winter, WintShld, Summer | Winter, WintShld, Summer | Winter, WintShld, Summer | Winter, WintShld, Summer | Winter, WintShld, Summer
#CAN Lingan 1-4 - SO2 Rate Annual v3.1 | 27 | 7637 | Rate Constraint in lbs/MMBtu | FALSE | L | Annual | Standard SO2 | lb/MMBtu | 3.7214 | 3.7214 | 3.7214 | 3.7214 | 3.7214 | 3.7214 | 3.7214 | 3.7214
#CAN Lingan 1-4 - SO2 Rate Annual v3.1 | 27 | 7637 | Rate Constraint in lbs/MMBtu | FALSE | L | Annual | Emissions at Affected Plants SO2 | Thousand Tons | 7.5012 | 2.9883 | 1.5845 | 0.15905 | 0 | 0 | 0 | 0
#CAN Lingan 1-4 - SO2 Rate Annual v3.1 | 27 | 7637 | Rate Constraint in lbs/MMBtu | FALSE | L | Annual | Allowances Purchased SO2 | Thousand Tons | 0 | 0 | 0 | 0 | 0 | 0 | 0 | 0
#CAN Lingan 1-4 - SO2 Rate Annual v3.1 | 27 | 7637 | Rate Constraint in lbs/MMBtu | FALSE | L | Annual | Allowances Sold SO2 | Thousand Tons | 0 | 0 | 0 | 0 | 0 | 0 | 0 | 0
#CAN Lingan 1-4 - SO2 Rate Annual v3.1 | 27 | 7637 | Rate Constraint in lbs/MMBtu | FALSE | L | Annual | Allowances Banked | Thousand Tons | 0 | 0 | 0 | 0 | 0 | 0 | 0 | 0
#CAN Lingan 1-4 - SO2 Rate Annual v3.1 | 27 | 7637 | Rate Constraint in lbs/MMBtu | FALSE | L | Annual | Allowances Withdrawn (1:1) | Thousand Tons | 0 | 0 | 0 | 0 | 0 | 0 | 0 | 0
#CAN Lingan 1-4 - SO2 Rate Annual v3.1 | 27 | 7637 | Rate Constraint in lbs/MMBtu | FALSE | L | Annual | Allowances Withdrawn (n:1) | Thousand Tons | 0 | 0 | 0 | 0 | 0 | 0 | 0 | 0
#CAN Lingan 1-4 - SO2 Rate Annual v3.1 | 27 | 7637 | Rate Constraint in lbs/MMBtu | FALSE | L | Annual | Net Emissions Allowance Position | Thousand Tons | 7.5012 | 2.9883 | 1.5845 | 0.15905 | 0 | 0 | 0 | 0
#CAN Lingan 1-4 - SO2 Rate Annual v3.1 | 27 | 7637 | Rate Constraint in lbs/MMBtu | FALSE | L | Annual | Fuel Consumed | TBtu | 13.6945 | 5.4555 | 2.8928 | 0.29036 | 0 | 0 | 0 | 0
#CAN Lingan 1-4 - SO2 Rate Annual v3.1 | 27 | 7637 | Rate Constraint in lbs/MMBtu | FALSE | L | Annual | Rate | lb/MMBtu | 1.0955 | 1.0955 | 1.0955 | 1.0955 | 0 | 0 | 0 | 0
#CAN Lingan 1-4 - SO2 Rate Annual v3.1 | 27 | 7637 | Rate Constraint in lbs/MMBtu | FALSE | L | Annual | Generation | TWh | 1.312 | 0.52266 | 0.27714 | 0.027818 | 0 | 0 | 0 | 0
#CAN Lingan 1-4 - SO2 Rate Annual v3.1 | 27 | 7637 | Rate Constraint in lbs/MMBtu | FALSE | L | Annual | Qualifying Generation | TWh | 1.312 | 0.52266 | 0.27714 | 0.027818 | 0 | 0 | 0 | 0
#CAN Lingan 1-4 - SO2 Rate Annual v3.1 | 27 | 7637 | Rate Constraint in lbs/MMBtu | FALSE | L | Annual | Rate | lb/MWh | 11.4349 | 11.4349 | 11.4349 | 11.4349 | 0 | 0 | 0 | 0
#CAN Lingan 1-4 - SO2 Rate Annual v3.1 | 27 | 7637 | Rate Constraint in lbs/MMBtu | FALSE | L | Annual | Constraint Shadow Price | US2019$/Ton | 0 | 0 | 0 | 0 | 0 | 0 | 0 | 0
#CAN -National Coal CO2 Rate Limit- 2023- v6.20 | 28 | 7607 | Rate Constraint in lbs/MWh | FALSE | L | Annual | Seasons Included | Seasons | Winter, WintShld, Summer | Winter, WintShld, Summer | Winter, WintShld, Summer | Winter, WintShld, Summer | Winter, WintShld, Summer | Winter, WintShld, Summer | Winter, WintShld, Summer | Winter, WintShld, Summer
#CAN -National Coal CO2 Rate Limit- 2023- v6.20 | 28 | 7607 | Rate Constraint in lbs/MWh | FALSE | L | Annual | Standard CO2 | lb/MWh | 925.94 | 925.94 | 925.94 | 925.94 | 925.94 | 925.94 | 925.94 | 925.94
#CAN -National Coal CO2 Rate Limit- 2023- v6.20 | 28 | 7607 | Rate Constraint in lbs/MWh | FALSE | L | Annual | Emissions at Affected Plants CO2 | Thousand Tons | 0 | 0 | 0 | 0 | 0 | 0 | 0 | 0
#CAN -National Coal CO2 Rate Limit- 2023- v6.20 | 28 | 7607 | Rate Constraint in lbs/MWh | FALSE | L | Annual | Allowances Purchased CO2 | Thousand Tons | 0 | 0 | 0 | 0 | 0 | 0 | 0 | 0
#CAN -National Coal CO2 Rate Limit- 2023- v6.20 | 28 | 7607 | Rate Constraint in lbs/MWh | FALSE | L | Annual | Allowances Sold CO2 | Thousand Tons | 0 | 0 | 0 | 0 | 0 | 0 | 0 | 0
#CAN -National Coal CO2 Rate Limit- 2023- v6.20 | 28 | 7607 | Rate Constraint in lbs/MWh | FALSE | L | Annual | Allowances Banked | Thousand Tons | 0 | 0 | 0 | 0 | 0 | 0 | 0 | 0
#CAN -National Coal CO2 Rate Limit- 2023- v6.20 | 28 | 7607 | Rate Constraint in lbs/MWh | FALSE | L | Annual | Allowances Withdrawn (1:1) | Thousand Tons | 0 | 0 | 0 | 0 | 0 | 0 | 0 | 0
#CAN -National Coal CO2 Rate Limit- 2023- v6.20 | 28 | 7607 | Rate Constraint in lbs/MWh | FALSE | L | Annual | Allowances Withdrawn (n:1) | Thousand Tons | 0 | 0 | 0 | 0 | 0 | 0 | 0 | 0
#CAN -National Coal CO2 Rate Limit- 2023- v6.20 | 28 | 7607 | Rate Constraint in lbs/MWh | FALSE | L | Annual | Net Emissions Allowance Position | Thousand Tons | 0 | 0 | 0 | 0 | 0 | 0 | 0 | 0
#CAN -National Coal CO2 Rate Limit- 2023- v6.20 | 28 | 7607 | Rate Constraint in lbs/MWh | FALSE | L | Annual | Fuel Consumed | TBtu | 0 | 0 | 0 | 0 | 0 | 0 | 0 | 0
#CAN -National Coal CO2 Rate Limit- 2023- v6.20 | 28 | 7607 | Rate Constraint in lbs/MWh | FALSE | L | Annual | Rate | lb/MMBtu | 0 | 0 | 0 | 0 | 0 | 0 | 0 | 0
#CAN -National Coal CO2 Rate Limit- 2023- v6.20 | 28 | 7607 | Rate Constraint in lbs/MWh | FALSE | L | Annual | Generation | TWh | 0 | 0 | 0 | 0 | 0 | 0 | 0 | 0
#CAN -National Coal CO2 Rate Limit- 2023- v6.20 | 28 | 7607 | Rate Constraint in lbs/MWh | FALSE | L | Annual | Qualifying Generation | TWh | 0 | 0 | 0 | 0 | 0 | 0 | 0 | 0
#CAN -National Coal CO2 Rate Limit- 2023- v6.20 | 28 | 7607 | Rate Constraint in lbs/MWh | FALSE | L | Annual | Constraint Shadow Price | US2019$/Ton | 0 | 0 | 0 | 0 | 0 | 0 | 0 | 0
#CAN -National Coal CO2 Rate Limit- 2028- v6.20 | 29 | 7609 | Rate Constraint in lbs/MWh | FALSE | L | Annual | Seasons Included | Seasons | Winter, WintShld, Summer | Winter, WintShld, Summer | Winter, WintShld, Summer | Winter, WintShld, Summer | Winter, WintShld, Summer | Winter, WintShld, Summer | Winter, WintShld, Summer | Winter, WintShld, Summer
#CAN -National Coal CO2 Rate Limit- 2028- v6.20 | 29 | 7609 | Rate Constraint in lbs/MWh | FALSE | L | Annual | Standard CO2 | lb/MWh | 0 | 0 | 925.94 | 925.94 | 925.94 | 925.94 | 925.94 | 925.94
#CAN -National Coal CO2 Rate Limit- 2028- v6.20 | 29 | 7609 | Rate Constraint in lbs/MWh | FALSE | L | Annual | Emissions at Affected Plants CO2 | Thousand Tons | 0 | 0 | 0 | 0 | 0 | 0 | 0 | 0
#CAN -National Coal CO2 Rate Limit- 2028- v6.20 | 29 | 7609 | Rate Constraint in lbs/MWh | FALSE | L | Annual | Allowances Purchased CO2 | Thousand Tons | 0 | 0 | 0 | 0 | 0 | 0 | 0 | 0
#CAN -National Coal CO2 Rate Limit- 2028- v6.20 | 29 | 7609 | Rate Constraint in lbs/MWh | FALSE | L | Annual | Allowances Sold CO2 | Thousand Tons | 0 | 0 | 0 | 0 | 0 | 0 | 0 | 0
#CAN -National Coal CO2 Rate Limit- 2028- v6.20 | 29 | 7609 | Rate Constraint in lbs/MWh | FALSE | L | Annual | Allowances Banked | Thousand Tons | 0 | 0 | 0 | 0 | 0 | 0 | 0 | 0
#CAN -National Coal CO2 Rate Limit- 2028- v6.20 | 29 | 7609 | Rate Constraint in lbs/MWh | FALSE | L | Annual | Allowances Withdrawn (1:1) | Thousand Tons | 0 | 0 | 0 | 0 | 0 | 0 | 0 | 0
#CAN -National Coal CO2 Rate Limit- 2028- v6.20 | 29 | 7609 | Rate Constraint in lbs/MWh | FALSE | L | Annual | Allowances Withdrawn (n:1) | Thousand Tons | 0 | 0 | 0 | 0 | 0 | 0 | 0 | 0
#CAN -National Coal CO2 Rate Limit- 2028- v6.20 | 29 | 7609 | Rate Constraint in lbs/MWh | FALSE | L | Annual | Net Emissions Allowance Position | Thousand Tons | 0 | 0 | 0 | 0 | 0 | 0 | 0 | 0
#CAN -National Coal CO2 Rate Limit- 2028- v6.20 | 29 | 7609 | Rate Constraint in lbs/MWh | FALSE | L | Annual | Fuel Consumed | TBtu | 0 | 0 | 0 | 0 | 0 | 0 | 0 | 0
#CAN -National Coal CO2 Rate Limit- 2028- v6.20 | 29 | 7609 | Rate Constraint in lbs/MWh | FALSE | L | Annual | Rate | lb/MMBtu | 0 | 0 | 0 | 0 | 0 | 0 | 0 | 0
#CAN -National Coal CO2 Rate Limit- 2028- v6.20 | 29 | 7609 | Rate Constraint in lbs/MWh | FALSE | L | Annual | Generation | TWh | 0 | 0 | 0 | 0 | 0 | 0 | 0 | 0
#CAN -National Coal CO2 Rate Limit- 2028- v6.20 | 29 | 7609 | Rate Constraint in lbs/MWh | FALSE | L | Annual | Qualifying Generation | TWh | 0 | 0 | 0 | 0 | 0 | 0 | 0 | 0
#CAN -National Coal CO2 Rate Limit- 2028- v6.20 | 29 | 7609 | Rate Constraint in lbs/MWh | FALSE | L | Annual | Constraint Shadow Price | US2019$/Ton | 0 | 0 | 35.0843 | 64.0236 | 29.7866 | 20.5411 | 20.0606 | 17.7143
#CAN -National Coal CO2 Rate Limit- 2030- v6.20 | 30 | 7610 | Rate Constraint in lbs/MWh | FALSE | L | Annual | Seasons Included | Seasons | Winter, WintShld, Summer | Winter, WintShld, Summer | Winter, WintShld, Summer | Winter, WintShld, Summer | Winter, WintShld, Summer | Winter, WintShld, Summer | Winter, WintShld, Summer | Winter, WintShld, Summer
#CAN -National Coal CO2 Rate Limit- 2030- v6.20 | 30 | 7610 | Rate Constraint in lbs/MWh | FALSE | L | Annual | Standard CO2 | lb/MWh | 0 | 0 | 0 | 925.94 | 925.94 | 925.94 | 925.94 | 925.94
#CAN -National Coal CO2 Rate Limit- 2030- v6.20 | 30 | 7610 | Rate Constraint in lbs/MWh | FALSE | L | Annual | Emissions at Affected Plants CO2 | Thousand Tons | 0 | 0 | 0 | 0 | 0 | 0 | 0 | 0
#CAN -National Coal CO2 Rate Limit- 2030- v6.20 | 30 | 7610 | Rate Constraint in lbs/MWh | FALSE | L | Annual | Allowances Purchased CO2 | Thousand Tons | 0 | 0 | 0 | 0 | 0 | 0 | 0 | 0
#CAN -National Coal CO2 Rate Limit- 2030- v6.20 | 30 | 7610 | Rate Constraint in lbs/MWh | FALSE | L | Annual | Allowances Sold CO2 | Thousand Tons | 0 | 0 | 0 | 0 | 0 | 0 | 0 | 0
#CAN -National Coal CO2 Rate Limit- 2030- v6.20 | 30 | 7610 | Rate Constraint in lbs/MWh | FALSE | L | Annual | Allowances Banked | Thousand Tons | 0 | 0 | 0 | 0 | 0 | 0 | 0 | 0
#CAN -National Coal CO2 Rate Limit- 2030- v6.20 | 30 | 7610 | Rate Constraint in lbs/MWh | FALSE | L | Annual | Allowances Withdrawn (1:1) | Thousand Tons | 0 | 0 | 0 | 0 | 0 | 0 | 0 | 0
#CAN -National Coal CO2 Rate Limit- 2030- v6.20 | 30 | 7610 | Rate Constraint in lbs/MWh | FALSE | L | Annual | Allowances Withdrawn (n:1) | Thousand Tons | 0 | 0 | 0 | 0 | 0 | 0 | 0 | 0
#CAN -National Coal CO2 Rate Limit- 2030- v6.20 | 30 | 7610 | Rate Constraint in lbs/MWh | FALSE | L | Annual | Net Emissions Allowance Position | Thousand Tons | 0 | 0 | 0 | 0 | 0 | 0 | 0 | 0
#CAN -National Coal CO2 Rate Limit- 2030- v6.20 | 30 | 7610 | Rate Constraint in lbs/MWh | FALSE | L | Annual | Fuel Consumed | TBtu | 0 | 0 | 0 | 0 | 0 | 0 | 0 | 0
#CAN -National Coal CO2 Rate Limit- 2030- v6.20 | 30 | 7610 | Rate Constraint in lbs/MWh | FALSE | L | Annual | Rate | lb/MMBtu | 0 | 0 | 0 | 0 | 0 | 0 | 0 | 0
#CAN -National Coal CO2 Rate Limit- 2030- v6.20 | 30 | 7610 | Rate Constraint in lbs/MWh | FALSE | L | Annual | Generation | TWh | 0 | 0 | 0 | 0 | 0 | 0 | 0 | 0
#CAN -National Coal CO2 Rate Limit- 2030- v6.20 | 30 | 7610 | Rate Constraint in lbs/MWh | FALSE | L | Annual | Qualifying Generation | TWh | 0 | 0 | 0 | 0 | 0 | 0 | 0 | 0
#CAN -National Coal CO2 Rate Limit- 2030- v6.20 | 30 | 7610 | Rate Constraint in lbs/MWh | FALSE | L | Annual | Constraint Shadow Price | US2019$/Ton | 0 | 0 | 0 | 81.5928 | 51.6668 | 45.7894 | 42.4742 | 37.6448
#CAN -National Coal CO2 Rate Limit- NewUnit- v6.20 | 31 | 7615 | Rate Constraint in lbs/MWh | FALSE | L | Annual | Seasons Included | Seasons | Winter, WintShld, Summer | Winter, WintShld, Summer | Winter, WintShld, Summer | Winter, WintShld, Summer | Winter, WintShld, Summer | Winter, WintShld, Summer | Winter, WintShld, Summer | Winter, WintShld, Summer
#CAN -National Coal CO2 Rate Limit- NewUnit- v6.20 | 31 | 7615 | Rate Constraint in lbs/MWh | FALSE | L | Annual | Standard CO2 | lb/MWh | 925.94 | 925.94 | 925.94 | 925.94 | 925.94 | 925.94 | 925.94 | 925.94
#CAN -National Coal CO2 Rate Limit- NewUnit- v6.20 | 31 | 7615 | Rate Constraint in lbs/MWh | FALSE | L | Annual | Emissions at Affected Plants CO2 | Thousand Tons | 0 | 0 | 0 | 0 | 0 | 0 | 0 | 0
#CAN -National Coal CO2 Rate Limit- NewUnit- v6.20 | 31 | 7615 | Rate Constraint in lbs/MWh | FALSE | L | Annual | Allowances Purchased CO2 | Thousand Tons | 0 | 0 | 0 | 0 | 0 | 0 | 0 | 0
#CAN -National Coal CO2 Rate Limit- NewUnit- v6.20 | 31 | 7615 | Rate Constraint in lbs/MWh | FALSE | L | Annual | Allowances Sold CO2 | Thousand Tons | 0 | 0 | 0 | 0 | 0 | 0 | 0 | 0
#CAN -National Coal CO2 Rate Limit- NewUnit- v6.20 | 31 | 7615 | Rate Constraint in lbs/MWh | FALSE | L | Annual | Allowances Banked | Thousand Tons | 0 | 0 | 0 | 0 | 0 | 0 | 0 | 0
#CAN -National Coal CO2 Rate Limit- NewUnit- v6.20 | 31 | 7615 | Rate Constraint in lbs/MWh | FALSE | L | Annual | Allowances Withdrawn (1:1) | Thousand Tons | 0 | 0 | 0 | 0 | 0 | 0 | 0 | 0
#CAN -National Coal CO2 Rate Limit- NewUnit- v6.20 | 31 | 7615 | Rate Constraint in lbs/MWh | FALSE | L | Annual | Allowances Withdrawn (n:1) | Thousand Tons | 0 | 0 | 0 | 0 | 0 | 0 | 0 | 0
#CAN -National Coal CO2 Rate Limit- NewUnit- v6.20 | 31 | 7615 | Rate Constraint in lbs/MWh | FALSE | L | Annual | Net Emissions Allowance Position | Thousand Tons | 0 | 0 | 0 | 0 | 0 | 0 | 0 | 0
#CAN -National Coal CO2 Rate Limit- NewUnit- v6.20 | 31 | 7615 | Rate Constraint in lbs/MWh | FALSE | L | Annual | Fuel Consumed | TBtu | 0 | 0 | 0 | 0 | 0 | 0 | 0 | 0
#CAN -National Coal CO2 Rate Limit- NewUnit- v6.20 | 31 | 7615 | Rate Constraint in lbs/MWh | FALSE | L | Annual | Rate | lb/MMBtu | 0 | 0 | 0 | 0 | 0 | 0 | 0 | 0
#CAN -National Coal CO2 Rate Limit- NewUnit- v6.20 | 31 | 7615 | Rate Constraint in lbs/MWh | FALSE | L | Annual | Generation | TWh | 0 | 0 | 0 | 0 | 0 | 0 | 0 | 0
#CAN -National Coal CO2 Rate Limit- NewUnit- v6.20 | 31 | 7615 | Rate Constraint in lbs/MWh | FALSE | L | Annual | Qualifying Generation | TWh | 0 | 0 | 0 | 0 | 0 | 0 | 0 | 0
#CAN -National Coal CO2 Rate Limit- NewUnit- v6.20 | 31 | 7615 | Rate Constraint in lbs/MWh | FALSE | L | Annual | Constraint Shadow Price | US2019$/Ton | 0 | 96.0868 | 144.4736 | 116.91 | 73.7726 | 65.3003 | 60.5216 | 53.5602
#CAN -National Large NGas CO2 Rate Limit- v6.20 | 32 | 7661 | Rate Constraint in lbs/MWh | FALSE | L | Annual | Seasons Included | Seasons | Winter, WintShld, Summer | Winter, WintShld, Summer | Winter, WintShld, Summer | Winter, WintShld, Summer | Winter, WintShld, Summer | Winter, WintShld, Summer | Winter, WintShld, Summer | Winter, WintShld, Summer
#CAN -National Large NGas CO2 Rate Limit- v6.20 | 32 | 7661 | Rate Constraint in lbs/MWh | FALSE | L | Annual | Standard CO2 | lb/MWh | 925.9404 | 925.9404 | 925.9404 | 925.9404 | 925.9404 | 925.9404 | 925.9404 | 925.9404
#CAN -National Large NGas CO2 Rate Limit- v6.20 | 32 | 7661 | Rate Constraint in lbs/MWh | FALSE | L | Annual | Emissions at Affected Plants CO2 | Thousand Tons | 21825.7707 | 38443.7601 | 39604.4954 | 42491.4065 | 75268.4897 | 84225.0645 | 91306.8841 | 98616.7594
#CAN -National Large NGas CO2 Rate Limit- v6.20 | 32 | 7661 | Rate Constraint in lbs/MWh | FALSE | L | Annual | Allowances Purchased CO2 | Thousand Tons | 0 | 0 | 0 | 0 | 0 | 0 | 0 | 0
#CAN -National Large NGas CO2 Rate Limit- v6.20 | 32 | 7661 | Rate Constraint in lbs/MWh | FALSE | L | Annual | Allowances Sold CO2 | Thousand Tons | 0 | 0 | 0 | 0 | 0 | 0 | 0 | 0
#CAN -National Large NGas CO2 Rate Limit- v6.20 | 32 | 7661 | Rate Constraint in lbs/MWh | FALSE | L | Annual | Allowances Banked | Thousand Tons | 0 | 0 | 0 | 0 | 0 | 0 | 0 | 0
#CAN -National Large NGas CO2 Rate Limit- v6.20 | 32 | 7661 | Rate Constraint in lbs/MWh | FALSE | L | Annual | Allowances Withdrawn (1:1) | Thousand Tons | 0 | 0 | 0 | 0 | 0 | 0 | 0 | 0
#CAN -National Large NGas CO2 Rate Limit- v6.20 | 32 | 7661 | Rate Constraint in lbs/MWh | FALSE | L | Annual | Allowances Withdrawn (n:1) | Thousand Tons | 0 | 0 | 0 | 0 | 0 | 0 | 0 | 0
#CAN -National Large NGas CO2 Rate Limit- v6.20 | 32 | 7661 | Rate Constraint in lbs/MWh | FALSE | L | Annual | Net Emissions Allowance Position | Thousand Tons | 21825.7707 | 38443.7601 | 39604.4954 | 42491.4065 | 75268.4897 | 84225.0645 | 91306.8841 | 98616.7594
#CAN -National Large NGas CO2 Rate Limit- v6.20 | 32 | 7661 | Rate Constraint in lbs/MWh | FALSE | L | Annual | Fuel Consumed | TBtu | 335.2328 | 555.9579 | 573.6571 | 617.0979 | 1063.5356 | 1187.4824 | 1290.8681 | 1392.1069
#CAN -National Large NGas CO2 Rate Limit- v6.20 | 32 | 7661 | Rate Constraint in lbs/MWh | FALSE | L | Annual | Rate | lb/MMBtu | 130.2126 | 138.2974 | 138.0772 | 137.7137 | 141.5439 | 141.8548 | 141.4659 | 141.6799
#CAN -National Large NGas CO2 Rate Limit- v6.20 | 32 | 7661 | Rate Constraint in lbs/MWh | FALSE | L | Annual | Generation | TWh | 47.1429 | 83.0372 | 85.5444 | 91.78 | 162.5774 | 181.9233 | 197.2198 | 213.0089
#CAN -National Large NGas CO2 Rate Limit- v6.20 | 32 | 7661 | Rate Constraint in lbs/MWh | FALSE | L | Annual | Qualifying Generation | TWh | 47.1429 | 83.0372 | 85.5444 | 91.78 | 162.5774 | 181.9233 | 197.2198 | 213.0089
#CAN -National Large NGas CO2 Rate Limit- v6.20 | 32 | 7661 | Rate Constraint in lbs/MWh | FALSE | L | Annual | Constraint Shadow Price | US2019$/Ton | 116.842 | 135.2305 | 85.7373 | 86.6079 | 25.2338 | 28.7241 | 23.5945 | 29.4313
#CAN -National NOx Rate Limit v4.12 | 33 | 7606 | Rate Constraint in lbs/MWh | FALSE | L | Annual | Seasons Included | Seasons | Winter, WintShld, Summer | Winter, WintShld, Summer | Winter, WintShld, Summer | Winter, WintShld, Summer | Winter, WintShld, Summer | Winter, WintShld, Summer | Winter, WintShld, Summer | Winter, WintShld, Summer
#CAN -National NOx Rate Limit v4.12 | 33 | 7606 | Rate Constraint in lbs/MWh | FALSE | L | Annual | Standard NOX | lb/MWh | 1.5212 | 1.5212 | 1.5212 | 1.5212 | 1.5212 | 1.5212 | 1.5212 | 1.5212
#CAN -National NOx Rate Limit v4.12 | 33 | 7606 | Rate Constraint in lbs/MWh | FALSE | L | Annual | Emissions at Affected Plants NOX | Thousand Tons | 2.182 | 3.3545 | 3.7129 | 4.553 | 6.2055 | 6.759 | 7.4075 | 7.9976
#CAN -National NOx Rate Limit v4.12 | 33 | 7606 | Rate Constraint in lbs/MWh | FALSE | L | Annual | Allowances Purchased NOX | Thousand Tons | 0 | 0 | 0 | 0 | 0 | 0 | 0 | 0
#CAN -National NOx Rate Limit v4.12 | 33 | 7606 | Rate Constraint in lbs/MWh | FALSE | L | Annual | Allowances Sold NOX | Thousand Tons | 0 | 0 | 0 | 0 | 0 | 0 | 0 | 0
#CAN -National NOx Rate Limit v4.12 | 33 | 7606 | Rate Constraint in lbs/MWh | FALSE | L | Annual | Allowances Banked | Thousand Tons | 0 | 0 | 0 | 0 | 0 | 0 | 0 | 0
#CAN -National NOx Rate Limit v4.12 | 33 | 7606 | Rate Constraint in lbs/MWh | FALSE | L | Annual | Allowances Withdrawn (1:1) | Thousand Tons | 0 | 0 | 0 | 0 | 0 | 0 | 0 | 0
#CAN -National NOx Rate Limit v4.12 | 33 | 7606 | Rate Constraint in lbs/MWh | FALSE | L | Annual | Allowances Withdrawn (n:1) | Thousand Tons | 0 | 0 | 0 | 0 | 0 | 0 | 0 | 0
#CAN -National NOx Rate Limit v4.12 | 33 | 7606 | Rate Constraint in lbs/MWh | FALSE | L | Annual | Net Emissions Allowance Position | Thousand Tons | 2.182 | 3.3545 | 3.7129 | 4.553 | 6.2055 | 6.759 | 7.4075 | 7.9976
#CAN -National NOx Rate Limit v4.12 | 33 | 7606 | Rate Constraint in lbs/MWh | FALSE | L | Annual | Fuel Consumed | TBtu | 342.368 | 567.044 | 589.2362 | 638.403 | 1077.345 | 1200.9733 | 1302.6294 | 1400.8904
#CAN -National NOx Rate Limit v4.12 | 33 | 7606 | Rate Constraint in lbs/MWh | FALSE | L | Annual | Rate | lb/MMBtu | 0.012747 | 0.011831 | 0.012602 | 0.014264 | 0.01152 | 0.011256 | 0.011373 | 0.011418
#CAN -National NOx Rate Limit v4.12 | 33 | 7606 | Rate Constraint in lbs/MWh | FALSE | L | Annual | Generation | TWh | 49.8833 | 84.7244 | 88.0289 | 95.2392 | 165.4299 | 184.2345 | 199.2304 | 214.41
#CAN -National NOx Rate Limit v4.12 | 33 | 7606 | Rate Constraint in lbs/MWh | FALSE | L | Annual | Qualifying Generation | TWh | 48.3868 | 84.3422 | 87.3917 | 94.3555 | 164.3387 | 183.6931 | 198.6617 | 213.9978
#CAN -National NOx Rate Limit v4.12 | 33 | 7606 | Rate Constraint in lbs/MWh | FALSE | L | Annual | Constraint Shadow Price | US2019$/Ton | 0 | 0 | 0 | 0 | 0 | 0 | 0 | 0
#CAN -National Small NGas CO2 Rate Limit- v6.20 | 34 | 7662 | Rate Constraint in lbs/MWh | FALSE | L | Annual | Seasons Included | Seasons | Winter, WintShld, Summer | Winter, WintShld, Summer | Winter, WintShld, Summer | Winter, WintShld, Summer | Winter, WintShld, Summer | Winter, WintShld, Summer | Winter, WintShld, Summer | Winter, WintShld, Summer
#CAN -National Small NGas CO2 Rate Limit- v6.20 | 34 | 7662 | Rate Constraint in lbs/MWh | FALSE | L | Annual | Standard CO2 | lb/MWh | 1212.541 | 1212.541 | 1212.541 | 1212.541 | 1212.541 | 1212.541 | 1212.541 | 1212.541
#CAN -National Small NGas CO2 Rate Limit- v6.20 | 34 | 7662 | Rate Constraint in lbs/MWh | FALSE | L | Annual | Emissions at Affected Plants CO2 | Thousand Tons | 6306.2509 | 959.4681 | 2102.81 | 2777.2774 | 3325.2241 | 3024.4083 | 3138.4851 | 2840.3849
#CAN -National Small NGas CO2 Rate Limit- v6.20 | 34 | 7662 | Rate Constraint in lbs/MWh | FALSE | L | Annual | Allowances Purchased CO2 | Thousand Tons | 0 | 0 | 0 | 0 | 0 | 0 | 0 | 0
#CAN -National Small NGas CO2 Rate Limit- v6.20 | 34 | 7662 | Rate Constraint in lbs/MWh | FALSE | L | Annual | Allowances Sold CO2 | Thousand Tons | 0 | 0 | 0 | 0 | 0 | 0 | 0 | 0
#CAN -National Small NGas CO2 Rate Limit- v6.20 | 34 | 7662 | Rate Constraint in lbs/MWh | FALSE | L | Annual | Allowances Banked | Thousand Tons | 0 | 0 | 0 | 0 | 0 | 0 | 0 | 0
#CAN -National Small NGas CO2 Rate Limit- v6.20 | 34 | 7662 | Rate Constraint in lbs/MWh | FALSE | L | Annual | Allowances Withdrawn (1:1) | Thousand Tons | 0 | 0 | 0 | 0 | 0 | 0 | 0 | 0
#CAN -National Small NGas CO2 Rate Limit- v6.20 | 34 | 7662 | Rate Constraint in lbs/MWh | FALSE | L | Annual | Allowances Withdrawn (n:1) | Thousand Tons | 0 | 0 | 0 | 0 | 0 | 0 | 0 | 0
#CAN -National Small NGas CO2 Rate Limit- v6.20 | 34 | 7662 | Rate Constraint in lbs/MWh | FALSE | L | Annual | Net Emissions Allowance Position | Thousand Tons | 6306.2509 | 959.4681 | 2102.81 | 2777.2774 | 3325.2241 | 3024.4083 | 3138.4851 | 2840.3849
#CAN -National Small NGas CO2 Rate Limit- v6.20 | 34 | 7662 | Rate Constraint in lbs/MWh | FALSE | L | Annual | Fuel Consumed | TBtu | 81.3089 | 11.7528 | 25.7025 | 34.2647 | 42.1228 | 38.9181 | 40.167 | 36.2998
#CAN -National Small NGas CO2 Rate Limit- v6.20 | 34 | 7662 | Rate Constraint in lbs/MWh | FALSE | L | Annual | Rate | lb/MMBtu | 155.1183 | 163.2745 | 163.6271 | 162.1072 | 157.8824 | 155.4243 | 156.2717 | 156.4959
#CAN -National Small NGas CO2 Rate Limit- v6.20 | 34 | 7662 | Rate Constraint in lbs/MWh | FALSE | L | Annual | Generation | TWh | 11.9497 | 1.5826 | 3.4684 | 4.5809 | 6.2223 | 5.8381 | 5.9068 | 5.3172
#CAN -National Small NGas CO2 Rate Limit- v6.20 | 34 | 7662 | Rate Constraint in lbs/MWh | FALSE | L | Annual | Qualifying Generation | TWh | 11.9497 | 1.5826 | 3.4684 | 4.5809 | 6.2223 | 5.8381 | 5.9068 | 5.3172
#CAN -National Small NGas CO2 Rate Limit- v6.20 | 34 | 7662 | Rate Constraint in lbs/MWh | FALSE | L | Annual | Constraint Shadow Price | US2019$/Ton | 0 | 9.9789 | 1.0166 | 7.9789 | 0 | 0 | 0 | 0
#CAN -National SO2 Rate Limit v4.12 | 35 | 7605 | Rate Constraint in lbs/MWh | FALSE | L | Annual | Seasons Included | Seasons | Winter, WintShld, Summer | Winter, WintShld, Summer | Winter, WintShld, Summer | Winter, WintShld, Summer | Winter, WintShld, Summer | Winter, WintShld, Summer | Winter, WintShld, Summer | Winter, WintShld, Summer
#CAN -National SO2 Rate Limit v4.12 | 35 | 7605 | Rate Constraint in lbs/MWh | FALSE | L | Annual | Standard SO2 | lb/MWh | 9.3476 | 9.3476 | 9.3476 | 9.3476 | 9.3476 | 9.3476 | 9.3476 | 9.3476
#CAN -National SO2 Rate Limit v4.12 | 35 | 7605 | Rate Constraint in lbs/MWh | FALSE | L | Annual | Emissions at Affected Plants SO2 | Thousand Tons | 0.10472 | 0.10472 | 0.10472 | 0.10472 | 0.10472 | 0.10472 | 0.10472 | 0.10472
#CAN -National SO2 Rate Limit v4.12 | 35 | 7605 | Rate Constraint in lbs/MWh | FALSE | L | Annual | Allowances Purchased SO2 | Thousand Tons | 0 | 0 | 0 | 0 | 0 | 0 | 0 | 0
#CAN -National SO2 Rate Limit v4.12 | 35 | 7605 | Rate Constraint in lbs/MWh | FALSE | L | Annual | Allowances Sold SO2 | Thousand Tons | 0 | 0 | 0 | 0 | 0 | 0 | 0 | 0
#CAN -National SO2 Rate Limit v4.12 | 35 | 7605 | Rate Constraint in lbs/MWh | FALSE | L | Annual | Allowances Banked | Thousand Tons | 0 | 0 | 0 | 0 | 0 | 0 | 0 | 0
#CAN -National SO2 Rate Limit v4.12 | 35 | 7605 | Rate Constraint in lbs/MWh | FALSE | L | Annual | Allowances Withdrawn (1:1) | Thousand Tons | 0 | 0 | 0 | 0 | 0 | 0 | 0 | 0
#CAN -National SO2 Rate Limit v4.12 | 35 | 7605 | Rate Constraint in lbs/MWh | FALSE | L | Annual | Allowances Withdrawn (n:1) | Thousand Tons | 0 | 0 | 0 | 0 | 0 | 0 | 0 | 0
#CAN -National SO2 Rate Limit v4.12 | 35 | 7605 | Rate Constraint in lbs/MWh | FALSE | L | Annual | Net Emissions Allowance Position | Thousand Tons | 0.10472 | 0.10472 | 0.10472 | 0.10472 | 0.10472 | 0.10472 | 0.10472 | 0.10472
#CAN -National SO2 Rate Limit v4.12 | 35 | 7605 | Rate Constraint in lbs/MWh | FALSE | L | Annual | Fuel Consumed | TBtu | 342.368 | 567.044 | 589.2362 | 638.403 | 1077.345 | 1200.9733 | 1302.6294 | 1400.8904
#CAN -National SO2 Rate Limit v4.12 | 35 | 7605 | Rate Constraint in lbs/MWh | FALSE | L | Annual | Rate | lb/MMBtu | 0.00061172 | 0.00036934 | 0.00035543 | 0.00032806 | 0.0001944 | 0.00017439 | 0.00016078 | 0.0001495
#CAN -National SO2 Rate Limit v4.12 | 35 | 7605 | Rate Constraint in lbs/MWh | FALSE | L | Annual | Generation | TWh | 49.8833 | 84.7244 | 88.0289 | 95.2392 | 165.4299 | 184.2345 | 199.2304 | 214.41
#CAN -National SO2 Rate Limit v4.12 | 35 | 7605 | Rate Constraint in lbs/MWh | FALSE | L | Annual | Qualifying Generation | TWh | 48.3868 | 84.3422 | 87.3917 | 94.3555 | 164.3387 | 183.6931 | 198.6617 | 213.9978
#CAN -National SO2 Rate Limit v4.12 | 35 | 7605 | Rate Constraint in lbs/MWh | FALSE | L | Annual | Constraint Shadow Price | US2019$/Ton | 0 | 0 | 0 | 0 | 0 | 0 | 0 | 0
#CAN RPS v6.20- CNAB | 36 | 7565 | Generation Constraint in GWh | FALSE | G | Annual | Seasons Included | Seasons | Winter, WintShld, Summer | Winter, WintShld, Summer | Winter, WintShld, Summer | Winter, WintShld, Summer | Winter, WintShld, Summer | Winter, WintShld, Summer | Winter, WintShld, Summer | Winter, WintShld, Summer
#CAN RPS v6.20- CNAB | 36 | 7565 | Generation Constraint in GWh | FALSE | G | Annual | Standard GWh | GWh | 0 | 0 | 0 | 26576.8872 | 28551.9721 | 30772.3268 | 33165.3481 | 35744.4637
#CAN RPS v6.20- CNAB | 36 | 7565 | Generation Constraint in GWh | FALSE | G | Annual | Emissions at Affected Plants | GWh | 32806.3835 | 30868.6892 | 30868.2572 | 30868.4597 | 30868.5245 | 30865.4047 | 33165.3481 | 35744.4637
#CAN RPS v6.20- CNAB | 36 | 7565 | Generation Constraint in GWh | FALSE | G | Annual | Allowances Purchased | GWh | 0 | 0 | 0 | 0 | 0 | 0 | 0 | 0
#CAN RPS v6.20- CNAB | 36 | 7565 | Generation Constraint in GWh | FALSE | G | Annual | Allowances Sold | GWh | 0 | 0 | 0 | 0 | 0 | 0 | 0 | 0
#CAN RPS v6.20- CNAB | 36 | 7565 | Generation Constraint in GWh | FALSE | G | Annual | Allowances Banked | GWh | 0 | 0 | 0 | 0 | 0 | 0 | 0 | 0
#CAN RPS v6.20- CNAB | 36 | 7565 | Generation Constraint in GWh | FALSE | G | Annual | Allowances Withdrawn (1:1) | GWh | 0 | 0 | 0 | 0 | 0 | 0 | 0 | 0
#CAN RPS v6.20- CNAB | 36 | 7565 | Generation Constraint in GWh | FALSE | G | Annual | Allowances Withdrawn (n:1) | GWh | 0 | 0 | 0 | 0 | 0 | 0 | 0 | 0
#CAN RPS v6.20- CNAB | 36 | 7565 | Generation Constraint in GWh | FALSE | G | Annual | Net Emissions Allowance Position | GWh | 32806.3835 | 30868.6892 | 30868.2572 | 30868.4597 | 30868.5245 | 30865.4047 | 33165.3481 | 35744.4637
#CAN RPS v6.20- CNAB | 36 | 7565 | Generation Constraint in GWh | FALSE | G | Annual | Fuel Consumed | TBtu | 43.9889 | 0.51369 | 0.51001 | 0.51174 | 0.51229 | 0.47405 | 3.5345 | 3.5345
#CAN RPS v6.20- CNAB | 36 | 7565 | Generation Constraint in GWh | FALSE | G | Annual | Heat Rate | MMBtu/MWh | 1.3409 | 0.016641 | 0.016522 | 0.016578 | 0.016596 | 0.015359 | 0.10657 | 0.098882
#CAN RPS v6.20- CNAB | 36 | 7565 | Generation Constraint in GWh | FALSE | G | Annual | Generation | TWh | 32.8064 | 30.8687 | 30.8683 | 30.8685 | 30.8685 | 30.8654 | 33.1653 | 35.7445
#CAN RPS v6.20- CNAB | 36 | 7565 | Generation Constraint in GWh | FALSE | G | Annual | Qualifying Generation | TWh | 32.8064 | 30.8687 | 30.8683 | 30.8685 | 30.8685 | 30.8654 | 33.1653 | 35.7445
#CAN RPS v6.20- CNAB | 36 | 7565 | Generation Constraint in GWh | FALSE | G | Annual | Rate | lb/MWh | 0 | 0 | 0 | 0 | 0 | 0 | 0 | 0
#CAN RPS v6.20- CNAB | 36 | 7565 | Generation Constraint in GWh | FALSE | G | Annual | Constraint Shadow Price | US2019$/MWh | 0 | 0 | 0 | 0 | 0 | 0 | 19.6517 | 18.987
#CAN RPS v6.20- CNBC | 37 | 7564 | Generation Constraint in GWh | FALSE | G | Annual | Seasons Included | Seasons | Winter, WintShld, Summer | Winter, WintShld, Summer | Winter, WintShld, Summer | Winter, WintShld, Summer | Winter, WintShld, Summer | Winter, WintShld, Summer | Winter, WintShld, Summer | Winter, WintShld, Summer
#CAN RPS v6.20- CNBC | 37 | 7564 | Generation Constraint in GWh | FALSE | G | Annual | Standard GWh | GWh | 58825.896 | 60183.4453 | 62151.6236 | 63905.3032 | 67165.8632 | 69949.4433 | 72845.8437 | 75866.683
#CAN RPS v6.20- CNBC | 37 | 7564 | Generation Constraint in GWh | FALSE | G | Annual | Emissions at Affected Plants | GWh | 87143.2097 | 78477.6767 | 78480.1984 | 78480.3033 | 78480.3033 | 78478.0623 | 78480.3033 | 78480.3033
#CAN RPS v6.20- CNBC | 37 | 7564 | Generation Constraint in GWh | FALSE | G | Annual | Allowances Purchased | GWh | 0 | 0 | 0 | 0 | 0 | 0 | 0 | 0
#CAN RPS v6.20- CNBC | 37 | 7564 | Generation Constraint in GWh | FALSE | G | Annual | Allowances Sold | GWh | 0 | 0 | 0 | 0 | 0 | 0 | 0 | 0
#CAN RPS v6.20- CNBC | 37 | 7564 | Generation Constraint in GWh | FALSE | G | Annual | Allowances Banked | GWh | 0 | 0 | 0 | 0 | 0 | 0 | 0 | 0
#CAN RPS v6.20- CNBC | 37 | 7564 | Generation Constraint in GWh | FALSE | G | Annual | Allowances Withdrawn (1:1) | GWh | 0 | 0 | 0 | 0 | 0 | 0 | 0 | 0
#CAN RPS v6.20- CNBC | 37 | 7564 | Generation Constraint in GWh | FALSE | G | Annual | Allowances Withdrawn (n:1) | GWh | 0 | 0 | 0 | 0 | 0 | 0 | 0 | 0
#CAN RPS v6.20- CNBC | 37 | 7564 | Generation Constraint in GWh | FALSE | G | Annual | Net Emissions Allowance Position | GWh | 87143.2097 | 78477.6767 | 78480.1984 | 78480.3033 | 78480.3033 | 78478.0623 | 78480.3033 | 78480.3033
#CAN RPS v6.20- CNBC | 37 | 7564 | Generation Constraint in GWh | FALSE | G | Annual | Fuel Consumed | TBtu | 105.7481 | 2.1205 | 2.156 | 2.1575 | 2.1575 | 2.1259 | 2.1575 | 2.1575
#CAN RPS v6.20- CNBC | 37 | 7564 | Generation Constraint in GWh | FALSE | G | Annual | Heat Rate | MMBtu/MWh | 1.2135 | 0.02702 | 0.027472 | 0.027491 | 0.027491 | 0.027089 | 0.027491 | 0.027491
#CAN RPS v6.20- CNBC | 37 | 7564 | Generation Constraint in GWh | FALSE | G | Annual | Generation | TWh | 87.1432 | 78.4777 | 78.4802 | 78.4803 | 78.4803 | 78.4781 | 78.4803 | 78.4803
#CAN RPS v6.20- CNBC | 37 | 7564 | Generation Constraint in GWh | FALSE | G | Annual | Qualifying Generation | TWh | 87.1432 | 78.4777 | 78.4802 | 78.4803 | 78.4803 | 78.4781 | 78.4803 | 78.4803
#CAN RPS v6.20- CNBC | 37 | 7564 | Generation Constraint in GWh | FALSE | G | Annual | Rate | lb/MWh | 0 | 0 | 0 | 0 | 0 | 0 | 0 | 0
#CAN RPS v6.20- CNBC | 37 | 7564 | Generation Constraint in GWh | FALSE | G | Annual | Constraint Shadow Price | US2019$/MWh | 0 | 0 | 0 | 0 | 0 | 0 | 0 | 0
#CAN RPS v6.20- CNNB | 38 | 7567 | Generation Constraint in GWh | FALSE | G | Annual | Seasons Included | Seasons | Winter, WintShld, Summer | Winter, WintShld, Summer | Winter, WintShld, Summer | Winter, WintShld, Summer | Winter, WintShld, Summer | Winter, WintShld, Summer | Winter, WintShld, Summer | Winter, WintShld, Summer
#CAN RPS v6.20- CNNB | 38 | 7567 | Generation Constraint in GWh | FALSE | G | Annual | Standard GWh | GWh | 5186.2499 | 5146.0836 | 5108.0313 | 4870.4147 | 4592.1053 | 4703.4291 | 4703.4291 | 4703.4291
#CAN RPS v6.20- CNNB | 38 | 7567 | Generation Constraint in GWh | FALSE | G | Annual | Emissions at Affected Plants | GWh | 5186.2499 | 5146.0836 | 5108.0313 | 4870.4147 | 4824.0073 | 4824.0073 | 4824.0073 | 4824.0073
#CAN RPS v6.20- CNNB | 38 | 7567 | Generation Constraint in GWh | FALSE | G | Annual | Allowances Purchased | GWh | 0 | 0 | 0 | 0 | 0 | 0 | 0 | 0
#CAN RPS v6.20- CNNB | 38 | 7567 | Generation Constraint in GWh | FALSE | G | Annual | Allowances Sold | GWh | 0 | 0 | 0 | 0 | 0 | 0 | 0 | 0
#CAN RPS v6.20- CNNB | 38 | 7567 | Generation Constraint in GWh | FALSE | G | Annual | Allowances Banked | GWh | 0 | 0 | 0 | 0 | 0 | 0 | 0 | 0
#CAN RPS v6.20- CNNB | 38 | 7567 | Generation Constraint in GWh | FALSE | G | Annual | Allowances Withdrawn (1:1) | GWh | 0 | 0 | 0 | 0 | 0 | 0 | 0 | 0
#CAN RPS v6.20- CNNB | 38 | 7567 | Generation Constraint in GWh | FALSE | G | Annual | Allowances Withdrawn (n:1) | GWh | 0 | 0 | 0 | 0 | 0 | 0 | 0 | 0
#CAN RPS v6.20- CNNB | 38 | 7567 | Generation Constraint in GWh | FALSE | G | Annual | Net Emissions Allowance Position | GWh | 5186.2499 | 5146.0836 | 5108.0313 | 4870.4147 | 4824.0073 | 4824.0073 | 4824.0073 | 4824.0073
#CAN RPS v6.20- CNNB | 38 | 7567 | Generation Constraint in GWh | FALSE | G | Annual | Fuel Consumed | TBtu | 4.4919 | 2.4513 | 2.1617 | 0.35321 | 0 | 0 | 0 | 0
#CAN RPS v6.20- CNNB | 38 | 7567 | Generation Constraint in GWh | FALSE | G | Annual | Heat Rate | MMBtu/MWh | 0.65691 | 0.47635 | 0.4232 | 0.072521 | 0 | 0 | 0 | 0
#CAN RPS v6.20- CNNB | 38 | 7567 | Generation Constraint in GWh | FALSE | G | Annual | Generation | TWh | 6.8379 | 5.1461 | 5.108 | 4.8704 | 4.824 | 4.824 | 4.824 | 4.824
#CAN RPS v6.20- CNNB | 38 | 7567 | Generation Constraint in GWh | FALSE | G | Annual | Qualifying Generation | TWh | 5.1862 | 5.1461 | 5.108 | 4.8704 | 4.824 | 4.824 | 4.824 | 4.824
#CAN RPS v6.20- CNNB | 38 | 7567 | Generation Constraint in GWh | FALSE | G | Annual | Rate | lb/MWh | 0 | 0 | 0 | 0 | 0 | 0 | 0 | 0
#CAN RPS v6.20- CNNB | 38 | 7567 | Generation Constraint in GWh | FALSE | G | Annual | Constraint Shadow Price | US2019$/MWh | 10.624 | 6.9044 | 15.9291 | 13.1456 | 0 | 0 | 0 | 0
#CAN RPS v6.20- CNNS | 39 | 7568 | Generation Constraint in GWh | FALSE | G | Annual | Seasons Included | Seasons | Winter, WintShld, Summer | Winter, WintShld, Summer | Winter, WintShld, Summer | Winter, WintShld, Summer | Winter, WintShld, Summer | Winter, WintShld, Summer | Winter, WintShld, Summer | Winter, WintShld, Summer
#CAN RPS v6.20- CNNS | 39 | 7568 | Generation Constraint in GWh | FALSE | G | Annual | Standard GWh | GWh | 4337.085 | 4332.4431 | 4335.6454 | 4348.8506 | 4446.7732 | 4505.5268 | 4565.0566 | 4625.373
#CAN RPS v6.20- CNNS | 39 | 7568 | Generation Constraint in GWh | FALSE | G | Annual | Emissions at Affected Plants | GWh | 4337.085 | 4332.4431 | 4335.6454 | 4348.8507 | 4446.7732 | 4505.5268 | 4565.0566 | 4625.373
#CAN RPS v6.20- CNNS | 39 | 7568 | Generation Constraint in GWh | FALSE | G | Annual | Allowances Purchased | GWh | 0 | 0 | 0 | 0 | 0 | 0 | 0 | 0
#CAN RPS v6.20- CNNS | 39 | 7568 | Generation Constraint in GWh | FALSE | G | Annual | Allowances Sold | GWh | 0 | 0 | 0 | 0 | 0 | 0 | 0 | 0
#CAN RPS v6.20- CNNS | 39 | 7568 | Generation Constraint in GWh | FALSE | G | Annual | Allowances Banked | GWh | 0 | 0 | 0 | 0 | 0 | 0 | 0 | 0
#CAN RPS v6.20- CNNS | 39 | 7568 | Generation Constraint in GWh | FALSE | G | Annual | Allowances Withdrawn (1:1) | GWh | 0 | 0 | 0 | 0 | 0 | 0 | 0 | 0
#CAN RPS v6.20- CNNS | 39 | 7568 | Generation Constraint in GWh | FALSE | G | Annual | Allowances Withdrawn (n:1) | GWh | 0 | 0 | 0 | 0 | 0 | 0 | 0 | 0
#CAN RPS v6.20- CNNS | 39 | 7568 | Generation Constraint in GWh | FALSE | G | Annual | Net Emissions Allowance Position | GWh | 4337.085 | 4332.4431 | 4335.6454 | 4348.8507 | 4446.7732 | 4505.5268 | 4565.0566 | 4625.373
#CAN RPS v6.20- CNNS | 39 | 7568 | Generation Constraint in GWh | FALSE | G | Annual | Fuel Consumed | TBtu | 4.3901 | 0.33558 | 0.33558 | 0.33558 | 0.33558 | 0.33558 | 0.33558 | 0.33558
#CAN RPS v6.20- CNNS | 39 | 7568 | Generation Constraint in GWh | FALSE | G | Annual | Heat Rate | MMBtu/MWh | 1.0122 | 0.077458 | 0.077401 | 0.077166 | 0.075467 | 0.074482 | 0.073511 | 0.072553
#CAN RPS v6.20- CNNS | 39 | 7568 | Generation Constraint in GWh | FALSE | G | Annual | Generation | TWh | 4.3371 | 4.3324 | 4.3356 | 4.3489 | 4.4468 | 4.5055 | 4.5651 | 4.6254
#CAN RPS v6.20- CNNS | 39 | 7568 | Generation Constraint in GWh | FALSE | G | Annual | Qualifying Generation | TWh | 4.3371 | 4.3324 | 4.3356 | 4.3489 | 4.4468 | 4.5055 | 4.5651 | 4.6254
#CAN RPS v6.20- CNNS | 39 | 7568 | Generation Constraint in GWh | FALSE | G | Annual | Rate | lb/MWh | 0 | 0 | 0 | 0 | 0 | 0 | 0 | 0
#CAN RPS v6.20- CNNS | 39 | 7568 | Generation Constraint in GWh | FALSE | G | Annual | Constraint Shadow Price | US2019$/MWh | 84.664 | 25.6939 | 30.2485 | 25.5844 | 22.1241 | 20.6424 | 18.9598 | 16.6347
#CAN RPS v6.20- CNPE | 40 | 7569 | Generation Constraint in GWh | FALSE | G | Annual | Seasons Included | Seasons | Winter, WintShld, Summer | Winter, WintShld, Summer | Winter, WintShld, Summer | Winter, WintShld, Summer | Winter, WintShld, Summer | Winter, WintShld, Summer | Winter, WintShld, Summer | Winter, WintShld, Summer
#CAN RPS v6.20- CNPE | 40 | 7569 | Generation Constraint in GWh | FALSE | G | Annual | Standard GWh | GWh | 673.6004 | 669.6845 | 675.2907 | 682.194 | 721.363 | 750.7398 | 781.3129 | 813.1311
#CAN RPS v6.20- CNPE | 40 | 7569 | Generation Constraint in GWh | FALSE | G | Annual | Emissions at Affected Plants | GWh | 673.6004 | 669.6845 | 675.2907 | 682.194 | 721.363 | 750.7398 | 781.3129 | 813.1311
#CAN RPS v6.20- CNPE | 40 | 7569 | Generation Constraint in GWh | FALSE | G | Annual | Allowances Purchased | GWh | 0 | 0 | 0 | 0 | 0 | 0 | 0 | 0
#CAN RPS v6.20- CNPE | 40 | 7569 | Generation Constraint in GWh | FALSE | G | Annual | Allowances Sold | GWh | 0 | 0 | 0 | 0 | 0 | 0 | 0 | 0
#CAN RPS v6.20- CNPE | 40 | 7569 | Generation Constraint in GWh | FALSE | G | Annual | Allowances Banked | GWh | 0 | 0 | 0 | 0 | 0 | 0 | 0 | 0
#CAN RPS v6.20- CNPE | 40 | 7569 | Generation Constraint in GWh | FALSE | G | Annual | Allowances Withdrawn (1:1) | GWh | 0 | 0 | 0 | 0 | 0 | 0 | 0 | 0
#CAN RPS v6.20- CNPE | 40 | 7569 | Generation Constraint in GWh | FALSE | G | Annual | Allowances Withdrawn (n:1) | GWh | 0 | 0 | 0 | 0 | 0 | 0 | 0 | 0
#CAN RPS v6.20- CNPE | 40 | 7569 | Generation Constraint in GWh | FALSE | G | Annual | Net Emissions Allowance Position | GWh | 673.6004 | 669.6845 | 675.2907 | 682.194 | 721.363 | 750.7398 | 781.3129 | 813.1311
#CAN RPS v6.20- CNPE | 40 | 7569 | Generation Constraint in GWh | FALSE | G | Annual | Fuel Consumed | TBtu | 0.23372 | 0.17378 | 0.23372 | 0.23372 | 0 | 0 | 0 | 0
#CAN RPS v6.20- CNPE | 40 | 7569 | Generation Constraint in GWh | FALSE | G | Annual | Heat Rate | MMBtu/MWh | 0.34697 | 0.25949 | 0.3461 | 0.3426 | 0 | 0 | 0 | 0
#CAN RPS v6.20- CNPE | 40 | 7569 | Generation Constraint in GWh | FALSE | G | Annual | Generation | TWh | 0.6736 | 0.66968 | 0.67529 | 0.68219 | 0.72136 | 0.75074 | 0.78131 | 0.81313
#CAN RPS v6.20- CNPE | 40 | 7569 | Generation Constraint in GWh | FALSE | G | Annual | Qualifying Generation | TWh | 0.6736 | 0.66968 | 0.67529 | 0.68219 | 0.72136 | 0.75074 | 0.78131 | 0.81313
#CAN RPS v6.20- CNPE | 40 | 7569 | Generation Constraint in GWh | FALSE | G | Annual | Rate | lb/MWh | 0 | 0 | 0 | 0 | 0 | 0 | 0 | 0
#CAN RPS v6.20- CNPE | 40 | 7569 | Generation Constraint in GWh | FALSE | G | Annual | Constraint Shadow Price | US2019$/MWh | 150.848 | 22.7303 | 37.503 | 29.3282 | 20.6365 | 18.3584 | 16.2807 | 14.666
#CAN RPS v6.20- CNSK | 41 | 7566 | Generation Constraint in GWh | FALSE | G | Annual | Seasons Included | Seasons | Winter, WintShld, Summer | Winter, WintShld, Summer | Winter, WintShld, Summer | Winter, WintShld, Summer | Winter, WintShld, Summer | Winter, WintShld, Summer | Winter, WintShld, Summer | Winter, WintShld, Summer
#CAN RPS v6.20- CNSK | 41 | 7566 | Generation Constraint in GWh | FALSE | G | Annual | Standard GWh | GWh | 7524.0613 | 8514.5285 | 10217.823 | 12925.4147 | 13280.5593 | 13672.621 | 14076.257 | 14491.8088
#CAN RPS v6.20- CNSK | 41 | 7566 | Generation Constraint in GWh | FALSE | G | Annual | Emissions at Affected Plants | GWh | 7524.0613 | 8514.5285 | 10217.823 | 12925.4147 | 13280.5593 | 13672.621 | 14076.257 | 14491.8088
#CAN RPS v6.20- CNSK | 41 | 7566 | Generation Constraint in GWh | FALSE | G | Annual | Allowances Purchased | GWh | 0 | 0 | 0 | 0 | 0 | 0 | 0 | 0
#CAN RPS v6.20- CNSK | 41 | 7566 | Generation Constraint in GWh | FALSE | G | Annual | Allowances Sold | GWh | 0 | 0 | 0 | 0 | 0 | 0 | 0 | 0
#CAN RPS v6.20- CNSK | 41 | 7566 | Generation Constraint in GWh | FALSE | G | Annual | Allowances Banked | GWh | 0 | 0 | 0 | 0 | 0 | 0 | 0 | 0
#CAN RPS v6.20- CNSK | 41 | 7566 | Generation Constraint in GWh | FALSE | G | Annual | Allowances Withdrawn (1:1) | GWh | 0 | 0 | 0 | 0 | 0 | 0 | 0 | 0
#CAN RPS v6.20- CNSK | 41 | 7566 | Generation Constraint in GWh | FALSE | G | Annual | Allowances Withdrawn (n:1) | GWh | 0 | 0 | 0 | 0 | 0 | 0 | 0 | 0
#CAN RPS v6.20- CNSK | 41 | 7566 | Generation Constraint in GWh | FALSE | G | Annual | Net Emissions Allowance Position | GWh | 7524.0613 | 8514.5285 | 10217.823 | 12925.4147 | 13280.5593 | 13672.621 | 14076.257 | 14491.8088
#CAN RPS v6.20- CNSK | 41 | 7566 | Generation Constraint in GWh | FALSE | G | Annual | Fuel Consumed | TBtu | 6.9338 | 6.9338 | 6.9338 | 6.9338 | 6.9338 | 2.482 | 2.1954 | 0.26847
#CAN RPS v6.20- CNSK | 41 | 7566 | Generation Constraint in GWh | FALSE | G | Annual | Heat Rate | MMBtu/MWh | 0.92154 | 0.81434 | 0.67859 | 0.53644 | 0.5221 | 0.18153 | 0.15596 | 0.018525
#CAN RPS v6.20- CNSK | 41 | 7566 | Generation Constraint in GWh | FALSE | G | Annual | Generation | TWh | 7.5241 | 8.5145 | 10.2178 | 12.9254 | 13.2806 | 13.6726 | 14.0763 | 14.4918
#CAN RPS v6.20- CNSK | 41 | 7566 | Generation Constraint in GWh | FALSE | G | Annual | Qualifying Generation | TWh | 7.5241 | 8.5145 | 10.2178 | 12.9254 | 13.2806 | 13.6726 | 14.0763 | 14.4918
#CAN RPS v6.20- CNSK | 41 | 7566 | Generation Constraint in GWh | FALSE | G | Annual | Rate | lb/MWh | 0 | 0 | 0 | 0 | 0 | 0 | 0 | 0
#CAN RPS v6.20- CNSK | 41 | 7566 | Generation Constraint in GWh | FALSE | G | Annual | Constraint Shadow Price | US2019$/MWh | 150.488 | 25.2315 | 32.7978 | 28.9445 | 24.1286 | 21.8383 | 21.7036 | 20.7478
#CAN Trenton 1-2 - SO2 Rate Annual v3.1 | 42 | 7638 | Rate Constraint in lbs/MMBtu | FALSE | L | Annual | Seasons Included | Seasons | Winter, WintShld, Summer | Winter, WintShld, Summer | Winter, WintShld, Summer | Winter, WintShld, Summer | Winter, WintShld, Summer | Winter, WintShld, Summer | Winter, WintShld, Summer | Winter, WintShld, Summer
#CAN Trenton 1-2 - SO2 Rate Annual v3.1 | 42 | 7638 | Rate Constraint in lbs/MMBtu | FALSE | L | Annual | Standard SO2 | lb/MMBtu | 3.2097 | 3.2097 | 3.2097 | 3.2097 | 3.2097 | 3.2097 | 3.2097 | 3.2097
#CAN Trenton 1-2 - SO2 Rate Annual v3.1 | 42 | 7638 | Rate Constraint in lbs/MMBtu | FALSE | L | Annual | Emissions at Affected Plants SO2 | Thousand Tons | 0.029843 | 0 | 0 | 0 | 0 | 0 | 0 | 0
#CAN Trenton 1-2 - SO2 Rate Annual v3.1 | 42 | 7638 | Rate Constraint in lbs/MMBtu | FALSE | L | Annual | Allowances Purchased SO2 | Thousand Tons | 0 | 0 | 0 | 0 | 0 | 0 | 0 | 0
#CAN Trenton 1-2 - SO2 Rate Annual v3.1 | 42 | 7638 | Rate Constraint in lbs/MMBtu | FALSE | L | Annual | Allowances Sold SO2 | Thousand Tons | 0 | 0 | 0 | 0 | 0 | 0 | 0 | 0
#CAN Trenton 1-2 - SO2 Rate Annual v3.1 | 42 | 7638 | Rate Constraint in lbs/MMBtu | FALSE | L | Annual | Allowances Banked | Thousand Tons | 0 | 0 | 0 | 0 | 0 | 0 | 0 | 0
#CAN Trenton 1-2 - SO2 Rate Annual v3.1 | 42 | 7638 | Rate Constraint in lbs/MMBtu | FALSE | L | Annual | Allowances Withdrawn (1:1) | Thousand Tons | 0 | 0 | 0 | 0 | 0 | 0 | 0 | 0
#CAN Trenton 1-2 - SO2 Rate Annual v3.1 | 42 | 7638 | Rate Constraint in lbs/MMBtu | FALSE | L | Annual | Allowances Withdrawn (n:1) | Thousand Tons | 0 | 0 | 0 | 0 | 0 | 0 | 0 | 0
#CAN Trenton 1-2 - SO2 Rate Annual v3.1 | 42 | 7638 | Rate Constraint in lbs/MMBtu | FALSE | L | Annual | Net Emissions Allowance Position | Thousand Tons | 0.029843 | 0 | 0 | 0 | 0 | 0 | 0 | 0
#CAN Trenton 1-2 - SO2 Rate Annual v3.1 | 42 | 7638 | Rate Constraint in lbs/MMBtu | FALSE | L | Annual | Fuel Consumed | TBtu | 0.054483 | 0 | 0 | 0 | 0 | 0 | 0 | 0
#CAN Trenton 1-2 - SO2 Rate Annual v3.1 | 42 | 7638 | Rate Constraint in lbs/MMBtu | FALSE | L | Annual | Rate | lb/MMBtu | 1.0955 | 0 | 0 | 0 | 0 | 0 | 0 | 0
#CAN Trenton 1-2 - SO2 Rate Annual v3.1 | 42 | 7638 | Rate Constraint in lbs/MMBtu | FALSE | L | Annual | Generation | TWh | 0.0052197 | 0 | 0 | 0 | 0 | 0 | 0 | 0
#CAN Trenton 1-2 - SO2 Rate Annual v3.1 | 42 | 7638 | Rate Constraint in lbs/MMBtu | FALSE | L | Annual | Qualifying Generation | TWh | 0.0052197 | 0 | 0 | 0 | 0 | 0 | 0 | 0
#CAN Trenton 1-2 - SO2 Rate Annual v3.1 | 42 | 7638 | Rate Constraint in lbs/MMBtu | FALSE | L | Annual | Rate | lb/MWh | 11.4349 | 0 | 0 | 0 | 0 | 0 | 0 | 0
#CAN Trenton 1-2 - SO2 Rate Annual v3.1 | 42 | 7638 | Rate Constraint in lbs/MMBtu | FALSE | L | Annual | Constraint Shadow Price | US2019$/Ton | 0 | 0 | 0 | 0 | 0 | 0 | 0 | 0
#MATS - HCL Rate in 2015 | 43 | 7120 | MACT Fuel Choice Floor in lbs/MMBtu | FALSE | L | Annual | Seasons Included | Seasons | Winter, WintShld, Summer | Winter, WintShld, Summer | Winter, WintShld, Summer | Winter, WintShld, Summer | Winter, WintShld, Summer | Winter, WintShld, Summer | Winter, WintShld, Summer | Winter, WintShld, Summer
#MATS - HCL Rate in 2015 | 43 | 7120 | MACT Fuel Choice Floor in lbs/MMBtu | FALSE | L | Annual | Emission Floor | lb/MMBtu | 0.002 | 0.002 | 0.002 | 0.002 | 0.002 | 0.002 | 0.002 | 0.002
#MATS - HCL Rate in 2015 | 43 | 7120 | MACT Fuel Choice Floor in lbs/MMBtu | FALSE | L | Annual | Emissions at Affected Plants HCL | Thousand Tons | 5.4549 | 3.5932 | 2.2286 | 1.6645 | 0.5659 | 0.36952 | 0.21373 | 0.086217
#MATS - HCL Rate in 2015 | 43 | 7120 | MACT Fuel Choice Floor in lbs/MMBtu | FALSE | L | Annual | Allowances Purchased HCL | Thousand Tons | 0 | 0 | 0 | 0 | 0 | 0 | 0 | 0
#MATS - HCL Rate in 2015 | 43 | 7120 | MACT Fuel Choice Floor in lbs/MMBtu | FALSE | L | Annual | Allowances Sold HCL | Thousand Tons | 0 | 0 | 0 | 0 | 0 | 0 | 0 | 0
#MATS - HCL Rate in 2015 | 43 | 7120 | MACT Fuel Choice Floor in lbs/MMBtu | FALSE | L | Annual | Allowances Banked | Thousand Tons | 0 | 0 | 0 | 0 | 0 | 0 | 0 | 0
#MATS - HCL Rate in 2015 | 43 | 7120 | MACT Fuel Choice Floor in lbs/MMBtu | FALSE | L | Annual | Allowances Withdrawn (1:1) | Thousand Tons | 0 | 0 | 0 | 0 | 0 | 0 | 0 | 0
#MATS - HCL Rate in 2015 | 43 | 7120 | MACT Fuel Choice Floor in lbs/MMBtu | FALSE | L | Annual | Allowances Withdrawn (n:1) | Thousand Tons | 0 | 0 | 0 | 0 | 0 | 0 | 0 | 0
#MATS - HCL Rate in 2015 | 43 | 7120 | MACT Fuel Choice Floor in lbs/MMBtu | FALSE | L | Annual | Net Emissions Allowance Position | Thousand Tons | 5.4549 | 3.5932 | 2.2286 | 1.6645 | 0.5659 | 0.36952 | 0.21373 | 0.086217
#MATS - HCL Rate in 2015 | 43 | 7120 | MACT Fuel Choice Floor in lbs/MMBtu | FALSE | L | Annual | Fuel Consumed | TBtu | 11681.3557 | 7724.5055 | 4784.1255 | 3562.9415 | 1229.9848 | 794.5133 | 459.1028 | 193.606
#MATS - HCL Rate in 2015 | 43 | 7120 | MACT Fuel Choice Floor in lbs/MMBtu | FALSE | L | Annual | Rate | lb/MMBtu | 0.00093394 | 0.00093034 | 0.00093168 | 0.00093437 | 0.00092017 | 0.00093018 | 0.00093107 | 0.00089064
#MATS - HCL Rate in 2015 | 43 | 7120 | MACT Fuel Choice Floor in lbs/MMBtu | FALSE | L | Annual | Generation | TWh | 1126.6178 | 749.4364 | 466.0815 | 346.172 | 113.4061 | 70.7274 | 39.6135 | 15.9157
#MATS - HCL Rate in 2015 | 43 | 7120 | MACT Fuel Choice Floor in lbs/MMBtu | FALSE | L | Annual | Qualifying Generation | TWh | 1126.6178 | 749.4364 | 466.0815 | 346.172 | 113.4061 | 70.7274 | 39.6135 | 15.9157
#MATS - HCL Rate in 2015 | 43 | 7120 | MACT Fuel Choice Floor in lbs/MMBtu | FALSE | L | Annual | Constraint Shadow Price | US2019$/Ton | 0 | 0 | 0 | 0 | 0 | 0 | 0 | 0
#MATS - HCL Rate in 2015 (IGCC) | 44 | 7121 | MACT Fuel Choice Floor in lbs/MMBtu | FALSE | L | Annual | Seasons Included | Seasons | Winter, WintShld, Summer | Winter, WintShld, Summer | Winter, WintShld, Summer | Winter, WintShld, Summer | Winter, WintShld, Summer | Winter, WintShld, Summer | Winter, WintShld, Summer | Winter, WintShld, Summer
#MATS - HCL Rate in 2015 (IGCC) | 44 | 7121 | MACT Fuel Choice Floor in lbs/MMBtu | FALSE | L | Annual | Emission Floor | lb/MMBtu | 0.005 | 0.005 | 0.005 | 0.005 | 0.005 | 0.005 | 0.005 | 0.005
#MATS - HCL Rate in 2015 (IGCC) | 44 | 7121 | MACT Fuel Choice Floor in lbs/MMBtu | FALSE | L | Annual | Emissions at Affected Plants HCL | Thousand Tons | 0.0239 | 0.023681 | 0 | 0 | 0 | 0 | 0 | 0
#MATS - HCL Rate in 2015 (IGCC) | 44 | 7121 | MACT Fuel Choice Floor in lbs/MMBtu | FALSE | L | Annual | Allowances Purchased HCL | Thousand Tons | 0 | 0 | 0 | 0 | 0 | 0 | 0 | 0
#MATS - HCL Rate in 2015 (IGCC) | 44 | 7121 | MACT Fuel Choice Floor in lbs/MMBtu | FALSE | L | Annual | Allowances Sold HCL | Thousand Tons | 0 | 0 | 0 | 0 | 0 | 0 | 0 | 0
#MATS - HCL Rate in 2015 (IGCC) | 44 | 7121 | MACT Fuel Choice Floor in lbs/MMBtu | FALSE | L | Annual | Allowances Banked | Thousand Tons | 0 | 0 | 0 | 0 | 0 | 0 | 0 | 0
#MATS - HCL Rate in 2015 (IGCC) | 44 | 7121 | MACT Fuel Choice Floor in lbs/MMBtu | FALSE | L | Annual | Allowances Withdrawn (1:1) | Thousand Tons | 0 | 0 | 0 | 0 | 0 | 0 | 0 | 0
#MATS - HCL Rate in 2015 (IGCC) | 44 | 7121 | MACT Fuel Choice Floor in lbs/MMBtu | FALSE | L | Annual | Allowances Withdrawn (n:1) | Thousand Tons | 0 | 0 | 0 | 0 | 0 | 0 | 0 | 0
#MATS - HCL Rate in 2015 (IGCC) | 44 | 7121 | MACT Fuel Choice Floor in lbs/MMBtu | FALSE | L | Annual | Net Emissions Allowance Position | Thousand Tons | 0.0239 | 0.023681 | 0 | 0 | 0 | 0 | 0 | 0
#MATS - HCL Rate in 2015 (IGCC) | 44 | 7121 | MACT Fuel Choice Floor in lbs/MMBtu | FALSE | L | Annual | Fuel Consumed | TBtu | 47.7999 | 47.3612 | 0 | 0 | 0 | 0 | 0 | 0
#MATS - HCL Rate in 2015 (IGCC) | 44 | 7121 | MACT Fuel Choice Floor in lbs/MMBtu | FALSE | L | Annual | Rate | lb/MMBtu | 0.001 | 0.001 | 0 | 0 | 0 | 0 | 0 | 0
#MATS - HCL Rate in 2015 (IGCC) | 44 | 7121 | MACT Fuel Choice Floor in lbs/MMBtu | FALSE | L | Annual | Generation | TWh | 4.2085 | 4.1651 | 0 | 0 | 0 | 0 | 0 | 0
#MATS - HCL Rate in 2015 (IGCC) | 44 | 7121 | MACT Fuel Choice Floor in lbs/MMBtu | FALSE | L | Annual | Qualifying Generation | TWh | 4.2085 | 4.1651 | 0 | 0 | 0 | 0 | 0 | 0
#MATS - HCL Rate in 2015 (IGCC) | 44 | 7121 | MACT Fuel Choice Floor in lbs/MMBtu | FALSE | L | Annual | Constraint Shadow Price | US2019$/Ton | 0 | 0 | 0 | 0 | 0 | 0 | 0 | 0
#MATS - HCL Rate in 2015 (PK) | 45 | 7122 | MACT Fuel Choice Floor in lbs/MMBtu | FALSE | L | Annual | Seasons Included | Seasons | Winter, WintShld, Summer | Winter, WintShld, Summer | Winter, WintShld, Summer | Winter, WintShld, Summer | Winter, WintShld, Summer | Winter, WintShld, Summer | Winter, WintShld, Summer | Winter, WintShld, Summer
#MATS - HCL Rate in 2015 (PK) | 45 | 7122 | MACT Fuel Choice Floor in lbs/MMBtu | FALSE | L | Annual | Emission Floor | lb/MMBtu | 0.0005 | 0.0005 | 0.0005 | 0.0005 | 0.0005 | 0.0005 | 0.0005 | 0.0005
#MATS - HCL Rate in 2015 (PK) | 45 | 7122 | MACT Fuel Choice Floor in lbs/MMBtu | FALSE | L | Annual | Emissions at Affected Plants HCL | Thousand Tons | 5.428 | 3.5732 | 2.2162 | 1.6469 | 0.54587 | 0.3495 | 0.19904 | 0.072606
#MATS - HCL Rate in 2015 (PK) | 45 | 7122 | MACT Fuel Choice Floor in lbs/MMBtu | FALSE | L | Annual | Allowances Purchased HCL | Thousand Tons | 0 | 0 | 0 | 0 | 0 | 0 | 0 | 0
#MATS - HCL Rate in 2015 (PK) | 45 | 7122 | MACT Fuel Choice Floor in lbs/MMBtu | FALSE | L | Annual | Allowances Sold HCL | Thousand Tons | 0 | 0 | 0 | 0 | 0 | 0 | 0 | 0
#MATS - HCL Rate in 2015 (PK) | 45 | 7122 | MACT Fuel Choice Floor in lbs/MMBtu | FALSE | L | Annual | Allowances Banked | Thousand Tons | 0 | 0 | 0 | 0 | 0 | 0 | 0 | 0
#MATS - HCL Rate in 2015 (PK) | 45 | 7122 | MACT Fuel Choice Floor in lbs/MMBtu | FALSE | L | Annual | Allowances Withdrawn (1:1) | Thousand Tons | 0 | 0 | 0 | 0 | 0 | 0 | 0 | 0
#MATS - HCL Rate in 2015 (PK) | 45 | 7122 | MACT Fuel Choice Floor in lbs/MMBtu | FALSE | L | Annual | Allowances Withdrawn (n:1) | Thousand Tons | 0 | 0 | 0 | 0 | 0 | 0 | 0 | 0
#MATS - HCL Rate in 2015 (PK) | 45 | 7122 | MACT Fuel Choice Floor in lbs/MMBtu | FALSE | L | Annual | Net Emissions Allowance Position | Thousand Tons | 5.428 | 3.5732 | 2.2162 | 1.6469 | 0.54587 | 0.3495 | 0.19904 | 0.072606
#MATS - HCL Rate in 2015 (PK) | 45 | 7122 | MACT Fuel Choice Floor in lbs/MMBtu | FALSE | L | Annual | Fuel Consumed | TBtu | 11627.2226 | 7684.453 | 4759.1515 | 3527.7103 | 1189.9323 | 754.4608 | 429.7192 | 166.385
#MATS - HCL Rate in 2015 (PK) | 45 | 7122 | MACT Fuel Choice Floor in lbs/MMBtu | FALSE | L | Annual | Rate | lb/MMBtu | 0.00093366 | 0.00092998 | 0.00093132 | 0.00093371 | 0.00091748 | 0.00092648 | 0.00092636 | 0.00087275
#MATS - HCL Rate in 2015 (PK) | 45 | 7122 | MACT Fuel Choice Floor in lbs/MMBtu | FALSE | L | Annual | Generation | TWh | 1121.4136 | 745.4853 | 463.6178 | 343.3602 | 110.5376 | 67.8589 | 37.5091 | 13.9661
#MATS - HCL Rate in 2015 (PK) | 45 | 7122 | MACT Fuel Choice Floor in lbs/MMBtu | FALSE | L | Annual | Qualifying Generation | TWh | 1121.4136 | 745.4853 | 463.6178 | 343.3602 | 110.5376 | 67.8589 | 37.5091 | 13.9661
#MATS - HCL Rate in 2015 (PK) | 45 | 7122 | MACT Fuel Choice Floor in lbs/MMBtu | FALSE | L | Annual | Constraint Shadow Price | US2019$/Ton | 0 | 0 | 0 | 0 | 0 | 0 | 0 | 0
#MATS - MER Rate in 2015 (Bit and Subbit) | 46 | 7123 | MACT Fuel Choice Floor in lbs/MMBtu | FALSE | L | Annual | Seasons Included | Seasons | Winter, WintShld, Summer | Winter, WintShld, Summer | Winter, WintShld, Summer | Winter, WintShld, Summer | Winter, WintShld, Summer | Winter, WintShld, Summer | Winter, WintShld, Summer | Winter, WintShld, Summer
#MATS - MER Rate in 2015 (Bit and Subbit) | 46 | 7123 | MACT Fuel Choice Floor in lbs/MMBtu | FALSE | L | Annual | Emission Floor | lbs/MMBtu | 1.2e-06 | 1.2e-06 | 1.2e-06 | 1.2e-06 | 1.2e-06 | 1.2e-06 | 1.2e-06 | 1.2e-06
#MATS - MER Rate in 2015 (Bit and Subbit) | 46 | 7123 | MACT Fuel Choice Floor in lbs/MMBtu | FALSE | L | Annual | Emissions at Affected Plants MER | lbs | 6589.7479 | 4222.8852 | 2664.9984 | 1926.5429 | 763.3881 | 548.3088 | 366.4267 | 121.4926
#MATS - MER Rate in 2015 (Bit and Subbit) | 46 | 7123 | MACT Fuel Choice Floor in lbs/MMBtu | FALSE | L | Annual | Allowances Purchased MER | lbs | 0 | 0 | 0 | 0 | 0 | 0 | 0 | 0
#MATS - MER Rate in 2015 (Bit and Subbit) | 46 | 7123 | MACT Fuel Choice Floor in lbs/MMBtu | FALSE | L | Annual | Allowances Sold MER | lbs | 0 | 0 | 0 | 0 | 0 | 0 | 0 | 0
#MATS - MER Rate in 2015 (Bit and Subbit) | 46 | 7123 | MACT Fuel Choice Floor in lbs/MMBtu | FALSE | L | Annual | Allowances Banked | lbs | 0 | 0 | 0 | 0 | 0 | 0 | 0 | 0
#MATS - MER Rate in 2015 (Bit and Subbit) | 46 | 7123 | MACT Fuel Choice Floor in lbs/MMBtu | FALSE | L | Annual | Allowances Withdrawn (1:1) | lbs | 0 | 0 | 0 | 0 | 0 | 0 | 0 | 0
#MATS - MER Rate in 2015 (Bit and Subbit) | 46 | 7123 | MACT Fuel Choice Floor in lbs/MMBtu | FALSE | L | Annual | Allowances Withdrawn (n:1) | lbs | 0 | 0 | 0 | 0 | 0 | 0 | 0 | 0
#MATS - MER Rate in 2015 (Bit and Subbit) | 46 | 7123 | MACT Fuel Choice Floor in lbs/MMBtu | FALSE | L | Annual | Net Emissions Allowance Position | lbs | 6589.7479 | 4222.8852 | 2664.9984 | 1926.5429 | 763.3881 | 548.3088 | 366.4267 | 121.4926
#MATS - MER Rate in 2015 (Bit and Subbit) | 46 | 7123 | MACT Fuel Choice Floor in lbs/MMBtu | FALSE | L | Annual | Fuel Consumed | TBtu | 11681.3557 | 7724.5055 | 4784.1255 | 3562.9415 | 1229.9848 | 794.5133 | 459.1028 | 193.606
#MATS - MER Rate in 2015 (Bit and Subbit) | 46 | 7123 | MACT Fuel Choice Floor in lbs/MMBtu | FALSE | L | Annual | Rate | lb/MMBtu | 5.6413e-07 | 5.4669e-07 | 5.5705e-07 | 5.4072e-07 | 6.2065e-07 | 6.9012e-07 | 7.9814e-07 | 6.2752e-07
#MATS - MER Rate in 2015 (Bit and Subbit) | 46 | 7123 | MACT Fuel Choice Floor in lbs/MMBtu | FALSE | L | Annual | Generation | TWh | 1126.6178 | 749.4364 | 466.0815 | 346.172 | 113.4061 | 70.7274 | 39.6135 | 15.9157
#MATS - MER Rate in 2015 (Bit and Subbit) | 46 | 7123 | MACT Fuel Choice Floor in lbs/MMBtu | FALSE | L | Annual | Qualifying Generation | TWh | 1126.6178 | 749.4364 | 466.0815 | 346.172 | 113.4061 | 70.7274 | 39.6135 | 15.9157
#MATS - MER Rate in 2015 (Bit and Subbit) | 46 | 7123 | MACT Fuel Choice Floor in lbs/MMBtu | FALSE | L | Annual | Constraint Shadow Price | US2019$/Lb | 0 | 0 | 0 | 0 | 0 | 0 | 0 | 0
#MATS - MER Rate in 2015 (IGCC) | 47 | 7124 | MACT Fuel Choice Floor in lbs/MMBtu | FALSE | L | Annual | Seasons Included | Seasons | Winter, WintShld, Summer | Winter, WintShld, Summer | Winter, WintShld, Summer | Winter, WintShld, Summer | Winter, WintShld, Summer | Winter, WintShld, Summer | Winter, WintShld, Summer | Winter, WintShld, Summer
#MATS - MER Rate in 2015 (IGCC) | 47 | 7124 | MACT Fuel Choice Floor in lbs/MMBtu | FALSE | L | Annual | Emission Floor | lbs/MMBtu | 3e-06 | 3e-06 | 3e-06 | 3e-06 | 3e-06 | 3e-06 | 3e-06 | 3e-06
#MATS - MER Rate in 2015 (IGCC) | 47 | 7124 | MACT Fuel Choice Floor in lbs/MMBtu | FALSE | L | Annual | Emissions at Affected Plants MER | lbs | 38.4022 | 36.1757 | 0 | 0 | 0 | 0 | 0 | 0
#MATS - MER Rate in 2015 (IGCC) | 47 | 7124 | MACT Fuel Choice Floor in lbs/MMBtu | FALSE | L | Annual | Allowances Purchased MER | lbs | 0 | 0 | 0 | 0 | 0 | 0 | 0 | 0
#MATS - MER Rate in 2015 (IGCC) | 47 | 7124 | MACT Fuel Choice Floor in lbs/MMBtu | FALSE | L | Annual | Allowances Sold MER | lbs | 0 | 0 | 0 | 0 | 0 | 0 | 0 | 0
#MATS - MER Rate in 2015 (IGCC) | 47 | 7124 | MACT Fuel Choice Floor in lbs/MMBtu | FALSE | L | Annual | Allowances Banked | lbs | 0 | 0 | 0 | 0 | 0 | 0 | 0 | 0
#MATS - MER Rate in 2015 (IGCC) | 47 | 7124 | MACT Fuel Choice Floor in lbs/MMBtu | FALSE | L | Annual | Allowances Withdrawn (1:1) | lbs | 0 | 0 | 0 | 0 | 0 | 0 | 0 | 0
#MATS - MER Rate in 2015 (IGCC) | 47 | 7124 | MACT Fuel Choice Floor in lbs/MMBtu | FALSE | L | Annual | Allowances Withdrawn (n:1) | lbs | 0 | 0 | 0 | 0 | 0 | 0 | 0 | 0
#MATS - MER Rate in 2015 (IGCC) | 47 | 7124 | MACT Fuel Choice Floor in lbs/MMBtu | FALSE | L | Annual | Net Emissions Allowance Position | lbs | 38.4022 | 36.1757 | 0 | 0 | 0 | 0 | 0 | 0
#MATS - MER Rate in 2015 (IGCC) | 47 | 7124 | MACT Fuel Choice Floor in lbs/MMBtu | FALSE | L | Annual | Fuel Consumed | TBtu | 47.7999 | 47.3612 | 0 | 0 | 0 | 0 | 0 | 0
#MATS - MER Rate in 2015 (IGCC) | 47 | 7124 | MACT Fuel Choice Floor in lbs/MMBtu | FALSE | L | Annual | Rate | lb/MMBtu | 8.0339e-07 | 7.6383e-07 | 0 | 0 | 0 | 0 | 0 | 0
#MATS - MER Rate in 2015 (IGCC) | 47 | 7124 | MACT Fuel Choice Floor in lbs/MMBtu | FALSE | L | Annual | Generation | TWh | 4.2085 | 4.1651 | 0 | 0 | 0 | 0 | 0 | 0
#MATS - MER Rate in 2015 (IGCC) | 47 | 7124 | MACT Fuel Choice Floor in lbs/MMBtu | FALSE | L | Annual | Qualifying Generation | TWh | 4.2085 | 4.1651 | 0 | 0 | 0 | 0 | 0 | 0
#MATS - MER Rate in 2015 (IGCC) | 47 | 7124 | MACT Fuel Choice Floor in lbs/MMBtu | FALSE | L | Annual | Constraint Shadow Price | US2019$/Lb | 0 | 0 | 0 | 0 | 0 | 0 | 0 | 0
#MATS - MER Rate in 2015 (Lig) | 48 | 7125 | MACT Fuel Choice Floor in lbs/MMBtu | FALSE | L | Annual | Seasons Included | Seasons | Winter, WintShld, Summer | Winter, WintShld, Summer | Winter, WintShld, Summer | Winter, WintShld, Summer | Winter, WintShld, Summer | Winter, WintShld, Summer | Winter, WintShld, Summer | Winter, WintShld, Summer
#MATS - MER Rate in 2015 (Lig) | 48 | 7125 | MACT Fuel Choice Floor in lbs/MMBtu | FALSE | L | Annual | Emission Floor | lbs/MMBtu | 4e-06 | 4e-06 | 4e-06 | 4e-06 | 4e-06 | 4e-06 | 4e-06 | 4e-06
#MATS - MER Rate in 2015 (Lig) | 48 | 7125 | MACT Fuel Choice Floor in lbs/MMBtu | FALSE | L | Annual | Emissions at Affected Plants MER | lbs | 6589.7479 | 4222.8852 | 2664.9984 | 1926.5429 | 763.3881 | 548.3088 | 366.4267 | 121.4926
#MATS - MER Rate in 2015 (Lig) | 48 | 7125 | MACT Fuel Choice Floor in lbs/MMBtu | FALSE | L | Annual | Allowances Purchased MER | lbs | 0 | 0 | 0 | 0 | 0 | 0 | 0 | 0
#MATS - MER Rate in 2015 (Lig) | 48 | 7125 | MACT Fuel Choice Floor in lbs/MMBtu | FALSE | L | Annual | Allowances Sold MER | lbs | 0 | 0 | 0 | 0 | 0 | 0 | 0 | 0
#MATS - MER Rate in 2015 (Lig) | 48 | 7125 | MACT Fuel Choice Floor in lbs/MMBtu | FALSE | L | Annual | Allowances Banked | lbs | 0 | 0 | 0 | 0 | 0 | 0 | 0 | 0
#MATS - MER Rate in 2015 (Lig) | 48 | 7125 | MACT Fuel Choice Floor in lbs/MMBtu | FALSE | L | Annual | Allowances Withdrawn (1:1) | lbs | 0 | 0 | 0 | 0 | 0 | 0 | 0 | 0
#MATS - MER Rate in 2015 (Lig) | 48 | 7125 | MACT Fuel Choice Floor in lbs/MMBtu | FALSE | L | Annual | Allowances Withdrawn (n:1) | lbs | 0 | 0 | 0 | 0 | 0 | 0 | 0 | 0
#MATS - MER Rate in 2015 (Lig) | 48 | 7125 | MACT Fuel Choice Floor in lbs/MMBtu | FALSE | L | Annual | Net Emissions Allowance Position | lbs | 6589.7479 | 4222.8852 | 2664.9984 | 1926.5429 | 763.3881 | 548.3088 | 366.4267 | 121.4926
#MATS - MER Rate in 2015 (Lig) | 48 | 7125 | MACT Fuel Choice Floor in lbs/MMBtu | FALSE | L | Annual | Fuel Consumed | TBtu | 11681.3557 | 7724.5055 | 4784.1255 | 3562.9415 | 1229.9848 | 794.5133 | 459.1028 | 193.606
#MATS - MER Rate in 2015 (Lig) | 48 | 7125 | MACT Fuel Choice Floor in lbs/MMBtu | FALSE | L | Annual | Rate | lb/MMBtu | 5.6413e-07 | 5.4669e-07 | 5.5705e-07 | 5.4072e-07 | 6.2065e-07 | 6.9012e-07 | 7.9814e-07 | 6.2752e-07
#MATS - MER Rate in 2015 (Lig) | 48 | 7125 | MACT Fuel Choice Floor in lbs/MMBtu | FALSE | L | Annual | Generation | TWh | 1126.6178 | 749.4364 | 466.0815 | 346.172 | 113.4061 | 70.7274 | 39.6135 | 15.9157
#MATS - MER Rate in 2015 (Lig) | 48 | 7125 | MACT Fuel Choice Floor in lbs/MMBtu | FALSE | L | Annual | Qualifying Generation | TWh | 1126.6178 | 749.4364 | 466.0815 | 346.172 | 113.4061 | 70.7274 | 39.6135 | 15.9157
#MATS - MER Rate in 2015 (Lig) | 48 | 7125 | MACT Fuel Choice Floor in lbs/MMBtu | FALSE | L | Annual | Constraint Shadow Price | US2019$/Lb | 0 | 0 | 0 | 0 | 0 | 0 | 0 | 0
#MATS - MER Rate in 2015 (PK) | 49 | 7126 | MACT Fuel Choice Floor in lbs/MMBtu | FALSE | L | Annual | Seasons Included | Seasons | Winter, WintShld, Summer | Winter, WintShld, Summer | Winter, WintShld, Summer | Winter, WintShld, Summer | Winter, WintShld, Summer | Winter, WintShld, Summer | Winter, WintShld, Summer | Winter, WintShld, Summer
#MATS - MER Rate in 2015 (PK) | 49 | 7126 | MACT Fuel Choice Floor in lbs/MMBtu | FALSE | L | Annual | Emission Floor | lbs/MMBtu | 2e-07 | 2e-07 | 2e-07 | 2e-07 | 2e-07 | 2e-07 | 2e-07 | 2e-07
#MATS - MER Rate in 2015 (PK) | 49 | 7126 | MACT Fuel Choice Floor in lbs/MMBtu | FALSE | L | Annual | Emissions at Affected Plants MER | lbs | 6562.0476 | 4200.4108 | 2652.6529 | 1909.1269 | 743.5887 | 528.5095 | 351.9014 | 108.0364
#MATS - MER Rate in 2015 (PK) | 49 | 7126 | MACT Fuel Choice Floor in lbs/MMBtu | FALSE | L | Annual | Allowances Purchased MER | lbs | 0 | 0 | 0 | 0 | 0 | 0 | 0 | 0
#MATS - MER Rate in 2015 (PK) | 49 | 7126 | MACT Fuel Choice Floor in lbs/MMBtu | FALSE | L | Annual | Allowances Sold MER | lbs | 0 | 0 | 0 | 0 | 0 | 0 | 0 | 0
#MATS - MER Rate in 2015 (PK) | 49 | 7126 | MACT Fuel Choice Floor in lbs/MMBtu | FALSE | L | Annual | Allowances Banked | lbs | 0 | 0 | 0 | 0 | 0 | 0 | 0 | 0
#MATS - MER Rate in 2015 (PK) | 49 | 7126 | MACT Fuel Choice Floor in lbs/MMBtu | FALSE | L | Annual | Allowances Withdrawn (1:1) | lbs | 0 | 0 | 0 | 0 | 0 | 0 | 0 | 0
#MATS - MER Rate in 2015 (PK) | 49 | 7126 | MACT Fuel Choice Floor in lbs/MMBtu | FALSE | L | Annual | Allowances Withdrawn (n:1) | lbs | 0 | 0 | 0 | 0 | 0 | 0 | 0 | 0
#MATS - MER Rate in 2015 (PK) | 49 | 7126 | MACT Fuel Choice Floor in lbs/MMBtu | FALSE | L | Annual | Net Emissions Allowance Position | lbs | 6562.0476 | 4200.4108 | 2652.6529 | 1909.1269 | 743.5887 | 528.5095 | 351.9014 | 108.0364
#MATS - MER Rate in 2015 (PK) | 49 | 7126 | MACT Fuel Choice Floor in lbs/MMBtu | FALSE | L | Annual | Fuel Consumed | TBtu | 11627.2226 | 7684.453 | 4759.1515 | 3527.7103 | 1189.9323 | 754.4608 | 429.7192 | 166.385
#MATS - MER Rate in 2015 (PK) | 49 | 7126 | MACT Fuel Choice Floor in lbs/MMBtu | FALSE | L | Annual | Rate | lb/MMBtu | 5.6437e-07 | 5.4661e-07 | 5.5738e-07 | 5.4118e-07 | 6.249e-07 | 7.0051e-07 | 8.1891e-07 | 6.4932e-07
#MATS - MER Rate in 2015 (PK) | 49 | 7126 | MACT Fuel Choice Floor in lbs/MMBtu | FALSE | L | Annual | Generation | TWh | 1121.4136 | 745.4853 | 463.6178 | 343.3602 | 110.5376 | 67.8589 | 37.5091 | 13.9661
#MATS - MER Rate in 2015 (PK) | 49 | 7126 | MACT Fuel Choice Floor in lbs/MMBtu | FALSE | L | Annual | Qualifying Generation | TWh | 1121.4136 | 745.4853 | 463.6178 | 343.3602 | 110.5376 | 67.8589 | 37.5091 | 13.9661
#MATS - MER Rate in 2015 (PK) | 49 | 7126 | MACT Fuel Choice Floor in lbs/MMBtu | FALSE | L | Annual | Constraint Shadow Price | US2019$/Lb | 0 | 0 | 0 | 0 | 0 | 0 | 0 | 0
111(b) - 1000lbs/MWh CO2 - New CC | 50 | 7691 | Rate Constraint in lbs/MWh | FALSE | L | Annual | Seasons Included | Seasons | Winter, WintShld, Summer | Winter, WintShld, Summer | Winter, WintShld, Summer | Winter, WintShld, Summer | Winter, WintShld, Summer | Winter, WintShld, Summer | Winter, WintShld, Summer | Winter, WintShld, Summer
111(b) - 1000lbs/MWh CO2 - New CC | 50 | 7691 | Rate Constraint in lbs/MWh | FALSE | L | Annual | Standard CO2 | lb/MWh | 1000 | 1000 | 1000 | 1000 | 1000 | 1000 | 1000 | 1000
111(b) - 1000lbs/MWh CO2 - New CC | 50 | 7691 | Rate Constraint in lbs/MWh | FALSE | L | Annual | Emissions at Affected Plants CO2 | Thousand Tons | 38518.3009 | 70324.1165 | 97804.3265 | 106342.2283 | 109050.4925 | 120973.6861 | 131019.0179 | 140955.7412
111(b) - 1000lbs/MWh CO2 - New CC | 50 | 7691 | Rate Constraint in lbs/MWh | FALSE | L | Annual | Allowances Purchased CO2 | Thousand Tons | 0 | 0 | 0 | 0 | 0 | 0 | 0 | 0
111(b) - 1000lbs/MWh CO2 - New CC | 50 | 7691 | Rate Constraint in lbs/MWh | FALSE | L | Annual | Allowances Sold CO2 | Thousand Tons | 0 | 0 | 0 | 0 | 0 | 0 | 0 | 0
111(b) - 1000lbs/MWh CO2 - New CC | 50 | 7691 | Rate Constraint in lbs/MWh | FALSE | L | Annual | Allowances Banked | Thousand Tons | 0 | 0 | 0 | 0 | 0 | 0 | 0 | 0
111(b) - 1000lbs/MWh CO2 - New CC | 50 | 7691 | Rate Constraint in lbs/MWh | FALSE | L | Annual | Allowances Withdrawn (1:1) | Thousand Tons | 0 | 0 | 0 | 0 | 0 | 0 | 0 | 0
111(b) - 1000lbs/MWh CO2 - New CC | 50 | 7691 | Rate Constraint in lbs/MWh | FALSE | L | Annual | Allowances Withdrawn (n:1) | Thousand Tons | 0 | 0 | 0 | 0 | 0 | 0 | 0 | 0
111(b) - 1000lbs/MWh CO2 - New CC | 50 | 7691 | Rate Constraint in lbs/MWh | FALSE | L | Annual | Net Emissions Allowance Position | Thousand Tons | 38518.3009 | 70324.1165 | 97804.3265 | 106342.2283 | 109050.4925 | 120973.6861 | 131019.0179 | 140955.7412
111(b) - 1000lbs/MWh CO2 - New CC | 50 | 7691 | Rate Constraint in lbs/MWh | FALSE | L | Annual | Fuel Consumed | TBtu | 657.9826 | 1201.3002 | 1670.7265 | 1816.5738 | 1862.8372 | 2066.5133 | 2238.111 | 2407.8535
111(b) - 1000lbs/MWh CO2 - New CC | 50 | 7691 | Rate Constraint in lbs/MWh | FALSE | L | Annual | Rate | lb/MMBtu | 117.08 | 117.08 | 117.08 | 117.08 | 117.08 | 117.08 | 117.08 | 117.08
111(b) - 1000lbs/MWh CO2 - New CC | 50 | 7691 | Rate Constraint in lbs/MWh | FALSE | L | Annual | Generation | TWh | 103.0358 | 188.2434 | 261.9176 | 284.8133 | 292.084 | 324.1406 | 351.1708 | 377.8025
111(b) - 1000lbs/MWh CO2 - New CC | 50 | 7691 | Rate Constraint in lbs/MWh | FALSE | L | Annual | Qualifying Generation | TWh | 103.0358 | 188.2434 | 261.9176 | 284.8133 | 292.084 | 324.1406 | 351.1708 | 377.8025
111(b) - 1000lbs/MWh CO2 - New CC | 50 | 7691 | Rate Constraint in lbs/MWh | FALSE | L | Annual | Constraint Shadow Price | US2019$/Ton | 0 | 0 | 0 | 0 | 0 | 0 | 0 | 0
111(b) - 1000lbs/MWh CO2 - New CC with CCS | 51 | 7692 | Rate Constraint in lbs/MWh | FALSE | L | Annual | Seasons Included | Seasons | Winter, WintShld, Summer | Winter, WintShld, Summer | Winter, WintShld, Summer | Winter, WintShld, Summer | Winter, WintShld, Summer | Winter, WintShld, Summer | Winter, WintShld, Summer | Winter, WintShld, Summer
111(b) - 1000lbs/MWh CO2 - New CC with CCS | 51 | 7692 | Rate Constraint in lbs/MWh | FALSE | L | Annual | Standard CO2 | lb/MWh | 1000 | 1000 | 1000 | 1000 | 1000 | 1000 | 1000 | 1000
111(b) - 1000lbs/MWh CO2 - New CC with CCS | 51 | 7692 | Rate Constraint in lbs/MWh | FALSE | L | Annual | Emissions at Affected Plants CO2 | Thousand Tons | 0 | 0 | 0 | 0 | 222.8737 | 222.8737 | 222.8737 | 219.5759
111(b) - 1000lbs/MWh CO2 - New CC with CCS | 51 | 7692 | Rate Constraint in lbs/MWh | FALSE | L | Annual | Allowances Purchased CO2 | Thousand Tons | 0 | 0 | 0 | 0 | 0 | 0 | 0 | 0
111(b) - 1000lbs/MWh CO2 - New CC with CCS | 51 | 7692 | Rate Constraint in lbs/MWh | FALSE | L | Annual | Allowances Sold CO2 | Thousand Tons | 0 | 0 | 0 | 0 | 0 | 0 | 0 | 0
111(b) - 1000lbs/MWh CO2 - New CC with CCS | 51 | 7692 | Rate Constraint in lbs/MWh | FALSE | L | Annual | Allowances Banked | Thousand Tons | 0 | 0 | 0 | 0 | 0 | 0 | 0 | 0
111(b) - 1000lbs/MWh CO2 - New CC with CCS | 51 | 7692 | Rate Constraint in lbs/MWh | FALSE | L | Annual | Allowances Withdrawn (1:1) | Thousand Tons | 0 | 0 | 0 | 0 | 0 | 0 | 0 | 0
111(b) - 1000lbs/MWh CO2 - New CC with CCS | 51 | 7692 | Rate Constraint in lbs/MWh | FALSE | L | Annual | Allowances Withdrawn (n:1) | Thousand Tons | 0 | 0 | 0 | 0 | 0 | 0 | 0 | 0
111(b) - 1000lbs/MWh CO2 - New CC with CCS | 51 | 7692 | Rate Constraint in lbs/MWh | FALSE | L | Annual | Net Emissions Allowance Position | Thousand Tons | 0 | 0 | 0 | 0 | 222.8737 | 222.8737 | 222.8737 | 219.5759
111(b) - 1000lbs/MWh CO2 - New CC with CCS | 51 | 7692 | Rate Constraint in lbs/MWh | FALSE | L | Annual | Fuel Consumed | TBtu | 0 | 0 | 0 | 0 | 38.072 | 38.072 | 38.072 | 37.5087
111(b) - 1000lbs/MWh CO2 - New CC with CCS | 51 | 7692 | Rate Constraint in lbs/MWh | FALSE | L | Annual | Rate | lb/MMBtu | 0 | 0 | 0 | 0 | 11.708 | 11.708 | 11.708 | 11.708
111(b) - 1000lbs/MWh CO2 - New CC with CCS | 51 | 7692 | Rate Constraint in lbs/MWh | FALSE | L | Annual | Generation | TWh | 0 | 0 | 0 | 0 | 5.3442 | 5.3442 | 5.3442 | 5.2651
111(b) - 1000lbs/MWh CO2 - New CC with CCS | 51 | 7692 | Rate Constraint in lbs/MWh | FALSE | L | Annual | Qualifying Generation | TWh | 0 | 0 | 0 | 0 | 5.3442 | 5.3442 | 5.3442 | 5.2651
111(b) - 1000lbs/MWh CO2 - New CC with CCS | 51 | 7692 | Rate Constraint in lbs/MWh | FALSE | L | Annual | Constraint Shadow Price | US2019$/Ton | 0 | 0 | 0 | 0 | 0 | 0 | 0 | 0
111(b) - 1400lbs/MWh CO2 - New UPC with 90% CCS | 52 | 7689 | Rate Constraint in lbs/MWh | FALSE | L | Annual | Seasons Included | Seasons | Winter, WintShld, Summer | Winter, WintShld, Summer | Winter, WintShld, Summer | Winter, WintShld, Summer | Winter, WintShld, Summer | Winter, WintShld, Summer | Winter, WintShld, Summer | Winter, WintShld, Summer
111(b) - 1400lbs/MWh CO2 - New UPC with 90% CCS | 52 | 7689 | Rate Constraint in lbs/MWh | FALSE | L | Annual | Standard CO2 | lb/MWh | 1400 | 1400 | 1400 | 1400 | 1400 | 1400 | 1400 | 1400
111(b) - 1400lbs/MWh CO2 - New UPC with 90% CCS | 52 | 7689 | Rate Constraint in lbs/MWh | FALSE | L | Annual | Emissions at Affected Plants CO2 | Thousand Tons | 0 | 0 | 0 | 0 | 0 | 0 | 0 | 0
111(b) - 1400lbs/MWh CO2 - New UPC with 90% CCS | 52 | 7689 | Rate Constraint in lbs/MWh | FALSE | L | Annual | Allowances Purchased CO2 | Thousand Tons | 0 | 0 | 0 | 0 | 0 | 0 | 0 | 0
111(b) - 1400lbs/MWh CO2 - New UPC with 90% CCS | 52 | 7689 | Rate Constraint in lbs/MWh | FALSE | L | Annual | Allowances Sold CO2 | Thousand Tons | 0 | 0 | 0 | 0 | 0 | 0 | 0 | 0
111(b) - 1400lbs/MWh CO2 - New UPC with 90% CCS | 52 | 7689 | Rate Constraint in lbs/MWh | FALSE | L | Annual | Allowances Banked | Thousand Tons | 0 | 0 | 0 | 0 | 0 | 0 | 0 | 0
111(b) - 1400lbs/MWh CO2 - New UPC with 90% CCS | 52 | 7689 | Rate Constraint in lbs/MWh | FALSE | L | Annual | Allowances Withdrawn (1:1) | Thousand Tons | 0 | 0 | 0 | 0 | 0 | 0 | 0 | 0
111(b) - 1400lbs/MWh CO2 - New UPC with 90% CCS | 52 | 7689 | Rate Constraint in lbs/MWh | FALSE | L | Annual | Allowances Withdrawn (n:1) | Thousand Tons | 0 | 0 | 0 | 0 | 0 | 0 | 0 | 0
111(b) - 1400lbs/MWh CO2 - New UPC with 90% CCS | 52 | 7689 | Rate Constraint in lbs/MWh | FALSE | L | Annual | Net Emissions Allowance Position | Thousand Tons | 0 | 0 | 0 | 0 | 0 | 0 | 0 | 0
111(b) - 1400lbs/MWh CO2 - New UPC with 90% CCS | 52 | 7689 | Rate Constraint in lbs/MWh | FALSE | L | Annual | Fuel Consumed | TBtu | 0 | 0 | 0 | 0 | 0 | 0 | 0 | 0
111(b) - 1400lbs/MWh CO2 - New UPC with 90% CCS | 52 | 7689 | Rate Constraint in lbs/MWh | FALSE | L | Annual | Rate | lb/MMBtu | 0 | 0 | 0 | 0 | 0 | 0 | 0 | 0
111(b) - 1400lbs/MWh CO2 - New UPC with 90% CCS | 52 | 7689 | Rate Constraint in lbs/MWh | FALSE | L | Annual | Generation | TWh | 0 | 0 | 0 | 0 | 0 | 0 | 0 | 0
111(b) - 1400lbs/MWh CO2 - New UPC with 90% CCS | 52 | 7689 | Rate Constraint in lbs/MWh | FALSE | L | Annual | Qualifying Generation | TWh | 0 | 0 | 0 | 0 | 0 | 0 | 0 | 0
111(b) - 1400lbs/MWh CO2 - New UPC with 90% CCS | 52 | 7689 | Rate Constraint in lbs/MWh | FALSE | L | Annual | Constraint Shadow Price | US2019$/Ton | 0 | 0 | 0 | 0 | 0 | 0 | 0 | 0
AES Somerset MER Rate Limit v3.1 | 53 | 7516 | Rate Constraint in lbs/MMBtu | FALSE | L | Annual | Seasons Included | Seasons | Winter, WintShld, Summer | Winter, WintShld, Summer | Winter, WintShld, Summer | Winter, WintShld, Summer | Winter, WintShld, Summer | Winter, WintShld, Summer | Winter, WintShld, Summer | Winter, WintShld, Summer
AES Somerset MER Rate Limit v3.1 | 53 | 7516 | Rate Constraint in lbs/MMBtu | FALSE | L | Annual | Standard MER | lb/MMBtu | 6e-07 | 6e-07 | 6e-07 | 6e-07 | 6e-07 | 6e-07 | 6e-07 | 6e-07
AES Somerset MER Rate Limit v3.1 | 53 | 7516 | Rate Constraint in lbs/MMBtu | FALSE | L | Annual | Emissions at Affected Plants MER | lbs | 0 | 0 | 0 | 0 | 0 | 0 | 0 | 0
AES Somerset MER Rate Limit v3.1 | 53 | 7516 | Rate Constraint in lbs/MMBtu | FALSE | L | Annual | Allowances Purchased MER | lbs | 0 | 0 | 0 | 0 | 0 | 0 | 0 | 0
AES Somerset MER Rate Limit v3.1 | 53 | 7516 | Rate Constraint in lbs/MMBtu | FALSE | L | Annual | Allowances Sold MER | lbs | 0 | 0 | 0 | 0 | 0 | 0 | 0 | 0
AES Somerset MER Rate Limit v3.1 | 53 | 7516 | Rate Constraint in lbs/MMBtu | FALSE | L | Annual | Allowances Banked | lbs | 0 | 0 | 0 | 0 | 0 | 0 | 0 | 0
AES Somerset MER Rate Limit v3.1 | 53 | 7516 | Rate Constraint in lbs/MMBtu | FALSE | L | Annual | Allowances Withdrawn (1:1) | lbs | 0 | 0 | 0 | 0 | 0 | 0 | 0 | 0
AES Somerset MER Rate Limit v3.1 | 53 | 7516 | Rate Constraint in lbs/MMBtu | FALSE | L | Annual | Allowances Withdrawn (n:1) | lbs | 0 | 0 | 0 | 0 | 0 | 0 | 0 | 0
AES Somerset MER Rate Limit v3.1 | 53 | 7516 | Rate Constraint in lbs/MMBtu | FALSE | L | Annual | Net Emissions Allowance Position | lbs | 0 | 0 | 0 | 0 | 0 | 0 | 0 | 0
AES Somerset MER Rate Limit v3.1 | 53 | 7516 | Rate Constraint in lbs/MMBtu | FALSE | L | Annual | Fuel Consumed | TBtu | 0 | 0 | 0 | 0 | 0 | 0 | 0 | 0
AES Somerset MER Rate Limit v3.1 | 53 | 7516 | Rate Constraint in lbs/MMBtu | FALSE | L | Annual | Rate | lb/MMBtu | 0 | 0 | 0 | 0 | 0 | 0 | 0 | 0
AES Somerset MER Rate Limit v3.1 | 53 | 7516 | Rate Constraint in lbs/MMBtu | FALSE | L | Annual | Generation | TWh | 0 | 0 | 0 | 0 | 0 | 0 | 0 | 0
AES Somerset MER Rate Limit v3.1 | 53 | 7516 | Rate Constraint in lbs/MMBtu | FALSE | L | Annual | Qualifying Generation | TWh | 0 | 0 | 0 | 0 | 0 | 0 | 0 | 0
AES Somerset MER Rate Limit v3.1 | 53 | 7516 | Rate Constraint in lbs/MMBtu | FALSE | L | Annual | Rate | lb/MWh | 0 | 0 | 0 | 0 | 0 | 0 | 0 | 0
AES Somerset MER Rate Limit v3.1 | 53 | 7516 | Rate Constraint in lbs/MMBtu | FALSE | L | Annual | Constraint Shadow Price | US2019$/Lb | 0 | 0 | 0 | 0 | 0 | 0 | 0 | 0
AZ Hg Rule - MER Removal Annual v3.1 | 54 | 7278 | MACT Fuel Choice Floor in lbs/MMBtu | FALSE | L | Annual | Seasons Included | Seasons | Winter, WintShld, Summer | Winter, WintShld, Summer | Winter, WintShld, Summer | Winter, WintShld, Summer | Winter, WintShld, Summer | Winter, WintShld, Summer | Winter, WintShld, Summer | Winter, WintShld, Summer
AZ Hg Rule - MER Removal Annual v3.1 | 54 | 7278 | MACT Fuel Choice Floor in lbs/MMBtu | FALSE | L | Annual | Emission Floor | lbs/MMBtu | 8.44e-07 | 8.44e-07 | 8.44e-07 | 8.44e-07 | 8.44e-07 | 8.44e-07 | 8.44e-07 | 8.44e-07
AZ Hg Rule - MER Removal Annual v3.1 | 54 | 7278 | MACT Fuel Choice Floor in lbs/MMBtu | FALSE | L | Annual | Emissions at Affected Plants MER | lbs | 170.5885 | 57.1814 | 24.5394 | 12.0495 | 6.4431 | 6.4431 | 6.4431 | 0
AZ Hg Rule - MER Removal Annual v3.1 | 54 | 7278 | MACT Fuel Choice Floor in lbs/MMBtu | FALSE | L | Annual | Allowances Purchased MER | lbs | 0 | 0 | 0 | 0 | 0 | 0 | 0 | 0
AZ Hg Rule - MER Removal Annual v3.1 | 54 | 7278 | MACT Fuel Choice Floor in lbs/MMBtu | FALSE | L | Annual | Allowances Sold MER | lbs | 0 | 0 | 0 | 0 | 0 | 0 | 0 | 0
AZ Hg Rule - MER Removal Annual v3.1 | 54 | 7278 | MACT Fuel Choice Floor in lbs/MMBtu | FALSE | L | Annual | Allowances Banked | lbs | 0 | 0 | 0 | 0 | 0 | 0 | 0 | 0
AZ Hg Rule - MER Removal Annual v3.1 | 54 | 7278 | MACT Fuel Choice Floor in lbs/MMBtu | FALSE | L | Annual | Allowances Withdrawn (1:1) | lbs | 0 | 0 | 0 | 0 | 0 | 0 | 0 | 0
AZ Hg Rule - MER Removal Annual v3.1 | 54 | 7278 | MACT Fuel Choice Floor in lbs/MMBtu | FALSE | L | Annual | Allowances Withdrawn (n:1) | lbs | 0 | 0 | 0 | 0 | 0 | 0 | 0 | 0
AZ Hg Rule - MER Removal Annual v3.1 | 54 | 7278 | MACT Fuel Choice Floor in lbs/MMBtu | FALSE | L | Annual | Net Emissions Allowance Position | lbs | 170.5885 | 57.1814 | 24.5394 | 12.0495 | 6.4431 | 6.4431 | 6.4431 | 0
AZ Hg Rule - MER Removal Annual v3.1 | 54 | 7278 | MACT Fuel Choice Floor in lbs/MMBtu | FALSE | L | Annual | Fuel Consumed | TBtu | 215.0851 | 66.1403 | 28.3842 | 13.9374 | 7.4526 | 7.4526 | 7.4526 | 0
AZ Hg Rule - MER Removal Annual v3.1 | 54 | 7278 | MACT Fuel Choice Floor in lbs/MMBtu | FALSE | L | Annual | Rate | lb/MMBtu | 7.9312e-07 | 8.6455e-07 | 8.6455e-07 | 8.6455e-07 | 8.6455e-07 | 8.6455e-07 | 8.6455e-07 | 0
AZ Hg Rule - MER Removal Annual v3.1 | 54 | 7278 | MACT Fuel Choice Floor in lbs/MMBtu | FALSE | L | Annual | Generation | TWh | 20.4337 | 6.4508 | 2.7666 | 1.363 | 0.72883 | 0.72883 | 0.72883 | 0
AZ Hg Rule - MER Removal Annual v3.1 | 54 | 7278 | MACT Fuel Choice Floor in lbs/MMBtu | FALSE | L | Annual | Qualifying Generation | TWh | 20.4337 | 6.4508 | 2.7666 | 1.363 | 0.72883 | 0.72883 | 0.72883 | 0
AZ Hg Rule - MER Removal Annual v3.1 | 54 | 7278 | MACT Fuel Choice Floor in lbs/MMBtu | FALSE | L | Annual | Constraint Shadow Price | US2019$/Lb | 0 | 0 | 0 | 0 | 0 | 0 | 0 | 0
BART NOX Annual- Antelope Valley 1- v5.16 | 55 | 7196 | Rate Constraint in lbs/MMBtu | FALSE | L | Annual | Seasons Included | Seasons | Winter, WintShld, Summer | Winter, WintShld, Summer | Winter, WintShld, Summer | Winter, WintShld, Summer | Winter, WintShld, Summer | Winter, WintShld, Summer | Winter, WintShld, Summer | Winter, WintShld, Summer
BART NOX Annual- Antelope Valley 1- v5.16 | 55 | 7196 | Rate Constraint in lbs/MMBtu | FALSE | L | Annual | Standard NOX | lb/MMBtu | 0.17 | 0.17 | 0.17 | 0.17 | 0.17 | 0.17 | 0.17 | 0.17
BART NOX Annual- Antelope Valley 1- v5.16 | 55 | 7196 | Rate Constraint in lbs/MMBtu | FALSE | L | Annual | Emissions at Affected Plants NOX | Thousand Tons | 1.9633 | 1.8336 | 0.92698 | 1.1313 | 0 | 0 | 0 | 0
BART NOX Annual- Antelope Valley 1- v5.16 | 55 | 7196 | Rate Constraint in lbs/MMBtu | FALSE | L | Annual | Allowances Purchased NOX | Thousand Tons | 0 | 0 | 0 | 0 | 0 | 0 | 0 | 0
BART NOX Annual- Antelope Valley 1- v5.16 | 55 | 7196 | Rate Constraint in lbs/MMBtu | FALSE | L | Annual | Allowances Sold NOX | Thousand Tons | 0 | 0 | 0 | 0 | 0 | 0 | 0 | 0
BART NOX Annual- Antelope Valley 1- v5.16 | 55 | 7196 | Rate Constraint in lbs/MMBtu | FALSE | L | Annual | Allowances Banked | Thousand Tons | 0 | 0 | 0 | 0 | 0 | 0 | 0 | 0
BART NOX Annual- Antelope Valley 1- v5.16 | 55 | 7196 | Rate Constraint in lbs/MMBtu | FALSE | L | Annual | Allowances Withdrawn (1:1) | Thousand Tons | 0 | 0 | 0 | 0 | 0 | 0 | 0 | 0
BART NOX Annual- Antelope Valley 1- v5.16 | 55 | 7196 | Rate Constraint in lbs/MMBtu | FALSE | L | Annual | Allowances Withdrawn (n:1) | Thousand Tons | 0 | 0 | 0 | 0 | 0 | 0 | 0 | 0
BART NOX Annual- Antelope Valley 1- v5.16 | 55 | 7196 | Rate Constraint in lbs/MMBtu | FALSE | L | Annual | Net Emissions Allowance Position | Thousand Tons | 1.9633 | 1.8336 | 0.92698 | 1.1313 | 0 | 0 | 0 | 0
BART NOX Annual- Antelope Valley 1- v5.16 | 55 | 7196 | Rate Constraint in lbs/MMBtu | FALSE | L | Annual | Fuel Consumed | TBtu | 37.0708 | 34.6221 | 17.5035 | 21.3609 | 0 | 0 | 0 | 0
BART NOX Annual- Antelope Valley 1- v5.16 | 55 | 7196 | Rate Constraint in lbs/MMBtu | FALSE | L | Annual | Rate | lb/MMBtu | 0.10592 | 0.10592 | 0.10592 | 0.10592 | 0 | 0 | 0 | 0
BART NOX Annual- Antelope Valley 1- v5.16 | 55 | 7196 | Rate Constraint in lbs/MMBtu | FALSE | L | Annual | Generation | TWh | 3.2742 | 3.0579 | 1.546 | 1.8867 | 0 | 0 | 0 | 0
BART NOX Annual- Antelope Valley 1- v5.16 | 55 | 7196 | Rate Constraint in lbs/MMBtu | FALSE | L | Annual | Qualifying Generation | TWh | 3.2742 | 3.0579 | 1.546 | 1.8867 | 0 | 0 | 0 | 0
BART NOX Annual- Antelope Valley 1- v5.16 | 55 | 7196 | Rate Constraint in lbs/MMBtu | FALSE | L | Annual | Rate | lb/MWh | 1.1992 | 1.1992 | 1.1992 | 1.1992 | 0 | 0 | 0 | 0
BART NOX Annual- Antelope Valley 1- v5.16 | 55 | 7196 | Rate Constraint in lbs/MMBtu | FALSE | L | Annual | Constraint Shadow Price | US2019$/Ton | 0 | 0 | 0 | 0 | 0 | 0 | 0 | 0
BART NOX Annual- Antelope Valley 2- v5.16 | 56 | 7197 | Rate Constraint in lbs/MMBtu | FALSE | L | Annual | Seasons Included | Seasons | Winter, WintShld, Summer | Winter, WintShld, Summer | Winter, WintShld, Summer | Winter, WintShld, Summer | Winter, WintShld, Summer | Winter, WintShld, Summer | Winter, WintShld, Summer | Winter, WintShld, Summer
BART NOX Annual- Antelope Valley 2- v5.16 | 56 | 7197 | Rate Constraint in lbs/MMBtu | FALSE | L | Annual | Standard NOX | lb/MMBtu | 0.17 | 0.17 | 0.17 | 0.17 | 0.17 | 0.17 | 0.17 | 0.17
BART NOX Annual- Antelope Valley 2- v5.16 | 56 | 7197 | Rate Constraint in lbs/MMBtu | FALSE | L | Annual | Emissions at Affected Plants NOX | Thousand Tons | 1.9352 | 1.8182 | 0.92075 | 1.4902 | 0.5796 | 0.5796 | 0.39214 | 0.25386
BART NOX Annual- Antelope Valley 2- v5.16 | 56 | 7197 | Rate Constraint in lbs/MMBtu | FALSE | L | Annual | Allowances Purchased NOX | Thousand Tons | 0 | 0 | 0 | 0 | 0 | 0 | 0 | 0
BART NOX Annual- Antelope Valley 2- v5.16 | 56 | 7197 | Rate Constraint in lbs/MMBtu | FALSE | L | Annual | Allowances Sold NOX | Thousand Tons | 0 | 0 | 0 | 0 | 0 | 0 | 0 | 0
BART NOX Annual- Antelope Valley 2- v5.16 | 56 | 7197 | Rate Constraint in lbs/MMBtu | FALSE | L | Annual | Allowances Banked | Thousand Tons | 0 | 0 | 0 | 0 | 0 | 0 | 0 | 0
BART NOX Annual- Antelope Valley 2- v5.16 | 56 | 7197 | Rate Constraint in lbs/MMBtu | FALSE | L | Annual | Allowances Withdrawn (1:1) | Thousand Tons | 0 | 0 | 0 | 0 | 0 | 0 | 0 | 0
BART NOX Annual- Antelope Valley 2- v5.16 | 56 | 7197 | Rate Constraint in lbs/MMBtu | FALSE | L | Annual | Allowances Withdrawn (n:1) | Thousand Tons | 0 | 0 | 0 | 0 | 0 | 0 | 0 | 0
BART NOX Annual- Antelope Valley 2- v5.16 | 56 | 7197 | Rate Constraint in lbs/MMBtu | FALSE | L | Annual | Net Emissions Allowance Position | Thousand Tons | 1.9352 | 1.8182 | 0.92075 | 1.4902 | 0.5796 | 0.5796 | 0.39214 | 0.25386
BART NOX Annual- Antelope Valley 2- v5.16 | 56 | 7197 | Rate Constraint in lbs/MMBtu | FALSE | L | Annual | Fuel Consumed | TBtu | 36.8776 | 34.6487 | 17.5464 | 28.3982 | 11.0453 | 11.0453 | 7.473 | 4.8377
BART NOX Annual- Antelope Valley 2- v5.16 | 56 | 7197 | Rate Constraint in lbs/MMBtu | FALSE | L | Annual | Rate | lb/MMBtu | 0.10495 | 0.10495 | 0.10495 | 0.10495 | 0.10495 | 0.10495 | 0.10495 | 0.10495
BART NOX Annual- Antelope Valley 2- v5.16 | 56 | 7197 | Rate Constraint in lbs/MMBtu | FALSE | L | Annual | Generation | TWh | 3.2742 | 3.0763 | 1.5579 | 2.143 | 0.60234 | 0.60234 | 0.40753 | 0.26381
BART NOX Annual- Antelope Valley 2- v5.16 | 56 | 7197 | Rate Constraint in lbs/MMBtu | FALSE | L | Annual | Qualifying Generation | TWh | 3.2742 | 3.0763 | 1.5579 | 2.143 | 0.60234 | 0.60234 | 0.40753 | 0.26381
BART NOX Annual- Antelope Valley 2- v5.16 | 56 | 7197 | Rate Constraint in lbs/MMBtu | FALSE | L | Annual | Rate | lb/MWh | 1.1821 | 1.1821 | 1.1821 | 1.3907 | 1.9245 | 1.9245 | 1.9245 | 1.9245
BART NOX Annual- Antelope Valley 2- v5.16 | 56 | 7197 | Rate Constraint in lbs/MMBtu | FALSE | L | Annual | Constraint Shadow Price | US2019$/Ton | 0 | 0 | 0 | 0 | 0 | 0 | 0 | 0
BART NOX Annual- Arthur Kill- v5.16 | 57 | 7182 | Rate Constraint in lbs/MMBtu | FALSE | L | Annual | Seasons Included | Seasons | Winter, WintShld, Summer | Winter, WintShld, Summer | Winter, WintShld, Summer | Winter, WintShld, Summer | Winter, WintShld, Summer | Winter, WintShld, Summer | Winter, WintShld, Summer | Winter, WintShld, Summer
BART NOX Annual- Arthur Kill- v5.16 | 57 | 7182 | Rate Constraint in lbs/MMBtu | FALSE | L | Annual | Standard NOX | lb/MMBtu | 0.15 | 0.15 | 0.15 | 0.15 | 0.15 | 0.15 | 0.15 | 0.15
BART NOX Annual- Arthur Kill- v5.16 | 57 | 7182 | Rate Constraint in lbs/MMBtu | FALSE | L | Annual | Emissions at Affected Plants NOX | Thousand Tons | 0.12612 | 0.12612 | 0.12612 | 0 | 0 | 0 | 0 | 0
BART NOX Annual- Arthur Kill- v5.16 | 57 | 7182 | Rate Constraint in lbs/MMBtu | FALSE | L | Annual | Allowances Purchased NOX | Thousand Tons | 0 | 0 | 0 | 0 | 0 | 0 | 0 | 0
BART NOX Annual- Arthur Kill- v5.16 | 57 | 7182 | Rate Constraint in lbs/MMBtu | FALSE | L | Annual | Allowances Sold NOX | Thousand Tons | 0 | 0 | 0 | 0 | 0 | 0 | 0 | 0
BART NOX Annual- Arthur Kill- v5.16 | 57 | 7182 | Rate Constraint in lbs/MMBtu | FALSE | L | Annual | Allowances Banked | Thousand Tons | 0 | 0 | 0 | 0 | 0 | 0 | 0 | 0
BART NOX Annual- Arthur Kill- v5.16 | 57 | 7182 | Rate Constraint in lbs/MMBtu | FALSE | L | Annual | Allowances Withdrawn (1:1) | Thousand Tons | 0 | 0 | 0 | 0 | 0 | 0 | 0 | 0
BART NOX Annual- Arthur Kill- v5.16 | 57 | 7182 | Rate Constraint in lbs/MMBtu | FALSE | L | Annual | Allowances Withdrawn (n:1) | Thousand Tons | 0 | 0 | 0 | 0 | 0 | 0 | 0 | 0
BART NOX Annual- Arthur Kill- v5.16 | 57 | 7182 | Rate Constraint in lbs/MMBtu | FALSE | L | Annual | Net Emissions Allowance Position | Thousand Tons | 0.12612 | 0.12612 | 0.12612 | 0 | 0 | 0 | 0 | 0
BART NOX Annual- Arthur Kill- v5.16 | 57 | 7182 | Rate Constraint in lbs/MMBtu | FALSE | L | Annual | Fuel Consumed | TBtu | 3.6936 | 3.6936 | 3.6936 | 0 | 0 | 0 | 0 | 0
BART NOX Annual- Arthur Kill- v5.16 | 57 | 7182 | Rate Constraint in lbs/MMBtu | FALSE | L | Annual | Rate | lb/MMBtu | 0.06829 | 0.06829 | 0.06829 | 0 | 0 | 0 | 0 | 0
BART NOX Annual- Arthur Kill- v5.16 | 57 | 7182 | Rate Constraint in lbs/MMBtu | FALSE | L | Annual | Generation | TWh | 0.32899 | 0.32899 | 0.32899 | 0 | 0 | 0 | 0 | 0
BART NOX Annual- Arthur Kill- v5.16 | 57 | 7182 | Rate Constraint in lbs/MMBtu | FALSE | L | Annual | Qualifying Generation | TWh | 0.32899 | 0.32899 | 0.32899 | 0 | 0 | 0 | 0 | 0
BART NOX Annual- Arthur Kill- v5.16 | 57 | 7182 | Rate Constraint in lbs/MMBtu | FALSE | L | Annual | Rate | lb/MWh | 0.76669 | 0.76669 | 0.76669 | 0 | 0 | 0 | 0 | 0
BART NOX Annual- Arthur Kill- v5.16 | 57 | 7182 | Rate Constraint in lbs/MMBtu | FALSE | L | Annual | Constraint Shadow Price | US2019$/Ton | 0 | 0 | 0 | 0 | 0 | 0 | 0 | 0
BART NOX Annual- Big Stone 1- v5.16 | 58 | 7161 | Rate Constraint in lbs/MMBtu | FALSE | L | Annual | Seasons Included | Seasons | Winter, WintShld, Summer | Winter, WintShld, Summer | Winter, WintShld, Summer | Winter, WintShld, Summer | Winter, WintShld, Summer | Winter, WintShld, Summer | Winter, WintShld, Summer | Winter, WintShld, Summer
BART NOX Annual- Big Stone 1- v5.16 | 58 | 7161 | Rate Constraint in lbs/MMBtu | FALSE | L | Annual | Standard NOX | lb/MMBtu | 0.1 | 0.1 | 0.1 | 0.1 | 0.1 | 0.1 | 0.1 | 0.1
BART NOX Annual- Big Stone 1- v5.16 | 58 | 7161 | Rate Constraint in lbs/MMBtu | FALSE | L | Annual | Emissions at Affected Plants NOX | Thousand Tons | 1.2341 | 1.1829 | 1.0565 | 1.1097 | 0 | 0 | 0 | 0
BART NOX Annual- Big Stone 1- v5.16 | 58 | 7161 | Rate Constraint in lbs/MMBtu | FALSE | L | Annual | Allowances Purchased NOX | Thousand Tons | 0 | 0 | 0 | 0 | 0 | 0 | 0 | 0
BART NOX Annual- Big Stone 1- v5.16 | 58 | 7161 | Rate Constraint in lbs/MMBtu | FALSE | L | Annual | Allowances Sold NOX | Thousand Tons | 0 | 0 | 0 | 0 | 0 | 0 | 0 | 0
BART NOX Annual- Big Stone 1- v5.16 | 58 | 7161 | Rate Constraint in lbs/MMBtu | FALSE | L | Annual | Allowances Banked | Thousand Tons | 0 | 0 | 0 | 0 | 0 | 0 | 0 | 0
BART NOX Annual- Big Stone 1- v5.16 | 58 | 7161 | Rate Constraint in lbs/MMBtu | FALSE | L | Annual | Allowances Withdrawn (1:1) | Thousand Tons | 0 | 0 | 0 | 0 | 0 | 0 | 0 | 0
BART NOX Annual- Big Stone 1- v5.16 | 58 | 7161 | Rate Constraint in lbs/MMBtu | FALSE | L | Annual | Allowances Withdrawn (n:1) | Thousand Tons | 0 | 0 | 0 | 0 | 0 | 0 | 0 | 0
BART NOX Annual- Big Stone 1- v5.16 | 58 | 7161 | Rate Constraint in lbs/MMBtu | FALSE | L | Annual | Net Emissions Allowance Position | Thousand Tons | 1.2341 | 1.1829 | 1.0565 | 1.1097 | 0 | 0 | 0 | 0
BART NOX Annual- Big Stone 1- v5.16 | 58 | 7161 | Rate Constraint in lbs/MMBtu | FALSE | L | Annual | Fuel Consumed | TBtu | 32.6176 | 31.2658 | 27.9246 | 29.3307 | 0 | 0 | 0 | 0
BART NOX Annual- Big Stone 1- v5.16 | 58 | 7161 | Rate Constraint in lbs/MMBtu | FALSE | L | Annual | Rate | lb/MMBtu | 0.07567 | 0.07567 | 0.07567 | 0.07567 | 0 | 0 | 0 | 0
BART NOX Annual- Big Stone 1- v5.16 | 58 | 7161 | Rate Constraint in lbs/MMBtu | FALSE | L | Annual | Generation | TWh | 3.2857 | 3.1495 | 2.8129 | 2.9546 | 0 | 0 | 0 | 0
BART NOX Annual- Big Stone 1- v5.16 | 58 | 7161 | Rate Constraint in lbs/MMBtu | FALSE | L | Annual | Qualifying Generation | TWh | 3.1884 | 3.0563 | 2.7297 | 2.8671 | 0 | 0 | 0 | 0
BART NOX Annual- Big Stone 1- v5.16 | 58 | 7161 | Rate Constraint in lbs/MMBtu | FALSE | L | Annual | Rate | lb/MWh | 0.7741 | 0.7741 | 0.7741 | 0.7741 | 0 | 0 | 0 | 0
BART NOX Annual- Big Stone 1- v5.16 | 58 | 7161 | Rate Constraint in lbs/MMBtu | FALSE | L | Annual | Constraint Shadow Price | US2019$/Ton | 0 | 0 | 0 | 0 | 0 | 0 | 0 | 0
BART NOX Annual- Bowline Point 1- v6.17 | 59 | 7193 | Rate Constraint in lbs/MMBtu | FALSE | L | Annual | Seasons Included | Seasons | Winter, WintShld, Summer | Winter, WintShld, Summer | Winter, WintShld, Summer | Winter, WintShld, Summer | Winter, WintShld, Summer | Winter, WintShld, Summer | Winter, WintShld, Summer | Winter, WintShld, Summer
BART NOX Annual- Bowline Point 1- v6.17 | 59 | 7193 | Rate Constraint in lbs/MMBtu | FALSE | L | Annual | Standard NOX | lb/MMBtu | 0.15 | 0.15 | 0.15 | 0.15 | 0.15 | 0.15 | 0.15 | 0.15
BART NOX Annual- Bowline Point 1- v6.17 | 59 | 7193 | Rate Constraint in lbs/MMBtu | FALSE | L | Annual | Emissions at Affected Plants NOX | Thousand Tons | 0 | 0 | 0 | 0 | 0 | 0 | 0 | 0
BART NOX Annual- Bowline Point 1- v6.17 | 59 | 7193 | Rate Constraint in lbs/MMBtu | FALSE | L | Annual | Allowances Purchased NOX | Thousand Tons | 0 | 0 | 0 | 0 | 0 | 0 | 0 | 0
BART NOX Annual- Bowline Point 1- v6.17 | 59 | 7193 | Rate Constraint in lbs/MMBtu | FALSE | L | Annual | Allowances Sold NOX | Thousand Tons | 0 | 0 | 0 | 0 | 0 | 0 | 0 | 0
BART NOX Annual- Bowline Point 1- v6.17 | 59 | 7193 | Rate Constraint in lbs/MMBtu | FALSE | L | Annual | Allowances Banked | Thousand Tons | 0 | 0 | 0 | 0 | 0 | 0 | 0 | 0
BART NOX Annual- Bowline Point 1- v6.17 | 59 | 7193 | Rate Constraint in lbs/MMBtu | FALSE | L | Annual | Allowances Withdrawn (1:1) | Thousand Tons | 0 | 0 | 0 | 0 | 0 | 0 | 0 | 0
BART NOX Annual- Bowline Point 1- v6.17 | 59 | 7193 | Rate Constraint in lbs/MMBtu | FALSE | L | Annual | Allowances Withdrawn (n:1) | Thousand Tons | 0 | 0 | 0 | 0 | 0 | 0 | 0 | 0
BART NOX Annual- Bowline Point 1- v6.17 | 59 | 7193 | Rate Constraint in lbs/MMBtu | FALSE | L | Annual | Net Emissions Allowance Position | Thousand Tons | 0 | 0 | 0 | 0 | 0 | 0 | 0 | 0
BART NOX Annual- Bowline Point 1- v6.17 | 59 | 7193 | Rate Constraint in lbs/MMBtu | FALSE | L | Annual | Fuel Consumed | TBtu | 0 | 0 | 0 | 0 | 0 | 0 | 0 | 0
BART NOX Annual- Bowline Point 1- v6.17 | 59 | 7193 | Rate Constraint in lbs/MMBtu | FALSE | L | Annual | Rate | lb/MMBtu | 0 | 0 | 0 | 0 | 0 | 0 | 0 | 0
BART NOX Annual- Bowline Point 1- v6.17 | 59 | 7193 | Rate Constraint in lbs/MMBtu | FALSE | L | Annual | Generation | TWh | 0 | 0 | 0 | 0 | 0 | 0 | 0 | 0
BART NOX Annual- Bowline Point 1- v6.17 | 59 | 7193 | Rate Constraint in lbs/MMBtu | FALSE | L | Annual | Qualifying Generation | TWh | 0 | 0 | 0 | 0 | 0 | 0 | 0 | 0
BART NOX Annual- Bowline Point 1- v6.17 | 59 | 7193 | Rate Constraint in lbs/MMBtu | FALSE | L | Annual | Rate | lb/MWh | 0 | 0 | 0 | 0 | 0 | 0 | 0 | 0
BART NOX Annual- Bowline Point 1- v6.17 | 59 | 7193 | Rate Constraint in lbs/MMBtu | FALSE | L | Annual | Constraint Shadow Price | US2019$/Ton | 0 | 0 | 0 | 0 | 0 | 0 | 0 | 0
BART NOX Annual- Bowline Point 2- v6.17 | 60 | 7194 | Rate Constraint in lbs/MMBtu | FALSE | L | Annual | Seasons Included | Seasons | Winter, WintShld, Summer | Winter, WintShld, Summer | Winter, WintShld, Summer | Winter, WintShld, Summer | Winter, WintShld, Summer | Winter, WintShld, Summer | Winter, WintShld, Summer | Winter, WintShld, Summer
BART NOX Annual- Bowline Point 2- v6.17 | 60 | 7194 | Rate Constraint in lbs/MMBtu | FALSE | L | Annual | Standard NOX | lb/MMBtu | 0.15 | 0.15 | 0.15 | 0.15 | 0.15 | 0.15 | 0.15 | 0.15
BART NOX Annual- Bowline Point 2- v6.17 | 60 | 7194 | Rate Constraint in lbs/MMBtu | FALSE | L | Annual | Emissions at Affected Plants NOX | Thousand Tons | 0 | 0 | 0 | 0 | 0 | 0 | 0 | 0
BART NOX Annual- Bowline Point 2- v6.17 | 60 | 7194 | Rate Constraint in lbs/MMBtu | FALSE | L | Annual | Allowances Purchased NOX | Thousand Tons | 0 | 0 | 0 | 0 | 0 | 0 | 0 | 0
BART NOX Annual- Bowline Point 2- v6.17 | 60 | 7194 | Rate Constraint in lbs/MMBtu | FALSE | L | Annual | Allowances Sold NOX | Thousand Tons | 0 | 0 | 0 | 0 | 0 | 0 | 0 | 0
BART NOX Annual- Bowline Point 2- v6.17 | 60 | 7194 | Rate Constraint in lbs/MMBtu | FALSE | L | Annual | Allowances Banked | Thousand Tons | 0 | 0 | 0 | 0 | 0 | 0 | 0 | 0
BART NOX Annual- Bowline Point 2- v6.17 | 60 | 7194 | Rate Constraint in lbs/MMBtu | FALSE | L | Annual | Allowances Withdrawn (1:1) | Thousand Tons | 0 | 0 | 0 | 0 | 0 | 0 | 0 | 0
BART NOX Annual- Bowline Point 2- v6.17 | 60 | 7194 | Rate Constraint in lbs/MMBtu | FALSE | L | Annual | Allowances Withdrawn (n:1) | Thousand Tons | 0 | 0 | 0 | 0 | 0 | 0 | 0 | 0
BART NOX Annual- Bowline Point 2- v6.17 | 60 | 7194 | Rate Constraint in lbs/MMBtu | FALSE | L | Annual | Net Emissions Allowance Position | Thousand Tons | 0 | 0 | 0 | 0 | 0 | 0 | 0 | 0
BART NOX Annual- Bowline Point 2- v6.17 | 60 | 7194 | Rate Constraint in lbs/MMBtu | FALSE | L | Annual | Fuel Consumed | TBtu | 0 | 0 | 0 | 0 | 0 | 0 | 0 | 0
BART NOX Annual- Bowline Point 2- v6.17 | 60 | 7194 | Rate Constraint in lbs/MMBtu | FALSE | L | Annual | Rate | lb/MMBtu | 0 | 0 | 0 | 0 | 0 | 0 | 0 | 0
BART NOX Annual- Bowline Point 2- v6.17 | 60 | 7194 | Rate Constraint in lbs/MMBtu | FALSE | L | Annual | Generation | TWh | 0 | 0 | 0 | 0 | 0 | 0 | 0 | 0
BART NOX Annual- Bowline Point 2- v6.17 | 60 | 7194 | Rate Constraint in lbs/MMBtu | FALSE | L | Annual | Qualifying Generation | TWh | 0 | 0 | 0 | 0 | 0 | 0 | 0 | 0
BART NOX Annual- Bowline Point 2- v6.17 | 60 | 7194 | Rate Constraint in lbs/MMBtu | FALSE | L | Annual | Rate | lb/MWh | 0 | 0 | 0 | 0 | 0 | 0 | 0 | 0
BART NOX Annual- Bowline Point 2- v6.17 | 60 | 7194 | Rate Constraint in lbs/MMBtu | FALSE | L | Annual | Constraint Shadow Price | US2019$/Ton | 0 | 0 | 0 | 0 | 0 | 0 | 0 | 0
BART NOX Annual- E F Barrett- v5.16 | 62 | 7186 | Rate Constraint in lbs/MMBtu | FALSE | L | Annual | Seasons Included | Seasons | Winter, WintShld, Summer | Winter, WintShld, Summer | Winter, WintShld, Summer | Winter, WintShld, Summer | Winter, WintShld, Summer | Winter, WintShld, Summer | Winter, WintShld, Summer | Winter, WintShld, Summer
BART NOX Annual- E F Barrett- v5.16 | 62 | 7186 | Rate Constraint in lbs/MMBtu | FALSE | L | Annual | Standard NOX | lb/MMBtu | 0.1 | 0.1 | 0.1 | 0.1 | 0.1 | 0.1 | 0.1 | 0.1
BART NOX Annual- E F Barrett- v5.16 | 62 | 7186 | Rate Constraint in lbs/MMBtu | FALSE | L | Annual | Emissions at Affected Plants NOX | Thousand Tons | 0.11286 | 0 | 0 | 0 | 0 | 0 | 0 | 0
BART NOX Annual- E F Barrett- v5.16 | 62 | 7186 | Rate Constraint in lbs/MMBtu | FALSE | L | Annual | Allowances Purchased NOX | Thousand Tons | 0 | 0 | 0 | 0 | 0 | 0 | 0 | 0
BART NOX Annual- E F Barrett- v5.16 | 62 | 7186 | Rate Constraint in lbs/MMBtu | FALSE | L | Annual | Allowances Sold NOX | Thousand Tons | 0 | 0 | 0 | 0 | 0 | 0 | 0 | 0
BART NOX Annual- E F Barrett- v5.16 | 62 | 7186 | Rate Constraint in lbs/MMBtu | FALSE | L | Annual | Allowances Banked | Thousand Tons | 0 | 0 | 0 | 0 | 0 | 0 | 0 | 0
BART NOX Annual- E F Barrett- v5.16 | 62 | 7186 | Rate Constraint in lbs/MMBtu | FALSE | L | Annual | Allowances Withdrawn (1:1) | Thousand Tons | 0 | 0 | 0 | 0 | 0 | 0 | 0 | 0
BART NOX Annual- E F Barrett- v5.16 | 62 | 7186 | Rate Constraint in lbs/MMBtu | FALSE | L | Annual | Allowances Withdrawn (n:1) | Thousand Tons | 0 | 0 | 0 | 0 | 0 | 0 | 0 | 0
BART NOX Annual- E F Barrett- v5.16 | 62 | 7186 | Rate Constraint in lbs/MMBtu | FALSE | L | Annual | Net Emissions Allowance Position | Thousand Tons | 0.11286 | 0 | 0 | 0 | 0 | 0 | 0 | 0
BART NOX Annual- E F Barrett- v5.16 | 62 | 7186 | Rate Constraint in lbs/MMBtu | FALSE | L | Annual | Fuel Consumed | TBtu | 4.4564 | 0 | 0 | 0 | 0 | 0 | 0 | 0
BART NOX Annual- E F Barrett- v5.16 | 62 | 7186 | Rate Constraint in lbs/MMBtu | FALSE | L | Annual | Rate | lb/MMBtu | 0.05065 | 0 | 0 | 0 | 0 | 0 | 0 | 0
BART NOX Annual- E F Barrett- v5.16 | 62 | 7186 | Rate Constraint in lbs/MMBtu | FALSE | L | Annual | Generation | TWh | 0.40359 | 0 | 0 | 0 | 0 | 0 | 0 | 0
BART NOX Annual- E F Barrett- v5.16 | 62 | 7186 | Rate Constraint in lbs/MMBtu | FALSE | L | Annual | Qualifying Generation | TWh | 0.40359 | 0 | 0 | 0 | 0 | 0 | 0 | 0
BART NOX Annual- E F Barrett- v5.16 | 62 | 7186 | Rate Constraint in lbs/MMBtu | FALSE | L | Annual | Rate | lb/MWh | 0.55928 | 0 | 0 | 0 | 0 | 0 | 0 | 0
BART NOX Annual- E F Barrett- v5.16 | 62 | 7186 | Rate Constraint in lbs/MMBtu | FALSE | L | Annual | Constraint Shadow Price | US2019$/Ton | 0 | 0 | 0 | 0 | 0 | 0 | 0 | 0
BART NOX Annual- Hunter 1- v5.16 | 63 | 7175 | Rate Constraint in lbs/MMBtu | FALSE | L | Annual | Seasons Included | Seasons | Winter, WintShld, Summer | Winter, WintShld, Summer | Winter, WintShld, Summer | Winter, WintShld, Summer | Winter, WintShld, Summer | Winter, WintShld, Summer | Winter, WintShld, Summer | Winter, WintShld, Summer
BART NOX Annual- Hunter 1- v5.16 | 63 | 7175 | Rate Constraint in lbs/MMBtu | FALSE | L | Annual | Standard NOX | lb/MMBtu | 0.26 | 0.26 | 0.26 | 0.26 | 0.26 | 0.26 | 0.26 | 0.26
BART NOX Annual- Hunter 1- v5.16 | 63 | 7175 | Rate Constraint in lbs/MMBtu | FALSE | L | Annual | Emissions at Affected Plants NOX | Thousand Tons | 3.4529 | 2.3961 | 3.3165 | 0 | 0 | 0 | 0 | 0
BART NOX Annual- Hunter 1- v5.16 | 63 | 7175 | Rate Constraint in lbs/MMBtu | FALSE | L | Annual | Allowances Purchased NOX | Thousand Tons | 0 | 0 | 0 | 0 | 0 | 0 | 0 | 0
BART NOX Annual- Hunter 1- v5.16 | 63 | 7175 | Rate Constraint in lbs/MMBtu | FALSE | L | Annual | Allowances Sold NOX | Thousand Tons | 0 | 0 | 0 | 0 | 0 | 0 | 0 | 0
BART NOX Annual- Hunter 1- v5.16 | 63 | 7175 | Rate Constraint in lbs/MMBtu | FALSE | L | Annual | Allowances Banked | Thousand Tons | 0 | 0 | 0 | 0 | 0 | 0 | 0 | 0
BART NOX Annual- Hunter 1- v5.16 | 63 | 7175 | Rate Constraint in lbs/MMBtu | FALSE | L | Annual | Allowances Withdrawn (1:1) | Thousand Tons | 0 | 0 | 0 | 0 | 0 | 0 | 0 | 0
BART NOX Annual- Hunter 1- v5.16 | 63 | 7175 | Rate Constraint in lbs/MMBtu | FALSE | L | Annual | Allowances Withdrawn (n:1) | Thousand Tons | 0 | 0 | 0 | 0 | 0 | 0 | 0 | 0
BART NOX Annual- Hunter 1- v5.16 | 63 | 7175 | Rate Constraint in lbs/MMBtu | FALSE | L | Annual | Net Emissions Allowance Position | Thousand Tons | 3.4529 | 2.3961 | 3.3165 | 0 | 0 | 0 | 0 | 0
BART NOX Annual- Hunter 1- v5.16 | 63 | 7175 | Rate Constraint in lbs/MMBtu | FALSE | L | Annual | Fuel Consumed | TBtu | 33.5596 | 23.2876 | 32.2336 | 0 | 0 | 0 | 0 | 0
BART NOX Annual- Hunter 1- v5.16 | 63 | 7175 | Rate Constraint in lbs/MMBtu | FALSE | L | Annual | Rate | lb/MMBtu | 0.20578 | 0.20578 | 0.20578 | 0 | 0 | 0 | 0 | 0
BART NOX Annual- Hunter 1- v5.16 | 63 | 7175 | Rate Constraint in lbs/MMBtu | FALSE | L | Annual | Generation | TWh | 3.2649 | 2.2656 | 3.1359 | 0 | 0 | 0 | 0 | 0
BART NOX Annual- Hunter 1- v5.16 | 63 | 7175 | Rate Constraint in lbs/MMBtu | FALSE | L | Annual | Qualifying Generation | TWh | 3.2649 | 2.2656 | 3.1359 | 0 | 0 | 0 | 0 | 0
BART NOX Annual- Hunter 1- v5.16 | 63 | 7175 | Rate Constraint in lbs/MMBtu | FALSE | L | Annual | Rate | lb/MWh | 2.1152 | 2.1152 | 2.1152 | 0 | 0 | 0 | 0 | 0
BART NOX Annual- Hunter 1- v5.16 | 63 | 7175 | Rate Constraint in lbs/MMBtu | FALSE | L | Annual | Constraint Shadow Price | US2019$/Ton | 0 | 0 | 0 | 0 | 0 | 0 | 0 | 0
BART NOX Annual- Hunter 2- v5.16 | 64 | 7176 | Rate Constraint in lbs/MMBtu | FALSE | L | Annual | Seasons Included | Seasons | Winter, WintShld, Summer | Winter, WintShld, Summer | Winter, WintShld, Summer | Winter, WintShld, Summer | Winter, WintShld, Summer | Winter, WintShld, Summer | Winter, WintShld, Summer | Winter, WintShld, Summer
BART NOX Annual- Hunter 2- v5.16 | 64 | 7176 | Rate Constraint in lbs/MMBtu | FALSE | L | Annual | Standard NOX | lb/MMBtu | 0.26 | 0.26 | 0.26 | 0.26 | 0.26 | 0.26 | 0.26 | 0.26
BART NOX Annual- Hunter 2- v5.16 | 64 | 7176 | Rate Constraint in lbs/MMBtu | FALSE | L | Annual | Emissions at Affected Plants NOX | Thousand Tons | 3.0664 | 2.3622 | 3.0664 | 0 | 0 | 0 | 0 | 0
BART NOX Annual- Hunter 2- v5.16 | 64 | 7176 | Rate Constraint in lbs/MMBtu | FALSE | L | Annual | Allowances Purchased NOX | Thousand Tons | 0 | 0 | 0 | 0 | 0 | 0 | 0 | 0
BART NOX Annual- Hunter 2- v5.16 | 64 | 7176 | Rate Constraint in lbs/MMBtu | FALSE | L | Annual | Allowances Sold NOX | Thousand Tons | 0 | 0 | 0 | 0 | 0 | 0 | 0 | 0
BART NOX Annual- Hunter 2- v5.16 | 64 | 7176 | Rate Constraint in lbs/MMBtu | FALSE | L | Annual | Allowances Banked | Thousand Tons | 0 | 0 | 0 | 0 | 0 | 0 | 0 | 0
BART NOX Annual- Hunter 2- v5.16 | 64 | 7176 | Rate Constraint in lbs/MMBtu | FALSE | L | Annual | Allowances Withdrawn (1:1) | Thousand Tons | 0 | 0 | 0 | 0 | 0 | 0 | 0 | 0
BART NOX Annual- Hunter 2- v5.16 | 64 | 7176 | Rate Constraint in lbs/MMBtu | FALSE | L | Annual | Allowances Withdrawn (n:1) | Thousand Tons | 0 | 0 | 0 | 0 | 0 | 0 | 0 | 0
BART NOX Annual- Hunter 2- v5.16 | 64 | 7176 | Rate Constraint in lbs/MMBtu | FALSE | L | Annual | Net Emissions Allowance Position | Thousand Tons | 3.0664 | 2.3622 | 3.0664 | 0 | 0 | 0 | 0 | 0
BART NOX Annual- Hunter 2- v5.16 | 64 | 7176 | Rate Constraint in lbs/MMBtu | FALSE | L | Annual | Fuel Consumed | TBtu | 30.534 | 23.5217 | 30.534 | 0 | 0 | 0 | 0 | 0
BART NOX Annual- Hunter 2- v5.16 | 64 | 7176 | Rate Constraint in lbs/MMBtu | FALSE | L | Annual | Rate | lb/MMBtu | 0.20085 | 0.20085 | 0.20085 | 0 | 0 | 0 | 0 | 0
BART NOX Annual- Hunter 2- v5.16 | 64 | 7176 | Rate Constraint in lbs/MMBtu | FALSE | L | Annual | Generation | TWh | 2.9807 | 2.2961 | 2.9807 | 0 | 0 | 0 | 0 | 0
BART NOX Annual- Hunter 2- v5.16 | 64 | 7176 | Rate Constraint in lbs/MMBtu | FALSE | L | Annual | Qualifying Generation | TWh | 2.9807 | 2.2961 | 2.9807 | 0 | 0 | 0 | 0 | 0
BART NOX Annual- Hunter 2- v5.16 | 64 | 7176 | Rate Constraint in lbs/MMBtu | FALSE | L | Annual | Rate | lb/MWh | 2.0575 | 2.0575 | 2.0575 | 0 | 0 | 0 | 0 | 0
BART NOX Annual- Hunter 2- v5.16 | 64 | 7176 | Rate Constraint in lbs/MMBtu | FALSE | L | Annual | Constraint Shadow Price | US2019$/Ton | 0 | 0 | 0 | 0 | 0 | 0 | 0 | 0
BART NOX Annual- Hunter 3- v6.17 | 65 | 7177 | Rate Constraint in lbs/MMBtu | FALSE | L | Annual | Seasons Included | Seasons | Winter, WintShld, Summer | Winter, WintShld, Summer | Winter, WintShld, Summer | Winter, WintShld, Summer | Winter, WintShld, Summer | Winter, WintShld, Summer | Winter, WintShld, Summer | Winter, WintShld, Summer
BART NOX Annual- Hunter 3- v6.17 | 65 | 7177 | Rate Constraint in lbs/MMBtu | FALSE | L | Annual | Standard NOX | lb/MMBtu | 0.34 | 0.34 | 0.34 | 0.34 | 0.34 | 0.34 | 0.34 | 0.34
BART NOX Annual- Hunter 3- v6.17 | 65 | 7177 | Rate Constraint in lbs/MMBtu | FALSE | L | Annual | Emissions at Affected Plants NOX | Thousand Tons | 4.6378 | 2.5819 | 2.5819 | 0 | 0 | 0 | 0 | 0
BART NOX Annual- Hunter 3- v6.17 | 65 | 7177 | Rate Constraint in lbs/MMBtu | FALSE | L | Annual | Allowances Purchased NOX | Thousand Tons | 0 | 0 | 0 | 0 | 0 | 0 | 0 | 0
BART NOX Annual- Hunter 3- v6.17 | 65 | 7177 | Rate Constraint in lbs/MMBtu | FALSE | L | Annual | Allowances Sold NOX | Thousand Tons | 0 | 0 | 0 | 0 | 0 | 0 | 0 | 0
BART NOX Annual- Hunter 3- v6.17 | 65 | 7177 | Rate Constraint in lbs/MMBtu | FALSE | L | Annual | Allowances Banked | Thousand Tons | 0 | 0 | 0 | 0 | 0 | 0 | 0 | 0
BART NOX Annual- Hunter 3- v6.17 | 65 | 7177 | Rate Constraint in lbs/MMBtu | FALSE | L | Annual | Allowances Withdrawn (1:1) | Thousand Tons | 0 | 0 | 0 | 0 | 0 | 0 | 0 | 0
BART NOX Annual- Hunter 3- v6.17 | 65 | 7177 | Rate Constraint in lbs/MMBtu | FALSE | L | Annual | Allowances Withdrawn (n:1) | Thousand Tons | 0 | 0 | 0 | 0 | 0 | 0 | 0 | 0
BART NOX Annual- Hunter 3- v6.17 | 65 | 7177 | Rate Constraint in lbs/MMBtu | FALSE | L | Annual | Net Emissions Allowance Position | Thousand Tons | 4.6378 | 2.5819 | 2.5819 | 0 | 0 | 0 | 0 | 0
BART NOX Annual- Hunter 3- v6.17 | 65 | 7177 | Rate Constraint in lbs/MMBtu | FALSE | L | Annual | Fuel Consumed | TBtu | 32.3836 | 18.0281 | 18.0281 | 0 | 0 | 0 | 0 | 0
BART NOX Annual- Hunter 3- v6.17 | 65 | 7177 | Rate Constraint in lbs/MMBtu | FALSE | L | Annual | Rate | lb/MMBtu | 0.28643 | 0.28643 | 0.28643 | 0 | 0 | 0 | 0 | 0
BART NOX Annual- Hunter 3- v6.17 | 65 | 7177 | Rate Constraint in lbs/MMBtu | FALSE | L | Annual | Generation | TWh | 3.1886 | 1.7751 | 1.7751 | 0 | 0 | 0 | 0 | 0
BART NOX Annual- Hunter 3- v6.17 | 65 | 7177 | Rate Constraint in lbs/MMBtu | FALSE | L | Annual | Qualifying Generation | TWh | 3.1886 | 1.7751 | 1.7751 | 0 | 0 | 0 | 0 | 0
BART NOX Annual- Hunter 3- v6.17 | 65 | 7177 | Rate Constraint in lbs/MMBtu | FALSE | L | Annual | Rate | lb/MWh | 2.909 | 2.909 | 2.909 | 0 | 0 | 0 | 0 | 0
BART NOX Annual- Hunter 3- v6.17 | 65 | 7177 | Rate Constraint in lbs/MMBtu | FALSE | L | Annual | Constraint Shadow Price | US2019$/Ton | 0 | 0 | 0 | 0 | 0 | 0 | 0 | 0
BART NOX Annual- Huntington 1- v5.16 | 66 | 7178 | Rate Constraint in lbs/MMBtu | FALSE | L | Annual | Seasons Included | Seasons | Winter, WintShld, Summer | Winter, WintShld, Summer | Winter, WintShld, Summer | Winter, WintShld, Summer | Winter, WintShld, Summer | Winter, WintShld, Summer | Winter, WintShld, Summer | Winter, WintShld, Summer
BART NOX Annual- Huntington 1- v5.16 | 66 | 7178 | Rate Constraint in lbs/MMBtu | FALSE | L | Annual | Standard NOX | lb/MMBtu | 0.26 | 0.26 | 0.26 | 0.26 | 0.26 | 0.26 | 0.26 | 0.26
BART NOX Annual- Huntington 1- v5.16 | 66 | 7178 | Rate Constraint in lbs/MMBtu | FALSE | L | Annual | Emissions at Affected Plants NOX | Thousand Tons | 3.2933 | 3.2933 | 1.8334 | 0 | 0 | 0 | 0 | 0
BART NOX Annual- Huntington 1- v5.16 | 66 | 7178 | Rate Constraint in lbs/MMBtu | FALSE | L | Annual | Allowances Purchased NOX | Thousand Tons | 0 | 0 | 0 | 0 | 0 | 0 | 0 | 0
BART NOX Annual- Huntington 1- v5.16 | 66 | 7178 | Rate Constraint in lbs/MMBtu | FALSE | L | Annual | Allowances Sold NOX | Thousand Tons | 0 | 0 | 0 | 0 | 0 | 0 | 0 | 0
BART NOX Annual- Huntington 1- v5.16 | 66 | 7178 | Rate Constraint in lbs/MMBtu | FALSE | L | Annual | Allowances Banked | Thousand Tons | 0 | 0 | 0 | 0 | 0 | 0 | 0 | 0
BART NOX Annual- Huntington 1- v5.16 | 66 | 7178 | Rate Constraint in lbs/MMBtu | FALSE | L | Annual | Allowances Withdrawn (1:1) | Thousand Tons | 0 | 0 | 0 | 0 | 0 | 0 | 0 | 0
BART NOX Annual- Huntington 1- v5.16 | 66 | 7178 | Rate Constraint in lbs/MMBtu | FALSE | L | Annual | Allowances Withdrawn (n:1) | Thousand Tons | 0 | 0 | 0 | 0 | 0 | 0 | 0 | 0
BART NOX Annual- Huntington 1- v5.16 | 66 | 7178 | Rate Constraint in lbs/MMBtu | FALSE | L | Annual | Net Emissions Allowance Position | Thousand Tons | 3.2933 | 3.2933 | 1.8334 | 0 | 0 | 0 | 0 | 0
BART NOX Annual- Huntington 1- v5.16 | 66 | 7178 | Rate Constraint in lbs/MMBtu | FALSE | L | Annual | Fuel Consumed | TBtu | 32.7173 | 32.7173 | 18.2139 | 0 | 0 | 0 | 0 | 0
BART NOX Annual- Huntington 1- v5.16 | 66 | 7178 | Rate Constraint in lbs/MMBtu | FALSE | L | Annual | Rate | lb/MMBtu | 0.20132 | 0.20132 | 0.20132 | 0 | 0 | 0 | 0 | 0
BART NOX Annual- Huntington 1- v5.16 | 66 | 7178 | Rate Constraint in lbs/MMBtu | FALSE | L | Annual | Generation | TWh | 3.1817 | 3.1817 | 1.7713 | 0 | 0 | 0 | 0 | 0
BART NOX Annual- Huntington 1- v5.16 | 66 | 7178 | Rate Constraint in lbs/MMBtu | FALSE | L | Annual | Qualifying Generation | TWh | 3.1817 | 3.1817 | 1.7713 | 0 | 0 | 0 | 0 | 0
BART NOX Annual- Huntington 1- v5.16 | 66 | 7178 | Rate Constraint in lbs/MMBtu | FALSE | L | Annual | Rate | lb/MWh | 2.0702 | 2.0702 | 2.0702 | 0 | 0 | 0 | 0 | 0
BART NOX Annual- Huntington 1- v5.16 | 66 | 7178 | Rate Constraint in lbs/MMBtu | FALSE | L | Annual | Constraint Shadow Price | US2019$/Ton | 0 | 0 | 0 | 0 | 0 | 0 | 0 | 0
BART NOX Annual- Huntington 2- v5.16 | 67 | 7179 | Rate Constraint in lbs/MMBtu | FALSE | L | Annual | Seasons Included | Seasons | Winter, WintShld, Summer | Winter, WintShld, Summer | Winter, WintShld, Summer | Winter, WintShld, Summer | Winter, WintShld, Summer | Winter, WintShld, Summer | Winter, WintShld, Summer | Winter, WintShld, Summer
BART NOX Annual- Huntington 2- v5.16 | 67 | 7179 | Rate Constraint in lbs/MMBtu | FALSE | L | Annual | Standard NOX | lb/MMBtu | 0.26 | 0.26 | 0.26 | 0.26 | 0.26 | 0.26 | 0.26 | 0.26
BART NOX Annual- Huntington 2- v5.16 | 67 | 7179 | Rate Constraint in lbs/MMBtu | FALSE | L | Annual | Emissions at Affected Plants NOX | Thousand Tons | 3.1712 | 2.1022 | 1.9113 | 0 | 0 | 0 | 0 | 0
BART NOX Annual- Huntington 2- v5.16 | 67 | 7179 | Rate Constraint in lbs/MMBtu | FALSE | L | Annual | Allowances Purchased NOX | Thousand Tons | 0 | 0 | 0 | 0 | 0 | 0 | 0 | 0
BART NOX Annual- Huntington 2- v5.16 | 67 | 7179 | Rate Constraint in lbs/MMBtu | FALSE | L | Annual | Allowances Sold NOX | Thousand Tons | 0 | 0 | 0 | 0 | 0 | 0 | 0 | 0
BART NOX Annual- Huntington 2- v5.16 | 67 | 7179 | Rate Constraint in lbs/MMBtu | FALSE | L | Annual | Allowances Banked | Thousand Tons | 0 | 0 | 0 | 0 | 0 | 0 | 0 | 0
BART NOX Annual- Huntington 2- v5.16 | 67 | 7179 | Rate Constraint in lbs/MMBtu | FALSE | L | Annual | Allowances Withdrawn (1:1) | Thousand Tons | 0 | 0 | 0 | 0 | 0 | 0 | 0 | 0
BART NOX Annual- Huntington 2- v5.16 | 67 | 7179 | Rate Constraint in lbs/MMBtu | FALSE | L | Annual | Allowances Withdrawn (n:1) | Thousand Tons | 0 | 0 | 0 | 0 | 0 | 0 | 0 | 0
BART NOX Annual- Huntington 2- v5.16 | 67 | 7179 | Rate Constraint in lbs/MMBtu | FALSE | L | Annual | Net Emissions Allowance Position | Thousand Tons | 3.1712 | 2.1022 | 1.9113 | 0 | 0 | 0 | 0 | 0
BART NOX Annual- Huntington 2- v5.16 | 67 | 7179 | Rate Constraint in lbs/MMBtu | FALSE | L | Annual | Fuel Consumed | TBtu | 32.2068 | 21.3495 | 19.4108 | 0 | 0 | 0 | 0 | 0
BART NOX Annual- Huntington 2- v5.16 | 67 | 7179 | Rate Constraint in lbs/MMBtu | FALSE | L | Annual | Rate | lb/MMBtu | 0.19693 | 0.19693 | 0.19693 | 0 | 0 | 0 | 0 | 0
BART NOX Annual- Huntington 2- v5.16 | 67 | 7179 | Rate Constraint in lbs/MMBtu | FALSE | L | Annual | Generation | TWh | 3.1193 | 2.0677 | 1.88 | 0 | 0 | 0 | 0 | 0
BART NOX Annual- Huntington 2- v5.16 | 67 | 7179 | Rate Constraint in lbs/MMBtu | FALSE | L | Annual | Qualifying Generation | TWh | 3.1193 | 2.0677 | 1.88 | 0 | 0 | 0 | 0 | 0
BART NOX Annual- Huntington 2- v5.16 | 67 | 7179 | Rate Constraint in lbs/MMBtu | FALSE | L | Annual | Rate | lb/MWh | 2.0333 | 2.0333 | 2.0333 | 0 | 0 | 0 | 0 | 0
BART NOX Annual- Huntington 2- v5.16 | 67 | 7179 | Rate Constraint in lbs/MMBtu | FALSE | L | Annual | Constraint Shadow Price | US2019$/Ton | 0 | 0 | 0 | 0 | 0 | 0 | 0 | 0
BART NOX Annual- Northport 1- v5.16 | 68 | 7187 | Rate Constraint in lbs/MMBtu | FALSE | L | Annual | Seasons Included | Seasons | Winter, WintShld, Summer | Winter, WintShld, Summer | Winter, WintShld, Summer | Winter, WintShld, Summer | Winter, WintShld, Summer | Winter, WintShld, Summer | Winter, WintShld, Summer | Winter, WintShld, Summer
BART NOX Annual- Northport 1- v5.16 | 68 | 7187 | Rate Constraint in lbs/MMBtu | FALSE | L | Annual | Standard NOX | lb/MMBtu | 0.1 | 0.1 | 0.1 | 0.1 | 0.1 | 0.1 | 0.1 | 0.1
BART NOX Annual- Northport 1- v5.16 | 68 | 7187 | Rate Constraint in lbs/MMBtu | FALSE | L | Annual | Emissions at Affected Plants NOX | Thousand Tons | 0.14046 | 0.11229 | 0 | 0 | 0 | 0 | 0 | 0
BART NOX Annual- Northport 1- v5.16 | 68 | 7187 | Rate Constraint in lbs/MMBtu | FALSE | L | Annual | Allowances Purchased NOX | Thousand Tons | 0 | 0 | 0 | 0 | 0 | 0 | 0 | 0
BART NOX Annual- Northport 1- v5.16 | 68 | 7187 | Rate Constraint in lbs/MMBtu | FALSE | L | Annual | Allowances Sold NOX | Thousand Tons | 0 | 0 | 0 | 0 | 0 | 0 | 0 | 0
BART NOX Annual- Northport 1- v5.16 | 68 | 7187 | Rate Constraint in lbs/MMBtu | FALSE | L | Annual | Allowances Banked | Thousand Tons | 0 | 0 | 0 | 0 | 0 | 0 | 0 | 0
BART NOX Annual- Northport 1- v5.16 | 68 | 7187 | Rate Constraint in lbs/MMBtu | FALSE | L | Annual | Allowances Withdrawn (1:1) | Thousand Tons | 0 | 0 | 0 | 0 | 0 | 0 | 0 | 0
BART NOX Annual- Northport 1- v5.16 | 68 | 7187 | Rate Constraint in lbs/MMBtu | FALSE | L | Annual | Allowances Withdrawn (n:1) | Thousand Tons | 0 | 0 | 0 | 0 | 0 | 0 | 0 | 0
BART NOX Annual- Northport 1- v5.16 | 68 | 7187 | Rate Constraint in lbs/MMBtu | FALSE | L | Annual | Net Emissions Allowance Position | Thousand Tons | 0.14046 | 0.11229 | 0 | 0 | 0 | 0 | 0 | 0
BART NOX Annual- Northport 1- v5.16 | 68 | 7187 | Rate Constraint in lbs/MMBtu | FALSE | L | Annual | Fuel Consumed | TBtu | 4.3541 | 3.4808 | 0 | 0 | 0 | 0 | 0 | 0
BART NOX Annual- Northport 1- v5.16 | 68 | 7187 | Rate Constraint in lbs/MMBtu | FALSE | L | Annual | Rate | lb/MMBtu | 0.06452 | 0.06452 | 0 | 0 | 0 | 0 | 0 | 0
BART NOX Annual- Northport 1- v5.16 | 68 | 7187 | Rate Constraint in lbs/MMBtu | FALSE | L | Annual | Generation | TWh | 0.40567 | 0.3243 | 0 | 0 | 0 | 0 | 0 | 0
BART NOX Annual- Northport 1- v5.16 | 68 | 7187 | Rate Constraint in lbs/MMBtu | FALSE | L | Annual | Qualifying Generation | TWh | 0.40567 | 0.3243 | 0 | 0 | 0 | 0 | 0 | 0
BART NOX Annual- Northport 1- v5.16 | 68 | 7187 | Rate Constraint in lbs/MMBtu | FALSE | L | Annual | Rate | lb/MWh | 0.69249 | 0.69249 | 0 | 0 | 0 | 0 | 0 | 0
BART NOX Annual- Northport 1- v5.16 | 68 | 7187 | Rate Constraint in lbs/MMBtu | FALSE | L | Annual | Constraint Shadow Price | US2019$/Ton | 0 | 0 | 0 | 0 | 0 | 0 | 0 | 0
BART NOX Annual- Northport 2- v5.16 | 69 | 7188 | Rate Constraint in lbs/MMBtu | FALSE | L | Annual | Seasons Included | Seasons | Winter, WintShld, Summer | Winter, WintShld, Summer | Winter, WintShld, Summer | Winter, WintShld, Summer | Winter, WintShld, Summer | Winter, WintShld, Summer | Winter, WintShld, Summer | Winter, WintShld, Summer
BART NOX Annual- Northport 2- v5.16 | 69 | 7188 | Rate Constraint in lbs/MMBtu | FALSE | L | Annual | Standard NOX | lb/MMBtu | 0.1 | 0.1 | 0.1 | 0.1 | 0.1 | 0.1 | 0.1 | 0.1
BART NOX Annual- Northport 2- v5.16 | 69 | 7188 | Rate Constraint in lbs/MMBtu | FALSE | L | Annual | Emissions at Affected Plants NOX | Thousand Tons | 0.13401 | 0.10713 | 0.073517 | 0 | 0 | 0 | 0 | 0
BART NOX Annual- Northport 2- v5.16 | 69 | 7188 | Rate Constraint in lbs/MMBtu | FALSE | L | Annual | Allowances Purchased NOX | Thousand Tons | 0 | 0 | 0 | 0 | 0 | 0 | 0 | 0
BART NOX Annual- Northport 2- v5.16 | 69 | 7188 | Rate Constraint in lbs/MMBtu | FALSE | L | Annual | Allowances Sold NOX | Thousand Tons | 0 | 0 | 0 | 0 | 0 | 0 | 0 | 0
BART NOX Annual- Northport 2- v5.16 | 69 | 7188 | Rate Constraint in lbs/MMBtu | FALSE | L | Annual | Allowances Banked | Thousand Tons | 0 | 0 | 0 | 0 | 0 | 0 | 0 | 0
BART NOX Annual- Northport 2- v5.16 | 69 | 7188 | Rate Constraint in lbs/MMBtu | FALSE | L | Annual | Allowances Withdrawn (1:1) | Thousand Tons | 0 | 0 | 0 | 0 | 0 | 0 | 0 | 0
BART NOX Annual- Northport 2- v5.16 | 69 | 7188 | Rate Constraint in lbs/MMBtu | FALSE | L | Annual | Allowances Withdrawn (n:1) | Thousand Tons | 0 | 0 | 0 | 0 | 0 | 0 | 0 | 0
BART NOX Annual- Northport 2- v5.16 | 69 | 7188 | Rate Constraint in lbs/MMBtu | FALSE | L | Annual | Net Emissions Allowance Position | Thousand Tons | 0.13401 | 0.10713 | 0.073517 | 0 | 0 | 0 | 0 | 0
BART NOX Annual- Northport 2- v5.16 | 69 | 7188 | Rate Constraint in lbs/MMBtu | FALSE | L | Annual | Fuel Consumed | TBtu | 4.3679 | 3.4918 | 2.3962 | 0 | 0 | 0 | 0 | 0
BART NOX Annual- Northport 2- v5.16 | 69 | 7188 | Rate Constraint in lbs/MMBtu | FALSE | L | Annual | Rate | lb/MMBtu | 0.06136 | 0.06136 | 0.06136 | 0 | 0 | 0 | 0 | 0
BART NOX Annual- Northport 2- v5.16 | 69 | 7188 | Rate Constraint in lbs/MMBtu | FALSE | L | Annual | Generation | TWh | 0.40466 | 0.32349 | 0.222 | 0 | 0 | 0 | 0 | 0
BART NOX Annual- Northport 2- v5.16 | 69 | 7188 | Rate Constraint in lbs/MMBtu | FALSE | L | Annual | Qualifying Generation | TWh | 0.40466 | 0.32349 | 0.222 | 0 | 0 | 0 | 0 | 0
BART NOX Annual- Northport 2- v5.16 | 69 | 7188 | Rate Constraint in lbs/MMBtu | FALSE | L | Annual | Rate | lb/MWh | 0.66232 | 0.66232 | 0.66232 | 0 | 0 | 0 | 0 | 0
BART NOX Annual- Northport 2- v5.16 | 69 | 7188 | Rate Constraint in lbs/MMBtu | FALSE | L | Annual | Constraint Shadow Price | US2019$/Ton | 0 | 0 | 0 | 0 | 0 | 0 | 0 | 0
BART NOX Annual- Northport 3- v5.16 | 70 | 7189 | Rate Constraint in lbs/MMBtu | FALSE | L | Annual | Seasons Included | Seasons | Winter, WintShld, Summer | Winter, WintShld, Summer | Winter, WintShld, Summer | Winter, WintShld, Summer | Winter, WintShld, Summer | Winter, WintShld, Summer | Winter, WintShld, Summer | Winter, WintShld, Summer
BART NOX Annual- Northport 3- v5.16 | 70 | 7189 | Rate Constraint in lbs/MMBtu | FALSE | L | Annual | Standard NOX | lb/MMBtu | 0.1 | 0.1 | 0.1 | 0.1 | 0.1 | 0.1 | 0.1 | 0.1
BART NOX Annual- Northport 3- v5.16 | 70 | 7189 | Rate Constraint in lbs/MMBtu | FALSE | L | Annual | Emissions at Affected Plants NOX | Thousand Tons | 0.13601 | 0.10873 | 0.074613 | 0.023812 | 0 | 0 | 0 | 0
BART NOX Annual- Northport 3- v5.16 | 70 | 7189 | Rate Constraint in lbs/MMBtu | FALSE | L | Annual | Allowances Purchased NOX | Thousand Tons | 0 | 0 | 0 | 0 | 0 | 0 | 0 | 0
BART NOX Annual- Northport 3- v5.16 | 70 | 7189 | Rate Constraint in lbs/MMBtu | FALSE | L | Annual | Allowances Sold NOX | Thousand Tons | 0 | 0 | 0 | 0 | 0 | 0 | 0 | 0
BART NOX Annual- Northport 3- v5.16 | 70 | 7189 | Rate Constraint in lbs/MMBtu | FALSE | L | Annual | Allowances Banked | Thousand Tons | 0 | 0 | 0 | 0 | 0 | 0 | 0 | 0
BART NOX Annual- Northport 3- v5.16 | 70 | 7189 | Rate Constraint in lbs/MMBtu | FALSE | L | Annual | Allowances Withdrawn (1:1) | Thousand Tons | 0 | 0 | 0 | 0 | 0 | 0 | 0 | 0
BART NOX Annual- Northport 3- v5.16 | 70 | 7189 | Rate Constraint in lbs/MMBtu | FALSE | L | Annual | Allowances Withdrawn (n:1) | Thousand Tons | 0 | 0 | 0 | 0 | 0 | 0 | 0 | 0
BART NOX Annual- Northport 3- v5.16 | 70 | 7189 | Rate Constraint in lbs/MMBtu | FALSE | L | Annual | Net Emissions Allowance Position | Thousand Tons | 0.13601 | 0.10873 | 0.074613 | 0.023812 | 0 | 0 | 0 | 0
BART NOX Annual- Northport 3- v5.16 | 70 | 7189 | Rate Constraint in lbs/MMBtu | FALSE | L | Annual | Fuel Consumed | TBtu | 4.2349 | 3.3855 | 2.3233 | 0.74145 | 0 | 0 | 0 | 0
BART NOX Annual- Northport 3- v5.16 | 70 | 7189 | Rate Constraint in lbs/MMBtu | FALSE | L | Annual | Rate | lb/MMBtu | 0.06423 | 0.06423 | 0.06423 | 0.06423 | 0 | 0 | 0 | 0
BART NOX Annual- Northport 3- v5.16 | 70 | 7189 | Rate Constraint in lbs/MMBtu | FALSE | L | Annual | Generation | TWh | 0.39553 | 0.3162 | 0.21699 | 0.069249 | 0 | 0 | 0 | 0
BART NOX Annual- Northport 3- v5.16 | 70 | 7189 | Rate Constraint in lbs/MMBtu | FALSE | L | Annual | Qualifying Generation | TWh | 0.39553 | 0.3162 | 0.21699 | 0.069249 | 0 | 0 | 0 | 0
BART NOX Annual- Northport 3- v5.16 | 70 | 7189 | Rate Constraint in lbs/MMBtu | FALSE | L | Annual | Rate | lb/MWh | 0.68771 | 0.68771 | 0.68771 | 0.68771 | 0 | 0 | 0 | 0
BART NOX Annual- Northport 3- v5.16 | 70 | 7189 | Rate Constraint in lbs/MMBtu | FALSE | L | Annual | Constraint Shadow Price | US2019$/Ton | 0 | 0 | 0 | 0 | 0 | 0 | 0 | 0
BART NOX Annual- Northport 4- v5.16 | 71 | 7190 | Rate Constraint in lbs/MMBtu | FALSE | L | Annual | Seasons Included | Seasons | Winter, WintShld, Summer | Winter, WintShld, Summer | Winter, WintShld, Summer | Winter, WintShld, Summer | Winter, WintShld, Summer | Winter, WintShld, Summer | Winter, WintShld, Summer | Winter, WintShld, Summer
BART NOX Annual- Northport 4- v5.16 | 71 | 7190 | Rate Constraint in lbs/MMBtu | FALSE | L | Annual | Standard NOX | lb/MMBtu | 0.1 | 0.1 | 0.1 | 0.1 | 0.1 | 0.1 | 0.1 | 0.1
BART NOX Annual- Northport 4- v5.16 | 71 | 7190 | Rate Constraint in lbs/MMBtu | FALSE | L | Annual | Emissions at Affected Plants NOX | Thousand Tons | 0.10492 | 0.089982 | 0.19884 | 0.22797 | 0 | 0 | 0 | 0
BART NOX Annual- Northport 4- v5.16 | 71 | 7190 | Rate Constraint in lbs/MMBtu | FALSE | L | Annual | Allowances Purchased NOX | Thousand Tons | 0 | 0 | 0 | 0 | 0 | 0 | 0 | 0
BART NOX Annual- Northport 4- v5.16 | 71 | 7190 | Rate Constraint in lbs/MMBtu | FALSE | L | Annual | Allowances Sold NOX | Thousand Tons | 0 | 0 | 0 | 0 | 0 | 0 | 0 | 0
BART NOX Annual- Northport 4- v5.16 | 71 | 7190 | Rate Constraint in lbs/MMBtu | FALSE | L | Annual | Allowances Banked | Thousand Tons | 0 | 0 | 0 | 0 | 0 | 0 | 0 | 0
BART NOX Annual- Northport 4- v5.16 | 71 | 7190 | Rate Constraint in lbs/MMBtu | FALSE | L | Annual | Allowances Withdrawn (1:1) | Thousand Tons | 0 | 0 | 0 | 0 | 0 | 0 | 0 | 0
BART NOX Annual- Northport 4- v5.16 | 71 | 7190 | Rate Constraint in lbs/MMBtu | FALSE | L | Annual | Allowances Withdrawn (n:1) | Thousand Tons | 0 | 0 | 0 | 0 | 0 | 0 | 0 | 0
BART NOX Annual- Northport 4- v5.16 | 71 | 7190 | Rate Constraint in lbs/MMBtu | FALSE | L | Annual | Net Emissions Allowance Position | Thousand Tons | 0.10492 | 0.089982 | 0.19884 | 0.22797 | 0 | 0 | 0 | 0
BART NOX Annual- Northport 4- v5.16 | 71 | 7190 | Rate Constraint in lbs/MMBtu | FALSE | L | Annual | Fuel Consumed | TBtu | 4.2161 | 3.6159 | 7.9903 | 9.161 | 0 | 0 | 0 | 0
BART NOX Annual- Northport 4- v5.16 | 71 | 7190 | Rate Constraint in lbs/MMBtu | FALSE | L | Annual | Rate | lb/MMBtu | 0.04977 | 0.04977 | 0.04977 | 0.04977 | 0 | 0 | 0 | 0
BART NOX Annual- Northport 4- v5.16 | 71 | 7190 | Rate Constraint in lbs/MMBtu | FALSE | L | Annual | Generation | TWh | 0.39756 | 0.34096 | 0.75344 | 0.86384 | 0 | 0 | 0 | 0
BART NOX Annual- Northport 4- v5.16 | 71 | 7190 | Rate Constraint in lbs/MMBtu | FALSE | L | Annual | Qualifying Generation | TWh | 0.39756 | 0.34096 | 0.75344 | 0.86384 | 0 | 0 | 0 | 0
BART NOX Annual- Northport 4- v5.16 | 71 | 7190 | Rate Constraint in lbs/MMBtu | FALSE | L | Annual | Rate | lb/MWh | 0.52781 | 0.52781 | 0.52781 | 0.52781 | 0 | 0 | 0 | 0
BART NOX Annual- Northport 4- v5.16 | 71 | 7190 | Rate Constraint in lbs/MMBtu | FALSE | L | Annual | Constraint Shadow Price | US2019$/Ton | 0 | 0 | 0 | 0 | 0 | 0 | 0 | 0
BART NOX Annual- Ravenswood 1- v5.16 | 72 | 7183 | Rate Constraint in lbs/MMBtu | FALSE | L | Annual | Seasons Included | Seasons | Winter, WintShld, Summer | Winter, WintShld, Summer | Winter, WintShld, Summer | Winter, WintShld, Summer | Winter, WintShld, Summer | Winter, WintShld, Summer | Winter, WintShld, Summer | Winter, WintShld, Summer
BART NOX Annual- Ravenswood 1- v5.16 | 72 | 7183 | Rate Constraint in lbs/MMBtu | FALSE | L | Annual | Standard NOX | lb/MMBtu | 0.15 | 0.15 | 0.15 | 0.15 | 0.15 | 0.15 | 0.15 | 0.15
BART NOX Annual- Ravenswood 1- v5.16 | 72 | 7183 | Rate Constraint in lbs/MMBtu | FALSE | L | Annual | Emissions at Affected Plants NOX | Thousand Tons | 0.1073 | 0.012647 | 0 | 0 | 0 | 0 | 0 | 0
BART NOX Annual- Ravenswood 1- v5.16 | 72 | 7183 | Rate Constraint in lbs/MMBtu | FALSE | L | Annual | Allowances Purchased NOX | Thousand Tons | 0 | 0 | 0 | 0 | 0 | 0 | 0 | 0
BART NOX Annual- Ravenswood 1- v5.16 | 72 | 7183 | Rate Constraint in lbs/MMBtu | FALSE | L | Annual | Allowances Sold NOX | Thousand Tons | 0 | 0 | 0 | 0 | 0 | 0 | 0 | 0
BART NOX Annual- Ravenswood 1- v5.16 | 72 | 7183 | Rate Constraint in lbs/MMBtu | FALSE | L | Annual | Allowances Banked | Thousand Tons | 0 | 0 | 0 | 0 | 0 | 0 | 0 | 0
BART NOX Annual- Ravenswood 1- v5.16 | 72 | 7183 | Rate Constraint in lbs/MMBtu | FALSE | L | Annual | Allowances Withdrawn (1:1) | Thousand Tons | 0 | 0 | 0 | 0 | 0 | 0 | 0 | 0
BART NOX Annual- Ravenswood 1- v5.16 | 72 | 7183 | Rate Constraint in lbs/MMBtu | FALSE | L | Annual | Allowances Withdrawn (n:1) | Thousand Tons | 0 | 0 | 0 | 0 | 0 | 0 | 0 | 0
BART NOX Annual- Ravenswood 1- v5.16 | 72 | 7183 | Rate Constraint in lbs/MMBtu | FALSE | L | Annual | Net Emissions Allowance Position | Thousand Tons | 0.1073 | 0.012647 | 0 | 0 | 0 | 0 | 0 | 0
BART NOX Annual- Ravenswood 1- v5.16 | 72 | 7183 | Rate Constraint in lbs/MMBtu | FALSE | L | Annual | Fuel Consumed | TBtu | 3.3422 | 0.39394 | 0 | 0 | 0 | 0 | 0 | 0
BART NOX Annual- Ravenswood 1- v5.16 | 72 | 7183 | Rate Constraint in lbs/MMBtu | FALSE | L | Annual | Rate | lb/MMBtu | 0.06421 | 0.06421 | 0 | 0 | 0 | 0 | 0 | 0
BART NOX Annual- Ravenswood 1- v5.16 | 72 | 7183 | Rate Constraint in lbs/MMBtu | FALSE | L | Annual | Generation | TWh | 0.30342 | 0.035764 | 0 | 0 | 0 | 0 | 0 | 0
BART NOX Annual- Ravenswood 1- v5.16 | 72 | 7183 | Rate Constraint in lbs/MMBtu | FALSE | L | Annual | Qualifying Generation | TWh | 0.30342 | 0.035764 | 0 | 0 | 0 | 0 | 0 | 0
BART NOX Annual- Ravenswood 1- v5.16 | 72 | 7183 | Rate Constraint in lbs/MMBtu | FALSE | L | Annual | Rate | lb/MWh | 0.70727 | 0.70727 | 0 | 0 | 0 | 0 | 0 | 0
BART NOX Annual- Ravenswood 1- v5.16 | 72 | 7183 | Rate Constraint in lbs/MMBtu | FALSE | L | Annual | Constraint Shadow Price | US2019$/Ton | 0 | 0 | 0 | 0 | 0 | 0 | 0 | 0
BART NOX Annual- Ravenswood 2- v5.16 | 73 | 7184 | Rate Constraint in lbs/MMBtu | FALSE | L | Annual | Seasons Included | Seasons | Winter, WintShld, Summer | Winter, WintShld, Summer | Winter, WintShld, Summer | Winter, WintShld, Summer | Winter, WintShld, Summer | Winter, WintShld, Summer | Winter, WintShld, Summer | Winter, WintShld, Summer
BART NOX Annual- Ravenswood 2- v5.16 | 73 | 7184 | Rate Constraint in lbs/MMBtu | FALSE | L | Annual | Standard NOX | lb/MMBtu | 0.15 | 0.15 | 0.15 | 0.15 | 0.15 | 0.15 | 0.15 | 0.15
BART NOX Annual- Ravenswood 2- v5.16 | 73 | 7184 | Rate Constraint in lbs/MMBtu | FALSE | L | Annual | Emissions at Affected Plants NOX | Thousand Tons | 0.086849 | 0 | 0 | 0 | 0 | 0 | 0 | 0
BART NOX Annual- Ravenswood 2- v5.16 | 73 | 7184 | Rate Constraint in lbs/MMBtu | FALSE | L | Annual | Allowances Purchased NOX | Thousand Tons | 0 | 0 | 0 | 0 | 0 | 0 | 0 | 0
BART NOX Annual- Ravenswood 2- v5.16 | 73 | 7184 | Rate Constraint in lbs/MMBtu | FALSE | L | Annual | Allowances Sold NOX | Thousand Tons | 0 | 0 | 0 | 0 | 0 | 0 | 0 | 0
BART NOX Annual- Ravenswood 2- v5.16 | 73 | 7184 | Rate Constraint in lbs/MMBtu | FALSE | L | Annual | Allowances Banked | Thousand Tons | 0 | 0 | 0 | 0 | 0 | 0 | 0 | 0
BART NOX Annual- Ravenswood 2- v5.16 | 73 | 7184 | Rate Constraint in lbs/MMBtu | FALSE | L | Annual | Allowances Withdrawn (1:1) | Thousand Tons | 0 | 0 | 0 | 0 | 0 | 0 | 0 | 0
BART NOX Annual- Ravenswood 2- v5.16 | 73 | 7184 | Rate Constraint in lbs/MMBtu | FALSE | L | Annual | Allowances Withdrawn (n:1) | Thousand Tons | 0 | 0 | 0 | 0 | 0 | 0 | 0 | 0
BART NOX Annual- Ravenswood 2- v5.16 | 73 | 7184 | Rate Constraint in lbs/MMBtu | FALSE | L | Annual | Net Emissions Allowance Position | Thousand Tons | 0.086849 | 0 | 0 | 0 | 0 | 0 | 0 | 0
BART NOX Annual- Ravenswood 2- v5.16 | 73 | 7184 | Rate Constraint in lbs/MMBtu | FALSE | L | Annual | Fuel Consumed | TBtu | 2.584 | 0 | 0 | 0 | 0 | 0 | 0 | 0
BART NOX Annual- Ravenswood 2- v5.16 | 73 | 7184 | Rate Constraint in lbs/MMBtu | FALSE | L | Annual | Rate | lb/MMBtu | 0.06722 | 0 | 0 | 0 | 0 | 0 | 0 | 0
BART NOX Annual- Ravenswood 2- v5.16 | 73 | 7184 | Rate Constraint in lbs/MMBtu | FALSE | L | Annual | Generation | TWh | 0.23421 | 0 | 0 | 0 | 0 | 0 | 0 | 0
BART NOX Annual- Ravenswood 2- v5.16 | 73 | 7184 | Rate Constraint in lbs/MMBtu | FALSE | L | Annual | Qualifying Generation | TWh | 0.23421 | 0 | 0 | 0 | 0 | 0 | 0 | 0
BART NOX Annual- Ravenswood 2- v5.16 | 73 | 7184 | Rate Constraint in lbs/MMBtu | FALSE | L | Annual | Rate | lb/MWh | 0.74164 | 0 | 0 | 0 | 0 | 0 | 0 | 0
BART NOX Annual- Ravenswood 2- v5.16 | 73 | 7184 | Rate Constraint in lbs/MMBtu | FALSE | L | Annual | Constraint Shadow Price | US2019$/Ton | 0 | 0 | 0 | 0 | 0 | 0 | 0 | 0
BART NOX Annual- Ravenswood 3- v5.16 | 74 | 7185 | Rate Constraint in lbs/MMBtu | FALSE | L | Annual | Seasons Included | Seasons | Winter, WintShld, Summer | Winter, WintShld, Summer | Winter, WintShld, Summer | Winter, WintShld, Summer | Winter, WintShld, Summer | Winter, WintShld, Summer | Winter, WintShld, Summer | Winter, WintShld, Summer
BART NOX Annual- Ravenswood 3- v5.16 | 74 | 7185 | Rate Constraint in lbs/MMBtu | FALSE | L | Annual | Standard NOX | lb/MMBtu | 0.15 | 0.15 | 0.15 | 0.15 | 0.15 | 0.15 | 0.15 | 0.15
BART NOX Annual- Ravenswood 3- v5.16 | 74 | 7185 | Rate Constraint in lbs/MMBtu | FALSE | L | Annual | Emissions at Affected Plants NOX | Thousand Tons | 0.23689 | 0.23689 | 0 | 0 | 0 | 0 | 0 | 0
BART NOX Annual- Ravenswood 3- v5.16 | 74 | 7185 | Rate Constraint in lbs/MMBtu | FALSE | L | Annual | Allowances Purchased NOX | Thousand Tons | 0 | 0 | 0 | 0 | 0 | 0 | 0 | 0
BART NOX Annual- Ravenswood 3- v5.16 | 74 | 7185 | Rate Constraint in lbs/MMBtu | FALSE | L | Annual | Allowances Sold NOX | Thousand Tons | 0 | 0 | 0 | 0 | 0 | 0 | 0 | 0
BART NOX Annual- Ravenswood 3- v5.16 | 74 | 7185 | Rate Constraint in lbs/MMBtu | FALSE | L | Annual | Allowances Banked | Thousand Tons | 0 | 0 | 0 | 0 | 0 | 0 | 0 | 0
BART NOX Annual- Ravenswood 3- v5.16 | 74 | 7185 | Rate Constraint in lbs/MMBtu | FALSE | L | Annual | Allowances Withdrawn (1:1) | Thousand Tons | 0 | 0 | 0 | 0 | 0 | 0 | 0 | 0
BART NOX Annual- Ravenswood 3- v5.16 | 74 | 7185 | Rate Constraint in lbs/MMBtu | FALSE | L | Annual | Allowances Withdrawn (n:1) | Thousand Tons | 0 | 0 | 0 | 0 | 0 | 0 | 0 | 0
BART NOX Annual- Ravenswood 3- v5.16 | 74 | 7185 | Rate Constraint in lbs/MMBtu | FALSE | L | Annual | Net Emissions Allowance Position | Thousand Tons | 0.23689 | 0.23689 | 0 | 0 | 0 | 0 | 0 | 0
BART NOX Annual- Ravenswood 3- v5.16 | 74 | 7185 | Rate Constraint in lbs/MMBtu | FALSE | L | Annual | Fuel Consumed | TBtu | 6.7576 | 6.7576 | 0 | 0 | 0 | 0 | 0 | 0
BART NOX Annual- Ravenswood 3- v5.16 | 74 | 7185 | Rate Constraint in lbs/MMBtu | FALSE | L | Annual | Rate | lb/MMBtu | 0.07011 | 0.07011 | 0 | 0 | 0 | 0 | 0 | 0
BART NOX Annual- Ravenswood 3- v5.16 | 74 | 7185 | Rate Constraint in lbs/MMBtu | FALSE | L | Annual | Generation | TWh | 0.6126 | 0.6126 | 0 | 0 | 0 | 0 | 0 | 0
BART NOX Annual- Ravenswood 3- v5.16 | 74 | 7185 | Rate Constraint in lbs/MMBtu | FALSE | L | Annual | Qualifying Generation | TWh | 0.6126 | 0.6126 | 0 | 0 | 0 | 0 | 0 | 0
BART NOX Annual- Ravenswood 3- v5.16 | 74 | 7185 | Rate Constraint in lbs/MMBtu | FALSE | L | Annual | Rate | lb/MWh | 0.77338 | 0.77338 | 0 | 0 | 0 | 0 | 0 | 0
BART NOX Annual- Ravenswood 3- v5.16 | 74 | 7185 | Rate Constraint in lbs/MMBtu | FALSE | L | Annual | Constraint Shadow Price | US2019$/Ton | 0 | 0 | 0 | 0 | 0 | 0 | 0 | 0
BART NOX Annual- Transalta Centralia 1,2- v5.16 | 75 | 7174 | Rate Constraint in lbs/MMBtu | FALSE | L | Annual | Seasons Included | Seasons | Winter, WintShld, Summer | Winter, WintShld, Summer | Winter, WintShld, Summer | Winter, WintShld, Summer | Winter, WintShld, Summer | Winter, WintShld, Summer | Winter, WintShld, Summer | Winter, WintShld, Summer
BART NOX Annual- Transalta Centralia 1,2- v5.16 | 75 | 7174 | Rate Constraint in lbs/MMBtu | FALSE | L | Annual | Standard NOX | lb/MMBtu | 0.21 | 0.21 | 0.21 | 0.21 | 0.21 | 0.21 | 0.21 | 0.21
BART NOX Annual- Transalta Centralia 1,2- v5.16 | 75 | 7174 | Rate Constraint in lbs/MMBtu | FALSE | L | Annual | Emissions at Affected Plants NOX | Thousand Tons | 3.2254 | 0 | 0 | 0 | 0 | 0 | 0 | 0
BART NOX Annual- Transalta Centralia 1,2- v5.16 | 75 | 7174 | Rate Constraint in lbs/MMBtu | FALSE | L | Annual | Allowances Purchased NOX | Thousand Tons | 0 | 0 | 0 | 0 | 0 | 0 | 0 | 0
BART NOX Annual- Transalta Centralia 1,2- v5.16 | 75 | 7174 | Rate Constraint in lbs/MMBtu | FALSE | L | Annual | Allowances Sold NOX | Thousand Tons | 0 | 0 | 0 | 0 | 0 | 0 | 0 | 0
BART NOX Annual- Transalta Centralia 1,2- v5.16 | 75 | 7174 | Rate Constraint in lbs/MMBtu | FALSE | L | Annual | Allowances Banked | Thousand Tons | 0 | 0 | 0 | 0 | 0 | 0 | 0 | 0
BART NOX Annual- Transalta Centralia 1,2- v5.16 | 75 | 7174 | Rate Constraint in lbs/MMBtu | FALSE | L | Annual | Allowances Withdrawn (1:1) | Thousand Tons | 0 | 0 | 0 | 0 | 0 | 0 | 0 | 0
BART NOX Annual- Transalta Centralia 1,2- v5.16 | 75 | 7174 | Rate Constraint in lbs/MMBtu | FALSE | L | Annual | Allowances Withdrawn (n:1) | Thousand Tons | 0 | 0 | 0 | 0 | 0 | 0 | 0 | 0
BART NOX Annual- Transalta Centralia 1,2- v5.16 | 75 | 7174 | Rate Constraint in lbs/MMBtu | FALSE | L | Annual | Net Emissions Allowance Position | Thousand Tons | 3.2254 | 0 | 0 | 0 | 0 | 0 | 0 | 0
BART NOX Annual- Transalta Centralia 1,2- v5.16 | 75 | 7174 | Rate Constraint in lbs/MMBtu | FALSE | L | Annual | Fuel Consumed | TBtu | 31.4748 | 0 | 0 | 0 | 0 | 0 | 0 | 0
BART NOX Annual- Transalta Centralia 1,2- v5.16 | 75 | 7174 | Rate Constraint in lbs/MMBtu | FALSE | L | Annual | Rate | lb/MMBtu | 0.20495 | 0 | 0 | 0 | 0 | 0 | 0 | 0
BART NOX Annual- Transalta Centralia 1,2- v5.16 | 75 | 7174 | Rate Constraint in lbs/MMBtu | FALSE | L | Annual | Generation | TWh | 2.8274 | 0 | 0 | 0 | 0 | 0 | 0 | 0
BART NOX Annual- Transalta Centralia 1,2- v5.16 | 75 | 7174 | Rate Constraint in lbs/MMBtu | FALSE | L | Annual | Qualifying Generation | TWh | 2.8274 | 0 | 0 | 0 | 0 | 0 | 0 | 0
BART NOX Annual- Transalta Centralia 1,2- v5.16 | 75 | 7174 | Rate Constraint in lbs/MMBtu | FALSE | L | Annual | Rate | lb/MWh | 2.2815 | 0 | 0 | 0 | 0 | 0 | 0 | 0
BART NOX Annual- Transalta Centralia 1,2- v5.16 | 75 | 7174 | Rate Constraint in lbs/MMBtu | FALSE | L | Annual | Constraint Shadow Price | US2019$/Ton | 0 | 0 | 0 | 0 | 0 | 0 | 0 | 0
BART NOX Annual-Apache Station 2 -v5.13 | 76 | 7138 | Rate Constraint in lbs/MMBtu | FALSE | L | Annual | Seasons Included | Seasons | Winter, WintShld, Summer | Winter, WintShld, Summer | Winter, WintShld, Summer | Winter, WintShld, Summer | Winter, WintShld, Summer | Winter, WintShld, Summer | Winter, WintShld, Summer | Winter, WintShld, Summer
BART NOX Annual-Apache Station 2 -v5.13 | 76 | 7138 | Rate Constraint in lbs/MMBtu | FALSE | L | Annual | Standard NOX | lb/MMBtu | 0.085 | 0.085 | 0.085 | 0.085 | 0.085 | 0.085 | 0.085 | 0.085
BART NOX Annual-Apache Station 2 -v5.13 | 76 | 7138 | Rate Constraint in lbs/MMBtu | FALSE | L | Annual | Emissions at Affected Plants NOX | Thousand Tons | 0 | 0 | 0 | 0 | 0 | 0 | 0 | 0
BART NOX Annual-Apache Station 2 -v5.13 | 76 | 7138 | Rate Constraint in lbs/MMBtu | FALSE | L | Annual | Allowances Purchased NOX | Thousand Tons | 0 | 0 | 0 | 0 | 0 | 0 | 0 | 0
BART NOX Annual-Apache Station 2 -v5.13 | 76 | 7138 | Rate Constraint in lbs/MMBtu | FALSE | L | Annual | Allowances Sold NOX | Thousand Tons | 0 | 0 | 0 | 0 | 0 | 0 | 0 | 0
BART NOX Annual-Apache Station 2 -v5.13 | 76 | 7138 | Rate Constraint in lbs/MMBtu | FALSE | L | Annual | Allowances Banked | Thousand Tons | 0 | 0 | 0 | 0 | 0 | 0 | 0 | 0
BART NOX Annual-Apache Station 2 -v5.13 | 76 | 7138 | Rate Constraint in lbs/MMBtu | FALSE | L | Annual | Allowances Withdrawn (1:1) | Thousand Tons | 0 | 0 | 0 | 0 | 0 | 0 | 0 | 0
BART NOX Annual-Apache Station 2 -v5.13 | 76 | 7138 | Rate Constraint in lbs/MMBtu | FALSE | L | Annual | Allowances Withdrawn (n:1) | Thousand Tons | 0 | 0 | 0 | 0 | 0 | 0 | 0 | 0
BART NOX Annual-Apache Station 2 -v5.13 | 76 | 7138 | Rate Constraint in lbs/MMBtu | FALSE | L | Annual | Net Emissions Allowance Position | Thousand Tons | 0 | 0 | 0 | 0 | 0 | 0 | 0 | 0
BART NOX Annual-Apache Station 2 -v5.13 | 76 | 7138 | Rate Constraint in lbs/MMBtu | FALSE | L | Annual | Fuel Consumed | TBtu | 0 | 0 | 0 | 0 | 0 | 0 | 0 | 0
BART NOX Annual-Apache Station 2 -v5.13 | 76 | 7138 | Rate Constraint in lbs/MMBtu | FALSE | L | Annual | Rate | lb/MMBtu | 0 | 0 | 0 | 0 | 0 | 0 | 0 | 0
BART NOX Annual-Apache Station 2 -v5.13 | 76 | 7138 | Rate Constraint in lbs/MMBtu | FALSE | L | Annual | Generation | TWh | 0 | 0 | 0 | 0 | 0 | 0 | 0 | 0
BART NOX Annual-Apache Station 2 -v5.13 | 76 | 7138 | Rate Constraint in lbs/MMBtu | FALSE | L | Annual | Qualifying Generation | TWh | 0 | 0 | 0 | 0 | 0 | 0 | 0 | 0
BART NOX Annual-Apache Station 2 -v5.13 | 76 | 7138 | Rate Constraint in lbs/MMBtu | FALSE | L | Annual | Rate | lb/MWh | 0 | 0 | 0 | 0 | 0 | 0 | 0 | 0
BART NOX Annual-Apache Station 2 -v5.13 | 76 | 7138 | Rate Constraint in lbs/MMBtu | FALSE | L | Annual | Constraint Shadow Price | US2019$/Ton | 0 | 0 | 0 | 0 | 0 | 0 | 0 | 0
BART NOX Annual-Apache Station 3 -v5.13 | 77 | 7139 | Rate Constraint in lbs/MMBtu | FALSE | L | Annual | Seasons Included | Seasons | Winter, WintShld, Summer | Winter, WintShld, Summer | Winter, WintShld, Summer | Winter, WintShld, Summer | Winter, WintShld, Summer | Winter, WintShld, Summer | Winter, WintShld, Summer | Winter, WintShld, Summer
BART NOX Annual-Apache Station 3 -v5.13 | 77 | 7139 | Rate Constraint in lbs/MMBtu | FALSE | L | Annual | Standard NOX | lb/MMBtu | 0.23 | 0.23 | 0.23 | 0.23 | 0.23 | 0.23 | 0.23 | 0.23
BART NOX Annual-Apache Station 3 -v5.13 | 77 | 7139 | Rate Constraint in lbs/MMBtu | FALSE | L | Annual | Emissions at Affected Plants NOX | Thousand Tons | 1.3049 | 0 | 0 | 0 | 0 | 0 | 0 | 0
BART NOX Annual-Apache Station 3 -v5.13 | 77 | 7139 | Rate Constraint in lbs/MMBtu | FALSE | L | Annual | Allowances Purchased NOX | Thousand Tons | 0 | 0 | 0 | 0 | 0 | 0 | 0 | 0
BART NOX Annual-Apache Station 3 -v5.13 | 77 | 7139 | Rate Constraint in lbs/MMBtu | FALSE | L | Annual | Allowances Sold NOX | Thousand Tons | 0 | 0 | 0 | 0 | 0 | 0 | 0 | 0
BART NOX Annual-Apache Station 3 -v5.13 | 77 | 7139 | Rate Constraint in lbs/MMBtu | FALSE | L | Annual | Allowances Banked | Thousand Tons | 0 | 0 | 0 | 0 | 0 | 0 | 0 | 0
BART NOX Annual-Apache Station 3 -v5.13 | 77 | 7139 | Rate Constraint in lbs/MMBtu | FALSE | L | Annual | Allowances Withdrawn (1:1) | Thousand Tons | 0 | 0 | 0 | 0 | 0 | 0 | 0 | 0
BART NOX Annual-Apache Station 3 -v5.13 | 77 | 7139 | Rate Constraint in lbs/MMBtu | FALSE | L | Annual | Allowances Withdrawn (n:1) | Thousand Tons | 0 | 0 | 0 | 0 | 0 | 0 | 0 | 0
BART NOX Annual-Apache Station 3 -v5.13 | 77 | 7139 | Rate Constraint in lbs/MMBtu | FALSE | L | Annual | Net Emissions Allowance Position | Thousand Tons | 1.3049 | 0 | 0 | 0 | 0 | 0 | 0 | 0
BART NOX Annual-Apache Station 3 -v5.13 | 77 | 7139 | Rate Constraint in lbs/MMBtu | FALSE | L | Annual | Fuel Consumed | TBtu | 14.0807 | 0 | 0 | 0 | 0 | 0 | 0 | 0
BART NOX Annual-Apache Station 3 -v5.13 | 77 | 7139 | Rate Constraint in lbs/MMBtu | FALSE | L | Annual | Rate | lb/MMBtu | 0.18535 | 0 | 0 | 0 | 0 | 0 | 0 | 0
BART NOX Annual-Apache Station 3 -v5.13 | 77 | 7139 | Rate Constraint in lbs/MMBtu | FALSE | L | Annual | Generation | TWh | 1.2531 | 0 | 0 | 0 | 0 | 0 | 0 | 0
BART NOX Annual-Apache Station 3 -v5.13 | 77 | 7139 | Rate Constraint in lbs/MMBtu | FALSE | L | Annual | Qualifying Generation | TWh | 1.2531 | 0 | 0 | 0 | 0 | 0 | 0 | 0
BART NOX Annual-Apache Station 3 -v5.13 | 77 | 7139 | Rate Constraint in lbs/MMBtu | FALSE | L | Annual | Rate | lb/MWh | 2.0828 | 0 | 0 | 0 | 0 | 0 | 0 | 0
BART NOX Annual-Apache Station 3 -v5.13 | 77 | 7139 | Rate Constraint in lbs/MMBtu | FALSE | L | Annual | Constraint Shadow Price | US2019$/Ton | 0 | 0 | 0 | 0 | 0 | 0 | 0 | 0
BART NOX Annual-Big Cajun 2 -v5.14 | 78 | 7160 | Rate Constraint in lbs/MMBtu | FALSE | L | Annual | Seasons Included | Seasons | Winter, WintShld, Summer | Winter, WintShld, Summer | Winter, WintShld, Summer | Winter, WintShld, Summer | Winter, WintShld, Summer | Winter, WintShld, Summer | Winter, WintShld, Summer | Winter, WintShld, Summer
BART NOX Annual-Big Cajun 2 -v5.14 | 78 | 7160 | Rate Constraint in lbs/MMBtu | FALSE | L | Annual | Standard NOX | lb/MMBtu | 0.15 | 0.15 | 0.15 | 0.15 | 0.15 | 0.15 | 0.15 | 0.15
BART NOX Annual-Big Cajun 2 -v5.14 | 78 | 7160 | Rate Constraint in lbs/MMBtu | FALSE | L | Annual | Emissions at Affected Plants NOX | Thousand Tons | 2.2185 | 0 | 0 | 0 | 0 | 0 | 0 | 0
BART NOX Annual-Big Cajun 2 -v5.14 | 78 | 7160 | Rate Constraint in lbs/MMBtu | FALSE | L | Annual | Allowances Purchased NOX | Thousand Tons | 0 | 0 | 0 | 0 | 0 | 0 | 0 | 0
BART NOX Annual-Big Cajun 2 -v5.14 | 78 | 7160 | Rate Constraint in lbs/MMBtu | FALSE | L | Annual | Allowances Sold NOX | Thousand Tons | 0 | 0 | 0 | 0 | 0 | 0 | 0 | 0
BART NOX Annual-Big Cajun 2 -v5.14 | 78 | 7160 | Rate Constraint in lbs/MMBtu | FALSE | L | Annual | Allowances Banked | Thousand Tons | 0 | 0 | 0 | 0 | 0 | 0 | 0 | 0
BART NOX Annual-Big Cajun 2 -v5.14 | 78 | 7160 | Rate Constraint in lbs/MMBtu | FALSE | L | Annual | Allowances Withdrawn (1:1) | Thousand Tons | 0 | 0 | 0 | 0 | 0 | 0 | 0 | 0
BART NOX Annual-Big Cajun 2 -v5.14 | 78 | 7160 | Rate Constraint in lbs/MMBtu | FALSE | L | Annual | Allowances Withdrawn (n:1) | Thousand Tons | 0 | 0 | 0 | 0 | 0 | 0 | 0 | 0
BART NOX Annual-Big Cajun 2 -v5.14 | 78 | 7160 | Rate Constraint in lbs/MMBtu | FALSE | L | Annual | Net Emissions Allowance Position | Thousand Tons | 2.2185 | 0 | 0 | 0 | 0 | 0 | 0 | 0
BART NOX Annual-Big Cajun 2 -v5.14 | 78 | 7160 | Rate Constraint in lbs/MMBtu | FALSE | L | Annual | Fuel Consumed | TBtu | 35.5499 | 0 | 0 | 0 | 0 | 0 | 0 | 0
BART NOX Annual-Big Cajun 2 -v5.14 | 78 | 7160 | Rate Constraint in lbs/MMBtu | FALSE | L | Annual | Rate | lb/MMBtu | 0.12481 | 0 | 0 | 0 | 0 | 0 | 0 | 0
BART NOX Annual-Big Cajun 2 -v5.14 | 78 | 7160 | Rate Constraint in lbs/MMBtu | FALSE | L | Annual | Generation | TWh | 3.4058 | 0 | 0 | 0 | 0 | 0 | 0 | 0
BART NOX Annual-Big Cajun 2 -v5.14 | 78 | 7160 | Rate Constraint in lbs/MMBtu | FALSE | L | Annual | Qualifying Generation | TWh | 3.4058 | 0 | 0 | 0 | 0 | 0 | 0 | 0
BART NOX Annual-Big Cajun 2 -v5.14 | 78 | 7160 | Rate Constraint in lbs/MMBtu | FALSE | L | Annual | Rate | lb/MWh | 1.3028 | 0 | 0 | 0 | 0 | 0 | 0 | 0
BART NOX Annual-Big Cajun 2 -v5.14 | 78 | 7160 | Rate Constraint in lbs/MMBtu | FALSE | L | Annual | Constraint Shadow Price | US2019$/Ton | 0 | 0 | 0 | 0 | 0 | 0 | 0 | 0
BART NOX Annual-Campbell 2 -v5.14 | 79 | 7162 | Rate Constraint in lbs/MMBtu | FALSE | L | Annual | Seasons Included | Seasons | Winter, WintShld, Summer | Winter, WintShld, Summer | Winter, WintShld, Summer | Winter, WintShld, Summer | Winter, WintShld, Summer | Winter, WintShld, Summer | Winter, WintShld, Summer | Winter, WintShld, Summer
BART NOX Annual-Campbell 2 -v5.14 | 79 | 7162 | Rate Constraint in lbs/MMBtu | FALSE | L | Annual | Standard NOX | lb/MMBtu | 0.08 | 0.08 | 0.08 | 0.08 | 0.08 | 0.08 | 0.08 | 0.08
BART NOX Annual-Campbell 2 -v5.14 | 79 | 7162 | Rate Constraint in lbs/MMBtu | FALSE | L | Annual | Emissions at Affected Plants NOX | Thousand Tons | 0.59484 | 0 | 0 | 0 | 0 | 0 | 0 | 0
BART NOX Annual-Campbell 2 -v5.14 | 79 | 7162 | Rate Constraint in lbs/MMBtu | FALSE | L | Annual | Allowances Purchased NOX | Thousand Tons | 0 | 0 | 0 | 0 | 0 | 0 | 0 | 0
BART NOX Annual-Campbell 2 -v5.14 | 79 | 7162 | Rate Constraint in lbs/MMBtu | FALSE | L | Annual | Allowances Sold NOX | Thousand Tons | 0 | 0 | 0 | 0 | 0 | 0 | 0 | 0
BART NOX Annual-Campbell 2 -v5.14 | 79 | 7162 | Rate Constraint in lbs/MMBtu | FALSE | L | Annual | Allowances Banked | Thousand Tons | 0 | 0 | 0 | 0 | 0 | 0 | 0 | 0
BART NOX Annual-Campbell 2 -v5.14 | 79 | 7162 | Rate Constraint in lbs/MMBtu | FALSE | L | Annual | Allowances Withdrawn (1:1) | Thousand Tons | 0 | 0 | 0 | 0 | 0 | 0 | 0 | 0
BART NOX Annual-Campbell 2 -v5.14 | 79 | 7162 | Rate Constraint in lbs/MMBtu | FALSE | L | Annual | Allowances Withdrawn (n:1) | Thousand Tons | 0 | 0 | 0 | 0 | 0 | 0 | 0 | 0
BART NOX Annual-Campbell 2 -v5.14 | 79 | 7162 | Rate Constraint in lbs/MMBtu | FALSE | L | Annual | Net Emissions Allowance Position | Thousand Tons | 0.59484 | 0 | 0 | 0 | 0 | 0 | 0 | 0
BART NOX Annual-Campbell 2 -v5.14 | 79 | 7162 | Rate Constraint in lbs/MMBtu | FALSE | L | Annual | Fuel Consumed | TBtu | 25.0565 | 0 | 0 | 0 | 0 | 0 | 0 | 0
BART NOX Annual-Campbell 2 -v5.14 | 79 | 7162 | Rate Constraint in lbs/MMBtu | FALSE | L | Annual | Rate | lb/MMBtu | 0.04748 | 0 | 0 | 0 | 0 | 0 | 0 | 0
BART NOX Annual-Campbell 2 -v5.14 | 79 | 7162 | Rate Constraint in lbs/MMBtu | FALSE | L | Annual | Generation | TWh | 2.4028 | 0 | 0 | 0 | 0 | 0 | 0 | 0
BART NOX Annual-Campbell 2 -v5.14 | 79 | 7162 | Rate Constraint in lbs/MMBtu | FALSE | L | Annual | Qualifying Generation | TWh | 2.4028 | 0 | 0 | 0 | 0 | 0 | 0 | 0
BART NOX Annual-Campbell 2 -v5.14 | 79 | 7162 | Rate Constraint in lbs/MMBtu | FALSE | L | Annual | Rate | lb/MWh | 0.49512 | 0 | 0 | 0 | 0 | 0 | 0 | 0
BART NOX Annual-Campbell 2 -v5.14 | 79 | 7162 | Rate Constraint in lbs/MMBtu | FALSE | L | Annual | Constraint Shadow Price | US2019$/Ton | 0 | 0 | 0 | 0 | 0 | 0 | 0 | 0
BART NOX Annual-Campbell 3 -v5.14 | 80 | 7163 | Rate Constraint in lbs/MMBtu | FALSE | L | Annual | Seasons Included | Seasons | Winter, WintShld, Summer | Winter, WintShld, Summer | Winter, WintShld, Summer | Winter, WintShld, Summer | Winter, WintShld, Summer | Winter, WintShld, Summer | Winter, WintShld, Summer | Winter, WintShld, Summer
BART NOX Annual-Campbell 3 -v5.14 | 80 | 7163 | Rate Constraint in lbs/MMBtu | FALSE | L | Annual | Standard NOX | lb/MMBtu | 0.08 | 0.08 | 0.08 | 0.08 | 0.08 | 0.08 | 0.08 | 0.08
BART NOX Annual-Campbell 3 -v5.14 | 80 | 7163 | Rate Constraint in lbs/MMBtu | FALSE | L | Annual | Emissions at Affected Plants NOX | Thousand Tons | 1.5134 | 0 | 0 | 0 | 0 | 0 | 0 | 0
BART NOX Annual-Campbell 3 -v5.14 | 80 | 7163 | Rate Constraint in lbs/MMBtu | FALSE | L | Annual | Allowances Purchased NOX | Thousand Tons | 0 | 0 | 0 | 0 | 0 | 0 | 0 | 0
BART NOX Annual-Campbell 3 -v5.14 | 80 | 7163 | Rate Constraint in lbs/MMBtu | FALSE | L | Annual | Allowances Sold NOX | Thousand Tons | 0 | 0 | 0 | 0 | 0 | 0 | 0 | 0
BART NOX Annual-Campbell 3 -v5.14 | 80 | 7163 | Rate Constraint in lbs/MMBtu | FALSE | L | Annual | Allowances Banked | Thousand Tons | 0 | 0 | 0 | 0 | 0 | 0 | 0 | 0
BART NOX Annual-Campbell 3 -v5.14 | 80 | 7163 | Rate Constraint in lbs/MMBtu | FALSE | L | Annual | Allowances Withdrawn (1:1) | Thousand Tons | 0 | 0 | 0 | 0 | 0 | 0 | 0 | 0
BART NOX Annual-Campbell 3 -v5.14 | 80 | 7163 | Rate Constraint in lbs/MMBtu | FALSE | L | Annual | Allowances Withdrawn (n:1) | Thousand Tons | 0 | 0 | 0 | 0 | 0 | 0 | 0 | 0
BART NOX Annual-Campbell 3 -v5.14 | 80 | 7163 | Rate Constraint in lbs/MMBtu | FALSE | L | Annual | Net Emissions Allowance Position | Thousand Tons | 1.5134 | 0 | 0 | 0 | 0 | 0 | 0 | 0
BART NOX Annual-Campbell 3 -v5.14 | 80 | 7163 | Rate Constraint in lbs/MMBtu | FALSE | L | Annual | Fuel Consumed | TBtu | 59.6521 | 0 | 0 | 0 | 0 | 0 | 0 | 0
BART NOX Annual-Campbell 3 -v5.14 | 80 | 7163 | Rate Constraint in lbs/MMBtu | FALSE | L | Annual | Rate | lb/MMBtu | 0.05074 | 0 | 0 | 0 | 0 | 0 | 0 | 0
BART NOX Annual-Campbell 3 -v5.14 | 80 | 7163 | Rate Constraint in lbs/MMBtu | FALSE | L | Annual | Generation | TWh | 5.8118 | 0 | 0 | 0 | 0 | 0 | 0 | 0
BART NOX Annual-Campbell 3 -v5.14 | 80 | 7163 | Rate Constraint in lbs/MMBtu | FALSE | L | Annual | Qualifying Generation | TWh | 5.8118 | 0 | 0 | 0 | 0 | 0 | 0 | 0
BART NOX Annual-Campbell 3 -v5.14 | 80 | 7163 | Rate Constraint in lbs/MMBtu | FALSE | L | Annual | Rate | lb/MWh | 0.5208 | 0 | 0 | 0 | 0 | 0 | 0 | 0
BART NOX Annual-Campbell 3 -v5.14 | 80 | 7163 | Rate Constraint in lbs/MMBtu | FALSE | L | Annual | Constraint Shadow Price | US2019$/Ton | 0 | 0 | 0 | 0 | 0 | 0 | 0 | 0
BART NOX AnnualCap- Oswego Harbor 5- v5.16 | 81 | 7191 | Rate Constraint in MTons | FALSE | L | Annual | Seasons Included | Seasons | Winter, WintShld, Summer | Winter, WintShld, Summer | Winter, WintShld, Summer | Winter, WintShld, Summer | Winter, WintShld, Summer | Winter, WintShld, Summer | Winter, WintShld, Summer | Winter, WintShld, Summer
BART NOX AnnualCap- Oswego Harbor 5- v5.16 | 81 | 7191 | Rate Constraint in MTons | FALSE | L | Annual | Standard NOX | Thousand Tons | 0.383 | 0.383 | 0.383 | 0.383 | 0.383 | 0.383 | 0.383 | 0.383
BART NOX AnnualCap- Oswego Harbor 5- v5.16 | 81 | 7191 | Rate Constraint in MTons | FALSE | L | Annual | Emissions at Affected Plants NOX | Thousand Tons | 0 | 0 | 0 | 0 | 0 | 0 | 0 | 0
BART NOX AnnualCap- Oswego Harbor 5- v5.16 | 81 | 7191 | Rate Constraint in MTons | FALSE | L | Annual | Allowances Purchased NOX | Thousand Tons | 0 | 0 | 0 | 0 | 0 | 0 | 0 | 0
BART NOX AnnualCap- Oswego Harbor 5- v5.16 | 81 | 7191 | Rate Constraint in MTons | FALSE | L | Annual | Allowances Sold NOX | Thousand Tons | 0 | 0 | 0 | 0 | 0 | 0 | 0 | 0
BART NOX AnnualCap- Oswego Harbor 5- v5.16 | 81 | 7191 | Rate Constraint in MTons | FALSE | L | Annual | Allowances Banked | Thousand Tons | 0 | 0 | 0 | 0 | 0 | 0 | 0 | 0
BART NOX AnnualCap- Oswego Harbor 5- v5.16 | 81 | 7191 | Rate Constraint in MTons | FALSE | L | Annual | Allowances Withdrawn (1:1) | Thousand Tons | 0 | 0 | 0 | 0 | 0 | 0 | 0 | 0
BART NOX AnnualCap- Oswego Harbor 5- v5.16 | 81 | 7191 | Rate Constraint in MTons | FALSE | L | Annual | Allowances Withdrawn (n:1) | Thousand Tons | 0 | 0 | 0 | 0 | 0 | 0 | 0 | 0
BART NOX AnnualCap- Oswego Harbor 5- v5.16 | 81 | 7191 | Rate Constraint in MTons | FALSE | L | Annual | Net Emissions Allowance Position | Thousand Tons | 0 | 0 | 0 | 0 | 0 | 0 | 0 | 0
BART NOX AnnualCap- Oswego Harbor 5- v5.16 | 81 | 7191 | Rate Constraint in MTons | FALSE | L | Annual | Fuel Consumed | TBtu | 0 | 0 | 0 | 0 | 0 | 0 | 0 | 0
BART NOX AnnualCap- Oswego Harbor 5- v5.16 | 81 | 7191 | Rate Constraint in MTons | FALSE | L | Annual | Rate | lb/MMBtu | 0 | 0 | 0 | 0 | 0 | 0 | 0 | 0
BART NOX AnnualCap- Oswego Harbor 5- v5.16 | 81 | 7191 | Rate Constraint in MTons | FALSE | L | Annual | Generation | TWh | 0 | 0 | 0 | 0 | 0 | 0 | 0 | 0
BART NOX AnnualCap- Oswego Harbor 5- v5.16 | 81 | 7191 | Rate Constraint in MTons | FALSE | L | Annual | Qualifying Generation | TWh | 0 | 0 | 0 | 0 | 0 | 0 | 0 | 0
BART NOX AnnualCap- Oswego Harbor 5- v5.16 | 81 | 7191 | Rate Constraint in MTons | FALSE | L | Annual | Rate | lb/MWh | 0 | 0 | 0 | 0 | 0 | 0 | 0 | 0
BART NOX AnnualCap- Oswego Harbor 5- v5.16 | 81 | 7191 | Rate Constraint in MTons | FALSE | L | Annual | Constraint Shadow Price | US2019$/Ton | 0 | 0 | 0 | 0 | 0 | 0 | 0 | 0
BART NOX AnnualCap- Oswego Harbor 6- v5.16 | 82 | 7192 | Rate Constraint in MTons | FALSE | L | Annual | Seasons Included | Seasons | Winter, WintShld, Summer | Winter, WintShld, Summer | Winter, WintShld, Summer | Winter, WintShld, Summer | Winter, WintShld, Summer | Winter, WintShld, Summer | Winter, WintShld, Summer | Winter, WintShld, Summer
BART NOX AnnualCap- Oswego Harbor 6- v5.16 | 82 | 7192 | Rate Constraint in MTons | FALSE | L | Annual | Standard NOX | Thousand Tons | 0.665 | 0.665 | 0.665 | 0.665 | 0.665 | 0.665 | 0.665 | 0.665
BART NOX AnnualCap- Oswego Harbor 6- v5.16 | 82 | 7192 | Rate Constraint in MTons | FALSE | L | Annual | Emissions at Affected Plants NOX | Thousand Tons | 0 | 0 | 0 | 0 | 0 | 0 | 0 | 0
BART NOX AnnualCap- Oswego Harbor 6- v5.16 | 82 | 7192 | Rate Constraint in MTons | FALSE | L | Annual | Allowances Purchased NOX | Thousand Tons | 0 | 0 | 0 | 0 | 0 | 0 | 0 | 0
BART NOX AnnualCap- Oswego Harbor 6- v5.16 | 82 | 7192 | Rate Constraint in MTons | FALSE | L | Annual | Allowances Sold NOX | Thousand Tons | 0 | 0 | 0 | 0 | 0 | 0 | 0 | 0
BART NOX AnnualCap- Oswego Harbor 6- v5.16 | 82 | 7192 | Rate Constraint in MTons | FALSE | L | Annual | Allowances Banked | Thousand Tons | 0 | 0 | 0 | 0 | 0 | 0 | 0 | 0
BART NOX AnnualCap- Oswego Harbor 6- v5.16 | 82 | 7192 | Rate Constraint in MTons | FALSE | L | Annual | Allowances Withdrawn (1:1) | Thousand Tons | 0 | 0 | 0 | 0 | 0 | 0 | 0 | 0
BART NOX AnnualCap- Oswego Harbor 6- v5.16 | 82 | 7192 | Rate Constraint in MTons | FALSE | L | Annual | Allowances Withdrawn (n:1) | Thousand Tons | 0 | 0 | 0 | 0 | 0 | 0 | 0 | 0
BART NOX AnnualCap- Oswego Harbor 6- v5.16 | 82 | 7192 | Rate Constraint in MTons | FALSE | L | Annual | Net Emissions Allowance Position | Thousand Tons | 0 | 0 | 0 | 0 | 0 | 0 | 0 | 0
BART NOX AnnualCap- Oswego Harbor 6- v5.16 | 82 | 7192 | Rate Constraint in MTons | FALSE | L | Annual | Fuel Consumed | TBtu | 0 | 0 | 0 | 0 | 0 | 0 | 0 | 0
BART NOX AnnualCap- Oswego Harbor 6- v5.16 | 82 | 7192 | Rate Constraint in MTons | FALSE | L | Annual | Rate | lb/MMBtu | 0 | 0 | 0 | 0 | 0 | 0 | 0 | 0
BART NOX AnnualCap- Oswego Harbor 6- v5.16 | 82 | 7192 | Rate Constraint in MTons | FALSE | L | Annual | Generation | TWh | 0 | 0 | 0 | 0 | 0 | 0 | 0 | 0
BART NOX AnnualCap- Oswego Harbor 6- v5.16 | 82 | 7192 | Rate Constraint in MTons | FALSE | L | Annual | Qualifying Generation | TWh | 0 | 0 | 0 | 0 | 0 | 0 | 0 | 0
BART NOX AnnualCap- Oswego Harbor 6- v5.16 | 82 | 7192 | Rate Constraint in MTons | FALSE | L | Annual | Rate | lb/MWh | 0 | 0 | 0 | 0 | 0 | 0 | 0 | 0
BART NOX AnnualCap- Oswego Harbor 6- v5.16 | 82 | 7192 | Rate Constraint in MTons | FALSE | L | Annual | Constraint Shadow Price | US2019$/Ton | 0 | 0 | 0 | 0 | 0 | 0 | 0 | 0
BART NOX Annual-Cherokee 4 -v5.13 | 83 | 7140 | Rate Constraint in lbs/MMBtu | FALSE | L | Annual | Seasons Included | Seasons | Winter, WintShld, Summer | Winter, WintShld, Summer | Winter, WintShld, Summer | Winter, WintShld, Summer | Winter, WintShld, Summer | Winter, WintShld, Summer | Winter, WintShld, Summer | Winter, WintShld, Summer
BART NOX Annual-Cherokee 4 -v5.13 | 83 | 7140 | Rate Constraint in lbs/MMBtu | FALSE | L | Annual | Standard NOX | lb/MMBtu | 0.12 | 0.12 | 0.12 | 0.12 | 0.12 | 0.12 | 0.12 | 0.12
BART NOX Annual-Cherokee 4 -v5.13 | 83 | 7140 | Rate Constraint in lbs/MMBtu | FALSE | L | Annual | Emissions at Affected Plants NOX | Thousand Tons | 0 | 0 | 0 | 0 | 0 | 0 | 0 | 0
BART NOX Annual-Cherokee 4 -v5.13 | 83 | 7140 | Rate Constraint in lbs/MMBtu | FALSE | L | Annual | Allowances Purchased NOX | Thousand Tons | 0 | 0 | 0 | 0 | 0 | 0 | 0 | 0
BART NOX Annual-Cherokee 4 -v5.13 | 83 | 7140 | Rate Constraint in lbs/MMBtu | FALSE | L | Annual | Allowances Sold NOX | Thousand Tons | 0 | 0 | 0 | 0 | 0 | 0 | 0 | 0
BART NOX Annual-Cherokee 4 -v5.13 | 83 | 7140 | Rate Constraint in lbs/MMBtu | FALSE | L | Annual | Allowances Banked | Thousand Tons | 0 | 0 | 0 | 0 | 0 | 0 | 0 | 0
BART NOX Annual-Cherokee 4 -v5.13 | 83 | 7140 | Rate Constraint in lbs/MMBtu | FALSE | L | Annual | Allowances Withdrawn (1:1) | Thousand Tons | 0 | 0 | 0 | 0 | 0 | 0 | 0 | 0
BART NOX Annual-Cherokee 4 -v5.13 | 83 | 7140 | Rate Constraint in lbs/MMBtu | FALSE | L | Annual | Allowances Withdrawn (n:1) | Thousand Tons | 0 | 0 | 0 | 0 | 0 | 0 | 0 | 0
BART NOX Annual-Cherokee 4 -v5.13 | 83 | 7140 | Rate Constraint in lbs/MMBtu | FALSE | L | Annual | Net Emissions Allowance Position | Thousand Tons | 0 | 0 | 0 | 0 | 0 | 0 | 0 | 0
BART NOX Annual-Cherokee 4 -v5.13 | 83 | 7140 | Rate Constraint in lbs/MMBtu | FALSE | L | Annual | Fuel Consumed | TBtu | 0 | 0 | 0 | 0 | 0 | 0 | 0 | 0
BART NOX Annual-Cherokee 4 -v5.13 | 83 | 7140 | Rate Constraint in lbs/MMBtu | FALSE | L | Annual | Rate | lb/MMBtu | 0 | 0 | 0 | 0 | 0 | 0 | 0 | 0
BART NOX Annual-Cherokee 4 -v5.13 | 83 | 7140 | Rate Constraint in lbs/MMBtu | FALSE | L | Annual | Generation | TWh | 0 | 0 | 0 | 0 | 0 | 0 | 0 | 0
BART NOX Annual-Cherokee 4 -v5.13 | 83 | 7140 | Rate Constraint in lbs/MMBtu | FALSE | L | Annual | Qualifying Generation | TWh | 0 | 0 | 0 | 0 | 0 | 0 | 0 | 0
BART NOX Annual-Cherokee 4 -v5.13 | 83 | 7140 | Rate Constraint in lbs/MMBtu | FALSE | L | Annual | Rate | lb/MWh | 0 | 0 | 0 | 0 | 0 | 0 | 0 | 0
BART NOX Annual-Cherokee 4 -v5.13 | 83 | 7140 | Rate Constraint in lbs/MMBtu | FALSE | L | Annual | Constraint Shadow Price | US2019$/Ton | 0 | 0 | 0 | 0 | 0 | 0 | 0 | 0
BART NOX Annual-Cholla 3 -v6.17 | 84 | 7141 | Rate Constraint in lbs/MMBtu | FALSE | L | Annual | Seasons Included | Seasons | Winter, WintShld, Summer | Winter, WintShld, Summer | Winter, WintShld, Summer | Winter, WintShld, Summer | Winter, WintShld, Summer | Winter, WintShld, Summer | Winter, WintShld, Summer | Winter, WintShld, Summer
BART NOX Annual-Cholla 3 -v6.17 | 84 | 7141 | Rate Constraint in lbs/MMBtu | FALSE | L | Annual | Standard NOX | lb/MMBtu | 0.22 | 0.22 | 0.08 | 0.08 | 0.08 | 0.08 | 0.08 | 0.08
BART NOX Annual-Cholla 3 -v6.17 | 84 | 7141 | Rate Constraint in lbs/MMBtu | FALSE | L | Annual | Emissions at Affected Plants NOX | Thousand Tons | 1.9292 | 0 | 0 | 0 | 0 | 0 | 0 | 0
BART NOX Annual-Cholla 3 -v6.17 | 84 | 7141 | Rate Constraint in lbs/MMBtu | FALSE | L | Annual | Allowances Purchased NOX | Thousand Tons | 0 | 0 | 0 | 0 | 0 | 0 | 0 | 0
BART NOX Annual-Cholla 3 -v6.17 | 84 | 7141 | Rate Constraint in lbs/MMBtu | FALSE | L | Annual | Allowances Sold NOX | Thousand Tons | 0 | 0 | 0 | 0 | 0 | 0 | 0 | 0
BART NOX Annual-Cholla 3 -v6.17 | 84 | 7141 | Rate Constraint in lbs/MMBtu | FALSE | L | Annual | Allowances Banked | Thousand Tons | 0 | 0 | 0 | 0 | 0 | 0 | 0 | 0
BART NOX Annual-Cholla 3 -v6.17 | 84 | 7141 | Rate Constraint in lbs/MMBtu | FALSE | L | Annual | Allowances Withdrawn (1:1) | Thousand Tons | 0 | 0 | 0 | 0 | 0 | 0 | 0 | 0
BART NOX Annual-Cholla 3 -v6.17 | 84 | 7141 | Rate Constraint in lbs/MMBtu | FALSE | L | Annual | Allowances Withdrawn (n:1) | Thousand Tons | 0 | 0 | 0 | 0 | 0 | 0 | 0 | 0
BART NOX Annual-Cholla 3 -v6.17 | 84 | 7141 | Rate Constraint in lbs/MMBtu | FALSE | L | Annual | Net Emissions Allowance Position | Thousand Tons | 1.9292 | 0 | 0 | 0 | 0 | 0 | 0 | 0
BART NOX Annual-Cholla 3 -v6.17 | 84 | 7141 | Rate Constraint in lbs/MMBtu | FALSE | L | Annual | Fuel Consumed | TBtu | 20.2353 | 0 | 0 | 0 | 0 | 0 | 0 | 0
BART NOX Annual-Cholla 3 -v6.17 | 84 | 7141 | Rate Constraint in lbs/MMBtu | FALSE | L | Annual | Rate | lb/MMBtu | 0.19068 | 0 | 0 | 0 | 0 | 0 | 0 | 0
BART NOX Annual-Cholla 3 -v6.17 | 84 | 7141 | Rate Constraint in lbs/MMBtu | FALSE | L | Annual | Generation | TWh | 1.8351 | 0 | 0 | 0 | 0 | 0 | 0 | 0
BART NOX Annual-Cholla 3 -v6.17 | 84 | 7141 | Rate Constraint in lbs/MMBtu | FALSE | L | Annual | Qualifying Generation | TWh | 1.8351 | 0 | 0 | 0 | 0 | 0 | 0 | 0
BART NOX Annual-Cholla 3 -v6.17 | 84 | 7141 | Rate Constraint in lbs/MMBtu | FALSE | L | Annual | Rate | lb/MWh | 2.1026 | 0 | 0 | 0 | 0 | 0 | 0 | 0
BART NOX Annual-Cholla 3 -v6.17 | 84 | 7141 | Rate Constraint in lbs/MMBtu | FALSE | L | Annual | Constraint Shadow Price | US2019$/Ton | 0 | 0 | 0 | 0 | 0 | 0 | 0 | 0
BART NOX Annual-Cholla 4 -v6.17 | 85 | 7142 | Rate Constraint in lbs/MMBtu | FALSE | L | Annual | Seasons Included | Seasons | Winter, WintShld, Summer | Winter, WintShld, Summer | Winter, WintShld, Summer | Winter, WintShld, Summer | Winter, WintShld, Summer | Winter, WintShld, Summer | Winter, WintShld, Summer | Winter, WintShld, Summer
BART NOX Annual-Cholla 4 -v6.17 | 85 | 7142 | Rate Constraint in lbs/MMBtu | FALSE | L | Annual | Standard NOX | lb/MMBtu | 0.22 | 0.22 | 0.08 | 0.08 | 0.08 | 0.08 | 0.08 | 0.08
BART NOX Annual-Cholla 4 -v6.17 | 85 | 7142 | Rate Constraint in lbs/MMBtu | FALSE | L | Annual | Emissions at Affected Plants NOX | Thousand Tons | 0 | 0 | 0 | 0 | 0 | 0 | 0 | 0
BART NOX Annual-Cholla 4 -v6.17 | 85 | 7142 | Rate Constraint in lbs/MMBtu | FALSE | L | Annual | Allowances Purchased NOX | Thousand Tons | 0 | 0 | 0 | 0 | 0 | 0 | 0 | 0
BART NOX Annual-Cholla 4 -v6.17 | 85 | 7142 | Rate Constraint in lbs/MMBtu | FALSE | L | Annual | Allowances Sold NOX | Thousand Tons | 0 | 0 | 0 | 0 | 0 | 0 | 0 | 0
BART NOX Annual-Cholla 4 -v6.17 | 85 | 7142 | Rate Constraint in lbs/MMBtu | FALSE | L | Annual | Allowances Banked | Thousand Tons | 0 | 0 | 0 | 0 | 0 | 0 | 0 | 0
BART NOX Annual-Cholla 4 -v6.17 | 85 | 7142 | Rate Constraint in lbs/MMBtu | FALSE | L | Annual | Allowances Withdrawn (1:1) | Thousand Tons | 0 | 0 | 0 | 0 | 0 | 0 | 0 | 0
BART NOX Annual-Cholla 4 -v6.17 | 85 | 7142 | Rate Constraint in lbs/MMBtu | FALSE | L | Annual | Allowances Withdrawn (n:1) | Thousand Tons | 0 | 0 | 0 | 0 | 0 | 0 | 0 | 0
BART NOX Annual-Cholla 4 -v6.17 | 85 | 7142 | Rate Constraint in lbs/MMBtu | FALSE | L | Annual | Net Emissions Allowance Position | Thousand Tons | 0 | 0 | 0 | 0 | 0 | 0 | 0 | 0
BART NOX Annual-Cholla 4 -v6.17 | 85 | 7142 | Rate Constraint in lbs/MMBtu | FALSE | L | Annual | Fuel Consumed | TBtu | 0 | 0 | 0 | 0 | 0 | 0 | 0 | 0
BART NOX Annual-Cholla 4 -v6.17 | 85 | 7142 | Rate Constraint in lbs/MMBtu | FALSE | L | Annual | Rate | lb/MMBtu | 0 | 0 | 0 | 0 | 0 | 0 | 0 | 0
BART NOX Annual-Cholla 4 -v6.17 | 85 | 7142 | Rate Constraint in lbs/MMBtu | FALSE | L | Annual | Generation | TWh | 0 | 0 | 0 | 0 | 0 | 0 | 0 | 0
BART NOX Annual-Cholla 4 -v6.17 | 85 | 7142 | Rate Constraint in lbs/MMBtu | FALSE | L | Annual | Qualifying Generation | TWh | 0 | 0 | 0 | 0 | 0 | 0 | 0 | 0
BART NOX Annual-Cholla 4 -v6.17 | 85 | 7142 | Rate Constraint in lbs/MMBtu | FALSE | L | Annual | Rate | lb/MWh | 0 | 0 | 0 | 0 | 0 | 0 | 0 | 0
BART NOX Annual-Cholla 4 -v6.17 | 85 | 7142 | Rate Constraint in lbs/MMBtu | FALSE | L | Annual | Constraint Shadow Price | US2019$/Ton | 0 | 0 | 0 | 0 | 0 | 0 | 0 | 0
BART NOX Annual-Comanche 2 -v5.13 | 86 | 7127 | Rate Constraint in lbs/MMBtu | FALSE | L | Annual | Seasons Included | Seasons | Winter, WintShld, Summer | Winter, WintShld, Summer | Winter, WintShld, Summer | Winter, WintShld, Summer | Winter, WintShld, Summer | Winter, WintShld, Summer | Winter, WintShld, Summer | Winter, WintShld, Summer
BART NOX Annual-Comanche 2 -v5.13 | 86 | 7127 | Rate Constraint in lbs/MMBtu | FALSE | L | Annual | Standard NOX | lb/MMBtu | 0.2 | 0.2 | 0.2 | 0.2 | 0.2 | 0.2 | 0.2 | 0.2
BART NOX Annual-Comanche 2 -v5.13 | 86 | 7127 | Rate Constraint in lbs/MMBtu | FALSE | L | Annual | Emissions at Affected Plants NOX | Thousand Tons | 1.99 | 0 | 0 | 0 | 0 | 0 | 0 | 0
BART NOX Annual-Comanche 2 -v5.13 | 86 | 7127 | Rate Constraint in lbs/MMBtu | FALSE | L | Annual | Allowances Purchased NOX | Thousand Tons | 0 | 0 | 0 | 0 | 0 | 0 | 0 | 0
BART NOX Annual-Comanche 2 -v5.13 | 86 | 7127 | Rate Constraint in lbs/MMBtu | FALSE | L | Annual | Allowances Sold NOX | Thousand Tons | 0 | 0 | 0 | 0 | 0 | 0 | 0 | 0
BART NOX Annual-Comanche 2 -v5.13 | 86 | 7127 | Rate Constraint in lbs/MMBtu | FALSE | L | Annual | Allowances Banked | Thousand Tons | 0 | 0 | 0 | 0 | 0 | 0 | 0 | 0
BART NOX Annual-Comanche 2 -v5.13 | 86 | 7127 | Rate Constraint in lbs/MMBtu | FALSE | L | Annual | Allowances Withdrawn (1:1) | Thousand Tons | 0 | 0 | 0 | 0 | 0 | 0 | 0 | 0
BART NOX Annual-Comanche 2 -v5.13 | 86 | 7127 | Rate Constraint in lbs/MMBtu | FALSE | L | Annual | Allowances Withdrawn (n:1) | Thousand Tons | 0 | 0 | 0 | 0 | 0 | 0 | 0 | 0
BART NOX Annual-Comanche 2 -v5.13 | 86 | 7127 | Rate Constraint in lbs/MMBtu | FALSE | L | Annual | Net Emissions Allowance Position | Thousand Tons | 1.99 | 0 | 0 | 0 | 0 | 0 | 0 | 0
BART NOX Annual-Comanche 2 -v5.13 | 86 | 7127 | Rate Constraint in lbs/MMBtu | FALSE | L | Annual | Fuel Consumed | TBtu | 25.0018 | 0 | 0 | 0 | 0 | 0 | 0 | 0
BART NOX Annual-Comanche 2 -v5.13 | 86 | 7127 | Rate Constraint in lbs/MMBtu | FALSE | L | Annual | Rate | lb/MMBtu | 0.15919 | 0 | 0 | 0 | 0 | 0 | 0 | 0
BART NOX Annual-Comanche 2 -v5.13 | 86 | 7127 | Rate Constraint in lbs/MMBtu | FALSE | L | Annual | Generation | TWh | 2.3131 | 0 | 0 | 0 | 0 | 0 | 0 | 0
BART NOX Annual-Comanche 2 -v5.13 | 86 | 7127 | Rate Constraint in lbs/MMBtu | FALSE | L | Annual | Qualifying Generation | TWh | 2.3131 | 0 | 0 | 0 | 0 | 0 | 0 | 0
BART NOX Annual-Comanche 2 -v5.13 | 86 | 7127 | Rate Constraint in lbs/MMBtu | FALSE | L | Annual | Rate | lb/MWh | 1.7207 | 0 | 0 | 0 | 0 | 0 | 0 | 0
BART NOX Annual-Comanche 2 -v5.13 | 86 | 7127 | Rate Constraint in lbs/MMBtu | FALSE | L | Annual | Constraint Shadow Price | US2019$/Ton | 0 | 0 | 0 | 0 | 0 | 0 | 0 | 0
BART NOX Annual-Craig C2 -v5.13 | 88 | 7128 | Rate Constraint in lbs/MMBtu | FALSE | L | Annual | Seasons Included | Seasons | Winter, WintShld, Summer | Winter, WintShld, Summer | Winter, WintShld, Summer | Winter, WintShld, Summer | Winter, WintShld, Summer | Winter, WintShld, Summer | Winter, WintShld, Summer | Winter, WintShld, Summer
BART NOX Annual-Craig C2 -v5.13 | 88 | 7128 | Rate Constraint in lbs/MMBtu | FALSE | L | Annual | Standard NOX | lb/MMBtu | 0.08 | 0.08 | 0.08 | 0.08 | 0.08 | 0.08 | 0.08 | 0.08
BART NOX Annual-Craig C2 -v5.13 | 88 | 7128 | Rate Constraint in lbs/MMBtu | FALSE | L | Annual | Emissions at Affected Plants NOX | Thousand Tons | 0.91498 | 0.91498 | 0.022317 | 0.022317 | 0.022317 | 0.022317 | 0.019461 | 0.015167
BART NOX Annual-Craig C2 -v5.13 | 88 | 7128 | Rate Constraint in lbs/MMBtu | FALSE | L | Annual | Allowances Purchased NOX | Thousand Tons | 0 | 0 | 0 | 0 | 0 | 0 | 0 | 0
BART NOX Annual-Craig C2 -v5.13 | 88 | 7128 | Rate Constraint in lbs/MMBtu | FALSE | L | Annual | Allowances Sold NOX | Thousand Tons | 0 | 0 | 0 | 0 | 0 | 0 | 0 | 0
BART NOX Annual-Craig C2 -v5.13 | 88 | 7128 | Rate Constraint in lbs/MMBtu | FALSE | L | Annual | Allowances Banked | Thousand Tons | 0 | 0 | 0 | 0 | 0 | 0 | 0 | 0
BART NOX Annual-Craig C2 -v5.13 | 88 | 7128 | Rate Constraint in lbs/MMBtu | FALSE | L | Annual | Allowances Withdrawn (1:1) | Thousand Tons | 0 | 0 | 0 | 0 | 0 | 0 | 0 | 0
BART NOX Annual-Craig C2 -v5.13 | 88 | 7128 | Rate Constraint in lbs/MMBtu | FALSE | L | Annual | Allowances Withdrawn (n:1) | Thousand Tons | 0 | 0 | 0 | 0 | 0 | 0 | 0 | 0
BART NOX Annual-Craig C2 -v5.13 | 88 | 7128 | Rate Constraint in lbs/MMBtu | FALSE | L | Annual | Net Emissions Allowance Position | Thousand Tons | 0.91498 | 0.91498 | 0.022317 | 0.022317 | 0.022317 | 0.022317 | 0.019461 | 0.015167
BART NOX Annual-Craig C2 -v5.13 | 88 | 7128 | Rate Constraint in lbs/MMBtu | FALSE | L | Annual | Fuel Consumed | TBtu | 29.1024 | 29.1024 | 0.70982 | 0.70982 | 0.70982 | 0.70982 | 0.619 | 0.48241
BART NOX Annual-Craig C2 -v5.13 | 88 | 7128 | Rate Constraint in lbs/MMBtu | FALSE | L | Annual | Rate | lb/MMBtu | 0.06288 | 0.06288 | 0.06288 | 0.06288 | 0.06288 | 0.06288 | 0.06288 | 0.06288
BART NOX Annual-Craig C2 -v5.13 | 88 | 7128 | Rate Constraint in lbs/MMBtu | FALSE | L | Annual | Generation | TWh | 2.842 | 2.842 | 0.069318 | 0.042613 | 0.042613 | 0.042613 | 0.037161 | 0.028961
BART NOX Annual-Craig C2 -v5.13 | 88 | 7128 | Rate Constraint in lbs/MMBtu | FALSE | L | Annual | Qualifying Generation | TWh | 2.842 | 2.842 | 0.069318 | 0.042613 | 0.042613 | 0.042613 | 0.037161 | 0.028961
BART NOX Annual-Craig C2 -v5.13 | 88 | 7128 | Rate Constraint in lbs/MMBtu | FALSE | L | Annual | Rate | lb/MWh | 0.64389 | 0.64389 | 0.64389 | 1.0474 | 1.0474 | 1.0474 | 1.0474 | 1.0474
BART NOX Annual-Craig C2 -v5.13 | 88 | 7128 | Rate Constraint in lbs/MMBtu | FALSE | L | Annual | Constraint Shadow Price | US2019$/Ton | 0 | 0 | 0 | 0 | 0 | 0 | 0 | 0
BART NOX Annual-Dave Johnston 4 -v5.14 | 89 | 7164 | Rate Constraint in lbs/MMBtu | FALSE | L | Annual | Seasons Included | Seasons | Winter, WintShld, Summer | Winter, WintShld, Summer | Winter, WintShld, Summer | Winter, WintShld, Summer | Winter, WintShld, Summer | Winter, WintShld, Summer | Winter, WintShld, Summer | Winter, WintShld, Summer
BART NOX Annual-Dave Johnston 4 -v5.14 | 89 | 7164 | Rate Constraint in lbs/MMBtu | FALSE | L | Annual | Standard NOX | lb/MMBtu | 0.15 | 0.15 | 0.15 | 0.15 | 0.15 | 0.15 | 0.15 | 0.15
BART NOX Annual-Dave Johnston 4 -v5.14 | 89 | 7164 | Rate Constraint in lbs/MMBtu | FALSE | L | Annual | Emissions at Affected Plants NOX | Thousand Tons | 1.7209 | 1.7209 | 0 | 0 | 0 | 0 | 0 | 0
BART NOX Annual-Dave Johnston 4 -v5.14 | 89 | 7164 | Rate Constraint in lbs/MMBtu | FALSE | L | Annual | Allowances Purchased NOX | Thousand Tons | 0 | 0 | 0 | 0 | 0 | 0 | 0 | 0
BART NOX Annual-Dave Johnston 4 -v5.14 | 89 | 7164 | Rate Constraint in lbs/MMBtu | FALSE | L | Annual | Allowances Sold NOX | Thousand Tons | 0 | 0 | 0 | 0 | 0 | 0 | 0 | 0
BART NOX Annual-Dave Johnston 4 -v5.14 | 89 | 7164 | Rate Constraint in lbs/MMBtu | FALSE | L | Annual | Allowances Banked | Thousand Tons | 0 | 0 | 0 | 0 | 0 | 0 | 0 | 0
BART NOX Annual-Dave Johnston 4 -v5.14 | 89 | 7164 | Rate Constraint in lbs/MMBtu | FALSE | L | Annual | Allowances Withdrawn (1:1) | Thousand Tons | 0 | 0 | 0 | 0 | 0 | 0 | 0 | 0
BART NOX Annual-Dave Johnston 4 -v5.14 | 89 | 7164 | Rate Constraint in lbs/MMBtu | FALSE | L | Annual | Allowances Withdrawn (n:1) | Thousand Tons | 0 | 0 | 0 | 0 | 0 | 0 | 0 | 0
BART NOX Annual-Dave Johnston 4 -v5.14 | 89 | 7164 | Rate Constraint in lbs/MMBtu | FALSE | L | Annual | Net Emissions Allowance Position | Thousand Tons | 1.7209 | 1.7209 | 0 | 0 | 0 | 0 | 0 | 0
BART NOX Annual-Dave Johnston 4 -v5.14 | 89 | 7164 | Rate Constraint in lbs/MMBtu | FALSE | L | Annual | Fuel Consumed | TBtu | 25.8408 | 25.8408 | 0 | 0 | 0 | 0 | 0 | 0
BART NOX Annual-Dave Johnston 4 -v5.14 | 89 | 7164 | Rate Constraint in lbs/MMBtu | FALSE | L | Annual | Rate | lb/MMBtu | 0.13319 | 0.13319 | 0 | 0 | 0 | 0 | 0 | 0
BART NOX Annual-Dave Johnston 4 -v5.14 | 89 | 7164 | Rate Constraint in lbs/MMBtu | FALSE | L | Annual | Generation | TWh | 2.2785 | 2.2785 | 0 | 0 | 0 | 0 | 0 | 0
BART NOX Annual-Dave Johnston 4 -v5.14 | 89 | 7164 | Rate Constraint in lbs/MMBtu | FALSE | L | Annual | Qualifying Generation | TWh | 2.2785 | 2.2785 | 0 | 0 | 0 | 0 | 0 | 0
BART NOX Annual-Dave Johnston 4 -v5.14 | 89 | 7164 | Rate Constraint in lbs/MMBtu | FALSE | L | Annual | Rate | lb/MWh | 1.5105 | 1.5105 | 0 | 0 | 0 | 0 | 0 | 0
BART NOX Annual-Dave Johnston 4 -v5.14 | 89 | 7164 | Rate Constraint in lbs/MMBtu | FALSE | L | Annual | Constraint Shadow Price | US2019$/Ton | 0 | 0 | 0 | 0 | 0 | 0 | 0 | 0
BART NOX Annual-Four Corners 4 -v5.14 | 90 | 7129 | Rate Constraint in lbs/MMBtu | FALSE | L | Annual | Seasons Included | Seasons | Winter, WintShld, Summer | Winter, WintShld, Summer | Winter, WintShld, Summer | Winter, WintShld, Summer | Winter, WintShld, Summer | Winter, WintShld, Summer | Winter, WintShld, Summer | Winter, WintShld, Summer
BART NOX Annual-Four Corners 4 -v5.14 | 90 | 7129 | Rate Constraint in lbs/MMBtu | FALSE | L | Annual | Standard NOX | lb/MMBtu | 0.098 | 0.098 | 0.098 | 0.098 | 0.098 | 0.098 | 0.098 | 0.098
BART NOX Annual-Four Corners 4 -v5.14 | 90 | 7129 | Rate Constraint in lbs/MMBtu | FALSE | L | Annual | Emissions at Affected Plants NOX | Thousand Tons | 1.385 | 1.0539 | 1.0539 | 1.0539 | 0.020115 | 0.020115 | 0.013022 | 0.013022
BART NOX Annual-Four Corners 4 -v5.14 | 90 | 7129 | Rate Constraint in lbs/MMBtu | FALSE | L | Annual | Allowances Purchased NOX | Thousand Tons | 0 | 0 | 0 | 0 | 0 | 0 | 0 | 0
BART NOX Annual-Four Corners 4 -v5.14 | 90 | 7129 | Rate Constraint in lbs/MMBtu | FALSE | L | Annual | Allowances Sold NOX | Thousand Tons | 0 | 0 | 0 | 0 | 0 | 0 | 0 | 0
BART NOX Annual-Four Corners 4 -v5.14 | 90 | 7129 | Rate Constraint in lbs/MMBtu | FALSE | L | Annual | Allowances Banked | Thousand Tons | 0 | 0 | 0 | 0 | 0 | 0 | 0 | 0
BART NOX Annual-Four Corners 4 -v5.14 | 90 | 7129 | Rate Constraint in lbs/MMBtu | FALSE | L | Annual | Allowances Withdrawn (1:1) | Thousand Tons | 0 | 0 | 0 | 0 | 0 | 0 | 0 | 0
BART NOX Annual-Four Corners 4 -v5.14 | 90 | 7129 | Rate Constraint in lbs/MMBtu | FALSE | L | Annual | Allowances Withdrawn (n:1) | Thousand Tons | 0 | 0 | 0 | 0 | 0 | 0 | 0 | 0
BART NOX Annual-Four Corners 4 -v5.14 | 90 | 7129 | Rate Constraint in lbs/MMBtu | FALSE | L | Annual | Net Emissions Allowance Position | Thousand Tons | 1.385 | 1.0539 | 1.0539 | 1.0539 | 0.020115 | 0.020115 | 0.013022 | 0.013022
BART NOX Annual-Four Corners 4 -v5.14 | 90 | 7129 | Rate Constraint in lbs/MMBtu | FALSE | L | Annual | Fuel Consumed | TBtu | 47.6025 | 36.2225 | 36.2225 | 36.2225 | 0.69134 | 0.69134 | 0.44755 | 0.44755
BART NOX Annual-Four Corners 4 -v5.14 | 90 | 7129 | Rate Constraint in lbs/MMBtu | FALSE | L | Annual | Rate | lb/MMBtu | 0.05819 | 0.05819 | 0.05819 | 0.05819 | 0.05819 | 0.05819 | 0.05819 | 0.05819
BART NOX Annual-Four Corners 4 -v5.14 | 90 | 7129 | Rate Constraint in lbs/MMBtu | FALSE | L | Annual | Generation | TWh | 4.8718 | 3.7071 | 3.7071 | 3.6933 | 0.056932 | 0.056932 | 0.036856 | 0.036856
BART NOX Annual-Four Corners 4 -v5.14 | 90 | 7129 | Rate Constraint in lbs/MMBtu | FALSE | L | Annual | Qualifying Generation | TWh | 4.8718 | 3.7071 | 3.7071 | 3.6933 | 0.056932 | 0.056932 | 0.036856 | 0.036856
BART NOX Annual-Four Corners 4 -v5.14 | 90 | 7129 | Rate Constraint in lbs/MMBtu | FALSE | L | Annual | Rate | lb/MWh | 0.56857 | 0.56857 | 0.56857 | 0.5707 | 0.70662 | 0.70662 | 0.70662 | 0.70662
BART NOX Annual-Four Corners 4 -v5.14 | 90 | 7129 | Rate Constraint in lbs/MMBtu | FALSE | L | Annual | Constraint Shadow Price | US2019$/Ton | 0 | 0 | 0 | 0 | 0 | 0 | 0 | 0
BART NOX Annual-Four Corners 5 -v5.14 | 91 | 7130 | Rate Constraint in lbs/MMBtu | FALSE | L | Annual | Seasons Included | Seasons | Winter, WintShld, Summer | Winter, WintShld, Summer | Winter, WintShld, Summer | Winter, WintShld, Summer | Winter, WintShld, Summer | Winter, WintShld, Summer | Winter, WintShld, Summer | Winter, WintShld, Summer
BART NOX Annual-Four Corners 5 -v5.14 | 91 | 7130 | Rate Constraint in lbs/MMBtu | FALSE | L | Annual | Standard NOX | lb/MMBtu | 0.098 | 0.098 | 0.098 | 0.098 | 0.098 | 0.098 | 0.098 | 0.098
BART NOX Annual-Four Corners 5 -v5.14 | 91 | 7130 | Rate Constraint in lbs/MMBtu | FALSE | L | Annual | Emissions at Affected Plants NOX | Thousand Tons | 1.6367 | 1.7183 | 1.7183 | 1.7183 | 0 | 0 | 0 | 0
BART NOX Annual-Four Corners 5 -v5.14 | 91 | 7130 | Rate Constraint in lbs/MMBtu | FALSE | L | Annual | Allowances Purchased NOX | Thousand Tons | 0 | 0 | 0 | 0 | 0 | 0 | 0 | 0
BART NOX Annual-Four Corners 5 -v5.14 | 91 | 7130 | Rate Constraint in lbs/MMBtu | FALSE | L | Annual | Allowances Sold NOX | Thousand Tons | 0 | 0 | 0 | 0 | 0 | 0 | 0 | 0
BART NOX Annual-Four Corners 5 -v5.14 | 91 | 7130 | Rate Constraint in lbs/MMBtu | FALSE | L | Annual | Allowances Banked | Thousand Tons | 0 | 0 | 0 | 0 | 0 | 0 | 0 | 0
BART NOX Annual-Four Corners 5 -v5.14 | 91 | 7130 | Rate Constraint in lbs/MMBtu | FALSE | L | Annual | Allowances Withdrawn (1:1) | Thousand Tons | 0 | 0 | 0 | 0 | 0 | 0 | 0 | 0
BART NOX Annual-Four Corners 5 -v5.14 | 91 | 7130 | Rate Constraint in lbs/MMBtu | FALSE | L | Annual | Allowances Withdrawn (n:1) | Thousand Tons | 0 | 0 | 0 | 0 | 0 | 0 | 0 | 0
BART NOX Annual-Four Corners 5 -v5.14 | 91 | 7130 | Rate Constraint in lbs/MMBtu | FALSE | L | Annual | Net Emissions Allowance Position | Thousand Tons | 1.6367 | 1.7183 | 1.7183 | 1.7183 | 0 | 0 | 0 | 0
BART NOX Annual-Four Corners 5 -v5.14 | 91 | 7130 | Rate Constraint in lbs/MMBtu | FALSE | L | Annual | Fuel Consumed | TBtu | 50.6811 | 53.2061 | 53.2061 | 53.2061 | 0 | 0 | 0 | 0
BART NOX Annual-Four Corners 5 -v5.14 | 91 | 7130 | Rate Constraint in lbs/MMBtu | FALSE | L | Annual | Rate | lb/MMBtu | 0.06459 | 0.06459 | 0.06459 | 0.06459 | 0 | 0 | 0 | 0
BART NOX Annual-Four Corners 5 -v5.14 | 91 | 7130 | Rate Constraint in lbs/MMBtu | FALSE | L | Annual | Generation | TWh | 5.1895 | 5.4481 | 5.4481 | 5.4481 | 0 | 0 | 0 | 0
BART NOX Annual-Four Corners 5 -v5.14 | 91 | 7130 | Rate Constraint in lbs/MMBtu | FALSE | L | Annual | Qualifying Generation | TWh | 5.1895 | 5.4481 | 5.4481 | 5.4481 | 0 | 0 | 0 | 0
BART NOX Annual-Four Corners 5 -v5.14 | 91 | 7130 | Rate Constraint in lbs/MMBtu | FALSE | L | Annual | Rate | lb/MWh | 0.63079 | 0.63079 | 0.63079 | 0.63079 | 0 | 0 | 0 | 0
BART NOX Annual-Four Corners 5 -v5.14 | 91 | 7130 | Rate Constraint in lbs/MMBtu | FALSE | L | Annual | Constraint Shadow Price | US2019$/Ton | 0 | 0 | 0 | 0 | 0 | 0 | 0 | 0
BART NOX Annual-Gerald Gentleman 1 -v5.14 | 92 | 7131 | Rate Constraint in lbs/MMBtu | FALSE | L | Annual | Seasons Included | Seasons | Winter, WintShld, Summer | Winter, WintShld, Summer | Winter, WintShld, Summer | Winter, WintShld, Summer | Winter, WintShld, Summer | Winter, WintShld, Summer | Winter, WintShld, Summer | Winter, WintShld, Summer
BART NOX Annual-Gerald Gentleman 1 -v5.14 | 92 | 7131 | Rate Constraint in lbs/MMBtu | FALSE | L | Annual | Standard NOX | lb/MMBtu | 0.23 | 0.23 | 0.23 | 0.23 | 0.23 | 0.23 | 0.23 | 0.23
BART NOX Annual-Gerald Gentleman 1 -v5.14 | 92 | 7131 | Rate Constraint in lbs/MMBtu | FALSE | L | Annual | Emissions at Affected Plants NOX | Thousand Tons | 4.866 | 4.866 | 4.866 | 4.866 | 3.3019 | 2.1576 | 1.2948 | 1.2542
BART NOX Annual-Gerald Gentleman 1 -v5.14 | 92 | 7131 | Rate Constraint in lbs/MMBtu | FALSE | L | Annual | Allowances Purchased NOX | Thousand Tons | 0 | 0 | 0 | 0 | 0 | 0 | 0 | 0
BART NOX Annual-Gerald Gentleman 1 -v5.14 | 92 | 7131 | Rate Constraint in lbs/MMBtu | FALSE | L | Annual | Allowances Sold NOX | Thousand Tons | 0 | 0 | 0 | 0 | 0 | 0 | 0 | 0
BART NOX Annual-Gerald Gentleman 1 -v5.14 | 92 | 7131 | Rate Constraint in lbs/MMBtu | FALSE | L | Annual | Allowances Banked | Thousand Tons | 0 | 0 | 0 | 0 | 0 | 0 | 0 | 0
BART NOX Annual-Gerald Gentleman 1 -v5.14 | 92 | 7131 | Rate Constraint in lbs/MMBtu | FALSE | L | Annual | Allowances Withdrawn (1:1) | Thousand Tons | 0 | 0 | 0 | 0 | 0 | 0 | 0 | 0
BART NOX Annual-Gerald Gentleman 1 -v5.14 | 92 | 7131 | Rate Constraint in lbs/MMBtu | FALSE | L | Annual | Allowances Withdrawn (n:1) | Thousand Tons | 0 | 0 | 0 | 0 | 0 | 0 | 0 | 0
BART NOX Annual-Gerald Gentleman 1 -v5.14 | 92 | 7131 | Rate Constraint in lbs/MMBtu | FALSE | L | Annual | Net Emissions Allowance Position | Thousand Tons | 4.866 | 4.866 | 4.866 | 4.866 | 3.3019 | 2.1576 | 1.2948 | 1.2542
BART NOX Annual-Gerald Gentleman 1 -v5.14 | 92 | 7131 | Rate Constraint in lbs/MMBtu | FALSE | L | Annual | Fuel Consumed | TBtu | 47.2447 | 47.2447 | 47.2447 | 47.2447 | 32.0588 | 20.9482 | 12.5716 | 12.1772
BART NOX Annual-Gerald Gentleman 1 -v5.14 | 92 | 7131 | Rate Constraint in lbs/MMBtu | FALSE | L | Annual | Rate | lb/MMBtu | 0.20599 | 0.20599 | 0.20599 | 0.20599 | 0.20599 | 0.20599 | 0.20599 | 0.20599
BART NOX Annual-Gerald Gentleman 1 -v5.14 | 92 | 7131 | Rate Constraint in lbs/MMBtu | FALSE | L | Annual | Generation | TWh | 4.7052 | 4.7052 | 4.7052 | 4.7052 | 3.1928 | 2.0863 | 1.252 | 1.2127
BART NOX Annual-Gerald Gentleman 1 -v5.14 | 92 | 7131 | Rate Constraint in lbs/MMBtu | FALSE | L | Annual | Qualifying Generation | TWh | 4.7052 | 4.7052 | 4.7052 | 4.7052 | 3.1928 | 2.0863 | 1.252 | 1.2127
BART NOX Annual-Gerald Gentleman 1 -v5.14 | 92 | 7131 | Rate Constraint in lbs/MMBtu | FALSE | L | Annual | Rate | lb/MWh | 2.0683 | 2.0683 | 2.0683 | 2.0683 | 2.0683 | 2.0683 | 2.0683 | 2.0683
BART NOX Annual-Gerald Gentleman 1 -v5.14 | 92 | 7131 | Rate Constraint in lbs/MMBtu | FALSE | L | Annual | Constraint Shadow Price | US2019$/Ton | 0 | 0 | 0 | 0 | 0 | 0 | 0 | 0
BART NOX Annual-Gerald Gentleman 2 -v5.14 | 93 | 7132 | Rate Constraint in lbs/MMBtu | FALSE | L | Annual | Seasons Included | Seasons | Winter, WintShld, Summer | Winter, WintShld, Summer | Winter, WintShld, Summer | Winter, WintShld, Summer | Winter, WintShld, Summer | Winter, WintShld, Summer | Winter, WintShld, Summer | Winter, WintShld, Summer
BART NOX Annual-Gerald Gentleman 2 -v5.14 | 93 | 7132 | Rate Constraint in lbs/MMBtu | FALSE | L | Annual | Standard NOX | lb/MMBtu | 0.23 | 0.23 | 0.23 | 0.23 | 0.23 | 0.23 | 0.23 | 0.23
BART NOX Annual-Gerald Gentleman 2 -v5.14 | 93 | 7132 | Rate Constraint in lbs/MMBtu | FALSE | L | Annual | Emissions at Affected Plants NOX | Thousand Tons | 3.9319 | 3.9319 | 3.9319 | 3.9319 | 2.668 | 1.6205 | 1.026 | 0.75564
BART NOX Annual-Gerald Gentleman 2 -v5.14 | 93 | 7132 | Rate Constraint in lbs/MMBtu | FALSE | L | Annual | Allowances Purchased NOX | Thousand Tons | 0 | 0 | 0 | 0 | 0 | 0 | 0 | 0
BART NOX Annual-Gerald Gentleman 2 -v5.14 | 93 | 7132 | Rate Constraint in lbs/MMBtu | FALSE | L | Annual | Allowances Sold NOX | Thousand Tons | 0 | 0 | 0 | 0 | 0 | 0 | 0 | 0
BART NOX Annual-Gerald Gentleman 2 -v5.14 | 93 | 7132 | Rate Constraint in lbs/MMBtu | FALSE | L | Annual | Allowances Banked | Thousand Tons | 0 | 0 | 0 | 0 | 0 | 0 | 0 | 0
BART NOX Annual-Gerald Gentleman 2 -v5.14 | 93 | 7132 | Rate Constraint in lbs/MMBtu | FALSE | L | Annual | Allowances Withdrawn (1:1) | Thousand Tons | 0 | 0 | 0 | 0 | 0 | 0 | 0 | 0
BART NOX Annual-Gerald Gentleman 2 -v5.14 | 93 | 7132 | Rate Constraint in lbs/MMBtu | FALSE | L | Annual | Allowances Withdrawn (n:1) | Thousand Tons | 0 | 0 | 0 | 0 | 0 | 0 | 0 | 0
BART NOX Annual-Gerald Gentleman 2 -v5.14 | 93 | 7132 | Rate Constraint in lbs/MMBtu | FALSE | L | Annual | Net Emissions Allowance Position | Thousand Tons | 3.9319 | 3.9319 | 3.9319 | 3.9319 | 2.668 | 1.6205 | 1.026 | 0.75564
BART NOX Annual-Gerald Gentleman 2 -v5.14 | 93 | 7132 | Rate Constraint in lbs/MMBtu | FALSE | L | Annual | Fuel Consumed | TBtu | 49.865 | 49.865 | 49.865 | 49.865 | 33.8368 | 20.5517 | 13.0117 | 9.5833
BART NOX Annual-Gerald Gentleman 2 -v5.14 | 93 | 7132 | Rate Constraint in lbs/MMBtu | FALSE | L | Annual | Rate | lb/MMBtu | 0.1577 | 0.1577 | 0.1577 | 0.1577 | 0.1577 | 0.1577 | 0.1577 | 0.1577
BART NOX Annual-Gerald Gentleman 2 -v5.14 | 93 | 7132 | Rate Constraint in lbs/MMBtu | FALSE | L | Annual | Generation | TWh | 4.9528 | 4.9528 | 4.9528 | 4.9528 | 3.3608 | 2.0413 | 1.2924 | 0.95185
BART NOX Annual-Gerald Gentleman 2 -v5.14 | 93 | 7132 | Rate Constraint in lbs/MMBtu | FALSE | L | Annual | Qualifying Generation | TWh | 4.9528 | 4.9528 | 4.9528 | 4.9528 | 3.3608 | 2.0413 | 1.2924 | 0.95185
BART NOX Annual-Gerald Gentleman 2 -v5.14 | 93 | 7132 | Rate Constraint in lbs/MMBtu | FALSE | L | Annual | Rate | lb/MWh | 1.5877 | 1.5877 | 1.5877 | 1.5877 | 1.5877 | 1.5877 | 1.5877 | 1.5877
BART NOX Annual-Gerald Gentleman 2 -v5.14 | 93 | 7132 | Rate Constraint in lbs/MMBtu | FALSE | L | Annual | Constraint Shadow Price | US2019$/Ton | 0 | 0 | 0 | 0 | 0 | 0 | 0 | 0
BART NOX Annual-Hayden H1 -v5.13 | 94 | 7133 | Rate Constraint in lbs/MMBtu | FALSE | L | Annual | Seasons Included | Seasons | Winter, WintShld, Summer | Winter, WintShld, Summer | Winter, WintShld, Summer | Winter, WintShld, Summer | Winter, WintShld, Summer | Winter, WintShld, Summer | Winter, WintShld, Summer | Winter, WintShld, Summer
BART NOX Annual-Hayden H1 -v5.13 | 94 | 7133 | Rate Constraint in lbs/MMBtu | FALSE | L | Annual | Standard NOX | lb/MMBtu | 0.08 | 0.08 | 0.08 | 0.08 | 0.08 | 0.08 | 0.08 | 0.08
BART NOX Annual-Hayden H1 -v5.13 | 94 | 7133 | Rate Constraint in lbs/MMBtu | FALSE | L | Annual | Emissions at Affected Plants NOX | Thousand Tons | 0.30453 | 0.11998 | 0 | 0 | 0 | 0 | 0 | 0
BART NOX Annual-Hayden H1 -v5.13 | 94 | 7133 | Rate Constraint in lbs/MMBtu | FALSE | L | Annual | Allowances Purchased NOX | Thousand Tons | 0 | 0 | 0 | 0 | 0 | 0 | 0 | 0
BART NOX Annual-Hayden H1 -v5.13 | 94 | 7133 | Rate Constraint in lbs/MMBtu | FALSE | L | Annual | Allowances Sold NOX | Thousand Tons | 0 | 0 | 0 | 0 | 0 | 0 | 0 | 0
BART NOX Annual-Hayden H1 -v5.13 | 94 | 7133 | Rate Constraint in lbs/MMBtu | FALSE | L | Annual | Allowances Banked | Thousand Tons | 0 | 0 | 0 | 0 | 0 | 0 | 0 | 0
BART NOX Annual-Hayden H1 -v5.13 | 94 | 7133 | Rate Constraint in lbs/MMBtu | FALSE | L | Annual | Allowances Withdrawn (1:1) | Thousand Tons | 0 | 0 | 0 | 0 | 0 | 0 | 0 | 0
BART NOX Annual-Hayden H1 -v5.13 | 94 | 7133 | Rate Constraint in lbs/MMBtu | FALSE | L | Annual | Allowances Withdrawn (n:1) | Thousand Tons | 0 | 0 | 0 | 0 | 0 | 0 | 0 | 0
BART NOX Annual-Hayden H1 -v5.13 | 94 | 7133 | Rate Constraint in lbs/MMBtu | FALSE | L | Annual | Net Emissions Allowance Position | Thousand Tons | 0.30453 | 0.11998 | 0 | 0 | 0 | 0 | 0 | 0
BART NOX Annual-Hayden H1 -v5.13 | 94 | 7133 | Rate Constraint in lbs/MMBtu | FALSE | L | Annual | Fuel Consumed | TBtu | 12.7391 | 5.0191 | 0 | 0 | 0 | 0 | 0 | 0
BART NOX Annual-Hayden H1 -v5.13 | 94 | 7133 | Rate Constraint in lbs/MMBtu | FALSE | L | Annual | Rate | lb/MMBtu | 0.04781 | 0.04781 | 0 | 0 | 0 | 0 | 0 | 0
BART NOX Annual-Hayden H1 -v5.13 | 94 | 7133 | Rate Constraint in lbs/MMBtu | FALSE | L | Annual | Generation | TWh | 1.1677 | 0.46004 | 0 | 0 | 0 | 0 | 0 | 0
BART NOX Annual-Hayden H1 -v5.13 | 94 | 7133 | Rate Constraint in lbs/MMBtu | FALSE | L | Annual | Qualifying Generation | TWh | 1.1677 | 0.46004 | 0 | 0 | 0 | 0 | 0 | 0
BART NOX Annual-Hayden H1 -v5.13 | 94 | 7133 | Rate Constraint in lbs/MMBtu | FALSE | L | Annual | Rate | lb/MWh | 0.52161 | 0.52161 | 0 | 0 | 0 | 0 | 0 | 0
BART NOX Annual-Hayden H1 -v5.13 | 94 | 7133 | Rate Constraint in lbs/MMBtu | FALSE | L | Annual | Constraint Shadow Price | US2019$/Ton | 0 | 0 | 0 | 0 | 0 | 0 | 0 | 0
BART NOX Annual-Hayden H2 -v5.13 | 95 | 7134 | Rate Constraint in lbs/MMBtu | FALSE | L | Annual | Seasons Included | Seasons | Winter, WintShld, Summer | Winter, WintShld, Summer | Winter, WintShld, Summer | Winter, WintShld, Summer | Winter, WintShld, Summer | Winter, WintShld, Summer | Winter, WintShld, Summer | Winter, WintShld, Summer
BART NOX Annual-Hayden H2 -v5.13 | 95 | 7134 | Rate Constraint in lbs/MMBtu | FALSE | L | Annual | Standard NOX | lb/MMBtu | 0.07 | 0.07 | 0.07 | 0.07 | 0.07 | 0.07 | 0.07 | 0.07
BART NOX Annual-Hayden H2 -v5.13 | 95 | 7134 | Rate Constraint in lbs/MMBtu | FALSE | L | Annual | Emissions at Affected Plants NOX | Thousand Tons | 0.48243 | 0 | 0 | 0 | 0 | 0 | 0 | 0
BART NOX Annual-Hayden H2 -v5.13 | 95 | 7134 | Rate Constraint in lbs/MMBtu | FALSE | L | Annual | Allowances Purchased NOX | Thousand Tons | 0 | 0 | 0 | 0 | 0 | 0 | 0 | 0
BART NOX Annual-Hayden H2 -v5.13 | 95 | 7134 | Rate Constraint in lbs/MMBtu | FALSE | L | Annual | Allowances Sold NOX | Thousand Tons | 0 | 0 | 0 | 0 | 0 | 0 | 0 | 0
BART NOX Annual-Hayden H2 -v5.13 | 95 | 7134 | Rate Constraint in lbs/MMBtu | FALSE | L | Annual | Allowances Banked | Thousand Tons | 0 | 0 | 0 | 0 | 0 | 0 | 0 | 0
BART NOX Annual-Hayden H2 -v5.13 | 95 | 7134 | Rate Constraint in lbs/MMBtu | FALSE | L | Annual | Allowances Withdrawn (1:1) | Thousand Tons | 0 | 0 | 0 | 0 | 0 | 0 | 0 | 0
BART NOX Annual-Hayden H2 -v5.13 | 95 | 7134 | Rate Constraint in lbs/MMBtu | FALSE | L | Annual | Allowances Withdrawn (n:1) | Thousand Tons | 0 | 0 | 0 | 0 | 0 | 0 | 0 | 0
BART NOX Annual-Hayden H2 -v5.13 | 95 | 7134 | Rate Constraint in lbs/MMBtu | FALSE | L | Annual | Net Emissions Allowance Position | Thousand Tons | 0.48243 | 0 | 0 | 0 | 0 | 0 | 0 | 0
BART NOX Annual-Hayden H2 -v5.13 | 95 | 7134 | Rate Constraint in lbs/MMBtu | FALSE | L | Annual | Fuel Consumed | TBtu | 18.2809 | 0 | 0 | 0 | 0 | 0 | 0 | 0
BART NOX Annual-Hayden H2 -v5.13 | 95 | 7134 | Rate Constraint in lbs/MMBtu | FALSE | L | Annual | Rate | lb/MMBtu | 0.05278 | 0 | 0 | 0 | 0 | 0 | 0 | 0
BART NOX Annual-Hayden H2 -v5.13 | 95 | 7134 | Rate Constraint in lbs/MMBtu | FALSE | L | Annual | Generation | TWh | 1.6761 | 0 | 0 | 0 | 0 | 0 | 0 | 0
BART NOX Annual-Hayden H2 -v5.13 | 95 | 7134 | Rate Constraint in lbs/MMBtu | FALSE | L | Annual | Qualifying Generation | TWh | 1.6761 | 0 | 0 | 0 | 0 | 0 | 0 | 0
BART NOX Annual-Hayden H2 -v5.13 | 95 | 7134 | Rate Constraint in lbs/MMBtu | FALSE | L | Annual | Rate | lb/MWh | 0.57567 | 0 | 0 | 0 | 0 | 0 | 0 | 0
BART NOX Annual-Hayden H2 -v5.13 | 95 | 7134 | Rate Constraint in lbs/MMBtu | FALSE | L | Annual | Constraint Shadow Price | US2019$/Ton | 0 | 0 | 0 | 0 | 0 | 0 | 0 | 0
BART NOX Annual-Jeffrey Energy Center 1 -v5.13 | 96 | 7145 | Rate Constraint in lbs/MMBtu | FALSE | L | Annual | Seasons Included | Seasons | Winter, WintShld, Summer | Winter, WintShld, Summer | Winter, WintShld, Summer | Winter, WintShld, Summer | Winter, WintShld, Summer | Winter, WintShld, Summer | Winter, WintShld, Summer | Winter, WintShld, Summer
BART NOX Annual-Jeffrey Energy Center 1 -v5.13 | 96 | 7145 | Rate Constraint in lbs/MMBtu | FALSE | L | Annual | Standard NOX | lb/MMBtu | 0.15 | 0.15 | 0.15 | 0.15 | 0.15 | 0.15 | 0.15 | 0.15
BART NOX Annual-Jeffrey Energy Center 1 -v5.13 | 96 | 7145 | Rate Constraint in lbs/MMBtu | FALSE | L | Annual | Emissions at Affected Plants NOX | Thousand Tons | 1.0302 | 0.96812 | 0.56177 | 0.5245 | 0.13989 | 0 | 0 | 0
BART NOX Annual-Jeffrey Energy Center 1 -v5.13 | 96 | 7145 | Rate Constraint in lbs/MMBtu | FALSE | L | Annual | Allowances Purchased NOX | Thousand Tons | 0 | 0 | 0 | 0 | 0 | 0 | 0 | 0
BART NOX Annual-Jeffrey Energy Center 1 -v5.13 | 96 | 7145 | Rate Constraint in lbs/MMBtu | FALSE | L | Annual | Allowances Sold NOX | Thousand Tons | 0 | 0 | 0 | 0 | 0 | 0 | 0 | 0
BART NOX Annual-Jeffrey Energy Center 1 -v5.13 | 96 | 7145 | Rate Constraint in lbs/MMBtu | FALSE | L | Annual | Allowances Banked | Thousand Tons | 0 | 0 | 0 | 0 | 0 | 0 | 0 | 0
BART NOX Annual-Jeffrey Energy Center 1 -v5.13 | 96 | 7145 | Rate Constraint in lbs/MMBtu | FALSE | L | Annual | Allowances Withdrawn (1:1) | Thousand Tons | 0 | 0 | 0 | 0 | 0 | 0 | 0 | 0
BART NOX Annual-Jeffrey Energy Center 1 -v5.13 | 96 | 7145 | Rate Constraint in lbs/MMBtu | FALSE | L | Annual | Allowances Withdrawn (n:1) | Thousand Tons | 0 | 0 | 0 | 0 | 0 | 0 | 0 | 0
BART NOX Annual-Jeffrey Energy Center 1 -v5.13 | 96 | 7145 | Rate Constraint in lbs/MMBtu | FALSE | L | Annual | Net Emissions Allowance Position | Thousand Tons | 1.0302 | 0.96812 | 0.56177 | 0.5245 | 0.13989 | 0 | 0 | 0
BART NOX Annual-Jeffrey Energy Center 1 -v5.13 | 96 | 7145 | Rate Constraint in lbs/MMBtu | FALSE | L | Annual | Fuel Consumed | TBtu | 51.6128 | 48.5031 | 28.1449 | 26.2774 | 7.0086 | 0 | 0 | 0
BART NOX Annual-Jeffrey Energy Center 1 -v5.13 | 96 | 7145 | Rate Constraint in lbs/MMBtu | FALSE | L | Annual | Rate | lb/MMBtu | 0.03992 | 0.03992 | 0.03992 | 0.03992 | 0.03992 | 0 | 0 | 0
BART NOX Annual-Jeffrey Energy Center 1 -v5.13 | 96 | 7145 | Rate Constraint in lbs/MMBtu | FALSE | L | Annual | Generation | TWh | 4.6963 | 4.4134 | 2.561 | 2.391 | 0.63773 | 0 | 0 | 0
BART NOX Annual-Jeffrey Energy Center 1 -v5.13 | 96 | 7145 | Rate Constraint in lbs/MMBtu | FALSE | L | Annual | Qualifying Generation | TWh | 4.6963 | 4.4134 | 2.561 | 2.391 | 0.63773 | 0 | 0 | 0
BART NOX Annual-Jeffrey Energy Center 1 -v5.13 | 96 | 7145 | Rate Constraint in lbs/MMBtu | FALSE | L | Annual | Rate | lb/MWh | 0.43872 | 0.43872 | 0.43872 | 0.43872 | 0.43872 | 0 | 0 | 0
BART NOX Annual-Jeffrey Energy Center 1 -v5.13 | 96 | 7145 | Rate Constraint in lbs/MMBtu | FALSE | L | Annual | Constraint Shadow Price | US2019$/Ton | 0 | 0 | 0 | 0 | 0 | 0 | 0 | 0
BART NOX Annual-Jeffrey Energy Center 2 -v5.13 | 97 | 7146 | Rate Constraint in lbs/MMBtu | FALSE | L | Annual | Seasons Included | Seasons | Winter, WintShld, Summer | Winter, WintShld, Summer | Winter, WintShld, Summer | Winter, WintShld, Summer | Winter, WintShld, Summer | Winter, WintShld, Summer | Winter, WintShld, Summer | Winter, WintShld, Summer
BART NOX Annual-Jeffrey Energy Center 2 -v5.13 | 97 | 7146 | Rate Constraint in lbs/MMBtu | FALSE | L | Annual | Standard NOX | lb/MMBtu | 0.15 | 0.15 | 0.15 | 0.15 | 0.15 | 0.15 | 0.15 | 0.15
BART NOX Annual-Jeffrey Energy Center 2 -v5.13 | 97 | 7146 | Rate Constraint in lbs/MMBtu | FALSE | L | Annual | Emissions at Affected Plants NOX | Thousand Tons | 1.6092 | 1.6092 | 1.5453 | 1.2083 | 0.4205 | 0 | 0 | 0
BART NOX Annual-Jeffrey Energy Center 2 -v5.13 | 97 | 7146 | Rate Constraint in lbs/MMBtu | FALSE | L | Annual | Allowances Purchased NOX | Thousand Tons | 0 | 0 | 0 | 0 | 0 | 0 | 0 | 0
BART NOX Annual-Jeffrey Energy Center 2 -v5.13 | 97 | 7146 | Rate Constraint in lbs/MMBtu | FALSE | L | Annual | Allowances Sold NOX | Thousand Tons | 0 | 0 | 0 | 0 | 0 | 0 | 0 | 0
BART NOX Annual-Jeffrey Energy Center 2 -v5.13 | 97 | 7146 | Rate Constraint in lbs/MMBtu | FALSE | L | Annual | Allowances Banked | Thousand Tons | 0 | 0 | 0 | 0 | 0 | 0 | 0 | 0
BART NOX Annual-Jeffrey Energy Center 2 -v5.13 | 97 | 7146 | Rate Constraint in lbs/MMBtu | FALSE | L | Annual | Allowances Withdrawn (1:1) | Thousand Tons | 0 | 0 | 0 | 0 | 0 | 0 | 0 | 0
BART NOX Annual-Jeffrey Energy Center 2 -v5.13 | 97 | 7146 | Rate Constraint in lbs/MMBtu | FALSE | L | Annual | Allowances Withdrawn (n:1) | Thousand Tons | 0 | 0 | 0 | 0 | 0 | 0 | 0 | 0
BART NOX Annual-Jeffrey Energy Center 2 -v5.13 | 97 | 7146 | Rate Constraint in lbs/MMBtu | FALSE | L | Annual | Net Emissions Allowance Position | Thousand Tons | 1.6092 | 1.6092 | 1.5453 | 1.2083 | 0.4205 | 0 | 0 | 0
BART NOX Annual-Jeffrey Energy Center 2 -v5.13 | 97 | 7146 | Rate Constraint in lbs/MMBtu | FALSE | L | Annual | Fuel Consumed | TBtu | 32.1843 | 32.1843 | 30.9051 | 24.1663 | 8.4101 | 0 | 0 | 0
BART NOX Annual-Jeffrey Energy Center 2 -v5.13 | 97 | 7146 | Rate Constraint in lbs/MMBtu | FALSE | L | Annual | Rate | lb/MMBtu | 0.1 | 0.1 | 0.1 | 0.1 | 0.1 | 0 | 0 | 0
BART NOX Annual-Jeffrey Energy Center 2 -v5.13 | 97 | 7146 | Rate Constraint in lbs/MMBtu | FALSE | L | Annual | Generation | TWh | 2.8862 | 2.8862 | 2.7715 | 2.1672 | 0.7542 | 0 | 0 | 0
BART NOX Annual-Jeffrey Energy Center 2 -v5.13 | 97 | 7146 | Rate Constraint in lbs/MMBtu | FALSE | L | Annual | Qualifying Generation | TWh | 2.8862 | 2.8862 | 2.7715 | 2.1672 | 0.7542 | 0 | 0 | 0
BART NOX Annual-Jeffrey Energy Center 2 -v5.13 | 97 | 7146 | Rate Constraint in lbs/MMBtu | FALSE | L | Annual | Rate | lb/MWh | 1.1151 | 1.1151 | 1.1151 | 1.1151 | 1.1151 | 0 | 0 | 0
BART NOX Annual-Jeffrey Energy Center 2 -v5.13 | 97 | 7146 | Rate Constraint in lbs/MMBtu | FALSE | L | Annual | Constraint Shadow Price | US2019$/Ton | 0 | 0 | 0 | 0 | 0 | 0 | 0 | 0
BART NOX Annual-Jim Bridger 1 -v5.14 | 98 | 7165 | Rate Constraint in lbs/MMBtu | FALSE | L | Annual | Seasons Included | Seasons | Winter, WintShld, Summer | Winter, WintShld, Summer | Winter, WintShld, Summer | Winter, WintShld, Summer | Winter, WintShld, Summer | Winter, WintShld, Summer | Winter, WintShld, Summer | Winter, WintShld, Summer
BART NOX Annual-Jim Bridger 1 -v5.14 | 98 | 7165 | Rate Constraint in lbs/MMBtu | FALSE | L | Annual | Standard NOX | lb/MMBtu | 0.07 | 0.07 | 0.07 | 0.07 | 0.07 | 0.07 | 0.07 | 0.07
BART NOX Annual-Jim Bridger 1 -v5.14 | 98 | 7165 | Rate Constraint in lbs/MMBtu | FALSE | L | Annual | Emissions at Affected Plants NOX | Thousand Tons | 0 | 0 | 0 | 0 | 0 | 0 | 0 | 0
BART NOX Annual-Jim Bridger 1 -v5.14 | 98 | 7165 | Rate Constraint in lbs/MMBtu | FALSE | L | Annual | Allowances Purchased NOX | Thousand Tons | 0 | 0 | 0 | 0 | 0 | 0 | 0 | 0
BART NOX Annual-Jim Bridger 1 -v5.14 | 98 | 7165 | Rate Constraint in lbs/MMBtu | FALSE | L | Annual | Allowances Sold NOX | Thousand Tons | 0 | 0 | 0 | 0 | 0 | 0 | 0 | 0
BART NOX Annual-Jim Bridger 1 -v5.14 | 98 | 7165 | Rate Constraint in lbs/MMBtu | FALSE | L | Annual | Allowances Banked | Thousand Tons | 0 | 0 | 0 | 0 | 0 | 0 | 0 | 0
BART NOX Annual-Jim Bridger 1 -v5.14 | 98 | 7165 | Rate Constraint in lbs/MMBtu | FALSE | L | Annual | Allowances Withdrawn (1:1) | Thousand Tons | 0 | 0 | 0 | 0 | 0 | 0 | 0 | 0
BART NOX Annual-Jim Bridger 1 -v5.14 | 98 | 7165 | Rate Constraint in lbs/MMBtu | FALSE | L | Annual | Allowances Withdrawn (n:1) | Thousand Tons | 0 | 0 | 0 | 0 | 0 | 0 | 0 | 0
BART NOX Annual-Jim Bridger 1 -v5.14 | 98 | 7165 | Rate Constraint in lbs/MMBtu | FALSE | L | Annual | Net Emissions Allowance Position | Thousand Tons | 0 | 0 | 0 | 0 | 0 | 0 | 0 | 0
BART NOX Annual-Jim Bridger 1 -v5.14 | 98 | 7165 | Rate Constraint in lbs/MMBtu | FALSE | L | Annual | Fuel Consumed | TBtu | 0 | 0 | 0 | 0 | 0 | 0 | 0 | 0
BART NOX Annual-Jim Bridger 1 -v5.14 | 98 | 7165 | Rate Constraint in lbs/MMBtu | FALSE | L | Annual | Rate | lb/MMBtu | 0 | 0 | 0 | 0 | 0 | 0 | 0 | 0
BART NOX Annual-Jim Bridger 1 -v5.14 | 98 | 7165 | Rate Constraint in lbs/MMBtu | FALSE | L | Annual | Generation | TWh | 0 | 0 | 0 | 0 | 0 | 0 | 0 | 0
BART NOX Annual-Jim Bridger 1 -v5.14 | 98 | 7165 | Rate Constraint in lbs/MMBtu | FALSE | L | Annual | Qualifying Generation | TWh | 0 | 0 | 0 | 0 | 0 | 0 | 0 | 0
BART NOX Annual-Jim Bridger 1 -v5.14 | 98 | 7165 | Rate Constraint in lbs/MMBtu | FALSE | L | Annual | Rate | lb/MWh | 0 | 0 | 0 | 0 | 0 | 0 | 0 | 0
BART NOX Annual-Jim Bridger 1 -v5.14 | 98 | 7165 | Rate Constraint in lbs/MMBtu | FALSE | L | Annual | Constraint Shadow Price | US2019$/Ton | 5998259.698 | 0 | 0 | 0 | 0 | 0 | 0 | 0
BART NOX Annual-Jim Bridger 2 -v5.14 | 99 | 7166 | Rate Constraint in lbs/MMBtu | FALSE | L | Annual | Seasons Included | Seasons | Winter, WintShld, Summer | Winter, WintShld, Summer | Winter, WintShld, Summer | Winter, WintShld, Summer | Winter, WintShld, Summer | Winter, WintShld, Summer | Winter, WintShld, Summer | Winter, WintShld, Summer
BART NOX Annual-Jim Bridger 2 -v5.14 | 99 | 7166 | Rate Constraint in lbs/MMBtu | FALSE | L | Annual | Standard NOX | lb/MMBtu | 0.07 | 0.07 | 0.07 | 0.07 | 0.07 | 0.07 | 0.07 | 0.07
BART NOX Annual-Jim Bridger 2 -v5.14 | 99 | 7166 | Rate Constraint in lbs/MMBtu | FALSE | L | Annual | Emissions at Affected Plants NOX | Thousand Tons | 0 | 0 | 0 | 0 | 0 | 0 | 0 | 0
BART NOX Annual-Jim Bridger 2 -v5.14 | 99 | 7166 | Rate Constraint in lbs/MMBtu | FALSE | L | Annual | Allowances Purchased NOX | Thousand Tons | 0 | 0 | 0 | 0 | 0 | 0 | 0 | 0
BART NOX Annual-Jim Bridger 2 -v5.14 | 99 | 7166 | Rate Constraint in lbs/MMBtu | FALSE | L | Annual | Allowances Sold NOX | Thousand Tons | 0 | 0 | 0 | 0 | 0 | 0 | 0 | 0
BART NOX Annual-Jim Bridger 2 -v5.14 | 99 | 7166 | Rate Constraint in lbs/MMBtu | FALSE | L | Annual | Allowances Banked | Thousand Tons | 0 | 0 | 0 | 0 | 0 | 0 | 0 | 0
BART NOX Annual-Jim Bridger 2 -v5.14 | 99 | 7166 | Rate Constraint in lbs/MMBtu | FALSE | L | Annual | Allowances Withdrawn (1:1) | Thousand Tons | 0 | 0 | 0 | 0 | 0 | 0 | 0 | 0
BART NOX Annual-Jim Bridger 2 -v5.14 | 99 | 7166 | Rate Constraint in lbs/MMBtu | FALSE | L | Annual | Allowances Withdrawn (n:1) | Thousand Tons | 0 | 0 | 0 | 0 | 0 | 0 | 0 | 0
BART NOX Annual-Jim Bridger 2 -v5.14 | 99 | 7166 | Rate Constraint in lbs/MMBtu | FALSE | L | Annual | Net Emissions Allowance Position | Thousand Tons | 0 | 0 | 0 | 0 | 0 | 0 | 0 | 0
BART NOX Annual-Jim Bridger 2 -v5.14 | 99 | 7166 | Rate Constraint in lbs/MMBtu | FALSE | L | Annual | Fuel Consumed | TBtu | 0 | 0 | 0 | 0 | 0 | 0 | 0 | 0
BART NOX Annual-Jim Bridger 2 -v5.14 | 99 | 7166 | Rate Constraint in lbs/MMBtu | FALSE | L | Annual | Rate | lb/MMBtu | 0 | 0 | 0 | 0 | 0 | 0 | 0 | 0
BART NOX Annual-Jim Bridger 2 -v5.14 | 99 | 7166 | Rate Constraint in lbs/MMBtu | FALSE | L | Annual | Generation | TWh | 0 | 0 | 0 | 0 | 0 | 0 | 0 | 0
BART NOX Annual-Jim Bridger 2 -v5.14 | 99 | 7166 | Rate Constraint in lbs/MMBtu | FALSE | L | Annual | Qualifying Generation | TWh | 0 | 0 | 0 | 0 | 0 | 0 | 0 | 0
BART NOX Annual-Jim Bridger 2 -v5.14 | 99 | 7166 | Rate Constraint in lbs/MMBtu | FALSE | L | Annual | Rate | lb/MWh | 0 | 0 | 0 | 0 | 0 | 0 | 0 | 0
BART NOX Annual-Jim Bridger 2 -v5.14 | 99 | 7166 | Rate Constraint in lbs/MMBtu | FALSE | L | Annual | Constraint Shadow Price | US2019$/Ton | 5982731.09 | 0 | 0 | 0 | 0 | 0 | 0 | 0
BART NOX Annual-Jim Bridger 3 -v5.14 | 100 | 7167 | Rate Constraint in lbs/MMBtu | FALSE | L | Annual | Seasons Included | Seasons | Winter, WintShld, Summer | Winter, WintShld, Summer | Winter, WintShld, Summer | Winter, WintShld, Summer | Winter, WintShld, Summer | Winter, WintShld, Summer | Winter, WintShld, Summer | Winter, WintShld, Summer
BART NOX Annual-Jim Bridger 3 -v5.14 | 100 | 7167 | Rate Constraint in lbs/MMBtu | FALSE | L | Annual | Standard NOX | lb/MMBtu | 0.07 | 0.07 | 0.07 | 0.07 | 0.07 | 0.07 | 0.07 | 0.07
BART NOX Annual-Jim Bridger 3 -v5.14 | 100 | 7167 | Rate Constraint in lbs/MMBtu | FALSE | L | Annual | Emissions at Affected Plants NOX | Thousand Tons | 0.97885 | 0 | 0 | 0 | 0 | 0 | 0 | 0
BART NOX Annual-Jim Bridger 3 -v5.14 | 100 | 7167 | Rate Constraint in lbs/MMBtu | FALSE | L | Annual | Allowances Purchased NOX | Thousand Tons | 0 | 0 | 0 | 0 | 0 | 0 | 0 | 0
BART NOX Annual-Jim Bridger 3 -v5.14 | 100 | 7167 | Rate Constraint in lbs/MMBtu | FALSE | L | Annual | Allowances Sold NOX | Thousand Tons | 0 | 0 | 0 | 0 | 0 | 0 | 0 | 0
BART NOX Annual-Jim Bridger 3 -v5.14 | 100 | 7167 | Rate Constraint in lbs/MMBtu | FALSE | L | Annual | Allowances Banked | Thousand Tons | 0 | 0 | 0 | 0 | 0 | 0 | 0 | 0
BART NOX Annual-Jim Bridger 3 -v5.14 | 100 | 7167 | Rate Constraint in lbs/MMBtu | FALSE | L | Annual | Allowances Withdrawn (1:1) | Thousand Tons | 0 | 0 | 0 | 0 | 0 | 0 | 0 | 0
BART NOX Annual-Jim Bridger 3 -v5.14 | 100 | 7167 | Rate Constraint in lbs/MMBtu | FALSE | L | Annual | Allowances Withdrawn (n:1) | Thousand Tons | 0 | 0 | 0 | 0 | 0 | 0 | 0 | 0
BART NOX Annual-Jim Bridger 3 -v5.14 | 100 | 7167 | Rate Constraint in lbs/MMBtu | FALSE | L | Annual | Net Emissions Allowance Position | Thousand Tons | 0.97885 | 0 | 0 | 0 | 0 | 0 | 0 | 0
BART NOX Annual-Jim Bridger 3 -v5.14 | 100 | 7167 | Rate Constraint in lbs/MMBtu | FALSE | L | Annual | Fuel Consumed | TBtu | 37.852 | 0 | 0 | 0 | 0 | 0 | 0 | 0
BART NOX Annual-Jim Bridger 3 -v5.14 | 100 | 7167 | Rate Constraint in lbs/MMBtu | FALSE | L | Annual | Rate | lb/MMBtu | 0.05172 | 0 | 0 | 0 | 0 | 0 | 0 | 0
BART NOX Annual-Jim Bridger 3 -v5.14 | 100 | 7167 | Rate Constraint in lbs/MMBtu | FALSE | L | Annual | Generation | TWh | 3.6253 | 0 | 0 | 0 | 0 | 0 | 0 | 0
BART NOX Annual-Jim Bridger 3 -v5.14 | 100 | 7167 | Rate Constraint in lbs/MMBtu | FALSE | L | Annual | Qualifying Generation | TWh | 3.6253 | 0 | 0 | 0 | 0 | 0 | 0 | 0
BART NOX Annual-Jim Bridger 3 -v5.14 | 100 | 7167 | Rate Constraint in lbs/MMBtu | FALSE | L | Annual | Rate | lb/MWh | 0.54001 | 0 | 0 | 0 | 0 | 0 | 0 | 0
BART NOX Annual-Jim Bridger 3 -v5.14 | 100 | 7167 | Rate Constraint in lbs/MMBtu | FALSE | L | Annual | Constraint Shadow Price | US2019$/Ton | 0 | 0 | 0 | 0 | 0 | 0 | 0 | 0
BART NOX Annual-Jim Bridger 4 -v5.14 | 101 | 7168 | Rate Constraint in lbs/MMBtu | FALSE | L | Annual | Seasons Included | Seasons | Winter, WintShld, Summer | Winter, WintShld, Summer | Winter, WintShld, Summer | Winter, WintShld, Summer | Winter, WintShld, Summer | Winter, WintShld, Summer | Winter, WintShld, Summer | Winter, WintShld, Summer
BART NOX Annual-Jim Bridger 4 -v5.14 | 101 | 7168 | Rate Constraint in lbs/MMBtu | FALSE | L | Annual | Standard NOX | lb/MMBtu | 0.07 | 0.07 | 0.07 | 0.07 | 0.07 | 0.07 | 0.07 | 0.07
BART NOX Annual-Jim Bridger 4 -v5.14 | 101 | 7168 | Rate Constraint in lbs/MMBtu | FALSE | L | Annual | Emissions at Affected Plants NOX | Thousand Tons | 1.0483 | 0 | 0 | 0 | 0 | 0 | 0 | 0
BART NOX Annual-Jim Bridger 4 -v5.14 | 101 | 7168 | Rate Constraint in lbs/MMBtu | FALSE | L | Annual | Allowances Purchased NOX | Thousand Tons | 0 | 0 | 0 | 0 | 0 | 0 | 0 | 0
BART NOX Annual-Jim Bridger 4 -v5.14 | 101 | 7168 | Rate Constraint in lbs/MMBtu | FALSE | L | Annual | Allowances Sold NOX | Thousand Tons | 0 | 0 | 0 | 0 | 0 | 0 | 0 | 0
BART NOX Annual-Jim Bridger 4 -v5.14 | 101 | 7168 | Rate Constraint in lbs/MMBtu | FALSE | L | Annual | Allowances Banked | Thousand Tons | 0 | 0 | 0 | 0 | 0 | 0 | 0 | 0
BART NOX Annual-Jim Bridger 4 -v5.14 | 101 | 7168 | Rate Constraint in lbs/MMBtu | FALSE | L | Annual | Allowances Withdrawn (1:1) | Thousand Tons | 0 | 0 | 0 | 0 | 0 | 0 | 0 | 0
BART NOX Annual-Jim Bridger 4 -v5.14 | 101 | 7168 | Rate Constraint in lbs/MMBtu | FALSE | L | Annual | Allowances Withdrawn (n:1) | Thousand Tons | 0 | 0 | 0 | 0 | 0 | 0 | 0 | 0
BART NOX Annual-Jim Bridger 4 -v5.14 | 101 | 7168 | Rate Constraint in lbs/MMBtu | FALSE | L | Annual | Net Emissions Allowance Position | Thousand Tons | 1.0483 | 0 | 0 | 0 | 0 | 0 | 0 | 0
BART NOX Annual-Jim Bridger 4 -v5.14 | 101 | 7168 | Rate Constraint in lbs/MMBtu | FALSE | L | Annual | Fuel Consumed | TBtu | 38.4468 | 0 | 0 | 0 | 0 | 0 | 0 | 0
BART NOX Annual-Jim Bridger 4 -v5.14 | 101 | 7168 | Rate Constraint in lbs/MMBtu | FALSE | L | Annual | Rate | lb/MMBtu | 0.05453 | 0 | 0 | 0 | 0 | 0 | 0 | 0
BART NOX Annual-Jim Bridger 4 -v5.14 | 101 | 7168 | Rate Constraint in lbs/MMBtu | FALSE | L | Annual | Generation | TWh | 3.6738 | 0 | 0 | 0 | 0 | 0 | 0 | 0
BART NOX Annual-Jim Bridger 4 -v5.14 | 101 | 7168 | Rate Constraint in lbs/MMBtu | FALSE | L | Annual | Qualifying Generation | TWh | 3.6738 | 0 | 0 | 0 | 0 | 0 | 0 | 0
BART NOX Annual-Jim Bridger 4 -v5.14 | 101 | 7168 | Rate Constraint in lbs/MMBtu | FALSE | L | Annual | Rate | lb/MWh | 0.57066 | 0 | 0 | 0 | 0 | 0 | 0 | 0
BART NOX Annual-Jim Bridger 4 -v5.14 | 101 | 7168 | Rate Constraint in lbs/MMBtu | FALSE | L | Annual | Constraint Shadow Price | US2019$/Ton | 0 | 0 | 0 | 0 | 0 | 0 | 0 | 0
BART NOX Annual-La Cygne 1 & 2 -v5.13 | 102 | 7147 | Rate Constraint in lbs/MMBtu | FALSE | L | Annual | Seasons Included | Seasons | Winter, WintShld, Summer | Winter, WintShld, Summer | Winter, WintShld, Summer | Winter, WintShld, Summer | Winter, WintShld, Summer | Winter, WintShld, Summer | Winter, WintShld, Summer | Winter, WintShld, Summer
BART NOX Annual-La Cygne 1 & 2 -v5.13 | 102 | 7147 | Rate Constraint in lbs/MMBtu | FALSE | L | Annual | Standard NOX | lb/MMBtu | 0.13 | 0.13 | 0.13 | 0.13 | 0.13 | 0.13 | 0.13 | 0.13
BART NOX Annual-La Cygne 1 & 2 -v5.13 | 102 | 7147 | Rate Constraint in lbs/MMBtu | FALSE | L | Annual | Emissions at Affected Plants NOX | Thousand Tons | 4.6477 | 2.1038 | 1.5746 | 1.2029 | 0.29128 | 0 | 0 | 0
BART NOX Annual-La Cygne 1 & 2 -v5.13 | 102 | 7147 | Rate Constraint in lbs/MMBtu | FALSE | L | Annual | Allowances Purchased NOX | Thousand Tons | 0 | 0 | 0 | 0 | 0 | 0 | 0 | 0
BART NOX Annual-La Cygne 1 & 2 -v5.13 | 102 | 7147 | Rate Constraint in lbs/MMBtu | FALSE | L | Annual | Allowances Sold NOX | Thousand Tons | 0 | 0 | 0 | 0 | 0 | 0 | 0 | 0
BART NOX Annual-La Cygne 1 & 2 -v5.13 | 102 | 7147 | Rate Constraint in lbs/MMBtu | FALSE | L | Annual | Allowances Banked | Thousand Tons | 0 | 0 | 0 | 0 | 0 | 0 | 0 | 0
BART NOX Annual-La Cygne 1 & 2 -v5.13 | 102 | 7147 | Rate Constraint in lbs/MMBtu | FALSE | L | Annual | Allowances Withdrawn (1:1) | Thousand Tons | 0 | 0 | 0 | 0 | 0 | 0 | 0 | 0
BART NOX Annual-La Cygne 1 & 2 -v5.13 | 102 | 7147 | Rate Constraint in lbs/MMBtu | FALSE | L | Annual | Allowances Withdrawn (n:1) | Thousand Tons | 0 | 0 | 0 | 0 | 0 | 0 | 0 | 0
BART NOX Annual-La Cygne 1 & 2 -v5.13 | 102 | 7147 | Rate Constraint in lbs/MMBtu | FALSE | L | Annual | Net Emissions Allowance Position | Thousand Tons | 4.6477 | 2.1038 | 1.5746 | 1.2029 | 0.29128 | 0 | 0 | 0
BART NOX Annual-La Cygne 1 & 2 -v5.13 | 102 | 7147 | Rate Constraint in lbs/MMBtu | FALSE | L | Annual | Fuel Consumed | TBtu | 101.3482 | 47.4178 | 35.5236 | 27.7408 | 6.0646 | 0 | 0 | 0
BART NOX Annual-La Cygne 1 & 2 -v5.13 | 102 | 7147 | Rate Constraint in lbs/MMBtu | FALSE | L | Annual | Rate | lb/MMBtu | 0.091718 | 0.088736 | 0.08865 | 0.086724 | 0.09606 | 0 | 0 | 0
BART NOX Annual-La Cygne 1 & 2 -v5.13 | 102 | 7147 | Rate Constraint in lbs/MMBtu | FALSE | L | Annual | Generation | TWh | 9.6055 | 4.5342 | 3.3968 | 2.6526 | 0.57991 | 0 | 0 | 0
BART NOX Annual-La Cygne 1 & 2 -v5.13 | 102 | 7147 | Rate Constraint in lbs/MMBtu | FALSE | L | Annual | Qualifying Generation | TWh | 9.6055 | 4.5342 | 3.3968 | 2.6526 | 0.57991 | 0 | 0 | 0
BART NOX Annual-La Cygne 1 & 2 -v5.13 | 102 | 7147 | Rate Constraint in lbs/MMBtu | FALSE | L | Annual | Rate | lb/MWh | 0.96772 | 0.92799 | 0.92709 | 0.90695 | 1.0046 | 0 | 0 | 0
BART NOX Annual-La Cygne 1 & 2 -v5.13 | 102 | 7147 | Rate Constraint in lbs/MMBtu | FALSE | L | Annual | Constraint Shadow Price | US2019$/Ton | 0 | 0 | 0 | 0 | 0 | 0 | 0 | 0
BART NOX Annual-Laramie 1 -v5.14 | 103 | 7169 | Rate Constraint in lbs/MMBtu | FALSE | L | Annual | Seasons Included | Seasons | Winter, WintShld, Summer | Winter, WintShld, Summer | Winter, WintShld, Summer | Winter, WintShld, Summer | Winter, WintShld, Summer | Winter, WintShld, Summer | Winter, WintShld, Summer | Winter, WintShld, Summer
BART NOX Annual-Laramie 1 -v5.14 | 103 | 7169 | Rate Constraint in lbs/MMBtu | FALSE | L | Annual | Standard NOX | lb/MMBtu | 0.06 | 0.06 | 0.06 | 0.06 | 0.06 | 0.06 | 0.06 | 0.06
BART NOX Annual-Laramie 1 -v5.14 | 103 | 7169 | Rate Constraint in lbs/MMBtu | FALSE | L | Annual | Emissions at Affected Plants NOX | Thousand Tons | 1.211 | 1.211 | 0.49624 | 0.54347 | 0.15304 | 0.15304 | 0.15304 | 0.15304
BART NOX Annual-Laramie 1 -v5.14 | 103 | 7169 | Rate Constraint in lbs/MMBtu | FALSE | L | Annual | Allowances Purchased NOX | Thousand Tons | 0 | 0 | 0 | 0 | 0 | 0 | 0 | 0
BART NOX Annual-Laramie 1 -v5.14 | 103 | 7169 | Rate Constraint in lbs/MMBtu | FALSE | L | Annual | Allowances Sold NOX | Thousand Tons | 0 | 0 | 0 | 0 | 0 | 0 | 0 | 0
BART NOX Annual-Laramie 1 -v5.14 | 103 | 7169 | Rate Constraint in lbs/MMBtu | FALSE | L | Annual | Allowances Banked | Thousand Tons | 0 | 0 | 0 | 0 | 0 | 0 | 0 | 0
BART NOX Annual-Laramie 1 -v5.14 | 103 | 7169 | Rate Constraint in lbs/MMBtu | FALSE | L | Annual | Allowances Withdrawn (1:1) | Thousand Tons | 0 | 0 | 0 | 0 | 0 | 0 | 0 | 0
BART NOX Annual-Laramie 1 -v5.14 | 103 | 7169 | Rate Constraint in lbs/MMBtu | FALSE | L | Annual | Allowances Withdrawn (n:1) | Thousand Tons | 0 | 0 | 0 | 0 | 0 | 0 | 0 | 0
BART NOX Annual-Laramie 1 -v5.14 | 103 | 7169 | Rate Constraint in lbs/MMBtu | FALSE | L | Annual | Net Emissions Allowance Position | Thousand Tons | 1.211 | 1.211 | 0.49624 | 0.54347 | 0.15304 | 0.15304 | 0.15304 | 0.15304
BART NOX Annual-Laramie 1 -v5.14 | 103 | 7169 | Rate Constraint in lbs/MMBtu | FALSE | L | Annual | Fuel Consumed | TBtu | 40.3725 | 40.3725 | 16.5442 | 18.1187 | 5.1021 | 5.1021 | 5.1021 | 5.1021
BART NOX Annual-Laramie 1 -v5.14 | 103 | 7169 | Rate Constraint in lbs/MMBtu | FALSE | L | Annual | Rate | lb/MMBtu | 0.05999 | 0.05999 | 0.05999 | 0.05999 | 0.05999 | 0.05999 | 0.05999 | 0.05999
BART NOX Annual-Laramie 1 -v5.14 | 103 | 7169 | Rate Constraint in lbs/MMBtu | FALSE | L | Annual | Generation | TWh | 3.9511 | 3.9511 | 1.6191 | 1.7732 | 0.49932 | 0.49932 | 0.49932 | 0.49932
BART NOX Annual-Laramie 1 -v5.14 | 103 | 7169 | Rate Constraint in lbs/MMBtu | FALSE | L | Annual | Qualifying Generation | TWh | 3.9511 | 3.9511 | 1.6191 | 1.7732 | 0.49932 | 0.49932 | 0.49932 | 0.49932
BART NOX Annual-Laramie 1 -v5.14 | 103 | 7169 | Rate Constraint in lbs/MMBtu | FALSE | L | Annual | Rate | lb/MWh | 0.61298 | 0.61298 | 0.61298 | 0.61298 | 0.61298 | 0.61298 | 0.61298 | 0.61298
BART NOX Annual-Laramie 1 -v5.14 | 103 | 7169 | Rate Constraint in lbs/MMBtu | FALSE | L | Annual | Constraint Shadow Price | US2019$/Ton | 0 | 0 | 0 | 0 | 0 | 0 | 0 | 0
BART NOX Annual-Laramie 2 -v5.14 | 104 | 7170 | Rate Constraint in lbs/MMBtu | FALSE | L | Annual | Seasons Included | Seasons | Winter, WintShld, Summer | Winter, WintShld, Summer | Winter, WintShld, Summer | Winter, WintShld, Summer | Winter, WintShld, Summer | Winter, WintShld, Summer | Winter, WintShld, Summer | Winter, WintShld, Summer
BART NOX Annual-Laramie 2 -v5.14 | 104 | 7170 | Rate Constraint in lbs/MMBtu | FALSE | L | Annual | Standard NOX | lb/MMBtu | 0.15 | 0.15 | 0.15 | 0.15 | 0.15 | 0.15 | 0.15 | 0.15
BART NOX Annual-Laramie 2 -v5.14 | 104 | 7170 | Rate Constraint in lbs/MMBtu | FALSE | L | Annual | Emissions at Affected Plants NOX | Thousand Tons | 2.833 | 2.833 | 1.2981 | 1.6395 | 0.90769 | 0.90769 | 0.56696 | 0.70612
BART NOX Annual-Laramie 2 -v5.14 | 104 | 7170 | Rate Constraint in lbs/MMBtu | FALSE | L | Annual | Allowances Purchased NOX | Thousand Tons | 0 | 0 | 0 | 0 | 0 | 0 | 0 | 0
BART NOX Annual-Laramie 2 -v5.14 | 104 | 7170 | Rate Constraint in lbs/MMBtu | FALSE | L | Annual | Allowances Sold NOX | Thousand Tons | 0 | 0 | 0 | 0 | 0 | 0 | 0 | 0
BART NOX Annual-Laramie 2 -v5.14 | 104 | 7170 | Rate Constraint in lbs/MMBtu | FALSE | L | Annual | Allowances Banked | Thousand Tons | 0 | 0 | 0 | 0 | 0 | 0 | 0 | 0
BART NOX Annual-Laramie 2 -v5.14 | 104 | 7170 | Rate Constraint in lbs/MMBtu | FALSE | L | Annual | Allowances Withdrawn (1:1) | Thousand Tons | 0 | 0 | 0 | 0 | 0 | 0 | 0 | 0
BART NOX Annual-Laramie 2 -v5.14 | 104 | 7170 | Rate Constraint in lbs/MMBtu | FALSE | L | Annual | Allowances Withdrawn (n:1) | Thousand Tons | 0 | 0 | 0 | 0 | 0 | 0 | 0 | 0
BART NOX Annual-Laramie 2 -v5.14 | 104 | 7170 | Rate Constraint in lbs/MMBtu | FALSE | L | Annual | Net Emissions Allowance Position | Thousand Tons | 2.833 | 2.833 | 1.2981 | 1.6395 | 0.90769 | 0.90769 | 0.56696 | 0.70612
BART NOX Annual-Laramie 2 -v5.14 | 104 | 7170 | Rate Constraint in lbs/MMBtu | FALSE | L | Annual | Fuel Consumed | TBtu | 40.1592 | 40.1592 | 18.4005 | 23.2411 | 12.8668 | 12.8668 | 8.0368 | 10.0095
BART NOX Annual-Laramie 2 -v5.14 | 104 | 7170 | Rate Constraint in lbs/MMBtu | FALSE | L | Annual | Rate | lb/MMBtu | 0.14109 | 0.14109 | 0.14109 | 0.14109 | 0.14109 | 0.14109 | 0.14109 | 0.14109
BART NOX Annual-Laramie 2 -v5.14 | 104 | 7170 | Rate Constraint in lbs/MMBtu | FALSE | L | Annual | Generation | TWh | 3.9511 | 3.9511 | 1.8104 | 2.0455 | 1.0248 | 1.0248 | 0.6802 | 0.82096
BART NOX Annual-Laramie 2 -v5.14 | 104 | 7170 | Rate Constraint in lbs/MMBtu | FALSE | L | Annual | Qualifying Generation | TWh | 3.9511 | 3.9511 | 1.8104 | 2.0455 | 1.0248 | 1.0248 | 0.6802 | 0.82096
BART NOX Annual-Laramie 2 -v5.14 | 104 | 7170 | Rate Constraint in lbs/MMBtu | FALSE | L | Annual | Rate | lb/MWh | 1.434 | 1.434 | 1.434 | 1.603 | 1.7714 | 1.7714 | 1.667 | 1.7202
BART NOX Annual-Laramie 2 -v5.14 | 104 | 7170 | Rate Constraint in lbs/MMBtu | FALSE | L | Annual | Constraint Shadow Price | US2019$/Ton | 0 | 0 | 0 | 0 | 0 | 0 | 0 | 0
BART NOX Annual-Laramie 3 -v5.14 | 105 | 7195 | Rate Constraint in lbs/MMBtu | FALSE | L | Annual | Seasons Included | Seasons | Winter, WintShld, Summer | Winter, WintShld, Summer | Winter, WintShld, Summer | Winter, WintShld, Summer | Winter, WintShld, Summer | Winter, WintShld, Summer | Winter, WintShld, Summer | Winter, WintShld, Summer
BART NOX Annual-Laramie 3 -v5.14 | 105 | 7195 | Rate Constraint in lbs/MMBtu | FALSE | L | Annual | Standard NOX | lb/MMBtu | 0.15 | 0.15 | 0.15 | 0.15 | 0.15 | 0.15 | 0.15 | 0.15
BART NOX Annual-Laramie 3 -v5.14 | 105 | 7195 | Rate Constraint in lbs/MMBtu | FALSE | L | Annual | Emissions at Affected Plants NOX | Thousand Tons | 2.8678 | 2.8678 | 1.7881 | 2.5226 | 2.8678 | 2.8678 | 2.1039 | 1.949
BART NOX Annual-Laramie 3 -v5.14 | 105 | 7195 | Rate Constraint in lbs/MMBtu | FALSE | L | Annual | Allowances Purchased NOX | Thousand Tons | 0 | 0 | 0 | 0 | 0 | 0 | 0 | 0
BART NOX Annual-Laramie 3 -v5.14 | 105 | 7195 | Rate Constraint in lbs/MMBtu | FALSE | L | Annual | Allowances Sold NOX | Thousand Tons | 0 | 0 | 0 | 0 | 0 | 0 | 0 | 0
BART NOX Annual-Laramie 3 -v5.14 | 105 | 7195 | Rate Constraint in lbs/MMBtu | FALSE | L | Annual | Allowances Banked | Thousand Tons | 0 | 0 | 0 | 0 | 0 | 0 | 0 | 0
BART NOX Annual-Laramie 3 -v5.14 | 105 | 7195 | Rate Constraint in lbs/MMBtu | FALSE | L | Annual | Allowances Withdrawn (1:1) | Thousand Tons | 0 | 0 | 0 | 0 | 0 | 0 | 0 | 0
BART NOX Annual-Laramie 3 -v5.14 | 105 | 7195 | Rate Constraint in lbs/MMBtu | FALSE | L | Annual | Allowances Withdrawn (n:1) | Thousand Tons | 0 | 0 | 0 | 0 | 0 | 0 | 0 | 0
BART NOX Annual-Laramie 3 -v5.14 | 105 | 7195 | Rate Constraint in lbs/MMBtu | FALSE | L | Annual | Net Emissions Allowance Position | Thousand Tons | 2.8678 | 2.8678 | 1.7881 | 2.5226 | 2.8678 | 2.8678 | 2.1039 | 1.949
BART NOX Annual-Laramie 3 -v5.14 | 105 | 7195 | Rate Constraint in lbs/MMBtu | FALSE | L | Annual | Fuel Consumed | TBtu | 40.0525 | 40.0525 | 24.974 | 35.2312 | 40.0525 | 40.0525 | 29.3835 | 27.221
BART NOX Annual-Laramie 3 -v5.14 | 105 | 7195 | Rate Constraint in lbs/MMBtu | FALSE | L | Annual | Rate | lb/MMBtu | 0.1432 | 0.1432 | 0.1432 | 0.1432 | 0.1432 | 0.1432 | 0.1432 | 0.1432
BART NOX Annual-Laramie 3 -v5.14 | 105 | 7195 | Rate Constraint in lbs/MMBtu | FALSE | L | Annual | Generation | TWh | 3.9511 | 3.9511 | 2.4637 | 2.8118 | 2.8685 | 2.8685 | 2.1044 | 1.9495
BART NOX Annual-Laramie 3 -v5.14 | 105 | 7195 | Rate Constraint in lbs/MMBtu | FALSE | L | Annual | Qualifying Generation | TWh | 3.9511 | 3.9511 | 2.4637 | 2.8118 | 2.8685 | 2.8685 | 2.1044 | 1.9495
BART NOX Annual-Laramie 3 -v5.14 | 105 | 7195 | Rate Constraint in lbs/MMBtu | FALSE | L | Annual | Rate | lb/MWh | 1.4516 | 1.4516 | 1.4516 | 1.7943 | 1.9995 | 1.9995 | 1.9995 | 1.9995
BART NOX Annual-Laramie 3 -v5.14 | 105 | 7195 | Rate Constraint in lbs/MMBtu | FALSE | L | Annual | Constraint Shadow Price | US2019$/Ton | 0 | 0 | 0 | 0 | 0 | 0 | 0 | 0
BART NOX Annual-Lawrence 4 -v5.14 | 106 | 7180 | Rate Constraint in lbs/MMBtu | FALSE | L | Annual | Seasons Included | Seasons | Winter, WintShld, Summer | Winter, WintShld, Summer | Winter, WintShld, Summer | Winter, WintShld, Summer | Winter, WintShld, Summer | Winter, WintShld, Summer | Winter, WintShld, Summer | Winter, WintShld, Summer
BART NOX Annual-Lawrence 4 -v5.14 | 106 | 7180 | Rate Constraint in lbs/MMBtu | FALSE | L | Annual | Standard NOX | lb/MMBtu | 0.18 | 0.18 | 0.18 | 0.18 | 0.18 | 0.18 | 0.18 | 0.18
BART NOX Annual-Lawrence 4 -v5.14 | 106 | 7180 | Rate Constraint in lbs/MMBtu | FALSE | L | Annual | Emissions at Affected Plants NOX | Thousand Tons | 0 | 0 | 0 | 0 | 0 | 0 | 0 | 0
BART NOX Annual-Lawrence 4 -v5.14 | 106 | 7180 | Rate Constraint in lbs/MMBtu | FALSE | L | Annual | Allowances Purchased NOX | Thousand Tons | 0 | 0 | 0 | 0 | 0 | 0 | 0 | 0
BART NOX Annual-Lawrence 4 -v5.14 | 106 | 7180 | Rate Constraint in lbs/MMBtu | FALSE | L | Annual | Allowances Sold NOX | Thousand Tons | 0 | 0 | 0 | 0 | 0 | 0 | 0 | 0
BART NOX Annual-Lawrence 4 -v5.14 | 106 | 7180 | Rate Constraint in lbs/MMBtu | FALSE | L | Annual | Allowances Banked | Thousand Tons | 0 | 0 | 0 | 0 | 0 | 0 | 0 | 0
BART NOX Annual-Lawrence 4 -v5.14 | 106 | 7180 | Rate Constraint in lbs/MMBtu | FALSE | L | Annual | Allowances Withdrawn (1:1) | Thousand Tons | 0 | 0 | 0 | 0 | 0 | 0 | 0 | 0
BART NOX Annual-Lawrence 4 -v5.14 | 106 | 7180 | Rate Constraint in lbs/MMBtu | FALSE | L | Annual | Allowances Withdrawn (n:1) | Thousand Tons | 0 | 0 | 0 | 0 | 0 | 0 | 0 | 0
BART NOX Annual-Lawrence 4 -v5.14 | 106 | 7180 | Rate Constraint in lbs/MMBtu | FALSE | L | Annual | Net Emissions Allowance Position | Thousand Tons | 0 | 0 | 0 | 0 | 0 | 0 | 0 | 0
BART NOX Annual-Lawrence 4 -v5.14 | 106 | 7180 | Rate Constraint in lbs/MMBtu | FALSE | L | Annual | Fuel Consumed | TBtu | 0 | 0 | 0 | 0 | 0 | 0 | 0 | 0
BART NOX Annual-Lawrence 4 -v5.14 | 106 | 7180 | Rate Constraint in lbs/MMBtu | FALSE | L | Annual | Rate | lb/MMBtu | 0 | 0 | 0 | 0 | 0 | 0 | 0 | 0
BART NOX Annual-Lawrence 4 -v5.14 | 106 | 7180 | Rate Constraint in lbs/MMBtu | FALSE | L | Annual | Generation | TWh | 0 | 0 | 0 | 0 | 0 | 0 | 0 | 0
BART NOX Annual-Lawrence 4 -v5.14 | 106 | 7180 | Rate Constraint in lbs/MMBtu | FALSE | L | Annual | Qualifying Generation | TWh | 0 | 0 | 0 | 0 | 0 | 0 | 0 | 0
BART NOX Annual-Lawrence 4 -v5.14 | 106 | 7180 | Rate Constraint in lbs/MMBtu | FALSE | L | Annual | Rate | lb/MWh | 0 | 0 | 0 | 0 | 0 | 0 | 0 | 0
BART NOX Annual-Lawrence 4 -v5.14 | 106 | 7180 | Rate Constraint in lbs/MMBtu | FALSE | L | Annual | Constraint Shadow Price | US2019$/Ton | 0 | 0 | 0 | 0 | 0 | 0 | 0 | 0
BART NOX Annual-Lawrence 5 -v5.14 | 107 | 7181 | Rate Constraint in lbs/MMBtu | FALSE | L | Annual | Seasons Included | Seasons | Winter, WintShld, Summer | Winter, WintShld, Summer | Winter, WintShld, Summer | Winter, WintShld, Summer | Winter, WintShld, Summer | Winter, WintShld, Summer | Winter, WintShld, Summer | Winter, WintShld, Summer
BART NOX Annual-Lawrence 5 -v5.14 | 107 | 7181 | Rate Constraint in lbs/MMBtu | FALSE | L | Annual | Standard NOX | lb/MMBtu | 0.15 | 0.15 | 0.15 | 0.15 | 0.15 | 0.15 | 0.15 | 0.15
BART NOX Annual-Lawrence 5 -v5.14 | 107 | 7181 | Rate Constraint in lbs/MMBtu | FALSE | L | Annual | Emissions at Affected Plants NOX | Thousand Tons | 0 | 0 | 0 | 0 | 0 | 0 | 0 | 0
BART NOX Annual-Lawrence 5 -v5.14 | 107 | 7181 | Rate Constraint in lbs/MMBtu | FALSE | L | Annual | Allowances Purchased NOX | Thousand Tons | 0 | 0 | 0 | 0 | 0 | 0 | 0 | 0
BART NOX Annual-Lawrence 5 -v5.14 | 107 | 7181 | Rate Constraint in lbs/MMBtu | FALSE | L | Annual | Allowances Sold NOX | Thousand Tons | 0 | 0 | 0 | 0 | 0 | 0 | 0 | 0
BART NOX Annual-Lawrence 5 -v5.14 | 107 | 7181 | Rate Constraint in lbs/MMBtu | FALSE | L | Annual | Allowances Banked | Thousand Tons | 0 | 0 | 0 | 0 | 0 | 0 | 0 | 0
BART NOX Annual-Lawrence 5 -v5.14 | 107 | 7181 | Rate Constraint in lbs/MMBtu | FALSE | L | Annual | Allowances Withdrawn (1:1) | Thousand Tons | 0 | 0 | 0 | 0 | 0 | 0 | 0 | 0
BART NOX Annual-Lawrence 5 -v5.14 | 107 | 7181 | Rate Constraint in lbs/MMBtu | FALSE | L | Annual | Allowances Withdrawn (n:1) | Thousand Tons | 0 | 0 | 0 | 0 | 0 | 0 | 0 | 0
BART NOX Annual-Lawrence 5 -v5.14 | 107 | 7181 | Rate Constraint in lbs/MMBtu | FALSE | L | Annual | Net Emissions Allowance Position | Thousand Tons | 0 | 0 | 0 | 0 | 0 | 0 | 0 | 0
BART NOX Annual-Lawrence 5 -v5.14 | 107 | 7181 | Rate Constraint in lbs/MMBtu | FALSE | L | Annual | Fuel Consumed | TBtu | 0 | 0 | 0 | 0 | 0 | 0 | 0 | 0
BART NOX Annual-Lawrence 5 -v5.14 | 107 | 7181 | Rate Constraint in lbs/MMBtu | FALSE | L | Annual | Rate | lb/MMBtu | 0 | 0 | 0 | 0 | 0 | 0 | 0 | 0
BART NOX Annual-Lawrence 5 -v5.14 | 107 | 7181 | Rate Constraint in lbs/MMBtu | FALSE | L | Annual | Generation | TWh | 0 | 0 | 0 | 0 | 0 | 0 | 0 | 0
BART NOX Annual-Lawrence 5 -v5.14 | 107 | 7181 | Rate Constraint in lbs/MMBtu | FALSE | L | Annual | Qualifying Generation | TWh | 0 | 0 | 0 | 0 | 0 | 0 | 0 | 0
BART NOX Annual-Lawrence 5 -v5.14 | 107 | 7181 | Rate Constraint in lbs/MMBtu | FALSE | L | Annual | Rate | lb/MWh | 0 | 0 | 0 | 0 | 0 | 0 | 0 | 0
BART NOX Annual-Lawrence 5 -v5.14 | 107 | 7181 | Rate Constraint in lbs/MMBtu | FALSE | L | Annual | Constraint Shadow Price | US2019$/Ton | 0 | 0 | 0 | 0 | 0 | 0 | 0 | 0
BART NOX Annual-Leland Olds 1 -v5.13 | 108 | 7148 | Rate Constraint in lbs/MMBtu | FALSE | L | Annual | Seasons Included | Seasons | Winter, WintShld, Summer | Winter, WintShld, Summer | Winter, WintShld, Summer | Winter, WintShld, Summer | Winter, WintShld, Summer | Winter, WintShld, Summer | Winter, WintShld, Summer | Winter, WintShld, Summer
BART NOX Annual-Leland Olds 1 -v5.13 | 108 | 7148 | Rate Constraint in lbs/MMBtu | FALSE | L | Annual | Standard NOX | lb/MMBtu | 0.19 | 0.19 | 0.19 | 0.19 | 0.19 | 0.19 | 0.19 | 0.19
BART NOX Annual-Leland Olds 1 -v5.13 | 108 | 7148 | Rate Constraint in lbs/MMBtu | FALSE | L | Annual | Emissions at Affected Plants NOX | Thousand Tons | 1.2599 | 1.209 | 0.90398 | 0.81349 | 0.016626 | 0 | 0 | 0
BART NOX Annual-Leland Olds 1 -v5.13 | 108 | 7148 | Rate Constraint in lbs/MMBtu | FALSE | L | Annual | Allowances Purchased NOX | Thousand Tons | 0 | 0 | 0 | 0 | 0 | 0 | 0 | 0
BART NOX Annual-Leland Olds 1 -v5.13 | 108 | 7148 | Rate Constraint in lbs/MMBtu | FALSE | L | Annual | Allowances Sold NOX | Thousand Tons | 0 | 0 | 0 | 0 | 0 | 0 | 0 | 0
BART NOX Annual-Leland Olds 1 -v5.13 | 108 | 7148 | Rate Constraint in lbs/MMBtu | FALSE | L | Annual | Allowances Banked | Thousand Tons | 0 | 0 | 0 | 0 | 0 | 0 | 0 | 0
BART NOX Annual-Leland Olds 1 -v5.13 | 108 | 7148 | Rate Constraint in lbs/MMBtu | FALSE | L | Annual | Allowances Withdrawn (1:1) | Thousand Tons | 0 | 0 | 0 | 0 | 0 | 0 | 0 | 0
BART NOX Annual-Leland Olds 1 -v5.13 | 108 | 7148 | Rate Constraint in lbs/MMBtu | FALSE | L | Annual | Allowances Withdrawn (n:1) | Thousand Tons | 0 | 0 | 0 | 0 | 0 | 0 | 0 | 0
BART NOX Annual-Leland Olds 1 -v5.13 | 108 | 7148 | Rate Constraint in lbs/MMBtu | FALSE | L | Annual | Net Emissions Allowance Position | Thousand Tons | 1.2599 | 1.209 | 0.90398 | 0.81349 | 0.016626 | 0 | 0 | 0
BART NOX Annual-Leland Olds 1 -v5.13 | 108 | 7148 | Rate Constraint in lbs/MMBtu | FALSE | L | Annual | Fuel Consumed | TBtu | 17.8152 | 17.0958 | 12.7825 | 11.5029 | 0.2351 | 0 | 0 | 0
BART NOX Annual-Leland Olds 1 -v5.13 | 108 | 7148 | Rate Constraint in lbs/MMBtu | FALSE | L | Annual | Rate | lb/MMBtu | 0.14144 | 0.14144 | 0.14144 | 0.14144 | 0.14144 | 0 | 0 | 0
BART NOX Annual-Leland Olds 1 -v5.13 | 108 | 7148 | Rate Constraint in lbs/MMBtu | FALSE | L | Annual | Generation | TWh | 1.5033 | 1.4426 | 1.0786 | 0.97063 | 0.019838 | 0 | 0 | 0
BART NOX Annual-Leland Olds 1 -v5.13 | 108 | 7148 | Rate Constraint in lbs/MMBtu | FALSE | L | Annual | Qualifying Generation | TWh | 1.5033 | 1.4426 | 1.0786 | 0.97063 | 0.019838 | 0 | 0 | 0
BART NOX Annual-Leland Olds 1 -v5.13 | 108 | 7148 | Rate Constraint in lbs/MMBtu | FALSE | L | Annual | Rate | lb/MWh | 1.6762 | 1.6762 | 1.6762 | 1.6762 | 1.6762 | 0 | 0 | 0
BART NOX Annual-Leland Olds 1 -v5.13 | 108 | 7148 | Rate Constraint in lbs/MMBtu | FALSE | L | Annual | Constraint Shadow Price | US2019$/Ton | 0 | 0 | 0 | 0 | 0 | 0 | 0 | 0
BART NOX Annual-Leland Olds 2 -v5.13 | 109 | 7149 | Rate Constraint in lbs/MMBtu | FALSE | L | Annual | Seasons Included | Seasons | Winter, WintShld, Summer | Winter, WintShld, Summer | Winter, WintShld, Summer | Winter, WintShld, Summer | Winter, WintShld, Summer | Winter, WintShld, Summer | Winter, WintShld, Summer | Winter, WintShld, Summer
BART NOX Annual-Leland Olds 2 -v5.13 | 109 | 7149 | Rate Constraint in lbs/MMBtu | FALSE | L | Annual | Standard NOX | lb/MMBtu | 0.35 | 0.35 | 0.35 | 0.35 | 0.35 | 0.35 | 0.35 | 0.35
BART NOX Annual-Leland Olds 2 -v5.13 | 109 | 7149 | Rate Constraint in lbs/MMBtu | FALSE | L | Annual | Emissions at Affected Plants NOX | Thousand Tons | 5.2318 | 5.0432 | 4.5427 | 5.2318 | 5.2318 | 5.2318 | 3.5557 | 3.5557
BART NOX Annual-Leland Olds 2 -v5.13 | 109 | 7149 | Rate Constraint in lbs/MMBtu | FALSE | L | Annual | Allowances Purchased NOX | Thousand Tons | 0 | 0 | 0 | 0 | 0 | 0 | 0 | 0
BART NOX Annual-Leland Olds 2 -v5.13 | 109 | 7149 | Rate Constraint in lbs/MMBtu | FALSE | L | Annual | Allowances Sold NOX | Thousand Tons | 0 | 0 | 0 | 0 | 0 | 0 | 0 | 0
BART NOX Annual-Leland Olds 2 -v5.13 | 109 | 7149 | Rate Constraint in lbs/MMBtu | FALSE | L | Annual | Allowances Banked | Thousand Tons | 0 | 0 | 0 | 0 | 0 | 0 | 0 | 0
BART NOX Annual-Leland Olds 2 -v5.13 | 109 | 7149 | Rate Constraint in lbs/MMBtu | FALSE | L | Annual | Allowances Withdrawn (1:1) | Thousand Tons | 0 | 0 | 0 | 0 | 0 | 0 | 0 | 0
BART NOX Annual-Leland Olds 2 -v5.13 | 109 | 7149 | Rate Constraint in lbs/MMBtu | FALSE | L | Annual | Allowances Withdrawn (n:1) | Thousand Tons | 0 | 0 | 0 | 0 | 0 | 0 | 0 | 0
BART NOX Annual-Leland Olds 2 -v5.13 | 109 | 7149 | Rate Constraint in lbs/MMBtu | FALSE | L | Annual | Net Emissions Allowance Position | Thousand Tons | 5.2318 | 5.0432 | 4.5427 | 5.2318 | 5.2318 | 5.2318 | 3.5557 | 3.5557
BART NOX Annual-Leland Olds 2 -v5.13 | 109 | 7149 | Rate Constraint in lbs/MMBtu | FALSE | L | Annual | Fuel Consumed | TBtu | 36.2477 | 34.9409 | 31.4735 | 36.2477 | 36.2477 | 36.2477 | 24.6351 | 24.6351
BART NOX Annual-Leland Olds 2 -v5.13 | 109 | 7149 | Rate Constraint in lbs/MMBtu | FALSE | L | Annual | Rate | lb/MMBtu | 0.28867 | 0.28867 | 0.28867 | 0.28867 | 0.28867 | 0.28867 | 0.28867 | 0.28867
BART NOX Annual-Leland Olds 2 -v5.13 | 109 | 7149 | Rate Constraint in lbs/MMBtu | FALSE | L | Annual | Generation | TWh | 3.0846 | 2.9734 | 2.6784 | 1.8293 | 1.8293 | 1.8293 | 1.2432 | 1.2432
BART NOX Annual-Leland Olds 2 -v5.13 | 109 | 7149 | Rate Constraint in lbs/MMBtu | FALSE | L | Annual | Qualifying Generation | TWh | 3.0846 | 2.9734 | 2.6784 | 1.8293 | 1.8293 | 1.8293 | 1.2432 | 1.2432
BART NOX Annual-Leland Olds 2 -v5.13 | 109 | 7149 | Rate Constraint in lbs/MMBtu | FALSE | L | Annual | Rate | lb/MWh | 3.3922 | 3.3922 | 3.3922 | 5.7202 | 5.7202 | 5.7202 | 5.7202 | 5.7202
BART NOX Annual-Leland Olds 2 -v5.13 | 109 | 7149 | Rate Constraint in lbs/MMBtu | FALSE | L | Annual | Constraint Shadow Price | US2019$/Ton | 0 | 0 | 0 | 0 | 0 | 0 | 0 | 0
BART NOX Annual-Martin Drake 6 -v5.13 | 110 | 7135 | Rate Constraint in lbs/MMBtu | FALSE | L | Annual | Seasons Included | Seasons | Winter, WintShld, Summer | Winter, WintShld, Summer | Winter, WintShld, Summer | Winter, WintShld, Summer | Winter, WintShld, Summer | Winter, WintShld, Summer | Winter, WintShld, Summer | Winter, WintShld, Summer
BART NOX Annual-Martin Drake 6 -v5.13 | 110 | 7135 | Rate Constraint in lbs/MMBtu | FALSE | L | Annual | Standard NOX | lb/MMBtu | 0.31 | 0.31 | 0.31 | 0.31 | 0.31 | 0.31 | 0.31 | 0.31
BART NOX Annual-Martin Drake 6 -v5.13 | 110 | 7135 | Rate Constraint in lbs/MMBtu | FALSE | L | Annual | Emissions at Affected Plants NOX | Thousand Tons | 0 | 0 | 0 | 0 | 0 | 0 | 0 | 0
BART NOX Annual-Martin Drake 6 -v5.13 | 110 | 7135 | Rate Constraint in lbs/MMBtu | FALSE | L | Annual | Allowances Purchased NOX | Thousand Tons | 0 | 0 | 0 | 0 | 0 | 0 | 0 | 0
BART NOX Annual-Martin Drake 6 -v5.13 | 110 | 7135 | Rate Constraint in lbs/MMBtu | FALSE | L | Annual | Allowances Sold NOX | Thousand Tons | 0 | 0 | 0 | 0 | 0 | 0 | 0 | 0
BART NOX Annual-Martin Drake 6 -v5.13 | 110 | 7135 | Rate Constraint in lbs/MMBtu | FALSE | L | Annual | Allowances Banked | Thousand Tons | 0 | 0 | 0 | 0 | 0 | 0 | 0 | 0
BART NOX Annual-Martin Drake 6 -v5.13 | 110 | 7135 | Rate Constraint in lbs/MMBtu | FALSE | L | Annual | Allowances Withdrawn (1:1) | Thousand Tons | 0 | 0 | 0 | 0 | 0 | 0 | 0 | 0
BART NOX Annual-Martin Drake 6 -v5.13 | 110 | 7135 | Rate Constraint in lbs/MMBtu | FALSE | L | Annual | Allowances Withdrawn (n:1) | Thousand Tons | 0 | 0 | 0 | 0 | 0 | 0 | 0 | 0
BART NOX Annual-Martin Drake 6 -v5.13 | 110 | 7135 | Rate Constraint in lbs/MMBtu | FALSE | L | Annual | Net Emissions Allowance Position | Thousand Tons | 0 | 0 | 0 | 0 | 0 | 0 | 0 | 0
BART NOX Annual-Martin Drake 6 -v5.13 | 110 | 7135 | Rate Constraint in lbs/MMBtu | FALSE | L | Annual | Fuel Consumed | TBtu | 0 | 0 | 0 | 0 | 0 | 0 | 0 | 0
BART NOX Annual-Martin Drake 6 -v5.13 | 110 | 7135 | Rate Constraint in lbs/MMBtu | FALSE | L | Annual | Rate | lb/MMBtu | 0 | 0 | 0 | 0 | 0 | 0 | 0 | 0
BART NOX Annual-Martin Drake 6 -v5.13 | 110 | 7135 | Rate Constraint in lbs/MMBtu | FALSE | L | Annual | Generation | TWh | 0 | 0 | 0 | 0 | 0 | 0 | 0 | 0
BART NOX Annual-Martin Drake 6 -v5.13 | 110 | 7135 | Rate Constraint in lbs/MMBtu | FALSE | L | Annual | Qualifying Generation | TWh | 0 | 0 | 0 | 0 | 0 | 0 | 0 | 0
BART NOX Annual-Martin Drake 6 -v5.13 | 110 | 7135 | Rate Constraint in lbs/MMBtu | FALSE | L | Annual | Rate | lb/MWh | 0 | 0 | 0 | 0 | 0 | 0 | 0 | 0
BART NOX Annual-Martin Drake 6 -v5.13 | 110 | 7135 | Rate Constraint in lbs/MMBtu | FALSE | L | Annual | Constraint Shadow Price | US2019$/Ton | 0 | 0 | 0 | 0 | 0 | 0 | 0 | 0
BART NOX Annual-Martin Drake 7 -v5.13 | 111 | 7136 | Rate Constraint in lbs/MMBtu | FALSE | L | Annual | Seasons Included | Seasons | Winter, WintShld, Summer | Winter, WintShld, Summer | Winter, WintShld, Summer | Winter, WintShld, Summer | Winter, WintShld, Summer | Winter, WintShld, Summer | Winter, WintShld, Summer | Winter, WintShld, Summer
BART NOX Annual-Martin Drake 7 -v5.13 | 111 | 7136 | Rate Constraint in lbs/MMBtu | FALSE | L | Annual | Standard NOX | lb/MMBtu | 0.29 | 0.29 | 0.29 | 0.29 | 0.29 | 0.29 | 0.29 | 0.29
BART NOX Annual-Martin Drake 7 -v5.13 | 111 | 7136 | Rate Constraint in lbs/MMBtu | FALSE | L | Annual | Emissions at Affected Plants NOX | Thousand Tons | 0 | 0 | 0 | 0 | 0 | 0 | 0 | 0
BART NOX Annual-Martin Drake 7 -v5.13 | 111 | 7136 | Rate Constraint in lbs/MMBtu | FALSE | L | Annual | Allowances Purchased NOX | Thousand Tons | 0 | 0 | 0 | 0 | 0 | 0 | 0 | 0
BART NOX Annual-Martin Drake 7 -v5.13 | 111 | 7136 | Rate Constraint in lbs/MMBtu | FALSE | L | Annual | Allowances Sold NOX | Thousand Tons | 0 | 0 | 0 | 0 | 0 | 0 | 0 | 0
BART NOX Annual-Martin Drake 7 -v5.13 | 111 | 7136 | Rate Constraint in lbs/MMBtu | FALSE | L | Annual | Allowances Banked | Thousand Tons | 0 | 0 | 0 | 0 | 0 | 0 | 0 | 0
BART NOX Annual-Martin Drake 7 -v5.13 | 111 | 7136 | Rate Constraint in lbs/MMBtu | FALSE | L | Annual | Allowances Withdrawn (1:1) | Thousand Tons | 0 | 0 | 0 | 0 | 0 | 0 | 0 | 0
BART NOX Annual-Martin Drake 7 -v5.13 | 111 | 7136 | Rate Constraint in lbs/MMBtu | FALSE | L | Annual | Allowances Withdrawn (n:1) | Thousand Tons | 0 | 0 | 0 | 0 | 0 | 0 | 0 | 0
BART NOX Annual-Martin Drake 7 -v5.13 | 111 | 7136 | Rate Constraint in lbs/MMBtu | FALSE | L | Annual | Net Emissions Allowance Position | Thousand Tons | 0 | 0 | 0 | 0 | 0 | 0 | 0 | 0
BART NOX Annual-Martin Drake 7 -v5.13 | 111 | 7136 | Rate Constraint in lbs/MMBtu | FALSE | L | Annual | Fuel Consumed | TBtu | 0 | 0 | 0 | 0 | 0 | 0 | 0 | 0
BART NOX Annual-Martin Drake 7 -v5.13 | 111 | 7136 | Rate Constraint in lbs/MMBtu | FALSE | L | Annual | Rate | lb/MMBtu | 0 | 0 | 0 | 0 | 0 | 0 | 0 | 0
BART NOX Annual-Martin Drake 7 -v5.13 | 111 | 7136 | Rate Constraint in lbs/MMBtu | FALSE | L | Annual | Generation | TWh | 0 | 0 | 0 | 0 | 0 | 0 | 0 | 0
BART NOX Annual-Martin Drake 7 -v5.13 | 111 | 7136 | Rate Constraint in lbs/MMBtu | FALSE | L | Annual | Qualifying Generation | TWh | 0 | 0 | 0 | 0 | 0 | 0 | 0 | 0
BART NOX Annual-Martin Drake 7 -v5.13 | 111 | 7136 | Rate Constraint in lbs/MMBtu | FALSE | L | Annual | Rate | lb/MWh | 0 | 0 | 0 | 0 | 0 | 0 | 0 | 0
BART NOX Annual-Martin Drake 7 -v5.13 | 111 | 7136 | Rate Constraint in lbs/MMBtu | FALSE | L | Annual | Constraint Shadow Price | US2019$/Ton | 0 | 0 | 0 | 0 | 0 | 0 | 0 | 0
BART NOX Annual-Merrimack 2 -v5.13 | 112 | 7150 | Rate Constraint in lbs/MMBtu | FALSE | L | Annual | Seasons Included | Seasons | Winter, WintShld, Summer | Winter, WintShld, Summer | Winter, WintShld, Summer | Winter, WintShld, Summer | Winter, WintShld, Summer | Winter, WintShld, Summer | Winter, WintShld, Summer | Winter, WintShld, Summer
BART NOX Annual-Merrimack 2 -v5.13 | 112 | 7150 | Rate Constraint in lbs/MMBtu | FALSE | L | Annual | Standard NOX | lb/MMBtu | 0.3 | 0.3 | 0.3 | 0.3 | 0.3 | 0.3 | 0.3 | 0.3
BART NOX Annual-Merrimack 2 -v5.13 | 112 | 7150 | Rate Constraint in lbs/MMBtu | FALSE | L | Annual | Emissions at Affected Plants NOX | Thousand Tons | 0.48737 | 0 | 0 | 0 | 0 | 0 | 0 | 0
BART NOX Annual-Merrimack 2 -v5.13 | 112 | 7150 | Rate Constraint in lbs/MMBtu | FALSE | L | Annual | Allowances Purchased NOX | Thousand Tons | 0 | 0 | 0 | 0 | 0 | 0 | 0 | 0
BART NOX Annual-Merrimack 2 -v5.13 | 112 | 7150 | Rate Constraint in lbs/MMBtu | FALSE | L | Annual | Allowances Sold NOX | Thousand Tons | 0 | 0 | 0 | 0 | 0 | 0 | 0 | 0
BART NOX Annual-Merrimack 2 -v5.13 | 112 | 7150 | Rate Constraint in lbs/MMBtu | FALSE | L | Annual | Allowances Banked | Thousand Tons | 0 | 0 | 0 | 0 | 0 | 0 | 0 | 0
BART NOX Annual-Merrimack 2 -v5.13 | 112 | 7150 | Rate Constraint in lbs/MMBtu | FALSE | L | Annual | Allowances Withdrawn (1:1) | Thousand Tons | 0 | 0 | 0 | 0 | 0 | 0 | 0 | 0
BART NOX Annual-Merrimack 2 -v5.13 | 112 | 7150 | Rate Constraint in lbs/MMBtu | FALSE | L | Annual | Allowances Withdrawn (n:1) | Thousand Tons | 0 | 0 | 0 | 0 | 0 | 0 | 0 | 0
BART NOX Annual-Merrimack 2 -v5.13 | 112 | 7150 | Rate Constraint in lbs/MMBtu | FALSE | L | Annual | Net Emissions Allowance Position | Thousand Tons | 0.48737 | 0 | 0 | 0 | 0 | 0 | 0 | 0
BART NOX Annual-Merrimack 2 -v5.13 | 112 | 7150 | Rate Constraint in lbs/MMBtu | FALSE | L | Annual | Fuel Consumed | TBtu | 13.925 | 0 | 0 | 0 | 0 | 0 | 0 | 0
BART NOX Annual-Merrimack 2 -v5.13 | 112 | 7150 | Rate Constraint in lbs/MMBtu | FALSE | L | Annual | Rate | lb/MMBtu | 0.07 | 0 | 0 | 0 | 0 | 0 | 0 | 0
BART NOX Annual-Merrimack 2 -v5.13 | 112 | 7150 | Rate Constraint in lbs/MMBtu | FALSE | L | Annual | Generation | TWh | 1.2673 | 0 | 0 | 0 | 0 | 0 | 0 | 0
BART NOX Annual-Merrimack 2 -v5.13 | 112 | 7150 | Rate Constraint in lbs/MMBtu | FALSE | L | Annual | Qualifying Generation | TWh | 1.2673 | 0 | 0 | 0 | 0 | 0 | 0 | 0
BART NOX Annual-Merrimack 2 -v5.13 | 112 | 7150 | Rate Constraint in lbs/MMBtu | FALSE | L | Annual | Rate | lb/MWh | 0.76916 | 0 | 0 | 0 | 0 | 0 | 0 | 0
BART NOX Annual-Merrimack 2 -v5.13 | 112 | 7150 | Rate Constraint in lbs/MMBtu | FALSE | L | Annual | Constraint Shadow Price | US2019$/Ton | 0 | 0 | 0 | 0 | 0 | 0 | 0 | 0
BART NOX Annual-Milton R Young B1 -v5.13 | 113 | 7151 | Rate Constraint in lbs/MMBtu | FALSE | L | Annual | Seasons Included | Seasons | Winter, WintShld, Summer | Winter, WintShld, Summer | Winter, WintShld, Summer | Winter, WintShld, Summer | Winter, WintShld, Summer | Winter, WintShld, Summer | Winter, WintShld, Summer | Winter, WintShld, Summer
BART NOX Annual-Milton R Young B1 -v5.13 | 113 | 7151 | Rate Constraint in lbs/MMBtu | FALSE | L | Annual | Standard NOX | lb/MMBtu | 0.36 | 0.36 | 0.36 | 0.36 | 0.36 | 0.36 | 0.36 | 0.36
BART NOX Annual-Milton R Young B1 -v5.13 | 113 | 7151 | Rate Constraint in lbs/MMBtu | FALSE | L | Annual | Emissions at Affected Plants NOX | Thousand Tons | 2.6799 | 2.6305 | 2.3981 | 0.16422 | 0 | 0 | 0 | 0
BART NOX Annual-Milton R Young B1 -v5.13 | 113 | 7151 | Rate Constraint in lbs/MMBtu | FALSE | L | Annual | Allowances Purchased NOX | Thousand Tons | 0 | 0 | 0 | 0 | 0 | 0 | 0 | 0
BART NOX Annual-Milton R Young B1 -v5.13 | 113 | 7151 | Rate Constraint in lbs/MMBtu | FALSE | L | Annual | Allowances Sold NOX | Thousand Tons | 0 | 0 | 0 | 0 | 0 | 0 | 0 | 0
BART NOX Annual-Milton R Young B1 -v5.13 | 113 | 7151 | Rate Constraint in lbs/MMBtu | FALSE | L | Annual | Allowances Banked | Thousand Tons | 0 | 0 | 0 | 0 | 0 | 0 | 0 | 0
BART NOX Annual-Milton R Young B1 -v5.13 | 113 | 7151 | Rate Constraint in lbs/MMBtu | FALSE | L | Annual | Allowances Withdrawn (1:1) | Thousand Tons | 0 | 0 | 0 | 0 | 0 | 0 | 0 | 0
BART NOX Annual-Milton R Young B1 -v5.13 | 113 | 7151 | Rate Constraint in lbs/MMBtu | FALSE | L | Annual | Allowances Withdrawn (n:1) | Thousand Tons | 0 | 0 | 0 | 0 | 0 | 0 | 0 | 0
BART NOX Annual-Milton R Young B1 -v5.13 | 113 | 7151 | Rate Constraint in lbs/MMBtu | FALSE | L | Annual | Net Emissions Allowance Position | Thousand Tons | 2.6799 | 2.6305 | 2.3981 | 0.16422 | 0 | 0 | 0 | 0
BART NOX Annual-Milton R Young B1 -v5.13 | 113 | 7151 | Rate Constraint in lbs/MMBtu | FALSE | L | Annual | Fuel Consumed | TBtu | 20.0568 | 19.687 | 17.9478 | 1.229 | 0 | 0 | 0 | 0
BART NOX Annual-Milton R Young B1 -v5.13 | 113 | 7151 | Rate Constraint in lbs/MMBtu | FALSE | L | Annual | Rate | lb/MMBtu | 0.26723 | 0.26723 | 0.26723 | 0.26723 | 0 | 0 | 0 | 0
BART NOX Annual-Milton R Young B1 -v5.13 | 113 | 7151 | Rate Constraint in lbs/MMBtu | FALSE | L | Annual | Generation | TWh | 1.7244 | 1.6926 | 1.5431 | 0.10567 | 0 | 0 | 0 | 0
BART NOX Annual-Milton R Young B1 -v5.13 | 113 | 7151 | Rate Constraint in lbs/MMBtu | FALSE | L | Annual | Qualifying Generation | TWh | 1.7244 | 1.6926 | 1.5431 | 0.10567 | 0 | 0 | 0 | 0
BART NOX Annual-Milton R Young B1 -v5.13 | 113 | 7151 | Rate Constraint in lbs/MMBtu | FALSE | L | Annual | Rate | lb/MWh | 3.1082 | 3.1082 | 3.1082 | 3.1082 | 0 | 0 | 0 | 0
BART NOX Annual-Milton R Young B1 -v5.13 | 113 | 7151 | Rate Constraint in lbs/MMBtu | FALSE | L | Annual | Constraint Shadow Price | US2019$/Ton | 0 | 0 | 0 | 0 | 0 | 0 | 0 | 0
BART NOX Annual-Milton R Young B2 -v5.13 | 114 | 7152 | Rate Constraint in lbs/MMBtu | FALSE | L | Annual | Seasons Included | Seasons | Winter, WintShld, Summer | Winter, WintShld, Summer | Winter, WintShld, Summer | Winter, WintShld, Summer | Winter, WintShld, Summer | Winter, WintShld, Summer | Winter, WintShld, Summer | Winter, WintShld, Summer
BART NOX Annual-Milton R Young B2 -v5.13 | 114 | 7152 | Rate Constraint in lbs/MMBtu | FALSE | L | Annual | Standard NOX | lb/MMBtu | 0.35 | 0.35 | 0.35 | 0.35 | 0.35 | 0.35 | 0.35 | 0.35
BART NOX Annual-Milton R Young B2 -v5.13 | 114 | 7152 | Rate Constraint in lbs/MMBtu | FALSE | L | Annual | Emissions at Affected Plants NOX | Thousand Tons | 5.2521 | 5.0659 | 4.5724 | 4.3653 | 0 | 0 | 0 | 0
BART NOX Annual-Milton R Young B2 -v5.13 | 114 | 7152 | Rate Constraint in lbs/MMBtu | FALSE | L | Annual | Allowances Purchased NOX | Thousand Tons | 0 | 0 | 0 | 0 | 0 | 0 | 0 | 0
BART NOX Annual-Milton R Young B2 -v5.13 | 114 | 7152 | Rate Constraint in lbs/MMBtu | FALSE | L | Annual | Allowances Sold NOX | Thousand Tons | 0 | 0 | 0 | 0 | 0 | 0 | 0 | 0
BART NOX Annual-Milton R Young B2 -v5.13 | 114 | 7152 | Rate Constraint in lbs/MMBtu | FALSE | L | Annual | Allowances Banked | Thousand Tons | 0 | 0 | 0 | 0 | 0 | 0 | 0 | 0
BART NOX Annual-Milton R Young B2 -v5.13 | 114 | 7152 | Rate Constraint in lbs/MMBtu | FALSE | L | Annual | Allowances Withdrawn (1:1) | Thousand Tons | 0 | 0 | 0 | 0 | 0 | 0 | 0 | 0
BART NOX Annual-Milton R Young B2 -v5.13 | 114 | 7152 | Rate Constraint in lbs/MMBtu | FALSE | L | Annual | Allowances Withdrawn (n:1) | Thousand Tons | 0 | 0 | 0 | 0 | 0 | 0 | 0 | 0
BART NOX Annual-Milton R Young B2 -v5.13 | 114 | 7152 | Rate Constraint in lbs/MMBtu | FALSE | L | Annual | Net Emissions Allowance Position | Thousand Tons | 5.2521 | 5.0659 | 4.5724 | 4.3653 | 0 | 0 | 0 | 0
BART NOX Annual-Milton R Young B2 -v5.13 | 114 | 7152 | Rate Constraint in lbs/MMBtu | FALSE | L | Annual | Fuel Consumed | TBtu | 37.0481 | 35.7344 | 32.2534 | 30.7924 | 0 | 0 | 0 | 0
BART NOX Annual-Milton R Young B2 -v5.13 | 114 | 7152 | Rate Constraint in lbs/MMBtu | FALSE | L | Annual | Rate | lb/MMBtu | 0.28353 | 0.28353 | 0.28353 | 0.28353 | 0 | 0 | 0 | 0
BART NOX Annual-Milton R Young B2 -v5.13 | 114 | 7152 | Rate Constraint in lbs/MMBtu | FALSE | L | Annual | Generation | TWh | 3.2524 | 3.1371 | 2.8315 | 2.7032 | 0 | 0 | 0 | 0
BART NOX Annual-Milton R Young B2 -v5.13 | 114 | 7152 | Rate Constraint in lbs/MMBtu | FALSE | L | Annual | Qualifying Generation | TWh | 3.2524 | 3.1371 | 2.8315 | 2.7032 | 0 | 0 | 0 | 0
BART NOX Annual-Milton R Young B2 -v5.13 | 114 | 7152 | Rate Constraint in lbs/MMBtu | FALSE | L | Annual | Rate | lb/MWh | 3.2297 | 3.2297 | 3.2297 | 3.2297 | 0 | 0 | 0 | 0
BART NOX Annual-Milton R Young B2 -v5.13 | 114 | 7152 | Rate Constraint in lbs/MMBtu | FALSE | L | Annual | Constraint Shadow Price | US2019$/Ton | 0 | 0 | 0 | 0 | 0 | 0 | 0 | 0
BART NOX Annual-Muskogee 4 -v6.17 | 115 | 7153 | Rate Constraint in lbs/MMBtu | FALSE | L | Annual | Seasons Included | Seasons | Winter, WintShld, Summer | Winter, WintShld, Summer | Winter, WintShld, Summer | Winter, WintShld, Summer | Winter, WintShld, Summer | Winter, WintShld, Summer | Winter, WintShld, Summer | Winter, WintShld, Summer
BART NOX Annual-Muskogee 4 -v6.17 | 115 | 7153 | Rate Constraint in lbs/MMBtu | FALSE | L | Annual | Standard NOX | lb/MMBtu | 0.15 | 0.15 | 0.15 | 0.15 | 0.15 | 0.15 | 0.15 | 0.15
BART NOX Annual-Muskogee 4 -v6.17 | 115 | 7153 | Rate Constraint in lbs/MMBtu | FALSE | L | Annual | Emissions at Affected Plants NOX | Thousand Tons | 0 | 0 | 0 | 0 | 0 | 0 | 0 | 0
BART NOX Annual-Muskogee 4 -v6.17 | 115 | 7153 | Rate Constraint in lbs/MMBtu | FALSE | L | Annual | Allowances Purchased NOX | Thousand Tons | 0 | 0 | 0 | 0 | 0 | 0 | 0 | 0
BART NOX Annual-Muskogee 4 -v6.17 | 115 | 7153 | Rate Constraint in lbs/MMBtu | FALSE | L | Annual | Allowances Sold NOX | Thousand Tons | 0 | 0 | 0 | 0 | 0 | 0 | 0 | 0
BART NOX Annual-Muskogee 4 -v6.17 | 115 | 7153 | Rate Constraint in lbs/MMBtu | FALSE | L | Annual | Allowances Banked | Thousand Tons | 0 | 0 | 0 | 0 | 0 | 0 | 0 | 0
BART NOX Annual-Muskogee 4 -v6.17 | 115 | 7153 | Rate Constraint in lbs/MMBtu | FALSE | L | Annual | Allowances Withdrawn (1:1) | Thousand Tons | 0 | 0 | 0 | 0 | 0 | 0 | 0 | 0
BART NOX Annual-Muskogee 4 -v6.17 | 115 | 7153 | Rate Constraint in lbs/MMBtu | FALSE | L | Annual | Allowances Withdrawn (n:1) | Thousand Tons | 0 | 0 | 0 | 0 | 0 | 0 | 0 | 0
BART NOX Annual-Muskogee 4 -v6.17 | 115 | 7153 | Rate Constraint in lbs/MMBtu | FALSE | L | Annual | Net Emissions Allowance Position | Thousand Tons | 0 | 0 | 0 | 0 | 0 | 0 | 0 | 0
BART NOX Annual-Muskogee 4 -v6.17 | 115 | 7153 | Rate Constraint in lbs/MMBtu | FALSE | L | Annual | Fuel Consumed | TBtu | 0 | 0 | 0 | 0 | 0 | 0 | 0 | 0
BART NOX Annual-Muskogee 4 -v6.17 | 115 | 7153 | Rate Constraint in lbs/MMBtu | FALSE | L | Annual | Rate | lb/MMBtu | 0 | 0 | 0 | 0 | 0 | 0 | 0 | 0
BART NOX Annual-Muskogee 4 -v6.17 | 115 | 7153 | Rate Constraint in lbs/MMBtu | FALSE | L | Annual | Generation | TWh | 0 | 0 | 0 | 0 | 0 | 0 | 0 | 0
BART NOX Annual-Muskogee 4 -v6.17 | 115 | 7153 | Rate Constraint in lbs/MMBtu | FALSE | L | Annual | Qualifying Generation | TWh | 0 | 0 | 0 | 0 | 0 | 0 | 0 | 0
BART NOX Annual-Muskogee 4 -v6.17 | 115 | 7153 | Rate Constraint in lbs/MMBtu | FALSE | L | Annual | Rate | lb/MWh | 0 | 0 | 0 | 0 | 0 | 0 | 0 | 0
BART NOX Annual-Muskogee 4 -v6.17 | 115 | 7153 | Rate Constraint in lbs/MMBtu | FALSE | L | Annual | Constraint Shadow Price | US2019$/Ton | 0 | 0 | 0 | 0 | 0 | 0 | 0 | 0
BART NOX Annual-Muskogee 5 -v6.17 | 116 | 7154 | Rate Constraint in lbs/MMBtu | FALSE | L | Annual | Seasons Included | Seasons | Winter, WintShld, Summer | Winter, WintShld, Summer | Winter, WintShld, Summer | Winter, WintShld, Summer | Winter, WintShld, Summer | Winter, WintShld, Summer | Winter, WintShld, Summer | Winter, WintShld, Summer
BART NOX Annual-Muskogee 5 -v6.17 | 116 | 7154 | Rate Constraint in lbs/MMBtu | FALSE | L | Annual | Standard NOX | lb/MMBtu | 0.15 | 0.15 | 0.15 | 0.15 | 0.15 | 0.15 | 0.15 | 0.15
BART NOX Annual-Muskogee 5 -v6.17 | 116 | 7154 | Rate Constraint in lbs/MMBtu | FALSE | L | Annual | Emissions at Affected Plants NOX | Thousand Tons | 0 | 0 | 0 | 0 | 0 | 0 | 0 | 0
BART NOX Annual-Muskogee 5 -v6.17 | 116 | 7154 | Rate Constraint in lbs/MMBtu | FALSE | L | Annual | Allowances Purchased NOX | Thousand Tons | 0 | 0 | 0 | 0 | 0 | 0 | 0 | 0
BART NOX Annual-Muskogee 5 -v6.17 | 116 | 7154 | Rate Constraint in lbs/MMBtu | FALSE | L | Annual | Allowances Sold NOX | Thousand Tons | 0 | 0 | 0 | 0 | 0 | 0 | 0 | 0
BART NOX Annual-Muskogee 5 -v6.17 | 116 | 7154 | Rate Constraint in lbs/MMBtu | FALSE | L | Annual | Allowances Banked | Thousand Tons | 0 | 0 | 0 | 0 | 0 | 0 | 0 | 0
BART NOX Annual-Muskogee 5 -v6.17 | 116 | 7154 | Rate Constraint in lbs/MMBtu | FALSE | L | Annual | Allowances Withdrawn (1:1) | Thousand Tons | 0 | 0 | 0 | 0 | 0 | 0 | 0 | 0
BART NOX Annual-Muskogee 5 -v6.17 | 116 | 7154 | Rate Constraint in lbs/MMBtu | FALSE | L | Annual | Allowances Withdrawn (n:1) | Thousand Tons | 0 | 0 | 0 | 0 | 0 | 0 | 0 | 0
BART NOX Annual-Muskogee 5 -v6.17 | 116 | 7154 | Rate Constraint in lbs/MMBtu | FALSE | L | Annual | Net Emissions Allowance Position | Thousand Tons | 0 | 0 | 0 | 0 | 0 | 0 | 0 | 0
BART NOX Annual-Muskogee 5 -v6.17 | 116 | 7154 | Rate Constraint in lbs/MMBtu | FALSE | L | Annual | Fuel Consumed | TBtu | 0 | 0 | 0 | 0 | 0 | 0 | 0 | 0
BART NOX Annual-Muskogee 5 -v6.17 | 116 | 7154 | Rate Constraint in lbs/MMBtu | FALSE | L | Annual | Rate | lb/MMBtu | 0 | 0 | 0 | 0 | 0 | 0 | 0 | 0
BART NOX Annual-Muskogee 5 -v6.17 | 116 | 7154 | Rate Constraint in lbs/MMBtu | FALSE | L | Annual | Generation | TWh | 0 | 0 | 0 | 0 | 0 | 0 | 0 | 0
BART NOX Annual-Muskogee 5 -v6.17 | 116 | 7154 | Rate Constraint in lbs/MMBtu | FALSE | L | Annual | Qualifying Generation | TWh | 0 | 0 | 0 | 0 | 0 | 0 | 0 | 0
BART NOX Annual-Muskogee 5 -v6.17 | 116 | 7154 | Rate Constraint in lbs/MMBtu | FALSE | L | Annual | Rate | lb/MWh | 0 | 0 | 0 | 0 | 0 | 0 | 0 | 0
BART NOX Annual-Muskogee 5 -v6.17 | 116 | 7154 | Rate Constraint in lbs/MMBtu | FALSE | L | Annual | Constraint Shadow Price | US2019$/Ton | 0 | 0 | 0 | 0 | 0 | 0 | 0 | 0
BART NOX Annual-Naughton 1 -v5.14 | 117 | 7171 | Rate Constraint in lbs/MMBtu | FALSE | L | Annual | Seasons Included | Seasons | Winter, WintShld, Summer | Winter, WintShld, Summer | Winter, WintShld, Summer | Winter, WintShld, Summer | Winter, WintShld, Summer | Winter, WintShld, Summer | Winter, WintShld, Summer | Winter, WintShld, Summer
BART NOX Annual-Naughton 1 -v5.14 | 117 | 7171 | Rate Constraint in lbs/MMBtu | FALSE | L | Annual | Standard NOX | lb/MMBtu | 0.26 | 0.26 | 0.26 | 0.26 | 0.26 | 0.26 | 0.26 | 0.26
BART NOX Annual-Naughton 1 -v5.14 | 117 | 7171 | Rate Constraint in lbs/MMBtu | FALSE | L | Annual | Emissions at Affected Plants NOX | Thousand Tons | 0.90111 | 0 | 0 | 0 | 0 | 0 | 0 | 0
BART NOX Annual-Naughton 1 -v5.14 | 117 | 7171 | Rate Constraint in lbs/MMBtu | FALSE | L | Annual | Allowances Purchased NOX | Thousand Tons | 0 | 0 | 0 | 0 | 0 | 0 | 0 | 0
BART NOX Annual-Naughton 1 -v5.14 | 117 | 7171 | Rate Constraint in lbs/MMBtu | FALSE | L | Annual | Allowances Sold NOX | Thousand Tons | 0 | 0 | 0 | 0 | 0 | 0 | 0 | 0
BART NOX Annual-Naughton 1 -v5.14 | 117 | 7171 | Rate Constraint in lbs/MMBtu | FALSE | L | Annual | Allowances Banked | Thousand Tons | 0 | 0 | 0 | 0 | 0 | 0 | 0 | 0
BART NOX Annual-Naughton 1 -v5.14 | 117 | 7171 | Rate Constraint in lbs/MMBtu | FALSE | L | Annual | Allowances Withdrawn (1:1) | Thousand Tons | 0 | 0 | 0 | 0 | 0 | 0 | 0 | 0
BART NOX Annual-Naughton 1 -v5.14 | 117 | 7171 | Rate Constraint in lbs/MMBtu | FALSE | L | Annual | Allowances Withdrawn (n:1) | Thousand Tons | 0 | 0 | 0 | 0 | 0 | 0 | 0 | 0
BART NOX Annual-Naughton 1 -v5.14 | 117 | 7171 | Rate Constraint in lbs/MMBtu | FALSE | L | Annual | Net Emissions Allowance Position | Thousand Tons | 0.90111 | 0 | 0 | 0 | 0 | 0 | 0 | 0
BART NOX Annual-Naughton 1 -v5.14 | 117 | 7171 | Rate Constraint in lbs/MMBtu | FALSE | L | Annual | Fuel Consumed | TBtu | 12.2683 | 0 | 0 | 0 | 0 | 0 | 0 | 0
BART NOX Annual-Naughton 1 -v5.14 | 117 | 7171 | Rate Constraint in lbs/MMBtu | FALSE | L | Annual | Rate | lb/MMBtu | 0.1469 | 0 | 0 | 0 | 0 | 0 | 0 | 0
BART NOX Annual-Naughton 1 -v5.14 | 117 | 7171 | Rate Constraint in lbs/MMBtu | FALSE | L | Annual | Generation | TWh | 1.117 | 0 | 0 | 0 | 0 | 0 | 0 | 0
BART NOX Annual-Naughton 1 -v5.14 | 117 | 7171 | Rate Constraint in lbs/MMBtu | FALSE | L | Annual | Qualifying Generation | TWh | 1.117 | 0 | 0 | 0 | 0 | 0 | 0 | 0
BART NOX Annual-Naughton 1 -v5.14 | 117 | 7171 | Rate Constraint in lbs/MMBtu | FALSE | L | Annual | Rate | lb/MWh | 1.6134 | 0 | 0 | 0 | 0 | 0 | 0 | 0
BART NOX Annual-Naughton 1 -v5.14 | 117 | 7171 | Rate Constraint in lbs/MMBtu | FALSE | L | Annual | Constraint Shadow Price | US2019$/Ton | 0 | 0 | 0 | 0 | 0 | 0 | 0 | 0
BART NOX Annual-Naughton 2 -v5.14 | 118 | 7172 | Rate Constraint in lbs/MMBtu | FALSE | L | Annual | Seasons Included | Seasons | Winter, WintShld, Summer | Winter, WintShld, Summer | Winter, WintShld, Summer | Winter, WintShld, Summer | Winter, WintShld, Summer | Winter, WintShld, Summer | Winter, WintShld, Summer | Winter, WintShld, Summer
BART NOX Annual-Naughton 2 -v5.14 | 118 | 7172 | Rate Constraint in lbs/MMBtu | FALSE | L | Annual | Standard NOX | lb/MMBtu | 0.26 | 0.26 | 0.26 | 0.26 | 0.26 | 0.26 | 0.26 | 0.26
BART NOX Annual-Naughton 2 -v5.14 | 118 | 7172 | Rate Constraint in lbs/MMBtu | FALSE | L | Annual | Emissions at Affected Plants NOX | Thousand Tons | 1.0953 | 0 | 0 | 0 | 0 | 0 | 0 | 0
BART NOX Annual-Naughton 2 -v5.14 | 118 | 7172 | Rate Constraint in lbs/MMBtu | FALSE | L | Annual | Allowances Purchased NOX | Thousand Tons | 0 | 0 | 0 | 0 | 0 | 0 | 0 | 0
BART NOX Annual-Naughton 2 -v5.14 | 118 | 7172 | Rate Constraint in lbs/MMBtu | FALSE | L | Annual | Allowances Sold NOX | Thousand Tons | 0 | 0 | 0 | 0 | 0 | 0 | 0 | 0
BART NOX Annual-Naughton 2 -v5.14 | 118 | 7172 | Rate Constraint in lbs/MMBtu | FALSE | L | Annual | Allowances Banked | Thousand Tons | 0 | 0 | 0 | 0 | 0 | 0 | 0 | 0
BART NOX Annual-Naughton 2 -v5.14 | 118 | 7172 | Rate Constraint in lbs/MMBtu | FALSE | L | Annual | Allowances Withdrawn (1:1) | Thousand Tons | 0 | 0 | 0 | 0 | 0 | 0 | 0 | 0
BART NOX Annual-Naughton 2 -v5.14 | 118 | 7172 | Rate Constraint in lbs/MMBtu | FALSE | L | Annual | Allowances Withdrawn (n:1) | Thousand Tons | 0 | 0 | 0 | 0 | 0 | 0 | 0 | 0
BART NOX Annual-Naughton 2 -v5.14 | 118 | 7172 | Rate Constraint in lbs/MMBtu | FALSE | L | Annual | Net Emissions Allowance Position | Thousand Tons | 1.0953 | 0 | 0 | 0 | 0 | 0 | 0 | 0
BART NOX Annual-Naughton 2 -v5.14 | 118 | 7172 | Rate Constraint in lbs/MMBtu | FALSE | L | Annual | Fuel Consumed | TBtu | 14.9119 | 0 | 0 | 0 | 0 | 0 | 0 | 0
BART NOX Annual-Naughton 2 -v5.14 | 118 | 7172 | Rate Constraint in lbs/MMBtu | FALSE | L | Annual | Rate | lb/MMBtu | 0.1469 | 0 | 0 | 0 | 0 | 0 | 0 | 0
BART NOX Annual-Naughton 2 -v5.14 | 118 | 7172 | Rate Constraint in lbs/MMBtu | FALSE | L | Annual | Generation | TWh | 1.3611 | 0 | 0 | 0 | 0 | 0 | 0 | 0
BART NOX Annual-Naughton 2 -v5.14 | 118 | 7172 | Rate Constraint in lbs/MMBtu | FALSE | L | Annual | Qualifying Generation | TWh | 1.3611 | 0 | 0 | 0 | 0 | 0 | 0 | 0
BART NOX Annual-Naughton 2 -v5.14 | 118 | 7172 | Rate Constraint in lbs/MMBtu | FALSE | L | Annual | Rate | lb/MWh | 1.6094 | 0 | 0 | 0 | 0 | 0 | 0 | 0
BART NOX Annual-Naughton 2 -v5.14 | 118 | 7172 | Rate Constraint in lbs/MMBtu | FALSE | L | Annual | Constraint Shadow Price | US2019$/Ton | 0 | 0 | 0 | 0 | 0 | 0 | 0 | 0
BART NOX Annual-Naughton 3 -v5.14 | 119 | 7173 | Rate Constraint in lbs/MMBtu | FALSE | L | Annual | Seasons Included | Seasons | Winter, WintShld, Summer | Winter, WintShld, Summer | Winter, WintShld, Summer | Winter, WintShld, Summer | Winter, WintShld, Summer | Winter, WintShld, Summer | Winter, WintShld, Summer | Winter, WintShld, Summer
BART NOX Annual-Naughton 3 -v5.14 | 119 | 7173 | Rate Constraint in lbs/MMBtu | FALSE | L | Annual | Standard NOX | lb/MMBtu | 0.12 | 0.12 | 0.12 | 0.12 | 0.12 | 0.12 | 0.12 | 0.12
BART NOX Annual-Naughton 3 -v5.14 | 119 | 7173 | Rate Constraint in lbs/MMBtu | FALSE | L | Annual | Emissions at Affected Plants NOX | Thousand Tons | 0 | 0 | 0 | 0 | 0 | 0 | 0 | 0
BART NOX Annual-Naughton 3 -v5.14 | 119 | 7173 | Rate Constraint in lbs/MMBtu | FALSE | L | Annual | Allowances Purchased NOX | Thousand Tons | 0 | 0 | 0 | 0 | 0 | 0 | 0 | 0
BART NOX Annual-Naughton 3 -v5.14 | 119 | 7173 | Rate Constraint in lbs/MMBtu | FALSE | L | Annual | Allowances Sold NOX | Thousand Tons | 0 | 0 | 0 | 0 | 0 | 0 | 0 | 0
BART NOX Annual-Naughton 3 -v5.14 | 119 | 7173 | Rate Constraint in lbs/MMBtu | FALSE | L | Annual | Allowances Banked | Thousand Tons | 0 | 0 | 0 | 0 | 0 | 0 | 0 | 0
BART NOX Annual-Naughton 3 -v5.14 | 119 | 7173 | Rate Constraint in lbs/MMBtu | FALSE | L | Annual | Allowances Withdrawn (1:1) | Thousand Tons | 0 | 0 | 0 | 0 | 0 | 0 | 0 | 0
BART NOX Annual-Naughton 3 -v5.14 | 119 | 7173 | Rate Constraint in lbs/MMBtu | FALSE | L | Annual | Allowances Withdrawn (n:1) | Thousand Tons | 0 | 0 | 0 | 0 | 0 | 0 | 0 | 0
BART NOX Annual-Naughton 3 -v5.14 | 119 | 7173 | Rate Constraint in lbs/MMBtu | FALSE | L | Annual | Net Emissions Allowance Position | Thousand Tons | 0 | 0 | 0 | 0 | 0 | 0 | 0 | 0
BART NOX Annual-Naughton 3 -v5.14 | 119 | 7173 | Rate Constraint in lbs/MMBtu | FALSE | L | Annual | Fuel Consumed | TBtu | 0 | 0 | 0 | 0 | 0 | 0 | 0 | 0
BART NOX Annual-Naughton 3 -v5.14 | 119 | 7173 | Rate Constraint in lbs/MMBtu | FALSE | L | Annual | Rate | lb/MMBtu | 0 | 0 | 0 | 0 | 0 | 0 | 0 | 0
BART NOX Annual-Naughton 3 -v5.14 | 119 | 7173 | Rate Constraint in lbs/MMBtu | FALSE | L | Annual | Generation | TWh | 0 | 0 | 0 | 0 | 0 | 0 | 0 | 0
BART NOX Annual-Naughton 3 -v5.14 | 119 | 7173 | Rate Constraint in lbs/MMBtu | FALSE | L | Annual | Qualifying Generation | TWh | 0 | 0 | 0 | 0 | 0 | 0 | 0 | 0
BART NOX Annual-Naughton 3 -v5.14 | 119 | 7173 | Rate Constraint in lbs/MMBtu | FALSE | L | Annual | Rate | lb/MWh | 0 | 0 | 0 | 0 | 0 | 0 | 0 | 0
BART NOX Annual-Naughton 3 -v5.14 | 119 | 7173 | Rate Constraint in lbs/MMBtu | FALSE | L | Annual | Constraint Shadow Price | US2019$/Ton | 66009.701 | 0 | 0 | 0 | 0 | 0 | 0 | 0
BART NOX Annual-Nebraska City 1 -v5.14 | 120 | 7137 | Rate Constraint in lbs/MMBtu | FALSE | L | Annual | Seasons Included | Seasons | Winter, WintShld, Summer | Winter, WintShld, Summer | Winter, WintShld, Summer | Winter, WintShld, Summer | Winter, WintShld, Summer | Winter, WintShld, Summer | Winter, WintShld, Summer | Winter, WintShld, Summer
BART NOX Annual-Nebraska City 1 -v5.14 | 120 | 7137 | Rate Constraint in lbs/MMBtu | FALSE | L | Annual | Standard NOX | lb/MMBtu | 0.23 | 0.23 | 0.23 | 0.23 | 0.23 | 0.23 | 0.23 | 0.23
BART NOX Annual-Nebraska City 1 -v5.14 | 120 | 7137 | Rate Constraint in lbs/MMBtu | FALSE | L | Annual | Emissions at Affected Plants NOX | Thousand Tons | 4.2569 | 4.2569 | 4.2569 | 4.2569 | 1.348 | 0.52704 | 0.52704 | 0.52704
BART NOX Annual-Nebraska City 1 -v5.14 | 120 | 7137 | Rate Constraint in lbs/MMBtu | FALSE | L | Annual | Allowances Purchased NOX | Thousand Tons | 0 | 0 | 0 | 0 | 0 | 0 | 0 | 0
BART NOX Annual-Nebraska City 1 -v5.14 | 120 | 7137 | Rate Constraint in lbs/MMBtu | FALSE | L | Annual | Allowances Sold NOX | Thousand Tons | 0 | 0 | 0 | 0 | 0 | 0 | 0 | 0
BART NOX Annual-Nebraska City 1 -v5.14 | 120 | 7137 | Rate Constraint in lbs/MMBtu | FALSE | L | Annual | Allowances Banked | Thousand Tons | 0 | 0 | 0 | 0 | 0 | 0 | 0 | 0
BART NOX Annual-Nebraska City 1 -v5.14 | 120 | 7137 | Rate Constraint in lbs/MMBtu | FALSE | L | Annual | Allowances Withdrawn (1:1) | Thousand Tons | 0 | 0 | 0 | 0 | 0 | 0 | 0 | 0
BART NOX Annual-Nebraska City 1 -v5.14 | 120 | 7137 | Rate Constraint in lbs/MMBtu | FALSE | L | Annual | Allowances Withdrawn (n:1) | Thousand Tons | 0 | 0 | 0 | 0 | 0 | 0 | 0 | 0
BART NOX Annual-Nebraska City 1 -v5.14 | 120 | 7137 | Rate Constraint in lbs/MMBtu | FALSE | L | Annual | Net Emissions Allowance Position | Thousand Tons | 4.2569 | 4.2569 | 4.2569 | 4.2569 | 1.348 | 0.52704 | 0.52704 | 0.52704
BART NOX Annual-Nebraska City 1 -v5.14 | 120 | 7137 | Rate Constraint in lbs/MMBtu | FALSE | L | Annual | Fuel Consumed | TBtu | 45.4313 | 45.4313 | 45.4313 | 45.4313 | 14.3858 | 5.6248 | 5.6248 | 5.6248
BART NOX Annual-Nebraska City 1 -v5.14 | 120 | 7137 | Rate Constraint in lbs/MMBtu | FALSE | L | Annual | Rate | lb/MMBtu | 0.1874 | 0.1874 | 0.1874 | 0.1874 | 0.1874 | 0.1874 | 0.1874 | 0.1874
BART NOX Annual-Nebraska City 1 -v5.14 | 120 | 7137 | Rate Constraint in lbs/MMBtu | FALSE | L | Annual | Generation | TWh | 4.6273 | 4.6273 | 4.6273 | 4.6273 | 1.4653 | 0.5729 | 0.5729 | 0.5729
BART NOX Annual-Nebraska City 1 -v5.14 | 120 | 7137 | Rate Constraint in lbs/MMBtu | FALSE | L | Annual | Qualifying Generation | TWh | 4.6273 | 4.6273 | 4.6273 | 4.6273 | 1.4653 | 0.5729 | 0.5729 | 0.5729
BART NOX Annual-Nebraska City 1 -v5.14 | 120 | 7137 | Rate Constraint in lbs/MMBtu | FALSE | L | Annual | Rate | lb/MWh | 1.8399 | 1.8399 | 1.8399 | 1.8399 | 1.8399 | 1.8399 | 1.8399 | 1.8399
BART NOX Annual-Nebraska City 1 -v5.14 | 120 | 7137 | Rate Constraint in lbs/MMBtu | FALSE | L | Annual | Constraint Shadow Price | US2019$/Ton | 0 | 0 | 0 | 0 | 0 | 0 | 0 | 0
BART NOX Annual-Northeastern 3313 -v5.13 | 121 | 7159 | Rate Constraint in lbs/MMBtu | FALSE | L | Annual | Seasons Included | Seasons | Winter, WintShld, Summer | Winter, WintShld, Summer | Winter, WintShld, Summer | Winter, WintShld, Summer | Winter, WintShld, Summer | Winter, WintShld, Summer | Winter, WintShld, Summer | Winter, WintShld, Summer
BART NOX Annual-Northeastern 3313 -v5.13 | 121 | 7159 | Rate Constraint in lbs/MMBtu | FALSE | L | Annual | Standard NOX | lb/MMBtu | 0.23 | 0.23 | 0.23 | 0.23 | 0.23 | 0.23 | 0.23 | 0.23
BART NOX Annual-Northeastern 3313 -v5.13 | 121 | 7159 | Rate Constraint in lbs/MMBtu | FALSE | L | Annual | Emissions at Affected Plants NOX | Thousand Tons | 1.3234 | 0 | 0 | 0 | 0 | 0 | 0 | 0
BART NOX Annual-Northeastern 3313 -v5.13 | 121 | 7159 | Rate Constraint in lbs/MMBtu | FALSE | L | Annual | Allowances Purchased NOX | Thousand Tons | 0 | 0 | 0 | 0 | 0 | 0 | 0 | 0
BART NOX Annual-Northeastern 3313 -v5.13 | 121 | 7159 | Rate Constraint in lbs/MMBtu | FALSE | L | Annual | Allowances Sold NOX | Thousand Tons | 0 | 0 | 0 | 0 | 0 | 0 | 0 | 0
BART NOX Annual-Northeastern 3313 -v5.13 | 121 | 7159 | Rate Constraint in lbs/MMBtu | FALSE | L | Annual | Allowances Banked | Thousand Tons | 0 | 0 | 0 | 0 | 0 | 0 | 0 | 0
BART NOX Annual-Northeastern 3313 -v5.13 | 121 | 7159 | Rate Constraint in lbs/MMBtu | FALSE | L | Annual | Allowances Withdrawn (1:1) | Thousand Tons | 0 | 0 | 0 | 0 | 0 | 0 | 0 | 0
BART NOX Annual-Northeastern 3313 -v5.13 | 121 | 7159 | Rate Constraint in lbs/MMBtu | FALSE | L | Annual | Allowances Withdrawn (n:1) | Thousand Tons | 0 | 0 | 0 | 0 | 0 | 0 | 0 | 0
BART NOX Annual-Northeastern 3313 -v5.13 | 121 | 7159 | Rate Constraint in lbs/MMBtu | FALSE | L | Annual | Net Emissions Allowance Position | Thousand Tons | 1.3234 | 0 | 0 | 0 | 0 | 0 | 0 | 0
BART NOX Annual-Northeastern 3313 -v5.13 | 121 | 7159 | Rate Constraint in lbs/MMBtu | FALSE | L | Annual | Fuel Consumed | TBtu | 22.3744 | 0 | 0 | 0 | 0 | 0 | 0 | 0
BART NOX Annual-Northeastern 3313 -v5.13 | 121 | 7159 | Rate Constraint in lbs/MMBtu | FALSE | L | Annual | Rate | lb/MMBtu | 0.1183 | 0 | 0 | 0 | 0 | 0 | 0 | 0
BART NOX Annual-Northeastern 3313 -v5.13 | 121 | 7159 | Rate Constraint in lbs/MMBtu | FALSE | L | Annual | Generation | TWh | 2.1611 | 0 | 0 | 0 | 0 | 0 | 0 | 0
BART NOX Annual-Northeastern 3313 -v5.13 | 121 | 7159 | Rate Constraint in lbs/MMBtu | FALSE | L | Annual | Qualifying Generation | TWh | 2.1611 | 0 | 0 | 0 | 0 | 0 | 0 | 0
BART NOX Annual-Northeastern 3313 -v5.13 | 121 | 7159 | Rate Constraint in lbs/MMBtu | FALSE | L | Annual | Rate | lb/MWh | 1.2248 | 0 | 0 | 0 | 0 | 0 | 0 | 0
BART NOX Annual-Northeastern 3313 -v5.13 | 121 | 7159 | Rate Constraint in lbs/MMBtu | FALSE | L | Annual | Constraint Shadow Price | US2019$/Ton | 0 | 0 | 0 | 0 | 0 | 0 | 0 | 0
BART NOX Annual-Pawnee 1 -v5.13 | 122 | 7155 | Rate Constraint in lbs/MMBtu | FALSE | L | Annual | Seasons Included | Seasons | Winter, WintShld, Summer | Winter, WintShld, Summer | Winter, WintShld, Summer | Winter, WintShld, Summer | Winter, WintShld, Summer | Winter, WintShld, Summer | Winter, WintShld, Summer | Winter, WintShld, Summer
BART NOX Annual-Pawnee 1 -v5.13 | 122 | 7155 | Rate Constraint in lbs/MMBtu | FALSE | L | Annual | Standard NOX | lb/MMBtu | 0.07 | 0.07 | 0.07 | 0.07 | 0.07 | 0.07 | 0.07 | 0.07
BART NOX Annual-Pawnee 1 -v5.13 | 122 | 7155 | Rate Constraint in lbs/MMBtu | FALSE | L | Annual | Emissions at Affected Plants NOX | Thousand Tons | 1.0156 | 1.0156 | 0.0080441 | 0.0080441 | 0.0080441 | 0.0080441 | 0.0080441 | 0.005467
BART NOX Annual-Pawnee 1 -v5.13 | 122 | 7155 | Rate Constraint in lbs/MMBtu | FALSE | L | Annual | Allowances Purchased NOX | Thousand Tons | 0 | 0 | 0 | 0 | 0 | 0 | 0 | 0
BART NOX Annual-Pawnee 1 -v5.13 | 122 | 7155 | Rate Constraint in lbs/MMBtu | FALSE | L | Annual | Allowances Sold NOX | Thousand Tons | 0 | 0 | 0 | 0 | 0 | 0 | 0 | 0
BART NOX Annual-Pawnee 1 -v5.13 | 122 | 7155 | Rate Constraint in lbs/MMBtu | FALSE | L | Annual | Allowances Banked | Thousand Tons | 0 | 0 | 0 | 0 | 0 | 0 | 0 | 0
BART NOX Annual-Pawnee 1 -v5.13 | 122 | 7155 | Rate Constraint in lbs/MMBtu | FALSE | L | Annual | Allowances Withdrawn (1:1) | Thousand Tons | 0 | 0 | 0 | 0 | 0 | 0 | 0 | 0
BART NOX Annual-Pawnee 1 -v5.13 | 122 | 7155 | Rate Constraint in lbs/MMBtu | FALSE | L | Annual | Allowances Withdrawn (n:1) | Thousand Tons | 0 | 0 | 0 | 0 | 0 | 0 | 0 | 0
BART NOX Annual-Pawnee 1 -v5.13 | 122 | 7155 | Rate Constraint in lbs/MMBtu | FALSE | L | Annual | Net Emissions Allowance Position | Thousand Tons | 1.0156 | 1.0156 | 0.0080441 | 0.0080441 | 0.0080441 | 0.0080441 | 0.0080441 | 0.005467
BART NOX Annual-Pawnee 1 -v5.13 | 122 | 7155 | Rate Constraint in lbs/MMBtu | FALSE | L | Annual | Fuel Consumed | TBtu | 37.6975 | 37.6975 | 0.29859 | 0.29859 | 0.29859 | 0.29859 | 0.29859 | 0.20293
BART NOX Annual-Pawnee 1 -v5.13 | 122 | 7155 | Rate Constraint in lbs/MMBtu | FALSE | L | Annual | Rate | lb/MMBtu | 0.05388 | 0.05388 | 0.05388 | 0.05388 | 0.05388 | 0.05388 | 0.05388 | 0.05388
BART NOX Annual-Pawnee 1 -v5.13 | 122 | 7155 | Rate Constraint in lbs/MMBtu | FALSE | L | Annual | Generation | TWh | 3.5006 | 3.5006 | 0.027727 | 0.018616 | 0.018616 | 0.018616 | 0.018616 | 0.012652
BART NOX Annual-Pawnee 1 -v5.13 | 122 | 7155 | Rate Constraint in lbs/MMBtu | FALSE | L | Annual | Qualifying Generation | TWh | 3.5006 | 3.5006 | 0.027727 | 0.018616 | 0.018616 | 0.018616 | 0.018616 | 0.012652
BART NOX Annual-Pawnee 1 -v5.13 | 122 | 7155 | Rate Constraint in lbs/MMBtu | FALSE | L | Annual | Rate | lb/MWh | 0.58023 | 0.58023 | 0.58023 | 0.86423 | 0.86423 | 0.86423 | 0.86423 | 0.86423
BART NOX Annual-Pawnee 1 -v5.13 | 122 | 7155 | Rate Constraint in lbs/MMBtu | FALSE | L | Annual | Constraint Shadow Price | US2019$/Ton | 0 | 0 | 0 | 0 | 0 | 0 | 0 | 0
BART NOX Annual-Ray D Nixon 1 -v5.13 | 123 | 7156 | Rate Constraint in lbs/MMBtu | FALSE | L | Annual | Seasons Included | Seasons | Winter, WintShld, Summer | Winter, WintShld, Summer | Winter, WintShld, Summer | Winter, WintShld, Summer | Winter, WintShld, Summer | Winter, WintShld, Summer | Winter, WintShld, Summer | Winter, WintShld, Summer
BART NOX Annual-Ray D Nixon 1 -v5.13 | 123 | 7156 | Rate Constraint in lbs/MMBtu | FALSE | L | Annual | Standard NOX | lb/MMBtu | 0.21 | 0.21 | 0.21 | 0.21 | 0.21 | 0.21 | 0.21 | 0.21
BART NOX Annual-Ray D Nixon 1 -v5.13 | 123 | 7156 | Rate Constraint in lbs/MMBtu | FALSE | L | Annual | Emissions at Affected Plants NOX | Thousand Tons | 1.199 | 1.199 | 1.199 | 0 | 0 | 0 | 0 | 0
BART NOX Annual-Ray D Nixon 1 -v5.13 | 123 | 7156 | Rate Constraint in lbs/MMBtu | FALSE | L | Annual | Allowances Purchased NOX | Thousand Tons | 0 | 0 | 0 | 0 | 0 | 0 | 0 | 0
BART NOX Annual-Ray D Nixon 1 -v5.13 | 123 | 7156 | Rate Constraint in lbs/MMBtu | FALSE | L | Annual | Allowances Sold NOX | Thousand Tons | 0 | 0 | 0 | 0 | 0 | 0 | 0 | 0
BART NOX Annual-Ray D Nixon 1 -v5.13 | 123 | 7156 | Rate Constraint in lbs/MMBtu | FALSE | L | Annual | Allowances Banked | Thousand Tons | 0 | 0 | 0 | 0 | 0 | 0 | 0 | 0
BART NOX Annual-Ray D Nixon 1 -v5.13 | 123 | 7156 | Rate Constraint in lbs/MMBtu | FALSE | L | Annual | Allowances Withdrawn (1:1) | Thousand Tons | 0 | 0 | 0 | 0 | 0 | 0 | 0 | 0
BART NOX Annual-Ray D Nixon 1 -v5.13 | 123 | 7156 | Rate Constraint in lbs/MMBtu | FALSE | L | Annual | Allowances Withdrawn (n:1) | Thousand Tons | 0 | 0 | 0 | 0 | 0 | 0 | 0 | 0
BART NOX Annual-Ray D Nixon 1 -v5.13 | 123 | 7156 | Rate Constraint in lbs/MMBtu | FALSE | L | Annual | Net Emissions Allowance Position | Thousand Tons | 1.199 | 1.199 | 1.199 | 0 | 0 | 0 | 0 | 0
BART NOX Annual-Ray D Nixon 1 -v5.13 | 123 | 7156 | Rate Constraint in lbs/MMBtu | FALSE | L | Annual | Fuel Consumed | TBtu | 14.7283 | 14.7283 | 14.7283 | 0 | 0 | 0 | 0 | 0
BART NOX Annual-Ray D Nixon 1 -v5.13 | 123 | 7156 | Rate Constraint in lbs/MMBtu | FALSE | L | Annual | Rate | lb/MMBtu | 0.16282 | 0.16282 | 0.16282 | 0 | 0 | 0 | 0 | 0
BART NOX Annual-Ray D Nixon 1 -v5.13 | 123 | 7156 | Rate Constraint in lbs/MMBtu | FALSE | L | Annual | Generation | TWh | 1.4085 | 1.4085 | 1.4085 | 0 | 0 | 0 | 0 | 0
BART NOX Annual-Ray D Nixon 1 -v5.13 | 123 | 7156 | Rate Constraint in lbs/MMBtu | FALSE | L | Annual | Qualifying Generation | TWh | 1.4085 | 1.4085 | 1.4085 | 0 | 0 | 0 | 0 | 0
BART NOX Annual-Ray D Nixon 1 -v5.13 | 123 | 7156 | Rate Constraint in lbs/MMBtu | FALSE | L | Annual | Rate | lb/MWh | 1.7026 | 1.7026 | 1.7026 | 0 | 0 | 0 | 0 | 0
BART NOX Annual-Ray D Nixon 1 -v5.13 | 123 | 7156 | Rate Constraint in lbs/MMBtu | FALSE | L | Annual | Constraint Shadow Price | US2019$/Ton | 0 | 0 | 0 | 0 | 0 | 0 | 0 | 0
BART NOX Annual-Sooner 1 -v5.13 | 124 | 7157 | Rate Constraint in lbs/MMBtu | FALSE | L | Annual | Seasons Included | Seasons | Winter, WintShld, Summer | Winter, WintShld, Summer | Winter, WintShld, Summer | Winter, WintShld, Summer | Winter, WintShld, Summer | Winter, WintShld, Summer | Winter, WintShld, Summer | Winter, WintShld, Summer
BART NOX Annual-Sooner 1 -v5.13 | 124 | 7157 | Rate Constraint in lbs/MMBtu | FALSE | L | Annual | Standard NOX | lb/MMBtu | 0.15 | 0.15 | 0.15 | 0.15 | 0.15 | 0.15 | 0.15 | 0.15
BART NOX Annual-Sooner 1 -v5.13 | 124 | 7157 | Rate Constraint in lbs/MMBtu | FALSE | L | Annual | Emissions at Affected Plants NOX | Thousand Tons | 2.0352 | 1.1796 | 0.75809 | 0 | 0 | 0 | 0 | 0
BART NOX Annual-Sooner 1 -v5.13 | 124 | 7157 | Rate Constraint in lbs/MMBtu | FALSE | L | Annual | Allowances Purchased NOX | Thousand Tons | 0 | 0 | 0 | 0 | 0 | 0 | 0 | 0
BART NOX Annual-Sooner 1 -v5.13 | 124 | 7157 | Rate Constraint in lbs/MMBtu | FALSE | L | Annual | Allowances Sold NOX | Thousand Tons | 0 | 0 | 0 | 0 | 0 | 0 | 0 | 0
BART NOX Annual-Sooner 1 -v5.13 | 124 | 7157 | Rate Constraint in lbs/MMBtu | FALSE | L | Annual | Allowances Banked | Thousand Tons | 0 | 0 | 0 | 0 | 0 | 0 | 0 | 0
BART NOX Annual-Sooner 1 -v5.13 | 124 | 7157 | Rate Constraint in lbs/MMBtu | FALSE | L | Annual | Allowances Withdrawn (1:1) | Thousand Tons | 0 | 0 | 0 | 0 | 0 | 0 | 0 | 0
BART NOX Annual-Sooner 1 -v5.13 | 124 | 7157 | Rate Constraint in lbs/MMBtu | FALSE | L | Annual | Allowances Withdrawn (n:1) | Thousand Tons | 0 | 0 | 0 | 0 | 0 | 0 | 0 | 0
BART NOX Annual-Sooner 1 -v5.13 | 124 | 7157 | Rate Constraint in lbs/MMBtu | FALSE | L | Annual | Net Emissions Allowance Position | Thousand Tons | 2.0352 | 1.1796 | 0.75809 | 0 | 0 | 0 | 0 | 0
BART NOX Annual-Sooner 1 -v5.13 | 124 | 7157 | Rate Constraint in lbs/MMBtu | FALSE | L | Annual | Fuel Consumed | TBtu | 33.0339 | 19.1464 | 12.3046 | 0 | 0 | 0 | 0 | 0
BART NOX Annual-Sooner 1 -v5.13 | 124 | 7157 | Rate Constraint in lbs/MMBtu | FALSE | L | Annual | Rate | lb/MMBtu | 0.12322 | 0.12322 | 0.12322 | 0 | 0 | 0 | 0 | 0
BART NOX Annual-Sooner 1 -v5.13 | 124 | 7157 | Rate Constraint in lbs/MMBtu | FALSE | L | Annual | Generation | TWh | 3.1102 | 1.8027 | 1.1585 | 0 | 0 | 0 | 0 | 0
BART NOX Annual-Sooner 1 -v5.13 | 124 | 7157 | Rate Constraint in lbs/MMBtu | FALSE | L | Annual | Qualifying Generation | TWh | 3.1102 | 1.8027 | 1.1585 | 0 | 0 | 0 | 0 | 0
BART NOX Annual-Sooner 1 -v5.13 | 124 | 7157 | Rate Constraint in lbs/MMBtu | FALSE | L | Annual | Rate | lb/MWh | 1.3087 | 1.3087 | 1.3087 | 0 | 0 | 0 | 0 | 0
BART NOX Annual-Sooner 1 -v5.13 | 124 | 7157 | Rate Constraint in lbs/MMBtu | FALSE | L | Annual | Constraint Shadow Price | US2019$/Ton | 0 | 0 | 0 | 0 | 0 | 0 | 0 | 0
BART NOX Annual-Sooner 2 -v5.13 | 125 | 7158 | Rate Constraint in lbs/MMBtu | FALSE | L | Annual | Seasons Included | Seasons | Winter, WintShld, Summer | Winter, WintShld, Summer | Winter, WintShld, Summer | Winter, WintShld, Summer | Winter, WintShld, Summer | Winter, WintShld, Summer | Winter, WintShld, Summer | Winter, WintShld, Summer
BART NOX Annual-Sooner 2 -v5.13 | 125 | 7158 | Rate Constraint in lbs/MMBtu | FALSE | L | Annual | Standard NOX | lb/MMBtu | 0.15 | 0.15 | 0.15 | 0.15 | 0.15 | 0.15 | 0.15 | 0.15
BART NOX Annual-Sooner 2 -v5.13 | 125 | 7158 | Rate Constraint in lbs/MMBtu | FALSE | L | Annual | Emissions at Affected Plants NOX | Thousand Tons | 2.1127 | 1.4093 | 0.83035 | 0 | 0 | 0 | 0 | 0
BART NOX Annual-Sooner 2 -v5.13 | 125 | 7158 | Rate Constraint in lbs/MMBtu | FALSE | L | Annual | Allowances Purchased NOX | Thousand Tons | 0 | 0 | 0 | 0 | 0 | 0 | 0 | 0
BART NOX Annual-Sooner 2 -v5.13 | 125 | 7158 | Rate Constraint in lbs/MMBtu | FALSE | L | Annual | Allowances Sold NOX | Thousand Tons | 0 | 0 | 0 | 0 | 0 | 0 | 0 | 0
BART NOX Annual-Sooner 2 -v5.13 | 125 | 7158 | Rate Constraint in lbs/MMBtu | FALSE | L | Annual | Allowances Banked | Thousand Tons | 0 | 0 | 0 | 0 | 0 | 0 | 0 | 0
BART NOX Annual-Sooner 2 -v5.13 | 125 | 7158 | Rate Constraint in lbs/MMBtu | FALSE | L | Annual | Allowances Withdrawn (1:1) | Thousand Tons | 0 | 0 | 0 | 0 | 0 | 0 | 0 | 0
BART NOX Annual-Sooner 2 -v5.13 | 125 | 7158 | Rate Constraint in lbs/MMBtu | FALSE | L | Annual | Allowances Withdrawn (n:1) | Thousand Tons | 0 | 0 | 0 | 0 | 0 | 0 | 0 | 0
BART NOX Annual-Sooner 2 -v5.13 | 125 | 7158 | Rate Constraint in lbs/MMBtu | FALSE | L | Annual | Net Emissions Allowance Position | Thousand Tons | 2.1127 | 1.4093 | 0.83035 | 0 | 0 | 0 | 0 | 0
BART NOX Annual-Sooner 2 -v5.13 | 125 | 7158 | Rate Constraint in lbs/MMBtu | FALSE | L | Annual | Fuel Consumed | TBtu | 32.6588 | 21.7859 | 12.8358 | 0 | 0 | 0 | 0 | 0
BART NOX Annual-Sooner 2 -v5.13 | 125 | 7158 | Rate Constraint in lbs/MMBtu | FALSE | L | Annual | Rate | lb/MMBtu | 0.12938 | 0.12938 | 0.12938 | 0 | 0 | 0 | 0 | 0
BART NOX Annual-Sooner 2 -v5.13 | 125 | 7158 | Rate Constraint in lbs/MMBtu | FALSE | L | Annual | Generation | TWh | 3.1166 | 2.079 | 1.2249 | 0 | 0 | 0 | 0 | 0
BART NOX Annual-Sooner 2 -v5.13 | 125 | 7158 | Rate Constraint in lbs/MMBtu | FALSE | L | Annual | Qualifying Generation | TWh | 3.1166 | 2.079 | 1.2249 | 0 | 0 | 0 | 0 | 0
BART NOX Annual-Sooner 2 -v5.13 | 125 | 7158 | Rate Constraint in lbs/MMBtu | FALSE | L | Annual | Rate | lb/MWh | 1.3558 | 1.3558 | 1.3558 | 0 | 0 | 0 | 0 | 0
BART NOX Annual-Sooner 2 -v5.13 | 125 | 7158 | Rate Constraint in lbs/MMBtu | FALSE | L | Annual | Constraint Shadow Price | US2019$/Ton | 0 | 0 | 0 | 0 | 0 | 0 | 0 | 0
BART NOX Annual-Wyodak - v6.20 | 126 | 7647 | Rate Constraint in lbs/MMBtu | FALSE | L | Annual | Seasons Included | Seasons | Winter, WintShld, Summer | Winter, WintShld, Summer | Winter, WintShld, Summer | Winter, WintShld, Summer | Winter, WintShld, Summer | Winter, WintShld, Summer | Winter, WintShld, Summer | Winter, WintShld, Summer
BART NOX Annual-Wyodak - v6.20 | 126 | 7647 | Rate Constraint in lbs/MMBtu | FALSE | L | Annual | Standard NOX | lb/MMBtu | 0.23 | 0.23 | 0.23 | 0.23 | 0.23 | 0.23 | 0.23 | 0.23
BART NOX Annual-Wyodak - v6.20 | 126 | 7647 | Rate Constraint in lbs/MMBtu | FALSE | L | Annual | Emissions at Affected Plants NOX | Thousand Tons | 3.1696 | 3.1696 | 3.1696 | 3.1696 | 2.1551 | 0 | 0 | 0
BART NOX Annual-Wyodak - v6.20 | 126 | 7647 | Rate Constraint in lbs/MMBtu | FALSE | L | Annual | Allowances Purchased NOX | Thousand Tons | 0 | 0 | 0 | 0 | 0 | 0 | 0 | 0
BART NOX Annual-Wyodak - v6.20 | 126 | 7647 | Rate Constraint in lbs/MMBtu | FALSE | L | Annual | Allowances Sold NOX | Thousand Tons | 0 | 0 | 0 | 0 | 0 | 0 | 0 | 0
BART NOX Annual-Wyodak - v6.20 | 126 | 7647 | Rate Constraint in lbs/MMBtu | FALSE | L | Annual | Allowances Banked | Thousand Tons | 0 | 0 | 0 | 0 | 0 | 0 | 0 | 0
BART NOX Annual-Wyodak - v6.20 | 126 | 7647 | Rate Constraint in lbs/MMBtu | FALSE | L | Annual | Allowances Withdrawn (1:1) | Thousand Tons | 0 | 0 | 0 | 0 | 0 | 0 | 0 | 0
BART NOX Annual-Wyodak - v6.20 | 126 | 7647 | Rate Constraint in lbs/MMBtu | FALSE | L | Annual | Allowances Withdrawn (n:1) | Thousand Tons | 0 | 0 | 0 | 0 | 0 | 0 | 0 | 0
BART NOX Annual-Wyodak - v6.20 | 126 | 7647 | Rate Constraint in lbs/MMBtu | FALSE | L | Annual | Net Emissions Allowance Position | Thousand Tons | 3.1696 | 3.1696 | 3.1696 | 3.1696 | 2.1551 | 0 | 0 | 0
BART NOX Annual-Wyodak - v6.20 | 126 | 7647 | Rate Constraint in lbs/MMBtu | FALSE | L | Annual | Fuel Consumed | TBtu | 28.0147 | 28.0147 | 28.0147 | 28.0147 | 19.048 | 0 | 0 | 0
BART NOX Annual-Wyodak - v6.20 | 126 | 7647 | Rate Constraint in lbs/MMBtu | FALSE | L | Annual | Rate | lb/MMBtu | 0.22628 | 0.22628 | 0.22628 | 0.22628 | 0.22628 | 0 | 0 | 0
BART NOX Annual-Wyodak - v6.20 | 126 | 7647 | Rate Constraint in lbs/MMBtu | FALSE | L | Annual | Generation | TWh | 2.2923 | 2.2923 | 2.2923 | 2.2923 | 1.5586 | 0 | 0 | 0
BART NOX Annual-Wyodak - v6.20 | 126 | 7647 | Rate Constraint in lbs/MMBtu | FALSE | L | Annual | Qualifying Generation | TWh | 2.2923 | 2.2923 | 2.2923 | 2.2923 | 1.5586 | 0 | 0 | 0
BART NOX Annual-Wyodak - v6.20 | 126 | 7647 | Rate Constraint in lbs/MMBtu | FALSE | L | Annual | Rate | lb/MWh | 2.7654 | 2.7654 | 2.7654 | 2.7654 | 2.7654 | 0 | 0 | 0
BART NOX Annual-Wyodak - v6.20 | 126 | 7647 | Rate Constraint in lbs/MMBtu | FALSE | L | Annual | Constraint Shadow Price | US2019$/Ton | 0 | 0 | 0 | 0 | 0 | 0 | 0 | 0
BART NOX Cap-Craig C1 -v6.20 | 127 | 7657 | Rate Constraint in MTons | FALSE | L | Annual | Seasons Included | Seasons | Winter, WintShld, Summer | Winter, WintShld, Summer | Winter, WintShld, Summer | Winter, WintShld, Summer | Winter, WintShld, Summer | Winter, WintShld, Summer | Winter, WintShld, Summer | Winter, WintShld, Summer
BART NOX Cap-Craig C1 -v6.20 | 127 | 7657 | Rate Constraint in MTons | FALSE | L | Annual | Standard NOX | Thousand Tons | 4.065 | 4.065 | 4.065 | 4.065 | 4.065 | 4.065 | 4.065 | 4.065
BART NOX Cap-Craig C1 -v6.20 | 127 | 7657 | Rate Constraint in MTons | FALSE | L | Annual | Emissions at Affected Plants NOX | Thousand Tons | 0.026742 | 0.026742 | 0.026742 | 0.026742 | 0.026742 | 0.026742 | 0.026742 | 0.022265
BART NOX Cap-Craig C1 -v6.20 | 127 | 7657 | Rate Constraint in MTons | FALSE | L | Annual | Allowances Purchased NOX | Thousand Tons | 0 | 0 | 0 | 0 | 0 | 0 | 0 | 0
BART NOX Cap-Craig C1 -v6.20 | 127 | 7657 | Rate Constraint in MTons | FALSE | L | Annual | Allowances Sold NOX | Thousand Tons | 0 | 0 | 0 | 0 | 0 | 0 | 0 | 0
BART NOX Cap-Craig C1 -v6.20 | 127 | 7657 | Rate Constraint in MTons | FALSE | L | Annual | Allowances Banked | Thousand Tons | 0 | 0 | 0 | 0 | 0 | 0 | 0 | 0
BART NOX Cap-Craig C1 -v6.20 | 127 | 7657 | Rate Constraint in MTons | FALSE | L | Annual | Allowances Withdrawn (1:1) | Thousand Tons | 0 | 0 | 0 | 0 | 0 | 0 | 0 | 0
BART NOX Cap-Craig C1 -v6.20 | 127 | 7657 | Rate Constraint in MTons | FALSE | L | Annual | Allowances Withdrawn (n:1) | Thousand Tons | 0 | 0 | 0 | 0 | 0 | 0 | 0 | 0
BART NOX Cap-Craig C1 -v6.20 | 127 | 7657 | Rate Constraint in MTons | FALSE | L | Annual | Net Emissions Allowance Position | Thousand Tons | 0.026742 | 0.026742 | 0.026742 | 0.026742 | 0.026742 | 0.026742 | 0.026742 | 0.022265
BART NOX Cap-Craig C1 -v6.20 | 127 | 7657 | Rate Constraint in MTons | FALSE | L | Annual | Fuel Consumed | TBtu | 0.2122 | 0.2122 | 0.2122 | 0.2122 | 0.2122 | 0.2122 | 0.2122 | 0.17667
BART NOX Cap-Craig C1 -v6.20 | 127 | 7657 | Rate Constraint in MTons | FALSE | L | Annual | Rate | lb/MMBtu | 0.25205 | 0.25205 | 0.25205 | 0.25205 | 0.25205 | 0.25205 | 0.25205 | 0.25205
BART NOX Cap-Craig C1 -v6.20 | 127 | 7657 | Rate Constraint in MTons | FALSE | L | Annual | Generation | TWh | 0.020795 | 0.020795 | 0.020795 | 0.013131 | 0.013131 | 0.013131 | 0.013131 | 0.010933
BART NOX Cap-Craig C1 -v6.20 | 127 | 7657 | Rate Constraint in MTons | FALSE | L | Annual | Qualifying Generation | TWh | 0.020795 | 0.020795 | 0.020795 | 0.013131 | 0.013131 | 0.013131 | 0.013131 | 0.010933
BART NOX Cap-Craig C1 -v6.20 | 127 | 7657 | Rate Constraint in MTons | FALSE | L | Annual | Rate | lb/MWh | 2.5719 | 2.5719 | 2.5719 | 4.0731 | 4.0731 | 4.0731 | 4.0731 | 4.0731
BART NOX Cap-Craig C1 -v6.20 | 127 | 7657 | Rate Constraint in MTons | FALSE | L | Annual | Constraint Shadow Price | US2019$/Ton | 0 | 0 | 0 | 0 | 0 | 0 | 0 | 0
BART SO2 Annual- Arthur Kill- v5.16 | 128 | 7243 | Rate Constraint in lbs/MMBtu | FALSE | L | Annual | Seasons Included | Seasons | Winter, WintShld, Summer | Winter, WintShld, Summer | Winter, WintShld, Summer | Winter, WintShld, Summer | Winter, WintShld, Summer | Winter, WintShld, Summer | Winter, WintShld, Summer | Winter, WintShld, Summer
BART SO2 Annual- Arthur Kill- v5.16 | 128 | 7243 | Rate Constraint in lbs/MMBtu | FALSE | L | Annual | Standard SO2 | lb/MMBtu | 0.15 | 0.15 | 0.15 | 0.15 | 0.15 | 0.15 | 0.15 | 0.15
BART SO2 Annual- Arthur Kill- v5.16 | 128 | 7243 | Rate Constraint in lbs/MMBtu | FALSE | L | Annual | Emissions at Affected Plants SO2 | Thousand Tons | 0 | 0 | 0 | 0 | 0 | 0 | 0 | 0
BART SO2 Annual- Arthur Kill- v5.16 | 128 | 7243 | Rate Constraint in lbs/MMBtu | FALSE | L | Annual | Allowances Purchased SO2 | Thousand Tons | 0 | 0 | 0 | 0 | 0 | 0 | 0 | 0
BART SO2 Annual- Arthur Kill- v5.16 | 128 | 7243 | Rate Constraint in lbs/MMBtu | FALSE | L | Annual | Allowances Sold SO2 | Thousand Tons | 0 | 0 | 0 | 0 | 0 | 0 | 0 | 0
BART SO2 Annual- Arthur Kill- v5.16 | 128 | 7243 | Rate Constraint in lbs/MMBtu | FALSE | L | Annual | Allowances Banked | Thousand Tons | 0 | 0 | 0 | 0 | 0 | 0 | 0 | 0
BART SO2 Annual- Arthur Kill- v5.16 | 128 | 7243 | Rate Constraint in lbs/MMBtu | FALSE | L | Annual | Allowances Withdrawn (1:1) | Thousand Tons | 0 | 0 | 0 | 0 | 0 | 0 | 0 | 0
BART SO2 Annual- Arthur Kill- v5.16 | 128 | 7243 | Rate Constraint in lbs/MMBtu | FALSE | L | Annual | Allowances Withdrawn (n:1) | Thousand Tons | 0 | 0 | 0 | 0 | 0 | 0 | 0 | 0
BART SO2 Annual- Arthur Kill- v5.16 | 128 | 7243 | Rate Constraint in lbs/MMBtu | FALSE | L | Annual | Net Emissions Allowance Position | Thousand Tons | 0 | 0 | 0 | 0 | 0 | 0 | 0 | 0
BART SO2 Annual- Arthur Kill- v5.16 | 128 | 7243 | Rate Constraint in lbs/MMBtu | FALSE | L | Annual | Fuel Consumed | TBtu | 3.6936 | 3.6936 | 3.6936 | 0 | 0 | 0 | 0 | 0
BART SO2 Annual- Arthur Kill- v5.16 | 128 | 7243 | Rate Constraint in lbs/MMBtu | FALSE | L | Annual | Rate | lb/MMBtu | 0 | 0 | 0 | 0 | 0 | 0 | 0 | 0
BART SO2 Annual- Arthur Kill- v5.16 | 128 | 7243 | Rate Constraint in lbs/MMBtu | FALSE | L | Annual | Generation | TWh | 0.32899 | 0.32899 | 0.32899 | 0 | 0 | 0 | 0 | 0
BART SO2 Annual- Arthur Kill- v5.16 | 128 | 7243 | Rate Constraint in lbs/MMBtu | FALSE | L | Annual | Qualifying Generation | TWh | 0.32899 | 0.32899 | 0.32899 | 0 | 0 | 0 | 0 | 0
BART SO2 Annual- Arthur Kill- v5.16 | 128 | 7243 | Rate Constraint in lbs/MMBtu | FALSE | L | Annual | Rate | lb/MWh | 0 | 0 | 0 | 0 | 0 | 0 | 0 | 0
BART SO2 Annual- Arthur Kill- v5.16 | 128 | 7243 | Rate Constraint in lbs/MMBtu | FALSE | L | Annual | Constraint Shadow Price | US2019$/Ton | 0 | 0 | 0 | 0 | 0 | 0 | 0 | 0
BART SO2 Annual- Big Stone 1- v5.16 | 129 | 7234 | Rate Constraint in lbs/MMBtu | FALSE | L | Annual | Seasons Included | Seasons | Winter, WintShld, Summer | Winter, WintShld, Summer | Winter, WintShld, Summer | Winter, WintShld, Summer | Winter, WintShld, Summer | Winter, WintShld, Summer | Winter, WintShld, Summer | Winter, WintShld, Summer
BART SO2 Annual- Big Stone 1- v5.16 | 129 | 7234 | Rate Constraint in lbs/MMBtu | FALSE | L | Annual | Standard SO2 | lb/MMBtu | 0.09 | 0.09 | 0.09 | 0.09 | 0.09 | 0.09 | 0.09 | 0.09
BART SO2 Annual- Big Stone 1- v5.16 | 129 | 7234 | Rate Constraint in lbs/MMBtu | FALSE | L | Annual | Emissions at Affected Plants SO2 | Thousand Tons | 1.1466 | 1.099 | 0.98159 | 1.031 | 0 | 0 | 0 | 0
BART SO2 Annual- Big Stone 1- v5.16 | 129 | 7234 | Rate Constraint in lbs/MMBtu | FALSE | L | Annual | Allowances Purchased SO2 | Thousand Tons | 0 | 0 | 0 | 0 | 0 | 0 | 0 | 0
BART SO2 Annual- Big Stone 1- v5.16 | 129 | 7234 | Rate Constraint in lbs/MMBtu | FALSE | L | Annual | Allowances Sold SO2 | Thousand Tons | 0 | 0 | 0 | 0 | 0 | 0 | 0 | 0
BART SO2 Annual- Big Stone 1- v5.16 | 129 | 7234 | Rate Constraint in lbs/MMBtu | FALSE | L | Annual | Allowances Banked | Thousand Tons | 0 | 0 | 0 | 0 | 0 | 0 | 0 | 0
BART SO2 Annual- Big Stone 1- v5.16 | 129 | 7234 | Rate Constraint in lbs/MMBtu | FALSE | L | Annual | Allowances Withdrawn (1:1) | Thousand Tons | 0 | 0 | 0 | 0 | 0 | 0 | 0 | 0
BART SO2 Annual- Big Stone 1- v5.16 | 129 | 7234 | Rate Constraint in lbs/MMBtu | FALSE | L | Annual | Allowances Withdrawn (n:1) | Thousand Tons | 0 | 0 | 0 | 0 | 0 | 0 | 0 | 0
BART SO2 Annual- Big Stone 1- v5.16 | 129 | 7234 | Rate Constraint in lbs/MMBtu | FALSE | L | Annual | Net Emissions Allowance Position | Thousand Tons | 1.1466 | 1.099 | 0.98159 | 1.031 | 0 | 0 | 0 | 0
BART SO2 Annual- Big Stone 1- v5.16 | 129 | 7234 | Rate Constraint in lbs/MMBtu | FALSE | L | Annual | Fuel Consumed | TBtu | 32.6176 | 31.2658 | 27.9246 | 29.3307 | 0 | 0 | 0 | 0
BART SO2 Annual- Big Stone 1- v5.16 | 129 | 7234 | Rate Constraint in lbs/MMBtu | FALSE | L | Annual | Rate | lb/MMBtu | 0.070303 | 0.070303 | 0.070303 | 0.070303 | 0 | 0 | 0 | 0
BART SO2 Annual- Big Stone 1- v5.16 | 129 | 7234 | Rate Constraint in lbs/MMBtu | FALSE | L | Annual | Generation | TWh | 3.2857 | 3.1495 | 2.8129 | 2.9546 | 0 | 0 | 0 | 0
BART SO2 Annual- Big Stone 1- v5.16 | 129 | 7234 | Rate Constraint in lbs/MMBtu | FALSE | L | Annual | Qualifying Generation | TWh | 3.1884 | 3.0563 | 2.7297 | 2.8671 | 0 | 0 | 0 | 0
BART SO2 Annual- Big Stone 1- v5.16 | 129 | 7234 | Rate Constraint in lbs/MMBtu | FALSE | L | Annual | Rate | lb/MWh | 0.7192 | 0.7192 | 0.7192 | 0.7192 | 0 | 0 | 0 | 0
BART SO2 Annual- Big Stone 1- v5.16 | 129 | 7234 | Rate Constraint in lbs/MMBtu | FALSE | L | Annual | Constraint Shadow Price | US2019$/Ton | 0 | 0 | 0 | 0 | 0 | 0 | 0 | 0
BART SO2 Annual Cap-Deerhaven B2 -v5.13 | 130 | 7233 | Rate Constraint in MTons | FALSE | L | Annual | Seasons Included | Seasons | Winter, WintShld, Summer | Winter, WintShld, Summer | Winter, WintShld, Summer | Winter, WintShld, Summer | Winter, WintShld, Summer | Winter, WintShld, Summer | Winter, WintShld, Summer | Winter, WintShld, Summer
BART SO2 Annual Cap-Deerhaven B2 -v5.13 | 130 | 7233 | Rate Constraint in MTons | FALSE | L | Annual | Standard SO2 | Thousand Tons | 5.5 | 5.5 | 5.5 | 5.5 | 5.5 | 5.5 | 5.5 | 5.5
BART SO2 Annual Cap-Deerhaven B2 -v5.13 | 130 | 7233 | Rate Constraint in MTons | FALSE | L | Annual | Emissions at Affected Plants SO2 | Thousand Tons | 0 | 0 | 0 | 0 | 0 | 0 | 0 | 0
BART SO2 Annual Cap-Deerhaven B2 -v5.13 | 130 | 7233 | Rate Constraint in MTons | FALSE | L | Annual | Allowances Purchased SO2 | Thousand Tons | 0 | 0 | 0 | 0 | 0 | 0 | 0 | 0
BART SO2 Annual Cap-Deerhaven B2 -v5.13 | 130 | 7233 | Rate Constraint in MTons | FALSE | L | Annual | Allowances Sold SO2 | Thousand Tons | 0 | 0 | 0 | 0 | 0 | 0 | 0 | 0
BART SO2 Annual Cap-Deerhaven B2 -v5.13 | 130 | 7233 | Rate Constraint in MTons | FALSE | L | Annual | Allowances Banked | Thousand Tons | 0 | 0 | 0 | 0 | 0 | 0 | 0 | 0
BART SO2 Annual Cap-Deerhaven B2 -v5.13 | 130 | 7233 | Rate Constraint in MTons | FALSE | L | Annual | Allowances Withdrawn (1:1) | Thousand Tons | 0 | 0 | 0 | 0 | 0 | 0 | 0 | 0
BART SO2 Annual Cap-Deerhaven B2 -v5.13 | 130 | 7233 | Rate Constraint in MTons | FALSE | L | Annual | Allowances Withdrawn (n:1) | Thousand Tons | 0 | 0 | 0 | 0 | 0 | 0 | 0 | 0
BART SO2 Annual Cap-Deerhaven B2 -v5.13 | 130 | 7233 | Rate Constraint in MTons | FALSE | L | Annual | Net Emissions Allowance Position | Thousand Tons | 0 | 0 | 0 | 0 | 0 | 0 | 0 | 0
BART SO2 Annual Cap-Deerhaven B2 -v5.13 | 130 | 7233 | Rate Constraint in MTons | FALSE | L | Annual | Fuel Consumed | TBtu | 0 | 0 | 0 | 0 | 0 | 0 | 0 | 0
BART SO2 Annual Cap-Deerhaven B2 -v5.13 | 130 | 7233 | Rate Constraint in MTons | FALSE | L | Annual | Rate | lb/MMBtu | 0 | 0 | 0 | 0 | 0 | 0 | 0 | 0
BART SO2 Annual Cap-Deerhaven B2 -v5.13 | 130 | 7233 | Rate Constraint in MTons | FALSE | L | Annual | Generation | TWh | 0 | 0 | 0 | 0 | 0 | 0 | 0 | 0
BART SO2 Annual Cap-Deerhaven B2 -v5.13 | 130 | 7233 | Rate Constraint in MTons | FALSE | L | Annual | Qualifying Generation | TWh | 0 | 0 | 0 | 0 | 0 | 0 | 0 | 0
BART SO2 Annual Cap-Deerhaven B2 -v5.13 | 130 | 7233 | Rate Constraint in MTons | FALSE | L | Annual | Rate | lb/MWh | 0 | 0 | 0 | 0 | 0 | 0 | 0 | 0
BART SO2 Annual Cap-Deerhaven B2 -v5.13 | 130 | 7233 | Rate Constraint in MTons | FALSE | L | Annual | Constraint Shadow Price | US2019$/Ton | 0 | 0 | 0 | 0 | 0 | 0 | 0 | 0
BART SO2 Annual Cap-Northside 1-3 -v5.13 | 131 | 7232 | Rate Constraint in MTons | FALSE | L | Annual | Seasons Included | Seasons | Winter, WintShld, Summer | Winter, WintShld, Summer | Winter, WintShld, Summer | Winter, WintShld, Summer | Winter, WintShld, Summer | Winter, WintShld, Summer | Winter, WintShld, Summer | Winter, WintShld, Summer
BART SO2 Annual Cap-Northside 1-3 -v5.13 | 131 | 7232 | Rate Constraint in MTons | FALSE | L | Annual | Standard SO2 | Thousand Tons | 3.6 | 3.6 | 3.6 | 3.6 | 3.6 | 3.6 | 3.6 | 3.6
BART SO2 Annual Cap-Northside 1-3 -v5.13 | 131 | 7232 | Rate Constraint in MTons | FALSE | L | Annual | Emissions at Affected Plants SO2 | Thousand Tons | 3.6 | 3.6 | 3.6 | 3.6 | 3.6 | 3.6 | 0 | 0
BART SO2 Annual Cap-Northside 1-3 -v5.13 | 131 | 7232 | Rate Constraint in MTons | FALSE | L | Annual | Allowances Purchased SO2 | Thousand Tons | 0 | 0 | 0 | 0 | 0 | 0 | 0 | 0
BART SO2 Annual Cap-Northside 1-3 -v5.13 | 131 | 7232 | Rate Constraint in MTons | FALSE | L | Annual | Allowances Sold SO2 | Thousand Tons | 0 | 0 | 0 | 0 | 0 | 0 | 0 | 0
BART SO2 Annual Cap-Northside 1-3 -v5.13 | 131 | 7232 | Rate Constraint in MTons | FALSE | L | Annual | Allowances Banked | Thousand Tons | 0 | 0 | 0 | 0 | 0 | 0 | 0 | 0
BART SO2 Annual Cap-Northside 1-3 -v5.13 | 131 | 7232 | Rate Constraint in MTons | FALSE | L | Annual | Allowances Withdrawn (1:1) | Thousand Tons | 0 | 0 | 0 | 0 | 0 | 0 | 0 | 0
BART SO2 Annual Cap-Northside 1-3 -v5.13 | 131 | 7232 | Rate Constraint in MTons | FALSE | L | Annual | Allowances Withdrawn (n:1) | Thousand Tons | 0 | 0 | 0 | 0 | 0 | 0 | 0 | 0
BART SO2 Annual Cap-Northside 1-3 -v5.13 | 131 | 7232 | Rate Constraint in MTons | FALSE | L | Annual | Net Emissions Allowance Position | Thousand Tons | 3.6 | 3.6 | 3.6 | 3.6 | 3.6 | 3.6 | 0 | 0
BART SO2 Annual Cap-Northside 1-3 -v5.13 | 131 | 7232 | Rate Constraint in MTons | FALSE | L | Annual | Fuel Consumed | TBtu | 6.2338 | 8.1591 | 6.2338 | 6.2338 | 6.2338 | 6.2338 | 0 | 0
BART SO2 Annual Cap-Northside 1-3 -v5.13 | 131 | 7232 | Rate Constraint in MTons | FALSE | L | Annual | Rate | lb/MMBtu | 1.155 | 0.88245 | 1.155 | 1.155 | 1.155 | 1.155 | 0 | 0
BART SO2 Annual Cap-Northside 1-3 -v5.13 | 131 | 7232 | Rate Constraint in MTons | FALSE | L | Annual | Generation | TWh | 0.60073 | 0.78627 | 0.60073 | 0.60073 | 0.60073 | 0.60073 | 0 | 0
BART SO2 Annual Cap-Northside 1-3 -v5.13 | 131 | 7232 | Rate Constraint in MTons | FALSE | L | Annual | Qualifying Generation | TWh | 0.60073 | 0.78627 | 0.60073 | 0.60073 | 0.60073 | 0.60073 | 0 | 0
BART SO2 Annual Cap-Northside 1-3 -v5.13 | 131 | 7232 | Rate Constraint in MTons | FALSE | L | Annual | Rate | lb/MWh | 11.9854 | 9.1572 | 11.9854 | 11.9854 | 11.9854 | 11.9854 | 0 | 0
BART SO2 Annual Cap-Northside 1-3 -v5.13 | 131 | 7232 | Rate Constraint in MTons | FALSE | L | Annual | Constraint Shadow Price | US2019$/Ton | 3035.651 | 1714.4522 | 813.3562 | 1124.4283 | 131.7357 | 142.895 | 0 | 0
BART SO2 Annual- Coal Creek 1- v6.17 | 132 | 7212 | Rate Constraint in lbs/MMBtu | FALSE | L | Annual | Seasons Included | Seasons | Winter, WintShld, Summer | Winter, WintShld, Summer | Winter, WintShld, Summer | Winter, WintShld, Summer | Winter, WintShld, Summer | Winter, WintShld, Summer | Winter, WintShld, Summer | Winter, WintShld, Summer
BART SO2 Annual- Coal Creek 1- v6.17 | 132 | 7212 | Rate Constraint in lbs/MMBtu | FALSE | L | Annual | Standard SO2 | lb/MMBtu | 0.15 | 0.15 | 0.15 | 0.15 | 0.15 | 0.15 | 0.15 | 0.15
BART SO2 Annual- Coal Creek 1- v6.17 | 132 | 7212 | Rate Constraint in lbs/MMBtu | FALSE | L | Annual | Emissions at Affected Plants SO2 | Thousand Tons | 2.9678 | 2.9678 | 2.9678 | 2.9678 | 0.91334 | 0 | 0 | 0
BART SO2 Annual- Coal Creek 1- v6.17 | 132 | 7212 | Rate Constraint in lbs/MMBtu | FALSE | L | Annual | Allowances Purchased SO2 | Thousand Tons | 0 | 0 | 0 | 0 | 0 | 0 | 0 | 0
BART SO2 Annual- Coal Creek 1- v6.17 | 132 | 7212 | Rate Constraint in lbs/MMBtu | FALSE | L | Annual | Allowances Sold SO2 | Thousand Tons | 0 | 0 | 0 | 0 | 0 | 0 | 0 | 0
BART SO2 Annual- Coal Creek 1- v6.17 | 132 | 7212 | Rate Constraint in lbs/MMBtu | FALSE | L | Annual | Allowances Banked | Thousand Tons | 0 | 0 | 0 | 0 | 0 | 0 | 0 | 0
BART SO2 Annual- Coal Creek 1- v6.17 | 132 | 7212 | Rate Constraint in lbs/MMBtu | FALSE | L | Annual | Allowances Withdrawn (1:1) | Thousand Tons | 0 | 0 | 0 | 0 | 0 | 0 | 0 | 0
BART SO2 Annual- Coal Creek 1- v6.17 | 132 | 7212 | Rate Constraint in lbs/MMBtu | FALSE | L | Annual | Allowances Withdrawn (n:1) | Thousand Tons | 0 | 0 | 0 | 0 | 0 | 0 | 0 | 0
BART SO2 Annual- Coal Creek 1- v6.17 | 132 | 7212 | Rate Constraint in lbs/MMBtu | FALSE | L | Annual | Net Emissions Allowance Position | Thousand Tons | 2.9678 | 2.9678 | 2.9678 | 2.9678 | 0.91334 | 0 | 0 | 0
BART SO2 Annual- Coal Creek 1- v6.17 | 132 | 7212 | Rate Constraint in lbs/MMBtu | FALSE | L | Annual | Fuel Consumed | TBtu | 40.5015 | 40.5015 | 40.5015 | 40.5015 | 12.4645 | 0 | 0 | 0
BART SO2 Annual- Coal Creek 1- v6.17 | 132 | 7212 | Rate Constraint in lbs/MMBtu | FALSE | L | Annual | Rate | lb/MMBtu | 0.14655 | 0.14655 | 0.14655 | 0.14655 | 0.14655 | 0 | 0 | 0
BART SO2 Annual- Coal Creek 1- v6.17 | 132 | 7212 | Rate Constraint in lbs/MMBtu | FALSE | L | Annual | Generation | TWh | 4.1765 | 4.1765 | 4.1765 | 4.1765 | 1.2853 | 0 | 0 | 0
BART SO2 Annual- Coal Creek 1- v6.17 | 132 | 7212 | Rate Constraint in lbs/MMBtu | FALSE | L | Annual | Qualifying Generation | TWh | 4.0705 | 4.0705 | 4.0705 | 4.0705 | 1.2527 | 0 | 0 | 0
BART SO2 Annual- Coal Creek 1- v6.17 | 132 | 7212 | Rate Constraint in lbs/MMBtu | FALSE | L | Annual | Rate | lb/MWh | 1.4582 | 1.4582 | 1.4582 | 1.4582 | 1.4582 | 0 | 0 | 0
BART SO2 Annual- Coal Creek 1- v6.17 | 132 | 7212 | Rate Constraint in lbs/MMBtu | FALSE | L | Annual | Constraint Shadow Price | US2019$/Ton | 0 | 0 | 0 | 0 | 0 | 0 | 0 | 0
BART SO2 Annual- Coal Creek 2- v6.17 | 133 | 7213 | Rate Constraint in lbs/MMBtu | FALSE | L | Annual | Seasons Included | Seasons | Winter, WintShld, Summer | Winter, WintShld, Summer | Winter, WintShld, Summer | Winter, WintShld, Summer | Winter, WintShld, Summer | Winter, WintShld, Summer | Winter, WintShld, Summer | Winter, WintShld, Summer
BART SO2 Annual- Coal Creek 2- v6.17 | 133 | 7213 | Rate Constraint in lbs/MMBtu | FALSE | L | Annual | Standard SO2 | lb/MMBtu | 0.15 | 0.15 | 0.15 | 0.15 | 0.15 | 0.15 | 0.15 | 0.15
BART SO2 Annual- Coal Creek 2- v6.17 | 133 | 7213 | Rate Constraint in lbs/MMBtu | FALSE | L | Annual | Emissions at Affected Plants SO2 | Thousand Tons | 2.9626 | 2.9626 | 2.9626 | 2.9626 | 0.58669 | 0 | 0 | 0
BART SO2 Annual- Coal Creek 2- v6.17 | 133 | 7213 | Rate Constraint in lbs/MMBtu | FALSE | L | Annual | Allowances Purchased SO2 | Thousand Tons | 0 | 0 | 0 | 0 | 0 | 0 | 0 | 0
BART SO2 Annual- Coal Creek 2- v6.17 | 133 | 7213 | Rate Constraint in lbs/MMBtu | FALSE | L | Annual | Allowances Sold SO2 | Thousand Tons | 0 | 0 | 0 | 0 | 0 | 0 | 0 | 0
BART SO2 Annual- Coal Creek 2- v6.17 | 133 | 7213 | Rate Constraint in lbs/MMBtu | FALSE | L | Annual | Allowances Banked | Thousand Tons | 0 | 0 | 0 | 0 | 0 | 0 | 0 | 0
BART SO2 Annual- Coal Creek 2- v6.17 | 133 | 7213 | Rate Constraint in lbs/MMBtu | FALSE | L | Annual | Allowances Withdrawn (1:1) | Thousand Tons | 0 | 0 | 0 | 0 | 0 | 0 | 0 | 0
BART SO2 Annual- Coal Creek 2- v6.17 | 133 | 7213 | Rate Constraint in lbs/MMBtu | FALSE | L | Annual | Allowances Withdrawn (n:1) | Thousand Tons | 0 | 0 | 0 | 0 | 0 | 0 | 0 | 0
BART SO2 Annual- Coal Creek 2- v6.17 | 133 | 7213 | Rate Constraint in lbs/MMBtu | FALSE | L | Annual | Net Emissions Allowance Position | Thousand Tons | 2.9626 | 2.9626 | 2.9626 | 2.9626 | 0.58669 | 0 | 0 | 0
BART SO2 Annual- Coal Creek 2- v6.17 | 133 | 7213 | Rate Constraint in lbs/MMBtu | FALSE | L | Annual | Fuel Consumed | TBtu | 40.6579 | 40.6579 | 40.6579 | 40.6579 | 8.0515 | 0 | 0 | 0
BART SO2 Annual- Coal Creek 2- v6.17 | 133 | 7213 | Rate Constraint in lbs/MMBtu | FALSE | L | Annual | Rate | lb/MMBtu | 0.14573 | 0.14573 | 0.14573 | 0.14573 | 0.14573 | 0 | 0 | 0
BART SO2 Annual- Coal Creek 2- v6.17 | 133 | 7213 | Rate Constraint in lbs/MMBtu | FALSE | L | Annual | Generation | TWh | 4.1692 | 4.1692 | 4.1692 | 4.1692 | 0.82563 | 0 | 0 | 0
BART SO2 Annual- Coal Creek 2- v6.17 | 133 | 7213 | Rate Constraint in lbs/MMBtu | FALSE | L | Annual | Qualifying Generation | TWh | 4.0862 | 4.0862 | 4.0862 | 4.0862 | 0.8092 | 0 | 0 | 0
BART SO2 Annual- Coal Creek 2- v6.17 | 133 | 7213 | Rate Constraint in lbs/MMBtu | FALSE | L | Annual | Rate | lb/MWh | 1.45 | 1.45 | 1.45 | 1.45 | 1.45 | 0 | 0 | 0
BART SO2 Annual- Coal Creek 2- v6.17 | 133 | 7213 | Rate Constraint in lbs/MMBtu | FALSE | L | Annual | Constraint Shadow Price | US2019$/Ton | 0 | 0 | 0 | 0 | 0 | 0 | 0 | 0
BART SO2 Annual- Comanche 1,2- v5.16 | 134 | 7199 | Rate Constraint in lbs/MMBtu | FALSE | L | Annual | Seasons Included | Seasons | Winter, WintShld, Summer | Winter, WintShld, Summer | Winter, WintShld, Summer | Winter, WintShld, Summer | Winter, WintShld, Summer | Winter, WintShld, Summer | Winter, WintShld, Summer | Winter, WintShld, Summer
BART SO2 Annual- Comanche 1,2- v5.16 | 134 | 7199 | Rate Constraint in lbs/MMBtu | FALSE | L | Annual | Standard SO2 | lb/MMBtu | 0.1 | 0.1 | 0.1 | 0.1 | 0.1 | 0.1 | 0.1 | 0.1
BART SO2 Annual- Comanche 1,2- v5.16 | 134 | 7199 | Rate Constraint in lbs/MMBtu | FALSE | L | Annual | Emissions at Affected Plants SO2 | Thousand Tons | 0.94766 | 0 | 0 | 0 | 0 | 0 | 0 | 0
BART SO2 Annual- Comanche 1,2- v5.16 | 134 | 7199 | Rate Constraint in lbs/MMBtu | FALSE | L | Annual | Allowances Purchased SO2 | Thousand Tons | 0 | 0 | 0 | 0 | 0 | 0 | 0 | 0
BART SO2 Annual- Comanche 1,2- v5.16 | 134 | 7199 | Rate Constraint in lbs/MMBtu | FALSE | L | Annual | Allowances Sold SO2 | Thousand Tons | 0 | 0 | 0 | 0 | 0 | 0 | 0 | 0
BART SO2 Annual- Comanche 1,2- v5.16 | 134 | 7199 | Rate Constraint in lbs/MMBtu | FALSE | L | Annual | Allowances Banked | Thousand Tons | 0 | 0 | 0 | 0 | 0 | 0 | 0 | 0
BART SO2 Annual- Comanche 1,2- v5.16 | 134 | 7199 | Rate Constraint in lbs/MMBtu | FALSE | L | Annual | Allowances Withdrawn (1:1) | Thousand Tons | 0 | 0 | 0 | 0 | 0 | 0 | 0 | 0
BART SO2 Annual- Comanche 1,2- v5.16 | 134 | 7199 | Rate Constraint in lbs/MMBtu | FALSE | L | Annual | Allowances Withdrawn (n:1) | Thousand Tons | 0 | 0 | 0 | 0 | 0 | 0 | 0 | 0
BART SO2 Annual- Comanche 1,2- v5.16 | 134 | 7199 | Rate Constraint in lbs/MMBtu | FALSE | L | Annual | Net Emissions Allowance Position | Thousand Tons | 0.94766 | 0 | 0 | 0 | 0 | 0 | 0 | 0
BART SO2 Annual- Comanche 1,2- v5.16 | 134 | 7199 | Rate Constraint in lbs/MMBtu | FALSE | L | Annual | Fuel Consumed | TBtu | 25.0018 | 0 | 0 | 0 | 0 | 0 | 0 | 0
BART SO2 Annual- Comanche 1,2- v5.16 | 134 | 7199 | Rate Constraint in lbs/MMBtu | FALSE | L | Annual | Rate | lb/MMBtu | 0.075808 | 0 | 0 | 0 | 0 | 0 | 0 | 0
BART SO2 Annual- Comanche 1,2- v5.16 | 134 | 7199 | Rate Constraint in lbs/MMBtu | FALSE | L | Annual | Generation | TWh | 2.3131 | 0 | 0 | 0 | 0 | 0 | 0 | 0
BART SO2 Annual- Comanche 1,2- v5.16 | 134 | 7199 | Rate Constraint in lbs/MMBtu | FALSE | L | Annual | Qualifying Generation | TWh | 2.3131 | 0 | 0 | 0 | 0 | 0 | 0 | 0
BART SO2 Annual- Comanche 1,2- v5.16 | 134 | 7199 | Rate Constraint in lbs/MMBtu | FALSE | L | Annual | Rate | lb/MWh | 0.81941 | 0 | 0 | 0 | 0 | 0 | 0 | 0
BART SO2 Annual- Comanche 1,2- v5.16 | 134 | 7199 | Rate Constraint in lbs/MMBtu | FALSE | L | Annual | Constraint Shadow Price | US2019$/Ton | 0 | 0 | 0 | 0 | 0 | 0 | 0 | 0
BART SO2 Annual- Comanche 2- v5.16 | 135 | 7198 | Rate Constraint in lbs/MMBtu | FALSE | L | Annual | Seasons Included | Seasons | Winter, WintShld, Summer | Winter, WintShld, Summer | Winter, WintShld, Summer | Winter, WintShld, Summer | Winter, WintShld, Summer | Winter, WintShld, Summer | Winter, WintShld, Summer | Winter, WintShld, Summer
BART SO2 Annual- Comanche 2- v5.16 | 135 | 7198 | Rate Constraint in lbs/MMBtu | FALSE | L | Annual | Standard SO2 | lb/MMBtu | 0.12 | 0.12 | 0.12 | 0.12 | 0.12 | 0.12 | 0.12 | 0.12
BART SO2 Annual- Comanche 2- v5.16 | 135 | 7198 | Rate Constraint in lbs/MMBtu | FALSE | L | Annual | Emissions at Affected Plants SO2 | Thousand Tons | 0.94766 | 0 | 0 | 0 | 0 | 0 | 0 | 0
BART SO2 Annual- Comanche 2- v5.16 | 135 | 7198 | Rate Constraint in lbs/MMBtu | FALSE | L | Annual | Allowances Purchased SO2 | Thousand Tons | 0 | 0 | 0 | 0 | 0 | 0 | 0 | 0
BART SO2 Annual- Comanche 2- v5.16 | 135 | 7198 | Rate Constraint in lbs/MMBtu | FALSE | L | Annual | Allowances Sold SO2 | Thousand Tons | 0 | 0 | 0 | 0 | 0 | 0 | 0 | 0
BART SO2 Annual- Comanche 2- v5.16 | 135 | 7198 | Rate Constraint in lbs/MMBtu | FALSE | L | Annual | Allowances Banked | Thousand Tons | 0 | 0 | 0 | 0 | 0 | 0 | 0 | 0
BART SO2 Annual- Comanche 2- v5.16 | 135 | 7198 | Rate Constraint in lbs/MMBtu | FALSE | L | Annual | Allowances Withdrawn (1:1) | Thousand Tons | 0 | 0 | 0 | 0 | 0 | 0 | 0 | 0
BART SO2 Annual- Comanche 2- v5.16 | 135 | 7198 | Rate Constraint in lbs/MMBtu | FALSE | L | Annual | Allowances Withdrawn (n:1) | Thousand Tons | 0 | 0 | 0 | 0 | 0 | 0 | 0 | 0
BART SO2 Annual- Comanche 2- v5.16 | 135 | 7198 | Rate Constraint in lbs/MMBtu | FALSE | L | Annual | Net Emissions Allowance Position | Thousand Tons | 0.94766 | 0 | 0 | 0 | 0 | 0 | 0 | 0
BART SO2 Annual- Comanche 2- v5.16 | 135 | 7198 | Rate Constraint in lbs/MMBtu | FALSE | L | Annual | Fuel Consumed | TBtu | 25.0018 | 0 | 0 | 0 | 0 | 0 | 0 | 0
BART SO2 Annual- Comanche 2- v5.16 | 135 | 7198 | Rate Constraint in lbs/MMBtu | FALSE | L | Annual | Rate | lb/MMBtu | 0.075808 | 0 | 0 | 0 | 0 | 0 | 0 | 0
BART SO2 Annual- Comanche 2- v5.16 | 135 | 7198 | Rate Constraint in lbs/MMBtu | FALSE | L | Annual | Generation | TWh | 2.3131 | 0 | 0 | 0 | 0 | 0 | 0 | 0
BART SO2 Annual- Comanche 2- v5.16 | 135 | 7198 | Rate Constraint in lbs/MMBtu | FALSE | L | Annual | Qualifying Generation | TWh | 2.3131 | 0 | 0 | 0 | 0 | 0 | 0 | 0
BART SO2 Annual- Comanche 2- v5.16 | 135 | 7198 | Rate Constraint in lbs/MMBtu | FALSE | L | Annual | Rate | lb/MWh | 0.81941 | 0 | 0 | 0 | 0 | 0 | 0 | 0
BART SO2 Annual- Comanche 2- v5.16 | 135 | 7198 | Rate Constraint in lbs/MMBtu | FALSE | L | Annual | Constraint Shadow Price | US2019$/Ton | 0 | 0 | 0 | 0 | 0 | 0 | 0 | 0
BART SO2 Annual- Flint Creek- v6.20 | 136 | 7643 | Rate Constraint in lbs/MMBtu | FALSE | L | Annual | Seasons Included | Seasons | Winter, WintShld, Summer | Winter, WintShld, Summer | Winter, WintShld, Summer | Winter, WintShld, Summer | Winter, WintShld, Summer | Winter, WintShld, Summer | Winter, WintShld, Summer | Winter, WintShld, Summer
BART SO2 Annual- Flint Creek- v6.20 | 136 | 7643 | Rate Constraint in lbs/MMBtu | FALSE | L | Annual | Standard SO2 | lb/MMBtu | 0.06 | 0.06 | 0.06 | 0.06 | 0.06 | 0.06 | 0.06 | 0.06
BART SO2 Annual- Flint Creek- v6.20 | 136 | 7643 | Rate Constraint in lbs/MMBtu | FALSE | L | Annual | Emissions at Affected Plants SO2 | Thousand Tons | 0.92614 | 0.2474 | 0.14105 | 0 | 0 | 0 | 0 | 0
BART SO2 Annual- Flint Creek- v6.20 | 136 | 7643 | Rate Constraint in lbs/MMBtu | FALSE | L | Annual | Allowances Purchased SO2 | Thousand Tons | 0 | 0 | 0 | 0 | 0 | 0 | 0 | 0
BART SO2 Annual- Flint Creek- v6.20 | 136 | 7643 | Rate Constraint in lbs/MMBtu | FALSE | L | Annual | Allowances Sold SO2 | Thousand Tons | 0 | 0 | 0 | 0 | 0 | 0 | 0 | 0
BART SO2 Annual- Flint Creek- v6.20 | 136 | 7643 | Rate Constraint in lbs/MMBtu | FALSE | L | Annual | Allowances Banked | Thousand Tons | 0 | 0 | 0 | 0 | 0 | 0 | 0 | 0
BART SO2 Annual- Flint Creek- v6.20 | 136 | 7643 | Rate Constraint in lbs/MMBtu | FALSE | L | Annual | Allowances Withdrawn (1:1) | Thousand Tons | 0 | 0 | 0 | 0 | 0 | 0 | 0 | 0
BART SO2 Annual- Flint Creek- v6.20 | 136 | 7643 | Rate Constraint in lbs/MMBtu | FALSE | L | Annual | Allowances Withdrawn (n:1) | Thousand Tons | 0 | 0 | 0 | 0 | 0 | 0 | 0 | 0
BART SO2 Annual- Flint Creek- v6.20 | 136 | 7643 | Rate Constraint in lbs/MMBtu | FALSE | L | Annual | Net Emissions Allowance Position | Thousand Tons | 0.92614 | 0.2474 | 0.14105 | 0 | 0 | 0 | 0 | 0
BART SO2 Annual- Flint Creek- v6.20 | 136 | 7643 | Rate Constraint in lbs/MMBtu | FALSE | L | Annual | Fuel Consumed | TBtu | 30.8713 | 8.2466 | 4.9162 | 0 | 0 | 0 | 0 | 0
BART SO2 Annual- Flint Creek- v6.20 | 136 | 7643 | Rate Constraint in lbs/MMBtu | FALSE | L | Annual | Rate | lb/MMBtu | 0.06 | 0.06 | 0.05738 | 0 | 0 | 0 | 0 | 0
BART SO2 Annual- Flint Creek- v6.20 | 136 | 7643 | Rate Constraint in lbs/MMBtu | FALSE | L | Annual | Generation | TWh | 2.9044 | 0.77586 | 0.46253 | 0 | 0 | 0 | 0 | 0
BART SO2 Annual- Flint Creek- v6.20 | 136 | 7643 | Rate Constraint in lbs/MMBtu | FALSE | L | Annual | Qualifying Generation | TWh | 2.9044 | 0.77586 | 0.46253 | 0 | 0 | 0 | 0 | 0
BART SO2 Annual- Flint Creek- v6.20 | 136 | 7643 | Rate Constraint in lbs/MMBtu | FALSE | L | Annual | Rate | lb/MWh | 0.63774 | 0.63774 | 0.60989 | 0 | 0 | 0 | 0 | 0
BART SO2 Annual- Flint Creek- v6.20 | 136 | 7643 | Rate Constraint in lbs/MMBtu | FALSE | L | Annual | Constraint Shadow Price | US2019$/Ton | 314.642 | 68.8164 | 0 | 807641.557 | 321759.4781 | 976141.4986 | 1577281.2367 | 1495315.8305
BART SO2 Annual- Hayden 1- v5.16 | 137 | 7202 | Rate Constraint in lbs/MMBtu | FALSE | L | Annual | Seasons Included | Seasons | Winter, WintShld, Summer | Winter, WintShld, Summer | Winter, WintShld, Summer | Winter, WintShld, Summer | Winter, WintShld, Summer | Winter, WintShld, Summer | Winter, WintShld, Summer | Winter, WintShld, Summer
BART SO2 Annual- Hayden 1- v5.16 | 137 | 7202 | Rate Constraint in lbs/MMBtu | FALSE | L | Annual | Standard SO2 | lb/MMBtu | 0.13 | 0.13 | 0.13 | 0.13 | 0.13 | 0.13 | 0.13 | 0.13
BART SO2 Annual- Hayden 1- v5.16 | 137 | 7202 | Rate Constraint in lbs/MMBtu | FALSE | L | Annual | Emissions at Affected Plants SO2 | Thousand Tons | 0.78492 | 0.30925 | 0 | 0 | 0 | 0 | 0 | 0
BART SO2 Annual- Hayden 1- v5.16 | 137 | 7202 | Rate Constraint in lbs/MMBtu | FALSE | L | Annual | Allowances Purchased SO2 | Thousand Tons | 0 | 0 | 0 | 0 | 0 | 0 | 0 | 0
BART SO2 Annual- Hayden 1- v5.16 | 137 | 7202 | Rate Constraint in lbs/MMBtu | FALSE | L | Annual | Allowances Sold SO2 | Thousand Tons | 0 | 0 | 0 | 0 | 0 | 0 | 0 | 0
BART SO2 Annual- Hayden 1- v5.16 | 137 | 7202 | Rate Constraint in lbs/MMBtu | FALSE | L | Annual | Allowances Banked | Thousand Tons | 0 | 0 | 0 | 0 | 0 | 0 | 0 | 0
BART SO2 Annual- Hayden 1- v5.16 | 137 | 7202 | Rate Constraint in lbs/MMBtu | FALSE | L | Annual | Allowances Withdrawn (1:1) | Thousand Tons | 0 | 0 | 0 | 0 | 0 | 0 | 0 | 0
BART SO2 Annual- Hayden 1- v5.16 | 137 | 7202 | Rate Constraint in lbs/MMBtu | FALSE | L | Annual | Allowances Withdrawn (n:1) | Thousand Tons | 0 | 0 | 0 | 0 | 0 | 0 | 0 | 0
BART SO2 Annual- Hayden 1- v5.16 | 137 | 7202 | Rate Constraint in lbs/MMBtu | FALSE | L | Annual | Net Emissions Allowance Position | Thousand Tons | 0.78492 | 0.30925 | 0 | 0 | 0 | 0 | 0 | 0
BART SO2 Annual- Hayden 1- v5.16 | 137 | 7202 | Rate Constraint in lbs/MMBtu | FALSE | L | Annual | Fuel Consumed | TBtu | 12.7391 | 5.0191 | 0 | 0 | 0 | 0 | 0 | 0
BART SO2 Annual- Hayden 1- v5.16 | 137 | 7202 | Rate Constraint in lbs/MMBtu | FALSE | L | Annual | Rate | lb/MMBtu | 0.12323 | 0.12323 | 0 | 0 | 0 | 0 | 0 | 0
BART SO2 Annual- Hayden 1- v5.16 | 137 | 7202 | Rate Constraint in lbs/MMBtu | FALSE | L | Annual | Generation | TWh | 1.1677 | 0.46004 | 0 | 0 | 0 | 0 | 0 | 0
BART SO2 Annual- Hayden 1- v5.16 | 137 | 7202 | Rate Constraint in lbs/MMBtu | FALSE | L | Annual | Qualifying Generation | TWh | 1.1677 | 0.46004 | 0 | 0 | 0 | 0 | 0 | 0
BART SO2 Annual- Hayden 1- v5.16 | 137 | 7202 | Rate Constraint in lbs/MMBtu | FALSE | L | Annual | Rate | lb/MWh | 1.3444 | 1.3444 | 0 | 0 | 0 | 0 | 0 | 0
BART SO2 Annual- Hayden 1- v5.16 | 137 | 7202 | Rate Constraint in lbs/MMBtu | FALSE | L | Annual | Constraint Shadow Price | US2019$/Ton | 0 | 0 | 0 | 0 | 0 | 0 | 0 | 0
BART SO2 Annual- Hayden 2- v5.16 | 138 | 7203 | Rate Constraint in lbs/MMBtu | FALSE | L | Annual | Seasons Included | Seasons | Winter, WintShld, Summer | Winter, WintShld, Summer | Winter, WintShld, Summer | Winter, WintShld, Summer | Winter, WintShld, Summer | Winter, WintShld, Summer | Winter, WintShld, Summer | Winter, WintShld, Summer
BART SO2 Annual- Hayden 2- v5.16 | 138 | 7203 | Rate Constraint in lbs/MMBtu | FALSE | L | Annual | Standard SO2 | lb/MMBtu | 0.13 | 0.13 | 0.13 | 0.13 | 0.13 | 0.13 | 0.13 | 0.13
BART SO2 Annual- Hayden 2- v5.16 | 138 | 7203 | Rate Constraint in lbs/MMBtu | FALSE | L | Annual | Emissions at Affected Plants SO2 | Thousand Tons | 1.1264 | 0 | 0 | 0 | 0 | 0 | 0 | 0
BART SO2 Annual- Hayden 2- v5.16 | 138 | 7203 | Rate Constraint in lbs/MMBtu | FALSE | L | Annual | Allowances Purchased SO2 | Thousand Tons | 0 | 0 | 0 | 0 | 0 | 0 | 0 | 0
BART SO2 Annual- Hayden 2- v5.16 | 138 | 7203 | Rate Constraint in lbs/MMBtu | FALSE | L | Annual | Allowances Sold SO2 | Thousand Tons | 0 | 0 | 0 | 0 | 0 | 0 | 0 | 0
BART SO2 Annual- Hayden 2- v5.16 | 138 | 7203 | Rate Constraint in lbs/MMBtu | FALSE | L | Annual | Allowances Banked | Thousand Tons | 0 | 0 | 0 | 0 | 0 | 0 | 0 | 0
BART SO2 Annual- Hayden 2- v5.16 | 138 | 7203 | Rate Constraint in lbs/MMBtu | FALSE | L | Annual | Allowances Withdrawn (1:1) | Thousand Tons | 0 | 0 | 0 | 0 | 0 | 0 | 0 | 0
BART SO2 Annual- Hayden 2- v5.16 | 138 | 7203 | Rate Constraint in lbs/MMBtu | FALSE | L | Annual | Allowances Withdrawn (n:1) | Thousand Tons | 0 | 0 | 0 | 0 | 0 | 0 | 0 | 0
BART SO2 Annual- Hayden 2- v5.16 | 138 | 7203 | Rate Constraint in lbs/MMBtu | FALSE | L | Annual | Net Emissions Allowance Position | Thousand Tons | 1.1264 | 0 | 0 | 0 | 0 | 0 | 0 | 0
BART SO2 Annual- Hayden 2- v5.16 | 138 | 7203 | Rate Constraint in lbs/MMBtu | FALSE | L | Annual | Fuel Consumed | TBtu | 18.2809 | 0 | 0 | 0 | 0 | 0 | 0 | 0
BART SO2 Annual- Hayden 2- v5.16 | 138 | 7203 | Rate Constraint in lbs/MMBtu | FALSE | L | Annual | Rate | lb/MMBtu | 0.12323 | 0 | 0 | 0 | 0 | 0 | 0 | 0
BART SO2 Annual- Hayden 2- v5.16 | 138 | 7203 | Rate Constraint in lbs/MMBtu | FALSE | L | Annual | Generation | TWh | 1.6761 | 0 | 0 | 0 | 0 | 0 | 0 | 0
BART SO2 Annual- Hayden 2- v5.16 | 138 | 7203 | Rate Constraint in lbs/MMBtu | FALSE | L | Annual | Qualifying Generation | TWh | 1.6761 | 0 | 0 | 0 | 0 | 0 | 0 | 0
BART SO2 Annual- Hayden 2- v5.16 | 138 | 7203 | Rate Constraint in lbs/MMBtu | FALSE | L | Annual | Rate | lb/MWh | 1.3441 | 0 | 0 | 0 | 0 | 0 | 0 | 0
BART SO2 Annual- Hayden 2- v5.16 | 138 | 7203 | Rate Constraint in lbs/MMBtu | FALSE | L | Annual | Constraint Shadow Price | US2019$/Ton | 0 | 0 | 0 | 0 | 0 | 0 | 0 | 0
BART SO2 Annual- Martin Drake 6- v5.16 | 139 | 7204 | Rate Constraint in lbs/MMBtu | FALSE | L | Annual | Seasons Included | Seasons | Winter, WintShld, Summer | Winter, WintShld, Summer | Winter, WintShld, Summer | Winter, WintShld, Summer | Winter, WintShld, Summer | Winter, WintShld, Summer | Winter, WintShld, Summer | Winter, WintShld, Summer
BART SO2 Annual- Martin Drake 6- v5.16 | 139 | 7204 | Rate Constraint in lbs/MMBtu | FALSE | L | Annual | Standard SO2 | lb/MMBtu | 0.13 | 0.13 | 0.13 | 0.13 | 0.13 | 0.13 | 0.13 | 0.13
BART SO2 Annual- Martin Drake 6- v5.16 | 139 | 7204 | Rate Constraint in lbs/MMBtu | FALSE | L | Annual | Emissions at Affected Plants SO2 | Thousand Tons | 0 | 0 | 0 | 0 | 0 | 0 | 0 | 0
BART SO2 Annual- Martin Drake 6- v5.16 | 139 | 7204 | Rate Constraint in lbs/MMBtu | FALSE | L | Annual | Allowances Purchased SO2 | Thousand Tons | 0 | 0 | 0 | 0 | 0 | 0 | 0 | 0
BART SO2 Annual- Martin Drake 6- v5.16 | 139 | 7204 | Rate Constraint in lbs/MMBtu | FALSE | L | Annual | Allowances Sold SO2 | Thousand Tons | 0 | 0 | 0 | 0 | 0 | 0 | 0 | 0
BART SO2 Annual- Martin Drake 6- v5.16 | 139 | 7204 | Rate Constraint in lbs/MMBtu | FALSE | L | Annual | Allowances Banked | Thousand Tons | 0 | 0 | 0 | 0 | 0 | 0 | 0 | 0
BART SO2 Annual- Martin Drake 6- v5.16 | 139 | 7204 | Rate Constraint in lbs/MMBtu | FALSE | L | Annual | Allowances Withdrawn (1:1) | Thousand Tons | 0 | 0 | 0 | 0 | 0 | 0 | 0 | 0
BART SO2 Annual- Martin Drake 6- v5.16 | 139 | 7204 | Rate Constraint in lbs/MMBtu | FALSE | L | Annual | Allowances Withdrawn (n:1) | Thousand Tons | 0 | 0 | 0 | 0 | 0 | 0 | 0 | 0
BART SO2 Annual- Martin Drake 6- v5.16 | 139 | 7204 | Rate Constraint in lbs/MMBtu | FALSE | L | Annual | Net Emissions Allowance Position | Thousand Tons | 0 | 0 | 0 | 0 | 0 | 0 | 0 | 0
BART SO2 Annual- Martin Drake 6- v5.16 | 139 | 7204 | Rate Constraint in lbs/MMBtu | FALSE | L | Annual | Fuel Consumed | TBtu | 0 | 0 | 0 | 0 | 0 | 0 | 0 | 0
BART SO2 Annual- Martin Drake 6- v5.16 | 139 | 7204 | Rate Constraint in lbs/MMBtu | FALSE | L | Annual | Rate | lb/MMBtu | 0 | 0 | 0 | 0 | 0 | 0 | 0 | 0
BART SO2 Annual- Martin Drake 6- v5.16 | 139 | 7204 | Rate Constraint in lbs/MMBtu | FALSE | L | Annual | Generation | TWh | 0 | 0 | 0 | 0 | 0 | 0 | 0 | 0
BART SO2 Annual- Martin Drake 6- v5.16 | 139 | 7204 | Rate Constraint in lbs/MMBtu | FALSE | L | Annual | Qualifying Generation | TWh | 0 | 0 | 0 | 0 | 0 | 0 | 0 | 0
BART SO2 Annual- Martin Drake 6- v5.16 | 139 | 7204 | Rate Constraint in lbs/MMBtu | FALSE | L | Annual | Rate | lb/MWh | 0 | 0 | 0 | 0 | 0 | 0 | 0 | 0
BART SO2 Annual- Martin Drake 6- v5.16 | 139 | 7204 | Rate Constraint in lbs/MMBtu | FALSE | L | Annual | Constraint Shadow Price | US2019$/Ton | 0 | 0 | 0 | 0 | 0 | 0 | 0 | 0
BART SO2 Annual- Martin Drake 7- v5.16 | 140 | 7205 | Rate Constraint in lbs/MMBtu | FALSE | L | Annual | Seasons Included | Seasons | Winter, WintShld, Summer | Winter, WintShld, Summer | Winter, WintShld, Summer | Winter, WintShld, Summer | Winter, WintShld, Summer | Winter, WintShld, Summer | Winter, WintShld, Summer | Winter, WintShld, Summer
BART SO2 Annual- Martin Drake 7- v5.16 | 140 | 7205 | Rate Constraint in lbs/MMBtu | FALSE | L | Annual | Standard SO2 | lb/MMBtu | 0.13 | 0.13 | 0.13 | 0.13 | 0.13 | 0.13 | 0.13 | 0.13
BART SO2 Annual- Martin Drake 7- v5.16 | 140 | 7205 | Rate Constraint in lbs/MMBtu | FALSE | L | Annual | Emissions at Affected Plants SO2 | Thousand Tons | 0 | 0 | 0 | 0 | 0 | 0 | 0 | 0
BART SO2 Annual- Martin Drake 7- v5.16 | 140 | 7205 | Rate Constraint in lbs/MMBtu | FALSE | L | Annual | Allowances Purchased SO2 | Thousand Tons | 0 | 0 | 0 | 0 | 0 | 0 | 0 | 0
BART SO2 Annual- Martin Drake 7- v5.16 | 140 | 7205 | Rate Constraint in lbs/MMBtu | FALSE | L | Annual | Allowances Sold SO2 | Thousand Tons | 0 | 0 | 0 | 0 | 0 | 0 | 0 | 0
BART SO2 Annual- Martin Drake 7- v5.16 | 140 | 7205 | Rate Constraint in lbs/MMBtu | FALSE | L | Annual | Allowances Banked | Thousand Tons | 0 | 0 | 0 | 0 | 0 | 0 | 0 | 0
BART SO2 Annual- Martin Drake 7- v5.16 | 140 | 7205 | Rate Constraint in lbs/MMBtu | FALSE | L | Annual | Allowances Withdrawn (1:1) | Thousand Tons | 0 | 0 | 0 | 0 | 0 | 0 | 0 | 0
BART SO2 Annual- Martin Drake 7- v5.16 | 140 | 7205 | Rate Constraint in lbs/MMBtu | FALSE | L | Annual | Allowances Withdrawn (n:1) | Thousand Tons | 0 | 0 | 0 | 0 | 0 | 0 | 0 | 0
BART SO2 Annual- Martin Drake 7- v5.16 | 140 | 7205 | Rate Constraint in lbs/MMBtu | FALSE | L | Annual | Net Emissions Allowance Position | Thousand Tons | 0 | 0 | 0 | 0 | 0 | 0 | 0 | 0
BART SO2 Annual- Martin Drake 7- v5.16 | 140 | 7205 | Rate Constraint in lbs/MMBtu | FALSE | L | Annual | Fuel Consumed | TBtu | 0 | 0 | 0 | 0 | 0 | 0 | 0 | 0
BART SO2 Annual- Martin Drake 7- v5.16 | 140 | 7205 | Rate Constraint in lbs/MMBtu | FALSE | L | Annual | Rate | lb/MMBtu | 0 | 0 | 0 | 0 | 0 | 0 | 0 | 0
BART SO2 Annual- Martin Drake 7- v5.16 | 140 | 7205 | Rate Constraint in lbs/MMBtu | FALSE | L | Annual | Generation | TWh | 0 | 0 | 0 | 0 | 0 | 0 | 0 | 0
BART SO2 Annual- Martin Drake 7- v5.16 | 140 | 7205 | Rate Constraint in lbs/MMBtu | FALSE | L | Annual | Qualifying Generation | TWh | 0 | 0 | 0 | 0 | 0 | 0 | 0 | 0
BART SO2 Annual- Martin Drake 7- v5.16 | 140 | 7205 | Rate Constraint in lbs/MMBtu | FALSE | L | Annual | Rate | lb/MWh | 0 | 0 | 0 | 0 | 0 | 0 | 0 | 0
BART SO2 Annual- Martin Drake 7- v5.16 | 140 | 7205 | Rate Constraint in lbs/MMBtu | FALSE | L | Annual | Constraint Shadow Price | US2019$/Ton | 0 | 0 | 0 | 0 | 0 | 0 | 0 | 0
BART SO2 Annual- Nebraska City- v6.17 | 141 | 7206 | Rate Constraint in lbs/MMBtu | FALSE | L | Annual | Seasons Included | Seasons | Winter, WintShld, Summer | Winter, WintShld, Summer | Winter, WintShld, Summer | Winter, WintShld, Summer | Winter, WintShld, Summer | Winter, WintShld, Summer | Winter, WintShld, Summer | Winter, WintShld, Summer
BART SO2 Annual- Nebraska City- v6.17 | 141 | 7206 | Rate Constraint in lbs/MMBtu | FALSE | L | Annual | Standard SO2 | lb/MMBtu | 1.2 | 1.2 | 1.2 | 1.2 | 1.2 | 1.2 | 1.2 | 1.2
BART SO2 Annual- Nebraska City- v6.17 | 141 | 7206 | Rate Constraint in lbs/MMBtu | FALSE | L | Annual | Emissions at Affected Plants SO2 | Thousand Tons | 11.8648 | 11.8648 | 11.8648 | 11.8648 | 3.757 | 1.469 | 1.469 | 1.469
BART SO2 Annual- Nebraska City- v6.17 | 141 | 7206 | Rate Constraint in lbs/MMBtu | FALSE | L | Annual | Allowances Purchased SO2 | Thousand Tons | 0 | 0 | 0 | 0 | 0 | 0 | 0 | 0
BART SO2 Annual- Nebraska City- v6.17 | 141 | 7206 | Rate Constraint in lbs/MMBtu | FALSE | L | Annual | Allowances Sold SO2 | Thousand Tons | 0 | 0 | 0 | 0 | 0 | 0 | 0 | 0
BART SO2 Annual- Nebraska City- v6.17 | 141 | 7206 | Rate Constraint in lbs/MMBtu | FALSE | L | Annual | Allowances Banked | Thousand Tons | 0 | 0 | 0 | 0 | 0 | 0 | 0 | 0
BART SO2 Annual- Nebraska City- v6.17 | 141 | 7206 | Rate Constraint in lbs/MMBtu | FALSE | L | Annual | Allowances Withdrawn (1:1) | Thousand Tons | 0 | 0 | 0 | 0 | 0 | 0 | 0 | 0
BART SO2 Annual- Nebraska City- v6.17 | 141 | 7206 | Rate Constraint in lbs/MMBtu | FALSE | L | Annual | Allowances Withdrawn (n:1) | Thousand Tons | 0 | 0 | 0 | 0 | 0 | 0 | 0 | 0
BART SO2 Annual- Nebraska City- v6.17 | 141 | 7206 | Rate Constraint in lbs/MMBtu | FALSE | L | Annual | Net Emissions Allowance Position | Thousand Tons | 11.8648 | 11.8648 | 11.8648 | 11.8648 | 3.757 | 1.469 | 1.469 | 1.469
BART SO2 Annual- Nebraska City- v6.17 | 141 | 7206 | Rate Constraint in lbs/MMBtu | FALSE | L | Annual | Fuel Consumed | TBtu | 45.4313 | 45.4313 | 45.4313 | 45.4313 | 14.3858 | 5.6248 | 5.6248 | 5.6248
BART SO2 Annual- Nebraska City- v6.17 | 141 | 7206 | Rate Constraint in lbs/MMBtu | FALSE | L | Annual | Rate | lb/MMBtu | 0.52232 | 0.52232 | 0.52232 | 0.52232 | 0.52232 | 0.52232 | 0.52232 | 0.52232
BART SO2 Annual- Nebraska City- v6.17 | 141 | 7206 | Rate Constraint in lbs/MMBtu | FALSE | L | Annual | Generation | TWh | 4.6273 | 4.6273 | 4.6273 | 4.6273 | 1.4653 | 0.5729 | 0.5729 | 0.5729
BART SO2 Annual- Nebraska City- v6.17 | 141 | 7206 | Rate Constraint in lbs/MMBtu | FALSE | L | Annual | Qualifying Generation | TWh | 4.6273 | 4.6273 | 4.6273 | 4.6273 | 1.4653 | 0.5729 | 0.5729 | 0.5729
BART SO2 Annual- Nebraska City- v6.17 | 141 | 7206 | Rate Constraint in lbs/MMBtu | FALSE | L | Annual | Rate | lb/MWh | 5.1281 | 5.1281 | 5.1281 | 5.1281 | 5.1281 | 5.1281 | 5.1281 | 5.1281
BART SO2 Annual- Nebraska City- v6.17 | 141 | 7206 | Rate Constraint in lbs/MMBtu | FALSE | L | Annual | Constraint Shadow Price | US2019$/Ton | 0 | 0 | 0 | 0 | 0 | 0 | 0 | 0
BART SO2 Annual- Oswego Harbor 5- v5.16 | 142 | 7244 | Rate Constraint in lbs/MMBtu | FALSE | L | Annual | Seasons Included | Seasons | Winter, WintShld, Summer | Winter, WintShld, Summer | Winter, WintShld, Summer | Winter, WintShld, Summer | Winter, WintShld, Summer | Winter, WintShld, Summer | Winter, WintShld, Summer | Winter, WintShld, Summer
BART SO2 Annual- Oswego Harbor 5- v5.16 | 142 | 7244 | Rate Constraint in lbs/MMBtu | FALSE | L | Annual | Standard SO2 | lb/MMBtu | 0.8 | 0.8 | 0.8 | 0.8 | 0.8 | 0.8 | 0.8 | 0.8
BART SO2 Annual- Oswego Harbor 5- v5.16 | 142 | 7244 | Rate Constraint in lbs/MMBtu | FALSE | L | Annual | Emissions at Affected Plants SO2 | Thousand Tons | 0 | 0 | 0 | 0 | 0 | 0 | 0 | 0
BART SO2 Annual- Oswego Harbor 5- v5.16 | 142 | 7244 | Rate Constraint in lbs/MMBtu | FALSE | L | Annual | Allowances Purchased SO2 | Thousand Tons | 0 | 0 | 0 | 0 | 0 | 0 | 0 | 0
BART SO2 Annual- Oswego Harbor 5- v5.16 | 142 | 7244 | Rate Constraint in lbs/MMBtu | FALSE | L | Annual | Allowances Sold SO2 | Thousand Tons | 0 | 0 | 0 | 0 | 0 | 0 | 0 | 0
BART SO2 Annual- Oswego Harbor 5- v5.16 | 142 | 7244 | Rate Constraint in lbs/MMBtu | FALSE | L | Annual | Allowances Banked | Thousand Tons | 0 | 0 | 0 | 0 | 0 | 0 | 0 | 0
BART SO2 Annual- Oswego Harbor 5- v5.16 | 142 | 7244 | Rate Constraint in lbs/MMBtu | FALSE | L | Annual | Allowances Withdrawn (1:1) | Thousand Tons | 0 | 0 | 0 | 0 | 0 | 0 | 0 | 0
BART SO2 Annual- Oswego Harbor 5- v5.16 | 142 | 7244 | Rate Constraint in lbs/MMBtu | FALSE | L | Annual | Allowances Withdrawn (n:1) | Thousand Tons | 0 | 0 | 0 | 0 | 0 | 0 | 0 | 0
BART SO2 Annual- Oswego Harbor 5- v5.16 | 142 | 7244 | Rate Constraint in lbs/MMBtu | FALSE | L | Annual | Net Emissions Allowance Position | Thousand Tons | 0 | 0 | 0 | 0 | 0 | 0 | 0 | 0
BART SO2 Annual- Oswego Harbor 5- v5.16 | 142 | 7244 | Rate Constraint in lbs/MMBtu | FALSE | L | Annual | Fuel Consumed | TBtu | 0 | 0 | 0 | 0 | 0 | 0 | 0 | 0
BART SO2 Annual- Oswego Harbor 5- v5.16 | 142 | 7244 | Rate Constraint in lbs/MMBtu | FALSE | L | Annual | Rate | lb/MMBtu | 0 | 0 | 0 | 0 | 0 | 0 | 0 | 0
BART SO2 Annual- Oswego Harbor 5- v5.16 | 142 | 7244 | Rate Constraint in lbs/MMBtu | FALSE | L | Annual | Generation | TWh | 0 | 0 | 0 | 0 | 0 | 0 | 0 | 0
BART SO2 Annual- Oswego Harbor 5- v5.16 | 142 | 7244 | Rate Constraint in lbs/MMBtu | FALSE | L | Annual | Qualifying Generation | TWh | 0 | 0 | 0 | 0 | 0 | 0 | 0 | 0
BART SO2 Annual- Oswego Harbor 5- v5.16 | 142 | 7244 | Rate Constraint in lbs/MMBtu | FALSE | L | Annual | Rate | lb/MWh | 0 | 0 | 0 | 0 | 0 | 0 | 0 | 0
BART SO2 Annual- Oswego Harbor 5- v5.16 | 142 | 7244 | Rate Constraint in lbs/MMBtu | FALSE | L | Annual | Constraint Shadow Price | US2019$/Ton | 0 | 0 | 0 | 0 | 0 | 0 | 0 | 0
BART SO2 Annual- Oswego Harbor 6- v6.17 | 143 | 7245 | Rate Constraint in lbs/MMBtu | FALSE | L | Annual | Seasons Included | Seasons | Winter, WintShld, Summer | Winter, WintShld, Summer | Winter, WintShld, Summer | Winter, WintShld, Summer | Winter, WintShld, Summer | Winter, WintShld, Summer | Winter, WintShld, Summer | Winter, WintShld, Summer
BART SO2 Annual- Oswego Harbor 6- v6.17 | 143 | 7245 | Rate Constraint in lbs/MMBtu | FALSE | L | Annual | Standard SO2 | lb/MMBtu | 0.8 | 0.8 | 0.8 | 0.8 | 0.8 | 0.8 | 0.8 | 0.8
BART SO2 Annual- Oswego Harbor 6- v6.17 | 143 | 7245 | Rate Constraint in lbs/MMBtu | FALSE | L | Annual | Emissions at Affected Plants SO2 | Thousand Tons | 0 | 0 | 0 | 0 | 0 | 0 | 0 | 0
BART SO2 Annual- Oswego Harbor 6- v6.17 | 143 | 7245 | Rate Constraint in lbs/MMBtu | FALSE | L | Annual | Allowances Purchased SO2 | Thousand Tons | 0 | 0 | 0 | 0 | 0 | 0 | 0 | 0
BART SO2 Annual- Oswego Harbor 6- v6.17 | 143 | 7245 | Rate Constraint in lbs/MMBtu | FALSE | L | Annual | Allowances Sold SO2 | Thousand Tons | 0 | 0 | 0 | 0 | 0 | 0 | 0 | 0
BART SO2 Annual- Oswego Harbor 6- v6.17 | 143 | 7245 | Rate Constraint in lbs/MMBtu | FALSE | L | Annual | Allowances Banked | Thousand Tons | 0 | 0 | 0 | 0 | 0 | 0 | 0 | 0
BART SO2 Annual- Oswego Harbor 6- v6.17 | 143 | 7245 | Rate Constraint in lbs/MMBtu | FALSE | L | Annual | Allowances Withdrawn (1:1) | Thousand Tons | 0 | 0 | 0 | 0 | 0 | 0 | 0 | 0
BART SO2 Annual- Oswego Harbor 6- v6.17 | 143 | 7245 | Rate Constraint in lbs/MMBtu | FALSE | L | Annual | Allowances Withdrawn (n:1) | Thousand Tons | 0 | 0 | 0 | 0 | 0 | 0 | 0 | 0
BART SO2 Annual- Oswego Harbor 6- v6.17 | 143 | 7245 | Rate Constraint in lbs/MMBtu | FALSE | L | Annual | Net Emissions Allowance Position | Thousand Tons | 0 | 0 | 0 | 0 | 0 | 0 | 0 | 0
BART SO2 Annual- Oswego Harbor 6- v6.17 | 143 | 7245 | Rate Constraint in lbs/MMBtu | FALSE | L | Annual | Fuel Consumed | TBtu | 0 | 0 | 0 | 0 | 0 | 0 | 0 | 0
BART SO2 Annual- Oswego Harbor 6- v6.17 | 143 | 7245 | Rate Constraint in lbs/MMBtu | FALSE | L | Annual | Rate | lb/MMBtu | 0 | 0 | 0 | 0 | 0 | 0 | 0 | 0
BART SO2 Annual- Oswego Harbor 6- v6.17 | 143 | 7245 | Rate Constraint in lbs/MMBtu | FALSE | L | Annual | Generation | TWh | 0 | 0 | 0 | 0 | 0 | 0 | 0 | 0
BART SO2 Annual- Oswego Harbor 6- v6.17 | 143 | 7245 | Rate Constraint in lbs/MMBtu | FALSE | L | Annual | Qualifying Generation | TWh | 0 | 0 | 0 | 0 | 0 | 0 | 0 | 0
BART SO2 Annual- Oswego Harbor 6- v6.17 | 143 | 7245 | Rate Constraint in lbs/MMBtu | FALSE | L | Annual | Rate | lb/MWh | 0 | 0 | 0 | 0 | 0 | 0 | 0 | 0
BART SO2 Annual- Oswego Harbor 6- v6.17 | 143 | 7245 | Rate Constraint in lbs/MMBtu | FALSE | L | Annual | Constraint Shadow Price | US2019$/Ton | 0 | 0 | 0 | 0 | 0 | 0 | 0 | 0
BART SO2 Annual Rate-Seminole 1&2 -v5.13 | 144 | 7231 | Rate Constraint in lbs/MMBtu | FALSE | L | Annual | Seasons Included | Seasons | Winter, WintShld, Summer | Winter, WintShld, Summer | Winter, WintShld, Summer | Winter, WintShld, Summer | Winter, WintShld, Summer | Winter, WintShld, Summer | Winter, WintShld, Summer | Winter, WintShld, Summer
BART SO2 Annual Rate-Seminole 1&2 -v5.13 | 144 | 7231 | Rate Constraint in lbs/MMBtu | FALSE | L | Annual | Standard SO2 | lb/MMBtu | 0.25 | 0.25 | 0.25 | 0.25 | 0.25 | 0.25 | 0.25 | 0.25
BART SO2 Annual Rate-Seminole 1&2 -v5.13 | 144 | 7231 | Rate Constraint in lbs/MMBtu | FALSE | L | Annual | Emissions at Affected Plants SO2 | Thousand Tons | 1.9526 | 0 | 0 | 0 | 0 | 0 | 0 | 0
BART SO2 Annual Rate-Seminole 1&2 -v5.13 | 144 | 7231 | Rate Constraint in lbs/MMBtu | FALSE | L | Annual | Allowances Purchased SO2 | Thousand Tons | 0 | 0 | 0 | 0 | 0 | 0 | 0 | 0
BART SO2 Annual Rate-Seminole 1&2 -v5.13 | 144 | 7231 | Rate Constraint in lbs/MMBtu | FALSE | L | Annual | Allowances Sold SO2 | Thousand Tons | 0 | 0 | 0 | 0 | 0 | 0 | 0 | 0
BART SO2 Annual Rate-Seminole 1&2 -v5.13 | 144 | 7231 | Rate Constraint in lbs/MMBtu | FALSE | L | Annual | Allowances Banked | Thousand Tons | 0 | 0 | 0 | 0 | 0 | 0 | 0 | 0
BART SO2 Annual Rate-Seminole 1&2 -v5.13 | 144 | 7231 | Rate Constraint in lbs/MMBtu | FALSE | L | Annual | Allowances Withdrawn (1:1) | Thousand Tons | 0 | 0 | 0 | 0 | 0 | 0 | 0 | 0
BART SO2 Annual Rate-Seminole 1&2 -v5.13 | 144 | 7231 | Rate Constraint in lbs/MMBtu | FALSE | L | Annual | Allowances Withdrawn (n:1) | Thousand Tons | 0 | 0 | 0 | 0 | 0 | 0 | 0 | 0
BART SO2 Annual Rate-Seminole 1&2 -v5.13 | 144 | 7231 | Rate Constraint in lbs/MMBtu | FALSE | L | Annual | Net Emissions Allowance Position | Thousand Tons | 1.9526 | 0 | 0 | 0 | 0 | 0 | 0 | 0
BART SO2 Annual Rate-Seminole 1&2 -v5.13 | 144 | 7231 | Rate Constraint in lbs/MMBtu | FALSE | L | Annual | Fuel Consumed | TBtu | 35.6971 | 0 | 0 | 0 | 0 | 0 | 0 | 0
BART SO2 Annual Rate-Seminole 1&2 -v5.13 | 144 | 7231 | Rate Constraint in lbs/MMBtu | FALSE | L | Annual | Rate | lb/MMBtu | 0.1094 | 0 | 0 | 0 | 0 | 0 | 0 | 0
BART SO2 Annual Rate-Seminole 1&2 -v5.13 | 144 | 7231 | Rate Constraint in lbs/MMBtu | FALSE | L | Annual | Generation | TWh | 3.6164 | 0 | 0 | 0 | 0 | 0 | 0 | 0
BART SO2 Annual Rate-Seminole 1&2 -v5.13 | 144 | 7231 | Rate Constraint in lbs/MMBtu | FALSE | L | Annual | Qualifying Generation | TWh | 3.6164 | 0 | 0 | 0 | 0 | 0 | 0 | 0
BART SO2 Annual Rate-Seminole 1&2 -v5.13 | 144 | 7231 | Rate Constraint in lbs/MMBtu | FALSE | L | Annual | Rate | lb/MWh | 1.0799 | 0 | 0 | 0 | 0 | 0 | 0 | 0
BART SO2 Annual Rate-Seminole 1&2 -v5.13 | 144 | 7231 | Rate Constraint in lbs/MMBtu | FALSE | L | Annual | Constraint Shadow Price | US2019$/Ton | 0 | 0 | 0 | 0 | 0 | 0 | 0 | 0
BART SO2 Annual- Roseton 1- v5.16 | 145 | 7247 | Rate Constraint in lbs/MMBtu | FALSE | L | Annual | Seasons Included | Seasons | Winter, WintShld, Summer | Winter, WintShld, Summer | Winter, WintShld, Summer | Winter, WintShld, Summer | Winter, WintShld, Summer | Winter, WintShld, Summer | Winter, WintShld, Summer | Winter, WintShld, Summer
BART SO2 Annual- Roseton 1- v5.16 | 145 | 7247 | Rate Constraint in lbs/MMBtu | FALSE | L | Annual | Standard SO2 | lb/MMBtu | 0.55 | 0.55 | 0.55 | 0.55 | 0.55 | 0.55 | 0.55 | 0.55
BART SO2 Annual- Roseton 1- v5.16 | 145 | 7247 | Rate Constraint in lbs/MMBtu | FALSE | L | Annual | Emissions at Affected Plants SO2 | Thousand Tons | 0 | 0 | 0 | 0 | 0 | 0 | 0 | 0
BART SO2 Annual- Roseton 1- v5.16 | 145 | 7247 | Rate Constraint in lbs/MMBtu | FALSE | L | Annual | Allowances Purchased SO2 | Thousand Tons | 0 | 0 | 0 | 0 | 0 | 0 | 0 | 0
BART SO2 Annual- Roseton 1- v5.16 | 145 | 7247 | Rate Constraint in lbs/MMBtu | FALSE | L | Annual | Allowances Sold SO2 | Thousand Tons | 0 | 0 | 0 | 0 | 0 | 0 | 0 | 0
BART SO2 Annual- Roseton 1- v5.16 | 145 | 7247 | Rate Constraint in lbs/MMBtu | FALSE | L | Annual | Allowances Banked | Thousand Tons | 0 | 0 | 0 | 0 | 0 | 0 | 0 | 0
BART SO2 Annual- Roseton 1- v5.16 | 145 | 7247 | Rate Constraint in lbs/MMBtu | FALSE | L | Annual | Allowances Withdrawn (1:1) | Thousand Tons | 0 | 0 | 0 | 0 | 0 | 0 | 0 | 0
BART SO2 Annual- Roseton 1- v5.16 | 145 | 7247 | Rate Constraint in lbs/MMBtu | FALSE | L | Annual | Allowances Withdrawn (n:1) | Thousand Tons | 0 | 0 | 0 | 0 | 0 | 0 | 0 | 0
BART SO2 Annual- Roseton 1- v5.16 | 145 | 7247 | Rate Constraint in lbs/MMBtu | FALSE | L | Annual | Net Emissions Allowance Position | Thousand Tons | 0 | 0 | 0 | 0 | 0 | 0 | 0 | 0
BART SO2 Annual- Roseton 1- v5.16 | 145 | 7247 | Rate Constraint in lbs/MMBtu | FALSE | L | Annual | Fuel Consumed | TBtu | 0 | 0 | 0 | 0 | 0 | 0 | 0 | 0
BART SO2 Annual- Roseton 1- v5.16 | 145 | 7247 | Rate Constraint in lbs/MMBtu | FALSE | L | Annual | Rate | lb/MMBtu | 0 | 0 | 0 | 0 | 0 | 0 | 0 | 0
BART SO2 Annual- Roseton 1- v5.16 | 145 | 7247 | Rate Constraint in lbs/MMBtu | FALSE | L | Annual | Generation | TWh | 0 | 0 | 0 | 0 | 0 | 0 | 0 | 0
BART SO2 Annual- Roseton 1- v5.16 | 145 | 7247 | Rate Constraint in lbs/MMBtu | FALSE | L | Annual | Qualifying Generation | TWh | 0 | 0 | 0 | 0 | 0 | 0 | 0 | 0
BART SO2 Annual- Roseton 1- v5.16 | 145 | 7247 | Rate Constraint in lbs/MMBtu | FALSE | L | Annual | Rate | lb/MWh | 0 | 0 | 0 | 0 | 0 | 0 | 0 | 0
BART SO2 Annual- Roseton 1- v5.16 | 145 | 7247 | Rate Constraint in lbs/MMBtu | FALSE | L | Annual | Constraint Shadow Price | US2019$/Ton | 0 | 0 | 0 | 0 | 0 | 0 | 0 | 0
BART SO2 Annual- Roseton 2- v5.16 | 146 | 7248 | Rate Constraint in lbs/MMBtu | FALSE | L | Annual | Seasons Included | Seasons | Winter, WintShld, Summer | Winter, WintShld, Summer | Winter, WintShld, Summer | Winter, WintShld, Summer | Winter, WintShld, Summer | Winter, WintShld, Summer | Winter, WintShld, Summer | Winter, WintShld, Summer
BART SO2 Annual- Roseton 2- v5.16 | 146 | 7248 | Rate Constraint in lbs/MMBtu | FALSE | L | Annual | Standard SO2 | lb/MMBtu | 0.55 | 0.55 | 0.55 | 0.55 | 0.55 | 0.55 | 0.55 | 0.55
BART SO2 Annual- Roseton 2- v5.16 | 146 | 7248 | Rate Constraint in lbs/MMBtu | FALSE | L | Annual | Emissions at Affected Plants SO2 | Thousand Tons | 0 | 0 | 0 | 0 | 0 | 0 | 0 | 0
BART SO2 Annual- Roseton 2- v5.16 | 146 | 7248 | Rate Constraint in lbs/MMBtu | FALSE | L | Annual | Allowances Purchased SO2 | Thousand Tons | 0 | 0 | 0 | 0 | 0 | 0 | 0 | 0
BART SO2 Annual- Roseton 2- v5.16 | 146 | 7248 | Rate Constraint in lbs/MMBtu | FALSE | L | Annual | Allowances Sold SO2 | Thousand Tons | 0 | 0 | 0 | 0 | 0 | 0 | 0 | 0
BART SO2 Annual- Roseton 2- v5.16 | 146 | 7248 | Rate Constraint in lbs/MMBtu | FALSE | L | Annual | Allowances Banked | Thousand Tons | 0 | 0 | 0 | 0 | 0 | 0 | 0 | 0
BART SO2 Annual- Roseton 2- v5.16 | 146 | 7248 | Rate Constraint in lbs/MMBtu | FALSE | L | Annual | Allowances Withdrawn (1:1) | Thousand Tons | 0 | 0 | 0 | 0 | 0 | 0 | 0 | 0
BART SO2 Annual- Roseton 2- v5.16 | 146 | 7248 | Rate Constraint in lbs/MMBtu | FALSE | L | Annual | Allowances Withdrawn (n:1) | Thousand Tons | 0 | 0 | 0 | 0 | 0 | 0 | 0 | 0
BART SO2 Annual- Roseton 2- v5.16 | 146 | 7248 | Rate Constraint in lbs/MMBtu | FALSE | L | Annual | Net Emissions Allowance Position | Thousand Tons | 0 | 0 | 0 | 0 | 0 | 0 | 0 | 0
BART SO2 Annual- Roseton 2- v5.16 | 146 | 7248 | Rate Constraint in lbs/MMBtu | FALSE | L | Annual | Fuel Consumed | TBtu | 0 | 0 | 0 | 0 | 0 | 0 | 0 | 0
BART SO2 Annual- Roseton 2- v5.16 | 146 | 7248 | Rate Constraint in lbs/MMBtu | FALSE | L | Annual | Rate | lb/MMBtu | 0 | 0 | 0 | 0 | 0 | 0 | 0 | 0
BART SO2 Annual- Roseton 2- v5.16 | 146 | 7248 | Rate Constraint in lbs/MMBtu | FALSE | L | Annual | Generation | TWh | 0 | 0 | 0 | 0 | 0 | 0 | 0 | 0
BART SO2 Annual- Roseton 2- v5.16 | 146 | 7248 | Rate Constraint in lbs/MMBtu | FALSE | L | Annual | Qualifying Generation | TWh | 0 | 0 | 0 | 0 | 0 | 0 | 0 | 0
BART SO2 Annual- Roseton 2- v5.16 | 146 | 7248 | Rate Constraint in lbs/MMBtu | FALSE | L | Annual | Rate | lb/MWh | 0 | 0 | 0 | 0 | 0 | 0 | 0 | 0
BART SO2 Annual- Roseton 2- v5.16 | 146 | 7248 | Rate Constraint in lbs/MMBtu | FALSE | L | Annual | Constraint Shadow Price | US2019$/Ton | 0 | 0 | 0 | 0 | 0 | 0 | 0 | 0
BART SO2 Annual- Sherburne County 1- v5.16 | 147 | 7240 | Rate Constraint in lbs/MMBtu | FALSE | L | Annual | Seasons Included | Seasons | Winter, WintShld, Summer | Winter, WintShld, Summer | Winter, WintShld, Summer | Winter, WintShld, Summer | Winter, WintShld, Summer | Winter, WintShld, Summer | Winter, WintShld, Summer | Winter, WintShld, Summer
BART SO2 Annual- Sherburne County 1- v5.16 | 147 | 7240 | Rate Constraint in lbs/MMBtu | FALSE | L | Annual | Standard SO2 | lb/MMBtu | 0.05 | 0.05 | 0.05 | 0.05 | 0.05 | 0.05 | 0.05 | 0.05
BART SO2 Annual- Sherburne County 1- v5.16 | 147 | 7240 | Rate Constraint in lbs/MMBtu | FALSE | L | Annual | Emissions at Affected Plants SO2 | Thousand Tons | 0.47363 | 0 | 0 | 0 | 0 | 0 | 0 | 0
BART SO2 Annual- Sherburne County 1- v5.16 | 147 | 7240 | Rate Constraint in lbs/MMBtu | FALSE | L | Annual | Allowances Purchased SO2 | Thousand Tons | 0 | 0 | 0 | 0 | 0 | 0 | 0 | 0
BART SO2 Annual- Sherburne County 1- v5.16 | 147 | 7240 | Rate Constraint in lbs/MMBtu | FALSE | L | Annual | Allowances Sold SO2 | Thousand Tons | 0 | 0 | 0 | 0 | 0 | 0 | 0 | 0
BART SO2 Annual- Sherburne County 1- v5.16 | 147 | 7240 | Rate Constraint in lbs/MMBtu | FALSE | L | Annual | Allowances Banked | Thousand Tons | 0 | 0 | 0 | 0 | 0 | 0 | 0 | 0
BART SO2 Annual- Sherburne County 1- v5.16 | 147 | 7240 | Rate Constraint in lbs/MMBtu | FALSE | L | Annual | Allowances Withdrawn (1:1) | Thousand Tons | 0 | 0 | 0 | 0 | 0 | 0 | 0 | 0
BART SO2 Annual- Sherburne County 1- v5.16 | 147 | 7240 | Rate Constraint in lbs/MMBtu | FALSE | L | Annual | Allowances Withdrawn (n:1) | Thousand Tons | 0 | 0 | 0 | 0 | 0 | 0 | 0 | 0
BART SO2 Annual- Sherburne County 1- v5.16 | 147 | 7240 | Rate Constraint in lbs/MMBtu | FALSE | L | Annual | Net Emissions Allowance Position | Thousand Tons | 0.47363 | 0 | 0 | 0 | 0 | 0 | 0 | 0
BART SO2 Annual- Sherburne County 1- v5.16 | 147 | 7240 | Rate Constraint in lbs/MMBtu | FALSE | L | Annual | Fuel Consumed | TBtu | 47.3419 | 0 | 0 | 0 | 0 | 0 | 0 | 0
BART SO2 Annual- Sherburne County 1- v5.16 | 147 | 7240 | Rate Constraint in lbs/MMBtu | FALSE | L | Annual | Rate | lb/MMBtu | 0.020009 | 0 | 0 | 0 | 0 | 0 | 0 | 0
BART SO2 Annual- Sherburne County 1- v5.16 | 147 | 7240 | Rate Constraint in lbs/MMBtu | FALSE | L | Annual | Generation | TWh | 4.8113 | 0 | 0 | 0 | 0 | 0 | 0 | 0
BART SO2 Annual- Sherburne County 1- v5.16 | 147 | 7240 | Rate Constraint in lbs/MMBtu | FALSE | L | Annual | Qualifying Generation | TWh | 4.7083 | 0 | 0 | 0 | 0 | 0 | 0 | 0
BART SO2 Annual- Sherburne County 1- v5.16 | 147 | 7240 | Rate Constraint in lbs/MMBtu | FALSE | L | Annual | Rate | lb/MWh | 0.20119 | 0 | 0 | 0 | 0 | 0 | 0 | 0
BART SO2 Annual- Sherburne County 1- v5.16 | 147 | 7240 | Rate Constraint in lbs/MMBtu | FALSE | L | Annual | Constraint Shadow Price | US2019$/Ton | 0 | 0 | 0 | 0 | 0 | 0 | 0 | 0
BART SO2 Annual- Sherburne County 3- v5.16 | 148 | 7246 | Rate Constraint in lbs/MMBtu | FALSE | L | Annual | Seasons Included | Seasons | Winter, WintShld, Summer | Winter, WintShld, Summer | Winter, WintShld, Summer | Winter, WintShld, Summer | Winter, WintShld, Summer | Winter, WintShld, Summer | Winter, WintShld, Summer | Winter, WintShld, Summer
BART SO2 Annual- Sherburne County 3- v5.16 | 148 | 7246 | Rate Constraint in lbs/MMBtu | FALSE | L | Annual | Standard SO2 | lb/MMBtu | 0.29 | 0.29 | 0.29 | 0.29 | 0.29 | 0.29 | 0.29 | 0.29
BART SO2 Annual- Sherburne County 3- v5.16 | 148 | 7246 | Rate Constraint in lbs/MMBtu | FALSE | L | Annual | Emissions at Affected Plants SO2 | Thousand Tons | 5.0412 | 4.5531 | 4.3641 | 0 | 0 | 0 | 0 | 0
BART SO2 Annual- Sherburne County 3- v5.16 | 148 | 7246 | Rate Constraint in lbs/MMBtu | FALSE | L | Annual | Allowances Purchased SO2 | Thousand Tons | 0 | 0 | 0 | 0 | 0 | 0 | 0 | 0
BART SO2 Annual- Sherburne County 3- v5.16 | 148 | 7246 | Rate Constraint in lbs/MMBtu | FALSE | L | Annual | Allowances Sold SO2 | Thousand Tons | 0 | 0 | 0 | 0 | 0 | 0 | 0 | 0
BART SO2 Annual- Sherburne County 3- v5.16 | 148 | 7246 | Rate Constraint in lbs/MMBtu | FALSE | L | Annual | Allowances Banked | Thousand Tons | 0 | 0 | 0 | 0 | 0 | 0 | 0 | 0
BART SO2 Annual- Sherburne County 3- v5.16 | 148 | 7246 | Rate Constraint in lbs/MMBtu | FALSE | L | Annual | Allowances Withdrawn (1:1) | Thousand Tons | 0 | 0 | 0 | 0 | 0 | 0 | 0 | 0
BART SO2 Annual- Sherburne County 3- v5.16 | 148 | 7246 | Rate Constraint in lbs/MMBtu | FALSE | L | Annual | Allowances Withdrawn (n:1) | Thousand Tons | 0 | 0 | 0 | 0 | 0 | 0 | 0 | 0
BART SO2 Annual- Sherburne County 3- v5.16 | 148 | 7246 | Rate Constraint in lbs/MMBtu | FALSE | L | Annual | Net Emissions Allowance Position | Thousand Tons | 5.0412 | 4.5531 | 4.3641 | 0 | 0 | 0 | 0 | 0
BART SO2 Annual- Sherburne County 3- v5.16 | 148 | 7246 | Rate Constraint in lbs/MMBtu | FALSE | L | Annual | Fuel Consumed | TBtu | 60.8625 | 54.9687 | 52.6869 | 0 | 0 | 0 | 0 | 0
BART SO2 Annual- Sherburne County 3- v5.16 | 148 | 7246 | Rate Constraint in lbs/MMBtu | FALSE | L | Annual | Rate | lb/MMBtu | 0.16566 | 0.16566 | 0.16566 | 0 | 0 | 0 | 0 | 0
BART SO2 Annual- Sherburne County 3- v5.16 | 148 | 7246 | Rate Constraint in lbs/MMBtu | FALSE | L | Annual | Generation | TWh | 6.0753 | 5.487 | 5.2592 | 0 | 0 | 0 | 0 | 0
BART SO2 Annual- Sherburne County 3- v5.16 | 148 | 7246 | Rate Constraint in lbs/MMBtu | FALSE | L | Annual | Qualifying Generation | TWh | 6.0753 | 5.487 | 5.2592 | 0 | 0 | 0 | 0 | 0
BART SO2 Annual- Sherburne County 3- v5.16 | 148 | 7246 | Rate Constraint in lbs/MMBtu | FALSE | L | Annual | Rate | lb/MWh | 1.6596 | 1.6596 | 1.6596 | 0 | 0 | 0 | 0 | 0
BART SO2 Annual- Sherburne County 3- v5.16 | 148 | 7246 | Rate Constraint in lbs/MMBtu | FALSE | L | Annual | Constraint Shadow Price | US2019$/Ton | 0 | 0 | 0 | 0 | 0 | 0 | 0 | 0
BART SO2 Annual- Transalta Centralia 1,2- v5.16 | 149 | 7239 | Rate Constraint in MTons | FALSE | L | Annual | Seasons Included | Seasons | Winter, WintShld, Summer | Winter, WintShld, Summer | Winter, WintShld, Summer | Winter, WintShld, Summer | Winter, WintShld, Summer | Winter, WintShld, Summer | Winter, WintShld, Summer | Winter, WintShld, Summer
BART SO2 Annual- Transalta Centralia 1,2- v5.16 | 149 | 7239 | Rate Constraint in MTons | FALSE | L | Annual | Standard SO2 | Thousand Tons | 10 | 10 | 10 | 10 | 10 | 10 | 10 | 10
BART SO2 Annual- Transalta Centralia 1,2- v5.16 | 149 | 7239 | Rate Constraint in MTons | FALSE | L | Annual | Emissions at Affected Plants SO2 | Thousand Tons | 0.84706 | 0 | 0 | 0 | 0 | 0 | 0 | 0
BART SO2 Annual- Transalta Centralia 1,2- v5.16 | 149 | 7239 | Rate Constraint in MTons | FALSE | L | Annual | Allowances Purchased SO2 | Thousand Tons | 0 | 0 | 0 | 0 | 0 | 0 | 0 | 0
BART SO2 Annual- Transalta Centralia 1,2- v5.16 | 149 | 7239 | Rate Constraint in MTons | FALSE | L | Annual | Allowances Sold SO2 | Thousand Tons | 0 | 0 | 0 | 0 | 0 | 0 | 0 | 0
BART SO2 Annual- Transalta Centralia 1,2- v5.16 | 149 | 7239 | Rate Constraint in MTons | FALSE | L | Annual | Allowances Banked | Thousand Tons | 0 | 0 | 0 | 0 | 0 | 0 | 0 | 0
BART SO2 Annual- Transalta Centralia 1,2- v5.16 | 149 | 7239 | Rate Constraint in MTons | FALSE | L | Annual | Allowances Withdrawn (1:1) | Thousand Tons | 0 | 0 | 0 | 0 | 0 | 0 | 0 | 0
BART SO2 Annual- Transalta Centralia 1,2- v5.16 | 149 | 7239 | Rate Constraint in MTons | FALSE | L | Annual | Allowances Withdrawn (n:1) | Thousand Tons | 0 | 0 | 0 | 0 | 0 | 0 | 0 | 0
BART SO2 Annual- Transalta Centralia 1,2- v5.16 | 149 | 7239 | Rate Constraint in MTons | FALSE | L | Annual | Net Emissions Allowance Position | Thousand Tons | 0.84706 | 0 | 0 | 0 | 0 | 0 | 0 | 0
BART SO2 Annual- Transalta Centralia 1,2- v5.16 | 149 | 7239 | Rate Constraint in MTons | FALSE | L | Annual | Fuel Consumed | TBtu | 31.4748 | 0 | 0 | 0 | 0 | 0 | 0 | 0
BART SO2 Annual- Transalta Centralia 1,2- v5.16 | 149 | 7239 | Rate Constraint in MTons | FALSE | L | Annual | Rate | lb/MMBtu | 0.053825 | 0 | 0 | 0 | 0 | 0 | 0 | 0
BART SO2 Annual- Transalta Centralia 1,2- v5.16 | 149 | 7239 | Rate Constraint in MTons | FALSE | L | Annual | Generation | TWh | 2.8274 | 0 | 0 | 0 | 0 | 0 | 0 | 0
BART SO2 Annual- Transalta Centralia 1,2- v5.16 | 149 | 7239 | Rate Constraint in MTons | FALSE | L | Annual | Qualifying Generation | TWh | 2.8274 | 0 | 0 | 0 | 0 | 0 | 0 | 0
BART SO2 Annual- Transalta Centralia 1,2- v5.16 | 149 | 7239 | Rate Constraint in MTons | FALSE | L | Annual | Rate | lb/MWh | 0.59917 | 0 | 0 | 0 | 0 | 0 | 0 | 0
BART SO2 Annual- Transalta Centralia 1,2- v5.16 | 149 | 7239 | Rate Constraint in MTons | FALSE | L | Annual | Constraint Shadow Price | US2019$/Ton | 0 | 0 | 0 | 0 | 0 | 0 | 0 | 0
BART SO2 Annual- White Bluff 1- v6.20 | 150 | 7641 | Rate Constraint in lbs/MMBtu | FALSE | L | Annual | Seasons Included | Seasons | Winter, WintShld, Summer | Winter, WintShld, Summer | Winter, WintShld, Summer | Winter, WintShld, Summer | Winter, WintShld, Summer | Winter, WintShld, Summer | Winter, WintShld, Summer | Winter, WintShld, Summer
BART SO2 Annual- White Bluff 1- v6.20 | 150 | 7641 | Rate Constraint in lbs/MMBtu | FALSE | L | Annual | Standard SO2 | lb/MMBtu | 0.6 | 0.6 | 0.6 | 0.6 | 0.6 | 0.6 | 0.6 | 0.6
BART SO2 Annual- White Bluff 1- v6.20 | 150 | 7641 | Rate Constraint in lbs/MMBtu | FALSE | L | Annual | Emissions at Affected Plants SO2 | Thousand Tons | 15.3165 | 10.0967 | 6.9418 | 0 | 0 | 0 | 0 | 0
BART SO2 Annual- White Bluff 1- v6.20 | 150 | 7641 | Rate Constraint in lbs/MMBtu | FALSE | L | Annual | Allowances Purchased SO2 | Thousand Tons | 0 | 0 | 0 | 0 | 0 | 0 | 0 | 0
BART SO2 Annual- White Bluff 1- v6.20 | 150 | 7641 | Rate Constraint in lbs/MMBtu | FALSE | L | Annual | Allowances Sold SO2 | Thousand Tons | 0 | 0 | 0 | 0 | 0 | 0 | 0 | 0
BART SO2 Annual- White Bluff 1- v6.20 | 150 | 7641 | Rate Constraint in lbs/MMBtu | FALSE | L | Annual | Allowances Banked | Thousand Tons | 0 | 0 | 0 | 0 | 0 | 0 | 0 | 0
BART SO2 Annual- White Bluff 1- v6.20 | 150 | 7641 | Rate Constraint in lbs/MMBtu | FALSE | L | Annual | Allowances Withdrawn (1:1) | Thousand Tons | 0 | 0 | 0 | 0 | 0 | 0 | 0 | 0
BART SO2 Annual- White Bluff 1- v6.20 | 150 | 7641 | Rate Constraint in lbs/MMBtu | FALSE | L | Annual | Allowances Withdrawn (n:1) | Thousand Tons | 0 | 0 | 0 | 0 | 0 | 0 | 0 | 0
BART SO2 Annual- White Bluff 1- v6.20 | 150 | 7641 | Rate Constraint in lbs/MMBtu | FALSE | L | Annual | Net Emissions Allowance Position | Thousand Tons | 15.3165 | 10.0967 | 6.9418 | 0 | 0 | 0 | 0 | 0
BART SO2 Annual- White Bluff 1- v6.20 | 150 | 7641 | Rate Constraint in lbs/MMBtu | FALSE | L | Annual | Fuel Consumed | TBtu | 58.6482 | 38.661 | 26.5807 | 0 | 0 | 0 | 0 | 0
BART SO2 Annual- White Bluff 1- v6.20 | 150 | 7641 | Rate Constraint in lbs/MMBtu | FALSE | L | Annual | Rate | lb/MMBtu | 0.52232 | 0.52232 | 0.52232 | 0 | 0 | 0 | 0 | 0
BART SO2 Annual- White Bluff 1- v6.20 | 150 | 7641 | Rate Constraint in lbs/MMBtu | FALSE | L | Annual | Generation | TWh | 5.6731 | 3.7397 | 2.5712 | 0 | 0 | 0 | 0 | 0
BART SO2 Annual- White Bluff 1- v6.20 | 150 | 7641 | Rate Constraint in lbs/MMBtu | FALSE | L | Annual | Qualifying Generation | TWh | 5.6731 | 3.7397 | 2.5712 | 0 | 0 | 0 | 0 | 0
BART SO2 Annual- White Bluff 1- v6.20 | 150 | 7641 | Rate Constraint in lbs/MMBtu | FALSE | L | Annual | Rate | lb/MWh | 5.3997 | 5.3997 | 5.3997 | 0 | 0 | 0 | 0 | 0
BART SO2 Annual- White Bluff 1- v6.20 | 150 | 7641 | Rate Constraint in lbs/MMBtu | FALSE | L | Annual | Constraint Shadow Price | US2019$/Ton | 0 | 0 | 0 | 0 | 0 | 0 | 0 | 0
BART SO2 Annual- White Bluff 2- v6.20 | 151 | 7642 | Rate Constraint in lbs/MMBtu | FALSE | L | Annual | Seasons Included | Seasons | Winter, WintShld, Summer | Winter, WintShld, Summer | Winter, WintShld, Summer | Winter, WintShld, Summer | Winter, WintShld, Summer | Winter, WintShld, Summer | Winter, WintShld, Summer | Winter, WintShld, Summer
BART SO2 Annual- White Bluff 2- v6.20 | 151 | 7642 | Rate Constraint in lbs/MMBtu | FALSE | L | Annual | Standard SO2 | lb/MMBtu | 0.6 | 0.6 | 0.6 | 0.6 | 0.6 | 0.6 | 0.6 | 0.6
BART SO2 Annual- White Bluff 2- v6.20 | 151 | 7642 | Rate Constraint in lbs/MMBtu | FALSE | L | Annual | Emissions at Affected Plants SO2 | Thousand Tons | 15.1394 | 12.9003 | 7.1862 | 0 | 0 | 0 | 0 | 0
BART SO2 Annual- White Bluff 2- v6.20 | 151 | 7642 | Rate Constraint in lbs/MMBtu | FALSE | L | Annual | Allowances Purchased SO2 | Thousand Tons | 0 | 0 | 0 | 0 | 0 | 0 | 0 | 0
BART SO2 Annual- White Bluff 2- v6.20 | 151 | 7642 | Rate Constraint in lbs/MMBtu | FALSE | L | Annual | Allowances Sold SO2 | Thousand Tons | 0 | 0 | 0 | 0 | 0 | 0 | 0 | 0
BART SO2 Annual- White Bluff 2- v6.20 | 151 | 7642 | Rate Constraint in lbs/MMBtu | FALSE | L | Annual | Allowances Banked | Thousand Tons | 0 | 0 | 0 | 0 | 0 | 0 | 0 | 0
BART SO2 Annual- White Bluff 2- v6.20 | 151 | 7642 | Rate Constraint in lbs/MMBtu | FALSE | L | Annual | Allowances Withdrawn (1:1) | Thousand Tons | 0 | 0 | 0 | 0 | 0 | 0 | 0 | 0
BART SO2 Annual- White Bluff 2- v6.20 | 151 | 7642 | Rate Constraint in lbs/MMBtu | FALSE | L | Annual | Allowances Withdrawn (n:1) | Thousand Tons | 0 | 0 | 0 | 0 | 0 | 0 | 0 | 0
BART SO2 Annual- White Bluff 2- v6.20 | 151 | 7642 | Rate Constraint in lbs/MMBtu | FALSE | L | Annual | Net Emissions Allowance Position | Thousand Tons | 15.1394 | 12.9003 | 7.1862 | 0 | 0 | 0 | 0 | 0
BART SO2 Annual- White Bluff 2- v6.20 | 151 | 7642 | Rate Constraint in lbs/MMBtu | FALSE | L | Annual | Fuel Consumed | TBtu | 57.9701 | 49.3965 | 27.5165 | 0 | 0 | 0 | 0 | 0
BART SO2 Annual- White Bluff 2- v6.20 | 151 | 7642 | Rate Constraint in lbs/MMBtu | FALSE | L | Annual | Rate | lb/MMBtu | 0.52232 | 0.52232 | 0.52232 | 0 | 0 | 0 | 0 | 0
BART SO2 Annual- White Bluff 2- v6.20 | 151 | 7642 | Rate Constraint in lbs/MMBtu | FALSE | L | Annual | Generation | TWh | 5.68 | 4.8399 | 2.6961 | 0 | 0 | 0 | 0 | 0
BART SO2 Annual- White Bluff 2- v6.20 | 151 | 7642 | Rate Constraint in lbs/MMBtu | FALSE | L | Annual | Qualifying Generation | TWh | 5.68 | 4.8399 | 2.6961 | 0 | 0 | 0 | 0 | 0
BART SO2 Annual- White Bluff 2- v6.20 | 151 | 7642 | Rate Constraint in lbs/MMBtu | FALSE | L | Annual | Rate | lb/MWh | 5.3308 | 5.3308 | 5.3308 | 0 | 0 | 0 | 0 | 0
BART SO2 Annual- White Bluff 2- v6.20 | 151 | 7642 | Rate Constraint in lbs/MMBtu | FALSE | L | Annual | Constraint Shadow Price | US2019$/Ton | 0 | 0 | 0 | 0 | 0 | 0 | 0 | 0
BART SO2 Annual-Apache Station 2 -v5.13 | 152 | 7207 | Rate Constraint in lbs/MMBtu | FALSE | L | Annual | Seasons Included | Seasons | Winter, WintShld, Summer | Winter, WintShld, Summer | Winter, WintShld, Summer | Winter, WintShld, Summer | Winter, WintShld, Summer | Winter, WintShld, Summer | Winter, WintShld, Summer | Winter, WintShld, Summer
BART SO2 Annual-Apache Station 2 -v5.13 | 152 | 7207 | Rate Constraint in lbs/MMBtu | FALSE | L | Annual | Standard SO2 | lb/MMBtu | 0.00064 | 0.00064 | 0.00064 | 0.00064 | 0.00064 | 0.00064 | 0.00064 | 0.00064
BART SO2 Annual-Apache Station 2 -v5.13 | 152 | 7207 | Rate Constraint in lbs/MMBtu | FALSE | L | Annual | Emissions at Affected Plants SO2 | Thousand Tons | 0 | 0 | 0 | 0 | 0 | 0 | 0 | 0
BART SO2 Annual-Apache Station 2 -v5.13 | 152 | 7207 | Rate Constraint in lbs/MMBtu | FALSE | L | Annual | Allowances Purchased SO2 | Thousand Tons | 0 | 0 | 0 | 0 | 0 | 0 | 0 | 0
BART SO2 Annual-Apache Station 2 -v5.13 | 152 | 7207 | Rate Constraint in lbs/MMBtu | FALSE | L | Annual | Allowances Sold SO2 | Thousand Tons | 0 | 0 | 0 | 0 | 0 | 0 | 0 | 0
BART SO2 Annual-Apache Station 2 -v5.13 | 152 | 7207 | Rate Constraint in lbs/MMBtu | FALSE | L | Annual | Allowances Banked | Thousand Tons | 0 | 0 | 0 | 0 | 0 | 0 | 0 | 0
BART SO2 Annual-Apache Station 2 -v5.13 | 152 | 7207 | Rate Constraint in lbs/MMBtu | FALSE | L | Annual | Allowances Withdrawn (1:1) | Thousand Tons | 0 | 0 | 0 | 0 | 0 | 0 | 0 | 0
BART SO2 Annual-Apache Station 2 -v5.13 | 152 | 7207 | Rate Constraint in lbs/MMBtu | FALSE | L | Annual | Allowances Withdrawn (n:1) | Thousand Tons | 0 | 0 | 0 | 0 | 0 | 0 | 0 | 0
BART SO2 Annual-Apache Station 2 -v5.13 | 152 | 7207 | Rate Constraint in lbs/MMBtu | FALSE | L | Annual | Net Emissions Allowance Position | Thousand Tons | 0 | 0 | 0 | 0 | 0 | 0 | 0 | 0
BART SO2 Annual-Apache Station 2 -v5.13 | 152 | 7207 | Rate Constraint in lbs/MMBtu | FALSE | L | Annual | Fuel Consumed | TBtu | 0 | 0 | 0 | 0 | 0 | 0 | 0 | 0
BART SO2 Annual-Apache Station 2 -v5.13 | 152 | 7207 | Rate Constraint in lbs/MMBtu | FALSE | L | Annual | Rate | lb/MMBtu | 0 | 0 | 0 | 0 | 0 | 0 | 0 | 0
BART SO2 Annual-Apache Station 2 -v5.13 | 152 | 7207 | Rate Constraint in lbs/MMBtu | FALSE | L | Annual | Generation | TWh | 0 | 0 | 0 | 0 | 0 | 0 | 0 | 0
BART SO2 Annual-Apache Station 2 -v5.13 | 152 | 7207 | Rate Constraint in lbs/MMBtu | FALSE | L | Annual | Qualifying Generation | TWh | 0 | 0 | 0 | 0 | 0 | 0 | 0 | 0
BART SO2 Annual-Apache Station 2 -v5.13 | 152 | 7207 | Rate Constraint in lbs/MMBtu | FALSE | L | Annual | Rate | lb/MWh | 0 | 0 | 0 | 0 | 0 | 0 | 0 | 0
BART SO2 Annual-Apache Station 2 -v5.13 | 152 | 7207 | Rate Constraint in lbs/MMBtu | FALSE | L | Annual | Constraint Shadow Price | US2019$/Ton | 0 | 0 | 0 | 0 | 0 | 0 | 0 | 0
BART SO2 Annual-Apache Station 3 -v5.13 | 153 | 7208 | Rate Constraint in lbs/MMBtu | FALSE | L | Annual | Seasons Included | Seasons | Winter, WintShld, Summer | Winter, WintShld, Summer | Winter, WintShld, Summer | Winter, WintShld, Summer | Winter, WintShld, Summer | Winter, WintShld, Summer | Winter, WintShld, Summer | Winter, WintShld, Summer
BART SO2 Annual-Apache Station 3 -v5.13 | 153 | 7208 | Rate Constraint in lbs/MMBtu | FALSE | L | Annual | Standard SO2 | lb/MMBtu | 0.15 | 0.15 | 0.15 | 0.15 | 0.15 | 0.15 | 0.15 | 0.15
BART SO2 Annual-Apache Station 3 -v5.13 | 153 | 7208 | Rate Constraint in lbs/MMBtu | FALSE | L | Annual | Emissions at Affected Plants SO2 | Thousand Tons | 0.55159 | 0 | 0 | 0 | 0 | 0 | 0 | 0
BART SO2 Annual-Apache Station 3 -v5.13 | 153 | 7208 | Rate Constraint in lbs/MMBtu | FALSE | L | Annual | Allowances Purchased SO2 | Thousand Tons | 0 | 0 | 0 | 0 | 0 | 0 | 0 | 0
BART SO2 Annual-Apache Station 3 -v5.13 | 153 | 7208 | Rate Constraint in lbs/MMBtu | FALSE | L | Annual | Allowances Sold SO2 | Thousand Tons | 0 | 0 | 0 | 0 | 0 | 0 | 0 | 0
BART SO2 Annual-Apache Station 3 -v5.13 | 153 | 7208 | Rate Constraint in lbs/MMBtu | FALSE | L | Annual | Allowances Banked | Thousand Tons | 0 | 0 | 0 | 0 | 0 | 0 | 0 | 0
BART SO2 Annual-Apache Station 3 -v5.13 | 153 | 7208 | Rate Constraint in lbs/MMBtu | FALSE | L | Annual | Allowances Withdrawn (1:1) | Thousand Tons | 0 | 0 | 0 | 0 | 0 | 0 | 0 | 0
BART SO2 Annual-Apache Station 3 -v5.13 | 153 | 7208 | Rate Constraint in lbs/MMBtu | FALSE | L | Annual | Allowances Withdrawn (n:1) | Thousand Tons | 0 | 0 | 0 | 0 | 0 | 0 | 0 | 0
BART SO2 Annual-Apache Station 3 -v5.13 | 153 | 7208 | Rate Constraint in lbs/MMBtu | FALSE | L | Annual | Net Emissions Allowance Position | Thousand Tons | 0.55159 | 0 | 0 | 0 | 0 | 0 | 0 | 0
BART SO2 Annual-Apache Station 3 -v5.13 | 153 | 7208 | Rate Constraint in lbs/MMBtu | FALSE | L | Annual | Fuel Consumed | TBtu | 14.0807 | 0 | 0 | 0 | 0 | 0 | 0 | 0
BART SO2 Annual-Apache Station 3 -v5.13 | 153 | 7208 | Rate Constraint in lbs/MMBtu | FALSE | L | Annual | Rate | lb/MMBtu | 0.078348 | 0 | 0 | 0 | 0 | 0 | 0 | 0
BART SO2 Annual-Apache Station 3 -v5.13 | 153 | 7208 | Rate Constraint in lbs/MMBtu | FALSE | L | Annual | Generation | TWh | 1.2531 | 0 | 0 | 0 | 0 | 0 | 0 | 0
BART SO2 Annual-Apache Station 3 -v5.13 | 153 | 7208 | Rate Constraint in lbs/MMBtu | FALSE | L | Annual | Qualifying Generation | TWh | 1.2531 | 0 | 0 | 0 | 0 | 0 | 0 | 0
BART SO2 Annual-Apache Station 3 -v5.13 | 153 | 7208 | Rate Constraint in lbs/MMBtu | FALSE | L | Annual | Rate | lb/MWh | 0.88039 | 0 | 0 | 0 | 0 | 0 | 0 | 0
BART SO2 Annual-Apache Station 3 -v5.13 | 153 | 7208 | Rate Constraint in lbs/MMBtu | FALSE | L | Annual | Constraint Shadow Price | US2019$/Ton | 0 | 0 | 0 | 0 | 0 | 0 | 0 | 0
BART SO2 Annual-Campbell 1 -v5.14 | 154 | 7235 | Rate Constraint in lbs/MMBtu | FALSE | L | Annual | Seasons Included | Seasons | Winter, WintShld, Summer | Winter, WintShld, Summer | Winter, WintShld, Summer | Winter, WintShld, Summer | Winter, WintShld, Summer | Winter, WintShld, Summer | Winter, WintShld, Summer | Winter, WintShld, Summer
BART SO2 Annual-Campbell 1 -v5.14 | 154 | 7235 | Rate Constraint in lbs/MMBtu | FALSE | L | Annual | Standard SO2 | lb/MMBtu | 0.29 | 0.29 | 0.29 | 0.29 | 0.29 | 0.29 | 0.29 | 0.29
BART SO2 Annual-Campbell 1 -v5.14 | 154 | 7235 | Rate Constraint in lbs/MMBtu | FALSE | L | Annual | Emissions at Affected Plants SO2 | Thousand Tons | 2.6223 | 0 | 0 | 0 | 0 | 0 | 0 | 0
BART SO2 Annual-Campbell 1 -v5.14 | 154 | 7235 | Rate Constraint in lbs/MMBtu | FALSE | L | Annual | Allowances Purchased SO2 | Thousand Tons | 0 | 0 | 0 | 0 | 0 | 0 | 0 | 0
BART SO2 Annual-Campbell 1 -v5.14 | 154 | 7235 | Rate Constraint in lbs/MMBtu | FALSE | L | Annual | Allowances Sold SO2 | Thousand Tons | 0 | 0 | 0 | 0 | 0 | 0 | 0 | 0
BART SO2 Annual-Campbell 1 -v5.14 | 154 | 7235 | Rate Constraint in lbs/MMBtu | FALSE | L | Annual | Allowances Banked | Thousand Tons | 0 | 0 | 0 | 0 | 0 | 0 | 0 | 0
BART SO2 Annual-Campbell 1 -v5.14 | 154 | 7235 | Rate Constraint in lbs/MMBtu | FALSE | L | Annual | Allowances Withdrawn (1:1) | Thousand Tons | 0 | 0 | 0 | 0 | 0 | 0 | 0 | 0
BART SO2 Annual-Campbell 1 -v5.14 | 154 | 7235 | Rate Constraint in lbs/MMBtu | FALSE | L | Annual | Allowances Withdrawn (n:1) | Thousand Tons | 0 | 0 | 0 | 0 | 0 | 0 | 0 | 0
BART SO2 Annual-Campbell 1 -v5.14 | 154 | 7235 | Rate Constraint in lbs/MMBtu | FALSE | L | Annual | Net Emissions Allowance Position | Thousand Tons | 2.6223 | 0 | 0 | 0 | 0 | 0 | 0 | 0
BART SO2 Annual-Campbell 1 -v5.14 | 154 | 7235 | Rate Constraint in lbs/MMBtu | FALSE | L | Annual | Fuel Consumed | TBtu | 18.2168 | 0 | 0 | 0 | 0 | 0 | 0 | 0
BART SO2 Annual-Campbell 1 -v5.14 | 154 | 7235 | Rate Constraint in lbs/MMBtu | FALSE | L | Annual | Rate | lb/MMBtu | 0.2879 | 0 | 0 | 0 | 0 | 0 | 0 | 0
BART SO2 Annual-Campbell 1 -v5.14 | 154 | 7235 | Rate Constraint in lbs/MMBtu | FALSE | L | Annual | Generation | TWh | 1.7606 | 0 | 0 | 0 | 0 | 0 | 0 | 0
BART SO2 Annual-Campbell 1 -v5.14 | 154 | 7235 | Rate Constraint in lbs/MMBtu | FALSE | L | Annual | Qualifying Generation | TWh | 1.7606 | 0 | 0 | 0 | 0 | 0 | 0 | 0
BART SO2 Annual-Campbell 1 -v5.14 | 154 | 7235 | Rate Constraint in lbs/MMBtu | FALSE | L | Annual | Rate | lb/MWh | 2.9789 | 0 | 0 | 0 | 0 | 0 | 0 | 0
BART SO2 Annual-Campbell 1 -v5.14 | 154 | 7235 | Rate Constraint in lbs/MMBtu | FALSE | L | Annual | Constraint Shadow Price | US2019$/Ton | 0 | 0 | 0 | 0 | 0 | 0 | 0 | 0
BART SO2 Annual-Campbell 2 -v5.14 | 155 | 7236 | Rate Constraint in lbs/MMBtu | FALSE | L | Annual | Seasons Included | Seasons | Winter, WintShld, Summer | Winter, WintShld, Summer | Winter, WintShld, Summer | Winter, WintShld, Summer | Winter, WintShld, Summer | Winter, WintShld, Summer | Winter, WintShld, Summer | Winter, WintShld, Summer
BART SO2 Annual-Campbell 2 -v5.14 | 155 | 7236 | Rate Constraint in lbs/MMBtu | FALSE | L | Annual | Standard SO2 | lb/MMBtu | 0.32 | 0.32 | 0.32 | 0.32 | 0.32 | 0.32 | 0.32 | 0.32
BART SO2 Annual-Campbell 2 -v5.14 | 155 | 7236 | Rate Constraint in lbs/MMBtu | FALSE | L | Annual | Emissions at Affected Plants SO2 | Thousand Tons | 3.6776 | 0 | 0 | 0 | 0 | 0 | 0 | 0
BART SO2 Annual-Campbell 2 -v5.14 | 155 | 7236 | Rate Constraint in lbs/MMBtu | FALSE | L | Annual | Allowances Purchased SO2 | Thousand Tons | 0 | 0 | 0 | 0 | 0 | 0 | 0 | 0
BART SO2 Annual-Campbell 2 -v5.14 | 155 | 7236 | Rate Constraint in lbs/MMBtu | FALSE | L | Annual | Allowances Sold SO2 | Thousand Tons | 0 | 0 | 0 | 0 | 0 | 0 | 0 | 0
BART SO2 Annual-Campbell 2 -v5.14 | 155 | 7236 | Rate Constraint in lbs/MMBtu | FALSE | L | Annual | Allowances Banked | Thousand Tons | 0 | 0 | 0 | 0 | 0 | 0 | 0 | 0
BART SO2 Annual-Campbell 2 -v5.14 | 155 | 7236 | Rate Constraint in lbs/MMBtu | FALSE | L | Annual | Allowances Withdrawn (1:1) | Thousand Tons | 0 | 0 | 0 | 0 | 0 | 0 | 0 | 0
BART SO2 Annual-Campbell 2 -v5.14 | 155 | 7236 | Rate Constraint in lbs/MMBtu | FALSE | L | Annual | Allowances Withdrawn (n:1) | Thousand Tons | 0 | 0 | 0 | 0 | 0 | 0 | 0 | 0
BART SO2 Annual-Campbell 2 -v5.14 | 155 | 7236 | Rate Constraint in lbs/MMBtu | FALSE | L | Annual | Net Emissions Allowance Position | Thousand Tons | 3.6776 | 0 | 0 | 0 | 0 | 0 | 0 | 0
BART SO2 Annual-Campbell 2 -v5.14 | 155 | 7236 | Rate Constraint in lbs/MMBtu | FALSE | L | Annual | Fuel Consumed | TBtu | 25.0565 | 0 | 0 | 0 | 0 | 0 | 0 | 0
BART SO2 Annual-Campbell 2 -v5.14 | 155 | 7236 | Rate Constraint in lbs/MMBtu | FALSE | L | Annual | Rate | lb/MMBtu | 0.29354 | 0 | 0 | 0 | 0 | 0 | 0 | 0
BART SO2 Annual-Campbell 2 -v5.14 | 155 | 7236 | Rate Constraint in lbs/MMBtu | FALSE | L | Annual | Generation | TWh | 2.4028 | 0 | 0 | 0 | 0 | 0 | 0 | 0
BART SO2 Annual-Campbell 2 -v5.14 | 155 | 7236 | Rate Constraint in lbs/MMBtu | FALSE | L | Annual | Qualifying Generation | TWh | 2.4028 | 0 | 0 | 0 | 0 | 0 | 0 | 0
BART SO2 Annual-Campbell 2 -v5.14 | 155 | 7236 | Rate Constraint in lbs/MMBtu | FALSE | L | Annual | Rate | lb/MWh | 3.0611 | 0 | 0 | 0 | 0 | 0 | 0 | 0
BART SO2 Annual-Campbell 2 -v5.14 | 155 | 7236 | Rate Constraint in lbs/MMBtu | FALSE | L | Annual | Constraint Shadow Price | US2019$/Ton | 0 | 25.1279 | 16.4372 | 0 | 0 | 0 | 0 | 0
BART SO2 Annual-Campbell 3 -v5.14 | 156 | 7237 | Rate Constraint in lbs/MMBtu | FALSE | L | Annual | Seasons Included | Seasons | Winter, WintShld, Summer | Winter, WintShld, Summer | Winter, WintShld, Summer | Winter, WintShld, Summer | Winter, WintShld, Summer | Winter, WintShld, Summer | Winter, WintShld, Summer | Winter, WintShld, Summer
BART SO2 Annual-Campbell 3 -v5.14 | 156 | 7237 | Rate Constraint in lbs/MMBtu | FALSE | L | Annual | Standard SO2 | lb/MMBtu | 0.07 | 0.07 | 0.07 | 0.07 | 0.07 | 0.07 | 0.07 | 0.07
BART SO2 Annual-Campbell 3 -v5.14 | 156 | 7237 | Rate Constraint in lbs/MMBtu | FALSE | L | Annual | Emissions at Affected Plants SO2 | Thousand Tons | 1.4854 | 0 | 0 | 0 | 0 | 0 | 0 | 0
BART SO2 Annual-Campbell 3 -v5.14 | 156 | 7237 | Rate Constraint in lbs/MMBtu | FALSE | L | Annual | Allowances Purchased SO2 | Thousand Tons | 0 | 0 | 0 | 0 | 0 | 0 | 0 | 0
BART SO2 Annual-Campbell 3 -v5.14 | 156 | 7237 | Rate Constraint in lbs/MMBtu | FALSE | L | Annual | Allowances Sold SO2 | Thousand Tons | 0 | 0 | 0 | 0 | 0 | 0 | 0 | 0
BART SO2 Annual-Campbell 3 -v5.14 | 156 | 7237 | Rate Constraint in lbs/MMBtu | FALSE | L | Annual | Allowances Banked | Thousand Tons | 0 | 0 | 0 | 0 | 0 | 0 | 0 | 0
BART SO2 Annual-Campbell 3 -v5.14 | 156 | 7237 | Rate Constraint in lbs/MMBtu | FALSE | L | Annual | Allowances Withdrawn (1:1) | Thousand Tons | 0 | 0 | 0 | 0 | 0 | 0 | 0 | 0
BART SO2 Annual-Campbell 3 -v5.14 | 156 | 7237 | Rate Constraint in lbs/MMBtu | FALSE | L | Annual | Allowances Withdrawn (n:1) | Thousand Tons | 0 | 0 | 0 | 0 | 0 | 0 | 0 | 0
BART SO2 Annual-Campbell 3 -v5.14 | 156 | 7237 | Rate Constraint in lbs/MMBtu | FALSE | L | Annual | Net Emissions Allowance Position | Thousand Tons | 1.4854 | 0 | 0 | 0 | 0 | 0 | 0 | 0
BART SO2 Annual-Campbell 3 -v5.14 | 156 | 7237 | Rate Constraint in lbs/MMBtu | FALSE | L | Annual | Fuel Consumed | TBtu | 59.6521 | 0 | 0 | 0 | 0 | 0 | 0 | 0
BART SO2 Annual-Campbell 3 -v5.14 | 156 | 7237 | Rate Constraint in lbs/MMBtu | FALSE | L | Annual | Rate | lb/MMBtu | 0.049802 | 0 | 0 | 0 | 0 | 0 | 0 | 0
BART SO2 Annual-Campbell 3 -v5.14 | 156 | 7237 | Rate Constraint in lbs/MMBtu | FALSE | L | Annual | Generation | TWh | 5.8118 | 0 | 0 | 0 | 0 | 0 | 0 | 0
BART SO2 Annual-Campbell 3 -v5.14 | 156 | 7237 | Rate Constraint in lbs/MMBtu | FALSE | L | Annual | Qualifying Generation | TWh | 5.8118 | 0 | 0 | 0 | 0 | 0 | 0 | 0
BART SO2 Annual-Campbell 3 -v5.14 | 156 | 7237 | Rate Constraint in lbs/MMBtu | FALSE | L | Annual | Rate | lb/MWh | 0.51116 | 0 | 0 | 0 | 0 | 0 | 0 | 0
BART SO2 Annual-Campbell 3 -v5.14 | 156 | 7237 | Rate Constraint in lbs/MMBtu | FALSE | L | Annual | Constraint Shadow Price | US2019$/Ton | 0 | 0 | 0 | 0 | 0 | 0 | 0 | 0
BART SO2 Annual-Cherokee 4 -v5.13 | 157 | 7209 | Rate Constraint in MTons | FALSE | L | Annual | Seasons Included | Seasons | Winter, WintShld, Summer | Winter, WintShld, Summer | Winter, WintShld, Summer | Winter, WintShld, Summer | Winter, WintShld, Summer | Winter, WintShld, Summer | Winter, WintShld, Summer | Winter, WintShld, Summer
BART SO2 Annual-Cherokee 4 -v5.13 | 157 | 7209 | Rate Constraint in MTons | FALSE | L | Annual | Standard SO2 | Thousand Tons | 0.00781 | 0.00781 | 0.00781 | 0.00781 | 0.00781 | 0.00781 | 0.00781 | 0.00781
BART SO2 Annual-Cherokee 4 -v5.13 | 157 | 7209 | Rate Constraint in MTons | FALSE | L | Annual | Emissions at Affected Plants SO2 | Thousand Tons | 0 | 0 | 0 | 0 | 0 | 0 | 0 | 0
BART SO2 Annual-Cherokee 4 -v5.13 | 157 | 7209 | Rate Constraint in MTons | FALSE | L | Annual | Allowances Purchased SO2 | Thousand Tons | 0 | 0 | 0 | 0 | 0 | 0 | 0 | 0
BART SO2 Annual-Cherokee 4 -v5.13 | 157 | 7209 | Rate Constraint in MTons | FALSE | L | Annual | Allowances Sold SO2 | Thousand Tons | 0 | 0 | 0 | 0 | 0 | 0 | 0 | 0
BART SO2 Annual-Cherokee 4 -v5.13 | 157 | 7209 | Rate Constraint in MTons | FALSE | L | Annual | Allowances Banked | Thousand Tons | 0 | 0 | 0 | 0 | 0 | 0 | 0 | 0
BART SO2 Annual-Cherokee 4 -v5.13 | 157 | 7209 | Rate Constraint in MTons | FALSE | L | Annual | Allowances Withdrawn (1:1) | Thousand Tons | 0 | 0 | 0 | 0 | 0 | 0 | 0 | 0
BART SO2 Annual-Cherokee 4 -v5.13 | 157 | 7209 | Rate Constraint in MTons | FALSE | L | Annual | Allowances Withdrawn (n:1) | Thousand Tons | 0 | 0 | 0 | 0 | 0 | 0 | 0 | 0
BART SO2 Annual-Cherokee 4 -v5.13 | 157 | 7209 | Rate Constraint in MTons | FALSE | L | Annual | Net Emissions Allowance Position | Thousand Tons | 0 | 0 | 0 | 0 | 0 | 0 | 0 | 0
BART SO2 Annual-Cherokee 4 -v5.13 | 157 | 7209 | Rate Constraint in MTons | FALSE | L | Annual | Fuel Consumed | TBtu | 0 | 0 | 0 | 0 | 0 | 0 | 0 | 0
BART SO2 Annual-Cherokee 4 -v5.13 | 157 | 7209 | Rate Constraint in MTons | FALSE | L | Annual | Rate | lb/MMBtu | 0 | 0 | 0 | 0 | 0 | 0 | 0 | 0
BART SO2 Annual-Cherokee 4 -v5.13 | 157 | 7209 | Rate Constraint in MTons | FALSE | L | Annual | Generation | TWh | 0 | 0 | 0 | 0 | 0 | 0 | 0 | 0
BART SO2 Annual-Cherokee 4 -v5.13 | 157 | 7209 | Rate Constraint in MTons | FALSE | L | Annual | Qualifying Generation | TWh | 0 | 0 | 0 | 0 | 0 | 0 | 0 | 0
BART SO2 Annual-Cherokee 4 -v5.13 | 157 | 7209 | Rate Constraint in MTons | FALSE | L | Annual | Rate | lb/MWh | 0 | 0 | 0 | 0 | 0 | 0 | 0 | 0
BART SO2 Annual-Cherokee 4 -v5.13 | 157 | 7209 | Rate Constraint in MTons | FALSE | L | Annual | Constraint Shadow Price | US2019$/Ton | 0 | 0 | 0 | 0 | 0 | 0 | 0 | 0
BART SO2 Annual-Cholla 3 -v5.13 | 158 | 7210 | Rate Constraint in lbs/MMBtu | FALSE | L | Annual | Seasons Included | Seasons | Winter, WintShld, Summer | Winter, WintShld, Summer | Winter, WintShld, Summer | Winter, WintShld, Summer | Winter, WintShld, Summer | Winter, WintShld, Summer | Winter, WintShld, Summer | Winter, WintShld, Summer
BART SO2 Annual-Cholla 3 -v5.13 | 158 | 7210 | Rate Constraint in lbs/MMBtu | FALSE | L | Annual | Standard SO2 | lb/MMBtu | 0.15 | 0.0006 | 0.0006 | 0.0006 | 0.0006 | 0.0006 | 0.0006 | 0.0006
BART SO2 Annual-Cholla 3 -v5.13 | 158 | 7210 | Rate Constraint in lbs/MMBtu | FALSE | L | Annual | Emissions at Affected Plants SO2 | Thousand Tons | 1.154 | 0 | 0 | 0 | 0 | 0 | 0 | 0
BART SO2 Annual-Cholla 3 -v5.13 | 158 | 7210 | Rate Constraint in lbs/MMBtu | FALSE | L | Annual | Allowances Purchased SO2 | Thousand Tons | 0 | 0 | 0 | 0 | 0 | 0 | 0 | 0
BART SO2 Annual-Cholla 3 -v5.13 | 158 | 7210 | Rate Constraint in lbs/MMBtu | FALSE | L | Annual | Allowances Sold SO2 | Thousand Tons | 0 | 0 | 0 | 0 | 0 | 0 | 0 | 0
BART SO2 Annual-Cholla 3 -v5.13 | 158 | 7210 | Rate Constraint in lbs/MMBtu | FALSE | L | Annual | Allowances Banked | Thousand Tons | 0 | 0 | 0 | 0 | 0 | 0 | 0 | 0
BART SO2 Annual-Cholla 3 -v5.13 | 158 | 7210 | Rate Constraint in lbs/MMBtu | FALSE | L | Annual | Allowances Withdrawn (1:1) | Thousand Tons | 0 | 0 | 0 | 0 | 0 | 0 | 0 | 0
BART SO2 Annual-Cholla 3 -v5.13 | 158 | 7210 | Rate Constraint in lbs/MMBtu | FALSE | L | Annual | Allowances Withdrawn (n:1) | Thousand Tons | 0 | 0 | 0 | 0 | 0 | 0 | 0 | 0
BART SO2 Annual-Cholla 3 -v5.13 | 158 | 7210 | Rate Constraint in lbs/MMBtu | FALSE | L | Annual | Net Emissions Allowance Position | Thousand Tons | 1.154 | 0 | 0 | 0 | 0 | 0 | 0 | 0
BART SO2 Annual-Cholla 3 -v5.13 | 158 | 7210 | Rate Constraint in lbs/MMBtu | FALSE | L | Annual | Fuel Consumed | TBtu | 20.2353 | 0 | 0 | 0 | 0 | 0 | 0 | 0
BART SO2 Annual-Cholla 3 -v5.13 | 158 | 7210 | Rate Constraint in lbs/MMBtu | FALSE | L | Annual | Rate | lb/MMBtu | 0.11406 | 0 | 0 | 0 | 0 | 0 | 0 | 0
BART SO2 Annual-Cholla 3 -v5.13 | 158 | 7210 | Rate Constraint in lbs/MMBtu | FALSE | L | Annual | Generation | TWh | 1.8351 | 0 | 0 | 0 | 0 | 0 | 0 | 0
BART SO2 Annual-Cholla 3 -v5.13 | 158 | 7210 | Rate Constraint in lbs/MMBtu | FALSE | L | Annual | Qualifying Generation | TWh | 1.8351 | 0 | 0 | 0 | 0 | 0 | 0 | 0
BART SO2 Annual-Cholla 3 -v5.13 | 158 | 7210 | Rate Constraint in lbs/MMBtu | FALSE | L | Annual | Rate | lb/MWh | 1.2577 | 0 | 0 | 0 | 0 | 0 | 0 | 0
BART SO2 Annual-Cholla 3 -v5.13 | 158 | 7210 | Rate Constraint in lbs/MMBtu | FALSE | L | Annual | Constraint Shadow Price | US2019$/Ton | 0 | 119556.0455 | 98892.7431 | 108006.1027 | 86783.8615 | 60877.9664 | 75402.2444 | 39307.4809
BART SO2 Annual-Cholla 4 -v5.13 | 159 | 7211 | Rate Constraint in lbs/MMBtu | FALSE | L | Annual | Seasons Included | Seasons | Winter, WintShld, Summer | Winter, WintShld, Summer | Winter, WintShld, Summer | Winter, WintShld, Summer | Winter, WintShld, Summer | Winter, WintShld, Summer | Winter, WintShld, Summer | Winter, WintShld, Summer
BART SO2 Annual-Cholla 4 -v5.13 | 159 | 7211 | Rate Constraint in lbs/MMBtu | FALSE | L | Annual | Standard SO2 | lb/MMBtu | 0.15 | 0.0006 | 0.0006 | 0.0006 | 0.0006 | 0.0006 | 0.0006 | 0.0006
BART SO2 Annual-Cholla 4 -v5.13 | 159 | 7211 | Rate Constraint in lbs/MMBtu | FALSE | L | Annual | Emissions at Affected Plants SO2 | Thousand Tons | 0 | 0 | 0 | 0 | 0 | 0 | 0 | 0
BART SO2 Annual-Cholla 4 -v5.13 | 159 | 7211 | Rate Constraint in lbs/MMBtu | FALSE | L | Annual | Allowances Purchased SO2 | Thousand Tons | 0 | 0 | 0 | 0 | 0 | 0 | 0 | 0
BART SO2 Annual-Cholla 4 -v5.13 | 159 | 7211 | Rate Constraint in lbs/MMBtu | FALSE | L | Annual | Allowances Sold SO2 | Thousand Tons | 0 | 0 | 0 | 0 | 0 | 0 | 0 | 0
BART SO2 Annual-Cholla 4 -v5.13 | 159 | 7211 | Rate Constraint in lbs/MMBtu | FALSE | L | Annual | Allowances Banked | Thousand Tons | 0 | 0 | 0 | 0 | 0 | 0 | 0 | 0
BART SO2 Annual-Cholla 4 -v5.13 | 159 | 7211 | Rate Constraint in lbs/MMBtu | FALSE | L | Annual | Allowances Withdrawn (1:1) | Thousand Tons | 0 | 0 | 0 | 0 | 0 | 0 | 0 | 0
BART SO2 Annual-Cholla 4 -v5.13 | 159 | 7211 | Rate Constraint in lbs/MMBtu | FALSE | L | Annual | Allowances Withdrawn (n:1) | Thousand Tons | 0 | 0 | 0 | 0 | 0 | 0 | 0 | 0
BART SO2 Annual-Cholla 4 -v5.13 | 159 | 7211 | Rate Constraint in lbs/MMBtu | FALSE | L | Annual | Net Emissions Allowance Position | Thousand Tons | 0 | 0 | 0 | 0 | 0 | 0 | 0 | 0
BART SO2 Annual-Cholla 4 -v5.13 | 159 | 7211 | Rate Constraint in lbs/MMBtu | FALSE | L | Annual | Fuel Consumed | TBtu | 0 | 0 | 0 | 0 | 0 | 0 | 0 | 0
BART SO2 Annual-Cholla 4 -v5.13 | 159 | 7211 | Rate Constraint in lbs/MMBtu | FALSE | L | Annual | Rate | lb/MMBtu | 0 | 0 | 0 | 0 | 0 | 0 | 0 | 0
BART SO2 Annual-Cholla 4 -v5.13 | 159 | 7211 | Rate Constraint in lbs/MMBtu | FALSE | L | Annual | Generation | TWh | 0 | 0 | 0 | 0 | 0 | 0 | 0 | 0
BART SO2 Annual-Cholla 4 -v5.13 | 159 | 7211 | Rate Constraint in lbs/MMBtu | FALSE | L | Annual | Qualifying Generation | TWh | 0 | 0 | 0 | 0 | 0 | 0 | 0 | 0
BART SO2 Annual-Cholla 4 -v5.13 | 159 | 7211 | Rate Constraint in lbs/MMBtu | FALSE | L | Annual | Rate | lb/MWh | 0 | 0 | 0 | 0 | 0 | 0 | 0 | 0
BART SO2 Annual-Cholla 4 -v5.13 | 159 | 7211 | Rate Constraint in lbs/MMBtu | FALSE | L | Annual | Constraint Shadow Price | US2019$/Ton | 0 | 0 | 0 | 0 | 0 | 0 | 0 | 0
BART SO2 Annual-Coronado U1B -v5.13 | 160 | 7214 | Rate Constraint in lbs/MMBtu | FALSE | L | Annual | Seasons Included | Seasons | Winter, WintShld, Summer | Winter, WintShld, Summer | Winter, WintShld, Summer | Winter, WintShld, Summer | Winter, WintShld, Summer | Winter, WintShld, Summer | Winter, WintShld, Summer | Winter, WintShld, Summer
BART SO2 Annual-Coronado U1B -v5.13 | 160 | 7214 | Rate Constraint in lbs/MMBtu | FALSE | L | Annual | Standard SO2 | lb/MMBtu | 0.06 | 0.06 | 0.06 | 0.06 | 0.06 | 0.06 | 0.06 | 0.06
BART SO2 Annual-Coronado U1B -v5.13 | 160 | 7214 | Rate Constraint in lbs/MMBtu | FALSE | L | Annual | Emissions at Affected Plants SO2 | Thousand Tons | 0.26477 | 0.0023607 | 0 | 0 | 0 | 0 | 0 | 0
BART SO2 Annual-Coronado U1B -v5.13 | 160 | 7214 | Rate Constraint in lbs/MMBtu | FALSE | L | Annual | Allowances Purchased SO2 | Thousand Tons | 0 | 0 | 0 | 0 | 0 | 0 | 0 | 0
BART SO2 Annual-Coronado U1B -v5.13 | 160 | 7214 | Rate Constraint in lbs/MMBtu | FALSE | L | Annual | Allowances Sold SO2 | Thousand Tons | 0 | 0 | 0 | 0 | 0 | 0 | 0 | 0
BART SO2 Annual-Coronado U1B -v5.13 | 160 | 7214 | Rate Constraint in lbs/MMBtu | FALSE | L | Annual | Allowances Banked | Thousand Tons | 0 | 0 | 0 | 0 | 0 | 0 | 0 | 0
BART SO2 Annual-Coronado U1B -v5.13 | 160 | 7214 | Rate Constraint in lbs/MMBtu | FALSE | L | Annual | Allowances Withdrawn (1:1) | Thousand Tons | 0 | 0 | 0 | 0 | 0 | 0 | 0 | 0
BART SO2 Annual-Coronado U1B -v5.13 | 160 | 7214 | Rate Constraint in lbs/MMBtu | FALSE | L | Annual | Allowances Withdrawn (n:1) | Thousand Tons | 0 | 0 | 0 | 0 | 0 | 0 | 0 | 0
BART SO2 Annual-Coronado U1B -v5.13 | 160 | 7214 | Rate Constraint in lbs/MMBtu | FALSE | L | Annual | Net Emissions Allowance Position | Thousand Tons | 0.26477 | 0.0023607 | 0 | 0 | 0 | 0 | 0 | 0
BART SO2 Annual-Coronado U1B -v5.13 | 160 | 7214 | Rate Constraint in lbs/MMBtu | FALSE | L | Annual | Fuel Consumed | TBtu | 27.8565 | 0.24837 | 0 | 0 | 0 | 0 | 0 | 0
BART SO2 Annual-Coronado U1B -v5.13 | 160 | 7214 | Rate Constraint in lbs/MMBtu | FALSE | L | Annual | Rate | lb/MMBtu | 0.01901 | 0.01901 | 0 | 0 | 0 | 0 | 0 | 0
BART SO2 Annual-Coronado U1B -v5.13 | 160 | 7214 | Rate Constraint in lbs/MMBtu | FALSE | L | Annual | Generation | TWh | 2.6238 | 0.023393 | 0 | 0 | 0 | 0 | 0 | 0
BART SO2 Annual-Coronado U1B -v5.13 | 160 | 7214 | Rate Constraint in lbs/MMBtu | FALSE | L | Annual | Qualifying Generation | TWh | 2.6238 | 0.023393 | 0 | 0 | 0 | 0 | 0 | 0
BART SO2 Annual-Coronado U1B -v5.13 | 160 | 7214 | Rate Constraint in lbs/MMBtu | FALSE | L | Annual | Rate | lb/MWh | 0.20182 | 0.20182 | 0 | 0 | 0 | 0 | 0 | 0
BART SO2 Annual-Coronado U1B -v5.13 | 160 | 7214 | Rate Constraint in lbs/MMBtu | FALSE | L | Annual | Constraint Shadow Price | US2019$/Ton | 0 | 0 | 0 | 0 | 0 | 0 | 0 | 0
BART SO2 Annual-Coronado U2B -v5.13 | 161 | 7215 | Rate Constraint in lbs/MMBtu | FALSE | L | Annual | Seasons Included | Seasons | Winter, WintShld, Summer | Winter, WintShld, Summer | Winter, WintShld, Summer | Winter, WintShld, Summer | Winter, WintShld, Summer | Winter, WintShld, Summer | Winter, WintShld, Summer | Winter, WintShld, Summer
BART SO2 Annual-Coronado U2B -v5.13 | 161 | 7215 | Rate Constraint in lbs/MMBtu | FALSE | L | Annual | Standard SO2 | lb/MMBtu | 0.06 | 0.06 | 0.06 | 0.06 | 0.06 | 0.06 | 0.06 | 0.06
BART SO2 Annual-Coronado U2B -v5.13 | 161 | 7215 | Rate Constraint in lbs/MMBtu | FALSE | L | Annual | Emissions at Affected Plants SO2 | Thousand Tons | 0.26802 | 0 | 0 | 0 | 0 | 0 | 0 | 0
BART SO2 Annual-Coronado U2B -v5.13 | 161 | 7215 | Rate Constraint in lbs/MMBtu | FALSE | L | Annual | Allowances Purchased SO2 | Thousand Tons | 0 | 0 | 0 | 0 | 0 | 0 | 0 | 0
BART SO2 Annual-Coronado U2B -v5.13 | 161 | 7215 | Rate Constraint in lbs/MMBtu | FALSE | L | Annual | Allowances Sold SO2 | Thousand Tons | 0 | 0 | 0 | 0 | 0 | 0 | 0 | 0
BART SO2 Annual-Coronado U2B -v5.13 | 161 | 7215 | Rate Constraint in lbs/MMBtu | FALSE | L | Annual | Allowances Banked | Thousand Tons | 0 | 0 | 0 | 0 | 0 | 0 | 0 | 0
BART SO2 Annual-Coronado U2B -v5.13 | 161 | 7215 | Rate Constraint in lbs/MMBtu | FALSE | L | Annual | Allowances Withdrawn (1:1) | Thousand Tons | 0 | 0 | 0 | 0 | 0 | 0 | 0 | 0
BART SO2 Annual-Coronado U2B -v5.13 | 161 | 7215 | Rate Constraint in lbs/MMBtu | FALSE | L | Annual | Allowances Withdrawn (n:1) | Thousand Tons | 0 | 0 | 0 | 0 | 0 | 0 | 0 | 0
BART SO2 Annual-Coronado U2B -v5.13 | 161 | 7215 | Rate Constraint in lbs/MMBtu | FALSE | L | Annual | Net Emissions Allowance Position | Thousand Tons | 0.26802 | 0 | 0 | 0 | 0 | 0 | 0 | 0
BART SO2 Annual-Coronado U2B -v5.13 | 161 | 7215 | Rate Constraint in lbs/MMBtu | FALSE | L | Annual | Fuel Consumed | TBtu | 28.1983 | 0 | 0 | 0 | 0 | 0 | 0 | 0
BART SO2 Annual-Coronado U2B -v5.13 | 161 | 7215 | Rate Constraint in lbs/MMBtu | FALSE | L | Annual | Rate | lb/MMBtu | 0.01901 | 0 | 0 | 0 | 0 | 0 | 0 | 0
BART SO2 Annual-Coronado U2B -v5.13 | 161 | 7215 | Rate Constraint in lbs/MMBtu | FALSE | L | Annual | Generation | TWh | 2.6376 | 0 | 0 | 0 | 0 | 0 | 0 | 0
BART SO2 Annual-Coronado U2B -v5.13 | 161 | 7215 | Rate Constraint in lbs/MMBtu | FALSE | L | Annual | Qualifying Generation | TWh | 2.6376 | 0 | 0 | 0 | 0 | 0 | 0 | 0
BART SO2 Annual-Coronado U2B -v5.13 | 161 | 7215 | Rate Constraint in lbs/MMBtu | FALSE | L | Annual | Rate | lb/MWh | 0.20323 | 0 | 0 | 0 | 0 | 0 | 0 | 0
BART SO2 Annual-Coronado U2B -v5.13 | 161 | 7215 | Rate Constraint in lbs/MMBtu | FALSE | L | Annual | Constraint Shadow Price | US2019$/Ton | 0 | 0 | 0 | 0 | 0 | 0 | 0 | 0
BART SO2 Annual-Craig C1 -v5.14 | 162 | 7200 | Rate Constraint in lbs/MMBtu | FALSE | L | Annual | Seasons Included | Seasons | Winter, WintShld, Summer | Winter, WintShld, Summer | Winter, WintShld, Summer | Winter, WintShld, Summer | Winter, WintShld, Summer | Winter, WintShld, Summer | Winter, WintShld, Summer | Winter, WintShld, Summer
BART SO2 Annual-Craig C1 -v5.14 | 162 | 7200 | Rate Constraint in lbs/MMBtu | FALSE | L | Annual | Standard SO2 | lb/MMBtu | 0.11 | 0.11 | 0.11 | 0.11 | 0.11 | 0.11 | 0.11 | 0.11
BART SO2 Annual-Craig C1 -v5.14 | 162 | 7200 | Rate Constraint in lbs/MMBtu | FALSE | L | Annual | Emissions at Affected Plants SO2 | Thousand Tons | 0.0049233 | 0.0049481 | 0.0036229 | 0.0049679 | 0.0049679 | 0.0049679 | 0.0049679 | 0.0041362
BART SO2 Annual-Craig C1 -v5.14 | 162 | 7200 | Rate Constraint in lbs/MMBtu | FALSE | L | Annual | Allowances Purchased SO2 | Thousand Tons | 0 | 0 | 0 | 0 | 0 | 0 | 0 | 0
BART SO2 Annual-Craig C1 -v5.14 | 162 | 7200 | Rate Constraint in lbs/MMBtu | FALSE | L | Annual | Allowances Sold SO2 | Thousand Tons | 0 | 0 | 0 | 0 | 0 | 0 | 0 | 0
BART SO2 Annual-Craig C1 -v5.14 | 162 | 7200 | Rate Constraint in lbs/MMBtu | FALSE | L | Annual | Allowances Banked | Thousand Tons | 0 | 0 | 0 | 0 | 0 | 0 | 0 | 0
BART SO2 Annual-Craig C1 -v5.14 | 162 | 7200 | Rate Constraint in lbs/MMBtu | FALSE | L | Annual | Allowances Withdrawn (1:1) | Thousand Tons | 0 | 0 | 0 | 0 | 0 | 0 | 0 | 0
BART SO2 Annual-Craig C1 -v5.14 | 162 | 7200 | Rate Constraint in lbs/MMBtu | FALSE | L | Annual | Allowances Withdrawn (n:1) | Thousand Tons | 0 | 0 | 0 | 0 | 0 | 0 | 0 | 0
BART SO2 Annual-Craig C1 -v5.14 | 162 | 7200 | Rate Constraint in lbs/MMBtu | FALSE | L | Annual | Net Emissions Allowance Position | Thousand Tons | 0.0049233 | 0.0049481 | 0.0036229 | 0.0049679 | 0.0049679 | 0.0049679 | 0.0049679 | 0.0041362
BART SO2 Annual-Craig C1 -v5.14 | 162 | 7200 | Rate Constraint in lbs/MMBtu | FALSE | L | Annual | Fuel Consumed | TBtu | 0.2122 | 0.2122 | 0.2122 | 0.2122 | 0.2122 | 0.2122 | 0.2122 | 0.17667
BART SO2 Annual-Craig C1 -v5.14 | 162 | 7200 | Rate Constraint in lbs/MMBtu | FALSE | L | Annual | Rate | lb/MMBtu | 0.046403 | 0.046637 | 0.034147 | 0.046823 | 0.046823 | 0.046823 | 0.046823 | 0.046823
BART SO2 Annual-Craig C1 -v5.14 | 162 | 7200 | Rate Constraint in lbs/MMBtu | FALSE | L | Annual | Generation | TWh | 0.020795 | 0.020795 | 0.020795 | 0.013131 | 0.013131 | 0.013131 | 0.013131 | 0.010933
BART SO2 Annual-Craig C1 -v5.14 | 162 | 7200 | Rate Constraint in lbs/MMBtu | FALSE | L | Annual | Qualifying Generation | TWh | 0.020795 | 0.020795 | 0.020795 | 0.013131 | 0.013131 | 0.013131 | 0.013131 | 0.010933
BART SO2 Annual-Craig C1 -v5.14 | 162 | 7200 | Rate Constraint in lbs/MMBtu | FALSE | L | Annual | Rate | lb/MWh | 0.4735 | 0.47588 | 0.34843 | 0.75666 | 0.75666 | 0.75666 | 0.75666 | 0.75666
BART SO2 Annual-Craig C1 -v5.14 | 162 | 7200 | Rate Constraint in lbs/MMBtu | FALSE | L | Annual | Constraint Shadow Price | US2019$/Ton | 0 | 0 | 0 | 0 | 0 | 0 | 0 | 0
BART SO2 Annual-Craig C2 -v5.14 | 163 | 7201 | Rate Constraint in lbs/MMBtu | FALSE | L | Annual | Seasons Included | Seasons | Winter, WintShld, Summer | Winter, WintShld, Summer | Winter, WintShld, Summer | Winter, WintShld, Summer | Winter, WintShld, Summer | Winter, WintShld, Summer | Winter, WintShld, Summer | Winter, WintShld, Summer
BART SO2 Annual-Craig C2 -v5.14 | 163 | 7201 | Rate Constraint in lbs/MMBtu | FALSE | L | Annual | Standard SO2 | lb/MMBtu | 0.11 | 0.11 | 0.11 | 0.11 | 0.11 | 0.11 | 0.11 | 0.11
BART SO2 Annual-Craig C2 -v5.14 | 163 | 7201 | Rate Constraint in lbs/MMBtu | FALSE | L | Annual | Emissions at Affected Plants SO2 | Thousand Tons | 0.67522 | 0.67918 | 0.010933 | 0.016618 | 0.016618 | 0.016618 | 0.014492 | 0.011294
BART SO2 Annual-Craig C2 -v5.14 | 163 | 7201 | Rate Constraint in lbs/MMBtu | FALSE | L | Annual | Allowances Purchased SO2 | Thousand Tons | 0 | 0 | 0 | 0 | 0 | 0 | 0 | 0
BART SO2 Annual-Craig C2 -v5.14 | 163 | 7201 | Rate Constraint in lbs/MMBtu | FALSE | L | Annual | Allowances Sold SO2 | Thousand Tons | 0 | 0 | 0 | 0 | 0 | 0 | 0 | 0
BART SO2 Annual-Craig C2 -v5.14 | 163 | 7201 | Rate Constraint in lbs/MMBtu | FALSE | L | Annual | Allowances Banked | Thousand Tons | 0 | 0 | 0 | 0 | 0 | 0 | 0 | 0
BART SO2 Annual-Craig C2 -v5.14 | 163 | 7201 | Rate Constraint in lbs/MMBtu | FALSE | L | Annual | Allowances Withdrawn (1:1) | Thousand Tons | 0 | 0 | 0 | 0 | 0 | 0 | 0 | 0
BART SO2 Annual-Craig C2 -v5.14 | 163 | 7201 | Rate Constraint in lbs/MMBtu | FALSE | L | Annual | Allowances Withdrawn (n:1) | Thousand Tons | 0 | 0 | 0 | 0 | 0 | 0 | 0 | 0
BART SO2 Annual-Craig C2 -v5.14 | 163 | 7201 | Rate Constraint in lbs/MMBtu | FALSE | L | Annual | Net Emissions Allowance Position | Thousand Tons | 0.67522 | 0.67918 | 0.010933 | 0.016618 | 0.016618 | 0.016618 | 0.014492 | 0.011294
BART SO2 Annual-Craig C2 -v5.14 | 163 | 7201 | Rate Constraint in lbs/MMBtu | FALSE | L | Annual | Fuel Consumed | TBtu | 29.1024 | 29.1024 | 0.70982 | 0.70982 | 0.70982 | 0.70982 | 0.619 | 0.48241
BART SO2 Annual-Craig C2 -v5.14 | 163 | 7201 | Rate Constraint in lbs/MMBtu | FALSE | L | Annual | Rate | lb/MMBtu | 0.046403 | 0.046675 | 0.030804 | 0.046823 | 0.046823 | 0.046823 | 0.046823 | 0.046823
BART SO2 Annual-Craig C2 -v5.14 | 163 | 7201 | Rate Constraint in lbs/MMBtu | FALSE | L | Annual | Generation | TWh | 2.842 | 2.842 | 0.069318 | 0.042613 | 0.042613 | 0.042613 | 0.037161 | 0.028961
BART SO2 Annual-Craig C2 -v5.14 | 163 | 7201 | Rate Constraint in lbs/MMBtu | FALSE | L | Annual | Qualifying Generation | TWh | 2.842 | 2.842 | 0.069318 | 0.042613 | 0.042613 | 0.042613 | 0.037161 | 0.028961
BART SO2 Annual-Craig C2 -v5.14 | 163 | 7201 | Rate Constraint in lbs/MMBtu | FALSE | L | Annual | Rate | lb/MWh | 0.47517 | 0.47795 | 0.31544 | 0.77995 | 0.77995 | 0.77995 | 0.77995 | 0.77995
BART SO2 Annual-Craig C2 -v5.14 | 163 | 7201 | Rate Constraint in lbs/MMBtu | FALSE | L | Annual | Constraint Shadow Price | US2019$/Ton | 0 | 0 | 0 | 0 | 0 | 0 | 0 | 0
BART SO2 Annual-Jeffrey Energy Center 1 -v5.13 | 164 | 7216 | Rate Constraint in lbs/MMBtu | FALSE | L | Annual | Seasons Included | Seasons | Winter, WintShld, Summer | Winter, WintShld, Summer | Winter, WintShld, Summer | Winter, WintShld, Summer | Winter, WintShld, Summer | Winter, WintShld, Summer | Winter, WintShld, Summer | Winter, WintShld, Summer
BART SO2 Annual-Jeffrey Energy Center 1 -v5.13 | 164 | 7216 | Rate Constraint in lbs/MMBtu | FALSE | L | Annual | Standard SO2 | lb/MMBtu | 0.15 | 0.15 | 0.15 | 0.15 | 0.15 | 0.15 | 0.15 | 0.15
BART SO2 Annual-Jeffrey Energy Center 1 -v5.13 | 164 | 7216 | Rate Constraint in lbs/MMBtu | FALSE | L | Annual | Emissions at Affected Plants SO2 | Thousand Tons | 0.61432 | 0.5773 | 0.33499 | 0.31276 | 0.08342 | 0 | 0 | 0
BART SO2 Annual-Jeffrey Energy Center 1 -v5.13 | 164 | 7216 | Rate Constraint in lbs/MMBtu | FALSE | L | Annual | Allowances Purchased SO2 | Thousand Tons | 0 | 0 | 0 | 0 | 0 | 0 | 0 | 0
BART SO2 Annual-Jeffrey Energy Center 1 -v5.13 | 164 | 7216 | Rate Constraint in lbs/MMBtu | FALSE | L | Annual | Allowances Sold SO2 | Thousand Tons | 0 | 0 | 0 | 0 | 0 | 0 | 0 | 0
BART SO2 Annual-Jeffrey Energy Center 1 -v5.13 | 164 | 7216 | Rate Constraint in lbs/MMBtu | FALSE | L | Annual | Allowances Banked | Thousand Tons | 0 | 0 | 0 | 0 | 0 | 0 | 0 | 0
BART SO2 Annual-Jeffrey Energy Center 1 -v5.13 | 164 | 7216 | Rate Constraint in lbs/MMBtu | FALSE | L | Annual | Allowances Withdrawn (1:1) | Thousand Tons | 0 | 0 | 0 | 0 | 0 | 0 | 0 | 0
BART SO2 Annual-Jeffrey Energy Center 1 -v5.13 | 164 | 7216 | Rate Constraint in lbs/MMBtu | FALSE | L | Annual | Allowances Withdrawn (n:1) | Thousand Tons | 0 | 0 | 0 | 0 | 0 | 0 | 0 | 0
BART SO2 Annual-Jeffrey Energy Center 1 -v5.13 | 164 | 7216 | Rate Constraint in lbs/MMBtu | FALSE | L | Annual | Net Emissions Allowance Position | Thousand Tons | 0.61432 | 0.5773 | 0.33499 | 0.31276 | 0.08342 | 0 | 0 | 0
BART SO2 Annual-Jeffrey Energy Center 1 -v5.13 | 164 | 7216 | Rate Constraint in lbs/MMBtu | FALSE | L | Annual | Fuel Consumed | TBtu | 51.6128 | 48.5031 | 28.1449 | 26.2774 | 7.0086 | 0 | 0 | 0
BART SO2 Annual-Jeffrey Energy Center 1 -v5.13 | 164 | 7216 | Rate Constraint in lbs/MMBtu | FALSE | L | Annual | Rate | lb/MMBtu | 0.023805 | 0.023805 | 0.023805 | 0.023805 | 0.023805 | 0 | 0 | 0
BART SO2 Annual-Jeffrey Energy Center 1 -v5.13 | 164 | 7216 | Rate Constraint in lbs/MMBtu | FALSE | L | Annual | Generation | TWh | 4.6963 | 4.4134 | 2.561 | 2.391 | 0.63773 | 0 | 0 | 0
BART SO2 Annual-Jeffrey Energy Center 1 -v5.13 | 164 | 7216 | Rate Constraint in lbs/MMBtu | FALSE | L | Annual | Qualifying Generation | TWh | 4.6963 | 4.4134 | 2.561 | 2.391 | 0.63773 | 0 | 0 | 0
BART SO2 Annual-Jeffrey Energy Center 1 -v5.13 | 164 | 7216 | Rate Constraint in lbs/MMBtu | FALSE | L | Annual | Rate | lb/MWh | 0.26162 | 0.26162 | 0.26162 | 0.26162 | 0.26162 | 0 | 0 | 0
BART SO2 Annual-Jeffrey Energy Center 1 -v5.13 | 164 | 7216 | Rate Constraint in lbs/MMBtu | FALSE | L | Annual | Constraint Shadow Price | US2019$/Ton | 0 | 0 | 0 | 0 | 0 | 0 | 0 | 0
BART SO2 Annual-Jeffrey Energy Center 2 -v5.13 | 165 | 7217 | Rate Constraint in lbs/MMBtu | FALSE | L | Annual | Seasons Included | Seasons | Winter, WintShld, Summer | Winter, WintShld, Summer | Winter, WintShld, Summer | Winter, WintShld, Summer | Winter, WintShld, Summer | Winter, WintShld, Summer | Winter, WintShld, Summer | Winter, WintShld, Summer
BART SO2 Annual-Jeffrey Energy Center 2 -v5.13 | 165 | 7217 | Rate Constraint in lbs/MMBtu | FALSE | L | Annual | Standard SO2 | lb/MMBtu | 0.15 | 0.15 | 0.15 | 0.15 | 0.15 | 0.15 | 0.15 | 0.15
BART SO2 Annual-Jeffrey Energy Center 2 -v5.13 | 165 | 7217 | Rate Constraint in lbs/MMBtu | FALSE | L | Annual | Emissions at Affected Plants SO2 | Thousand Tons | 0.32545 | 0.32545 | 0.31252 | 0.24437 | 0.085044 | 0 | 0 | 0
BART SO2 Annual-Jeffrey Energy Center 2 -v5.13 | 165 | 7217 | Rate Constraint in lbs/MMBtu | FALSE | L | Annual | Allowances Purchased SO2 | Thousand Tons | 0 | 0 | 0 | 0 | 0 | 0 | 0 | 0
BART SO2 Annual-Jeffrey Energy Center 2 -v5.13 | 165 | 7217 | Rate Constraint in lbs/MMBtu | FALSE | L | Annual | Allowances Sold SO2 | Thousand Tons | 0 | 0 | 0 | 0 | 0 | 0 | 0 | 0
BART SO2 Annual-Jeffrey Energy Center 2 -v5.13 | 165 | 7217 | Rate Constraint in lbs/MMBtu | FALSE | L | Annual | Allowances Banked | Thousand Tons | 0 | 0 | 0 | 0 | 0 | 0 | 0 | 0
BART SO2 Annual-Jeffrey Energy Center 2 -v5.13 | 165 | 7217 | Rate Constraint in lbs/MMBtu | FALSE | L | Annual | Allowances Withdrawn (1:1) | Thousand Tons | 0 | 0 | 0 | 0 | 0 | 0 | 0 | 0
BART SO2 Annual-Jeffrey Energy Center 2 -v5.13 | 165 | 7217 | Rate Constraint in lbs/MMBtu | FALSE | L | Annual | Allowances Withdrawn (n:1) | Thousand Tons | 0 | 0 | 0 | 0 | 0 | 0 | 0 | 0
BART SO2 Annual-Jeffrey Energy Center 2 -v5.13 | 165 | 7217 | Rate Constraint in lbs/MMBtu | FALSE | L | Annual | Net Emissions Allowance Position | Thousand Tons | 0.32545 | 0.32545 | 0.31252 | 0.24437 | 0.085044 | 0 | 0 | 0
BART SO2 Annual-Jeffrey Energy Center 2 -v5.13 | 165 | 7217 | Rate Constraint in lbs/MMBtu | FALSE | L | Annual | Fuel Consumed | TBtu | 32.1843 | 32.1843 | 30.9051 | 24.1663 | 8.4101 | 0 | 0 | 0
BART SO2 Annual-Jeffrey Energy Center 2 -v5.13 | 165 | 7217 | Rate Constraint in lbs/MMBtu | FALSE | L | Annual | Rate | lb/MMBtu | 0.020224 | 0.020224 | 0.020224 | 0.020224 | 0.020224 | 0 | 0 | 0
BART SO2 Annual-Jeffrey Energy Center 2 -v5.13 | 165 | 7217 | Rate Constraint in lbs/MMBtu | FALSE | L | Annual | Generation | TWh | 2.8862 | 2.8862 | 2.7715 | 2.1672 | 0.7542 | 0 | 0 | 0
BART SO2 Annual-Jeffrey Energy Center 2 -v5.13 | 165 | 7217 | Rate Constraint in lbs/MMBtu | FALSE | L | Annual | Qualifying Generation | TWh | 2.8862 | 2.8862 | 2.7715 | 2.1672 | 0.7542 | 0 | 0 | 0
BART SO2 Annual-Jeffrey Energy Center 2 -v5.13 | 165 | 7217 | Rate Constraint in lbs/MMBtu | FALSE | L | Annual | Rate | lb/MWh | 0.22552 | 0.22552 | 0.22552 | 0.22552 | 0.22552 | 0 | 0 | 0
BART SO2 Annual-Jeffrey Energy Center 2 -v5.13 | 165 | 7217 | Rate Constraint in lbs/MMBtu | FALSE | L | Annual | Constraint Shadow Price | US2019$/Ton | 0 | 0 | 0 | 0 | 0 | 0 | 0 | 0
BART SO2 Annual-La Cygne 1 -v5.13 | 166 | 7218 | Rate Constraint in lbs/MMBtu | FALSE | L | Annual | Seasons Included | Seasons | Winter, WintShld, Summer | Winter, WintShld, Summer | Winter, WintShld, Summer | Winter, WintShld, Summer | Winter, WintShld, Summer | Winter, WintShld, Summer | Winter, WintShld, Summer | Winter, WintShld, Summer
BART SO2 Annual-La Cygne 1 -v5.13 | 166 | 7218 | Rate Constraint in lbs/MMBtu | FALSE | L | Annual | Standard SO2 | lb/MMBtu | 0.15 | 0.15 | 0.15 | 0.15 | 0.15 | 0.15 | 0.15 | 0.15
BART SO2 Annual-La Cygne 1 -v5.13 | 166 | 7218 | Rate Constraint in lbs/MMBtu | FALSE | L | Annual | Emissions at Affected Plants SO2 | Thousand Tons | 0.62957 | 0 | 0 | 0 | 0 | 0 | 0 | 0
BART SO2 Annual-La Cygne 1 -v5.13 | 166 | 7218 | Rate Constraint in lbs/MMBtu | FALSE | L | Annual | Allowances Purchased SO2 | Thousand Tons | 0 | 0 | 0 | 0 | 0 | 0 | 0 | 0
BART SO2 Annual-La Cygne 1 -v5.13 | 166 | 7218 | Rate Constraint in lbs/MMBtu | FALSE | L | Annual | Allowances Sold SO2 | Thousand Tons | 0 | 0 | 0 | 0 | 0 | 0 | 0 | 0
BART SO2 Annual-La Cygne 1 -v5.13 | 166 | 7218 | Rate Constraint in lbs/MMBtu | FALSE | L | Annual | Allowances Banked | Thousand Tons | 0 | 0 | 0 | 0 | 0 | 0 | 0 | 0
BART SO2 Annual-La Cygne 1 -v5.13 | 166 | 7218 | Rate Constraint in lbs/MMBtu | FALSE | L | Annual | Allowances Withdrawn (1:1) | Thousand Tons | 0 | 0 | 0 | 0 | 0 | 0 | 0 | 0
BART SO2 Annual-La Cygne 1 -v5.13 | 166 | 7218 | Rate Constraint in lbs/MMBtu | FALSE | L | Annual | Allowances Withdrawn (n:1) | Thousand Tons | 0 | 0 | 0 | 0 | 0 | 0 | 0 | 0
BART SO2 Annual-La Cygne 1 -v5.13 | 166 | 7218 | Rate Constraint in lbs/MMBtu | FALSE | L | Annual | Net Emissions Allowance Position | Thousand Tons | 0.62957 | 0 | 0 | 0 | 0 | 0 | 0 | 0
BART SO2 Annual-La Cygne 1 -v5.13 | 166 | 7218 | Rate Constraint in lbs/MMBtu | FALSE | L | Annual | Fuel Consumed | TBtu | 53.9304 | 0 | 0 | 0 | 0 | 0 | 0 | 0
BART SO2 Annual-La Cygne 1 -v5.13 | 166 | 7218 | Rate Constraint in lbs/MMBtu | FALSE | L | Annual | Rate | lb/MMBtu | 0.023348 | 0 | 0 | 0 | 0 | 0 | 0 | 0
BART SO2 Annual-La Cygne 1 -v5.13 | 166 | 7218 | Rate Constraint in lbs/MMBtu | FALSE | L | Annual | Generation | TWh | 5.0713 | 0 | 0 | 0 | 0 | 0 | 0 | 0
BART SO2 Annual-La Cygne 1 -v5.13 | 166 | 7218 | Rate Constraint in lbs/MMBtu | FALSE | L | Annual | Qualifying Generation | TWh | 5.0713 | 0 | 0 | 0 | 0 | 0 | 0 | 0
BART SO2 Annual-La Cygne 1 -v5.13 | 166 | 7218 | Rate Constraint in lbs/MMBtu | FALSE | L | Annual | Rate | lb/MWh | 0.24829 | 0 | 0 | 0 | 0 | 0 | 0 | 0
BART SO2 Annual-La Cygne 1 -v5.13 | 166 | 7218 | Rate Constraint in lbs/MMBtu | FALSE | L | Annual | Constraint Shadow Price | US2019$/Ton | 0 | 0 | 0 | 0 | 0 | 0 | 0 | 0
BART SO2 Annual-La Cygne 2 -v5.13 | 167 | 7219 | Rate Constraint in lbs/MMBtu | FALSE | L | Annual | Seasons Included | Seasons | Winter, WintShld, Summer | Winter, WintShld, Summer | Winter, WintShld, Summer | Winter, WintShld, Summer | Winter, WintShld, Summer | Winter, WintShld, Summer | Winter, WintShld, Summer | Winter, WintShld, Summer
BART SO2 Annual-La Cygne 2 -v5.13 | 167 | 7219 | Rate Constraint in lbs/MMBtu | FALSE | L | Annual | Standard SO2 | lb/MMBtu | 0.15 | 0.15 | 0.15 | 0.15 | 0.15 | 0.15 | 0.15 | 0.15
BART SO2 Annual-La Cygne 2 -v5.13 | 167 | 7219 | Rate Constraint in lbs/MMBtu | FALSE | L | Annual | Emissions at Affected Plants SO2 | Thousand Tons | 0.44405 | 0.44405 | 0.33267 | 0.25978 | 0.056793 | 0 | 0 | 0
BART SO2 Annual-La Cygne 2 -v5.13 | 167 | 7219 | Rate Constraint in lbs/MMBtu | FALSE | L | Annual | Allowances Purchased SO2 | Thousand Tons | 0 | 0 | 0 | 0 | 0 | 0 | 0 | 0
BART SO2 Annual-La Cygne 2 -v5.13 | 167 | 7219 | Rate Constraint in lbs/MMBtu | FALSE | L | Annual | Allowances Sold SO2 | Thousand Tons | 0 | 0 | 0 | 0 | 0 | 0 | 0 | 0
BART SO2 Annual-La Cygne 2 -v5.13 | 167 | 7219 | Rate Constraint in lbs/MMBtu | FALSE | L | Annual | Allowances Banked | Thousand Tons | 0 | 0 | 0 | 0 | 0 | 0 | 0 | 0
BART SO2 Annual-La Cygne 2 -v5.13 | 167 | 7219 | Rate Constraint in lbs/MMBtu | FALSE | L | Annual | Allowances Withdrawn (1:1) | Thousand Tons | 0 | 0 | 0 | 0 | 0 | 0 | 0 | 0
BART SO2 Annual-La Cygne 2 -v5.13 | 167 | 7219 | Rate Constraint in lbs/MMBtu | FALSE | L | Annual | Allowances Withdrawn (n:1) | Thousand Tons | 0 | 0 | 0 | 0 | 0 | 0 | 0 | 0
BART SO2 Annual-La Cygne 2 -v5.13 | 167 | 7219 | Rate Constraint in lbs/MMBtu | FALSE | L | Annual | Net Emissions Allowance Position | Thousand Tons | 0.44405 | 0.44405 | 0.33267 | 0.25978 | 0.056793 | 0 | 0 | 0
BART SO2 Annual-La Cygne 2 -v5.13 | 167 | 7219 | Rate Constraint in lbs/MMBtu | FALSE | L | Annual | Fuel Consumed | TBtu | 47.4178 | 47.4178 | 35.5236 | 27.7408 | 6.0646 | 0 | 0 | 0
BART SO2 Annual-La Cygne 2 -v5.13 | 167 | 7219 | Rate Constraint in lbs/MMBtu | FALSE | L | Annual | Rate | lb/MMBtu | 0.018729 | 0.018729 | 0.018729 | 0.018729 | 0.018729 | 0 | 0 | 0
BART SO2 Annual-La Cygne 2 -v5.13 | 167 | 7219 | Rate Constraint in lbs/MMBtu | FALSE | L | Annual | Generation | TWh | 4.5342 | 4.5342 | 3.3968 | 2.6526 | 0.57991 | 0 | 0 | 0
BART SO2 Annual-La Cygne 2 -v5.13 | 167 | 7219 | Rate Constraint in lbs/MMBtu | FALSE | L | Annual | Qualifying Generation | TWh | 4.5342 | 4.5342 | 3.3968 | 2.6526 | 0.57991 | 0 | 0 | 0
BART SO2 Annual-La Cygne 2 -v5.13 | 167 | 7219 | Rate Constraint in lbs/MMBtu | FALSE | L | Annual | Rate | lb/MWh | 0.19587 | 0.19587 | 0.19587 | 0.19587 | 0.19587 | 0 | 0 | 0
BART SO2 Annual-La Cygne 2 -v5.13 | 167 | 7219 | Rate Constraint in lbs/MMBtu | FALSE | L | Annual | Constraint Shadow Price | US2019$/Ton | 0 | 0 | 0 | 0 | 0 | 0 | 0 | 0
BART SO2 Annual-Lawrence 4 -v5.14 | 168 | 7241 | Rate Constraint in lbs/MMBtu | FALSE | L | Annual | Seasons Included | Seasons | Winter, WintShld, Summer | Winter, WintShld, Summer | Winter, WintShld, Summer | Winter, WintShld, Summer | Winter, WintShld, Summer | Winter, WintShld, Summer | Winter, WintShld, Summer | Winter, WintShld, Summer
BART SO2 Annual-Lawrence 4 -v5.14 | 168 | 7241 | Rate Constraint in lbs/MMBtu | FALSE | L | Annual | Standard SO2 | lb/MMBtu | 0.15 | 0.15 | 0.15 | 0.15 | 0.15 | 0.15 | 0.15 | 0.15
BART SO2 Annual-Lawrence 4 -v5.14 | 168 | 7241 | Rate Constraint in lbs/MMBtu | FALSE | L | Annual | Emissions at Affected Plants SO2 | Thousand Tons | 0 | 0 | 0 | 0 | 0 | 0 | 0 | 0
BART SO2 Annual-Lawrence 4 -v5.14 | 168 | 7241 | Rate Constraint in lbs/MMBtu | FALSE | L | Annual | Allowances Purchased SO2 | Thousand Tons | 0 | 0 | 0 | 0 | 0 | 0 | 0 | 0
BART SO2 Annual-Lawrence 4 -v5.14 | 168 | 7241 | Rate Constraint in lbs/MMBtu | FALSE | L | Annual | Allowances Sold SO2 | Thousand Tons | 0 | 0 | 0 | 0 | 0 | 0 | 0 | 0
BART SO2 Annual-Lawrence 4 -v5.14 | 168 | 7241 | Rate Constraint in lbs/MMBtu | FALSE | L | Annual | Allowances Banked | Thousand Tons | 0 | 0 | 0 | 0 | 0 | 0 | 0 | 0
BART SO2 Annual-Lawrence 4 -v5.14 | 168 | 7241 | Rate Constraint in lbs/MMBtu | FALSE | L | Annual | Allowances Withdrawn (1:1) | Thousand Tons | 0 | 0 | 0 | 0 | 0 | 0 | 0 | 0
BART SO2 Annual-Lawrence 4 -v5.14 | 168 | 7241 | Rate Constraint in lbs/MMBtu | FALSE | L | Annual | Allowances Withdrawn (n:1) | Thousand Tons | 0 | 0 | 0 | 0 | 0 | 0 | 0 | 0
BART SO2 Annual-Lawrence 4 -v5.14 | 168 | 7241 | Rate Constraint in lbs/MMBtu | FALSE | L | Annual | Net Emissions Allowance Position | Thousand Tons | 0 | 0 | 0 | 0 | 0 | 0 | 0 | 0
BART SO2 Annual-Lawrence 4 -v5.14 | 168 | 7241 | Rate Constraint in lbs/MMBtu | FALSE | L | Annual | Fuel Consumed | TBtu | 0 | 0 | 0 | 0 | 0 | 0 | 0 | 0
BART SO2 Annual-Lawrence 4 -v5.14 | 168 | 7241 | Rate Constraint in lbs/MMBtu | FALSE | L | Annual | Rate | lb/MMBtu | 0 | 0 | 0 | 0 | 0 | 0 | 0 | 0
BART SO2 Annual-Lawrence 4 -v5.14 | 168 | 7241 | Rate Constraint in lbs/MMBtu | FALSE | L | Annual | Generation | TWh | 0 | 0 | 0 | 0 | 0 | 0 | 0 | 0
BART SO2 Annual-Lawrence 4 -v5.14 | 168 | 7241 | Rate Constraint in lbs/MMBtu | FALSE | L | Annual | Qualifying Generation | TWh | 0 | 0 | 0 | 0 | 0 | 0 | 0 | 0
BART SO2 Annual-Lawrence 4 -v5.14 | 168 | 7241 | Rate Constraint in lbs/MMBtu | FALSE | L | Annual | Rate | lb/MWh | 0 | 0 | 0 | 0 | 0 | 0 | 0 | 0
BART SO2 Annual-Lawrence 4 -v5.14 | 168 | 7241 | Rate Constraint in lbs/MMBtu | FALSE | L | Annual | Constraint Shadow Price | US2019$/Ton | 0 | 0 | 0 | 0 | 0 | 0 | 0 | 0
BART SO2 Annual-Lawrence 5 -v5.14 | 169 | 7242 | Rate Constraint in lbs/MMBtu | FALSE | L | Annual | Seasons Included | Seasons | Winter, WintShld, Summer | Winter, WintShld, Summer | Winter, WintShld, Summer | Winter, WintShld, Summer | Winter, WintShld, Summer | Winter, WintShld, Summer | Winter, WintShld, Summer | Winter, WintShld, Summer
BART SO2 Annual-Lawrence 5 -v5.14 | 169 | 7242 | Rate Constraint in lbs/MMBtu | FALSE | L | Annual | Standard SO2 | lb/MMBtu | 0.15 | 0.15 | 0.15 | 0.15 | 0.15 | 0.15 | 0.15 | 0.15
BART SO2 Annual-Lawrence 5 -v5.14 | 169 | 7242 | Rate Constraint in lbs/MMBtu | FALSE | L | Annual | Emissions at Affected Plants SO2 | Thousand Tons | 0 | 0 | 0 | 0 | 0 | 0 | 0 | 0
BART SO2 Annual-Lawrence 5 -v5.14 | 169 | 7242 | Rate Constraint in lbs/MMBtu | FALSE | L | Annual | Allowances Purchased SO2 | Thousand Tons | 0 | 0 | 0 | 0 | 0 | 0 | 0 | 0
BART SO2 Annual-Lawrence 5 -v5.14 | 169 | 7242 | Rate Constraint in lbs/MMBtu | FALSE | L | Annual | Allowances Sold SO2 | Thousand Tons | 0 | 0 | 0 | 0 | 0 | 0 | 0 | 0
BART SO2 Annual-Lawrence 5 -v5.14 | 169 | 7242 | Rate Constraint in lbs/MMBtu | FALSE | L | Annual | Allowances Banked | Thousand Tons | 0 | 0 | 0 | 0 | 0 | 0 | 0 | 0
BART SO2 Annual-Lawrence 5 -v5.14 | 169 | 7242 | Rate Constraint in lbs/MMBtu | FALSE | L | Annual | Allowances Withdrawn (1:1) | Thousand Tons | 0 | 0 | 0 | 0 | 0 | 0 | 0 | 0
BART SO2 Annual-Lawrence 5 -v5.14 | 169 | 7242 | Rate Constraint in lbs/MMBtu | FALSE | L | Annual | Allowances Withdrawn (n:1) | Thousand Tons | 0 | 0 | 0 | 0 | 0 | 0 | 0 | 0
BART SO2 Annual-Lawrence 5 -v5.14 | 169 | 7242 | Rate Constraint in lbs/MMBtu | FALSE | L | Annual | Net Emissions Allowance Position | Thousand Tons | 0 | 0 | 0 | 0 | 0 | 0 | 0 | 0
BART SO2 Annual-Lawrence 5 -v5.14 | 169 | 7242 | Rate Constraint in lbs/MMBtu | FALSE | L | Annual | Fuel Consumed | TBtu | 0 | 0 | 0 | 0 | 0 | 0 | 0 | 0
BART SO2 Annual-Lawrence 5 -v5.14 | 169 | 7242 | Rate Constraint in lbs/MMBtu | FALSE | L | Annual | Rate | lb/MMBtu | 0 | 0 | 0 | 0 | 0 | 0 | 0 | 0
BART SO2 Annual-Lawrence 5 -v5.14 | 169 | 7242 | Rate Constraint in lbs/MMBtu | FALSE | L | Annual | Generation | TWh | 0 | 0 | 0 | 0 | 0 | 0 | 0 | 0
BART SO2 Annual-Lawrence 5 -v5.14 | 169 | 7242 | Rate Constraint in lbs/MMBtu | FALSE | L | Annual | Qualifying Generation | TWh | 0 | 0 | 0 | 0 | 0 | 0 | 0 | 0
BART SO2 Annual-Lawrence 5 -v5.14 | 169 | 7242 | Rate Constraint in lbs/MMBtu | FALSE | L | Annual | Rate | lb/MWh | 0 | 0 | 0 | 0 | 0 | 0 | 0 | 0
BART SO2 Annual-Lawrence 5 -v5.14 | 169 | 7242 | Rate Constraint in lbs/MMBtu | FALSE | L | Annual | Constraint Shadow Price | US2019$/Ton | 0 | 0 | 0 | 0 | 0 | 0 | 0 | 0
BART SO2 Annual-Leland Olds 1 -v5.13 | 170 | 7220 | Rate Constraint in lbs/MMBtu | FALSE | L | Annual | Seasons Included | Seasons | Winter, WintShld, Summer | Winter, WintShld, Summer | Winter, WintShld, Summer | Winter, WintShld, Summer | Winter, WintShld, Summer | Winter, WintShld, Summer | Winter, WintShld, Summer | Winter, WintShld, Summer
BART SO2 Annual-Leland Olds 1 -v5.13 | 170 | 7220 | Rate Constraint in lbs/MMBtu | FALSE | L | Annual | Standard SO2 | lb/MMBtu | 0.15 | 0.15 | 0.15 | 0.15 | 0.15 | 0.15 | 0.15 | 0.15
BART SO2 Annual-Leland Olds 1 -v5.13 | 170 | 7220 | Rate Constraint in lbs/MMBtu | FALSE | L | Annual | Emissions at Affected Plants SO2 | Thousand Tons | 0.60357 | 0.51288 | 0.38348 | 0.34509 | 0.0070531 | 0 | 0 | 0
BART SO2 Annual-Leland Olds 1 -v5.13 | 170 | 7220 | Rate Constraint in lbs/MMBtu | FALSE | L | Annual | Allowances Purchased SO2 | Thousand Tons | 0 | 0 | 0 | 0 | 0 | 0 | 0 | 0
BART SO2 Annual-Leland Olds 1 -v5.13 | 170 | 7220 | Rate Constraint in lbs/MMBtu | FALSE | L | Annual | Allowances Sold SO2 | Thousand Tons | 0 | 0 | 0 | 0 | 0 | 0 | 0 | 0
BART SO2 Annual-Leland Olds 1 -v5.13 | 170 | 7220 | Rate Constraint in lbs/MMBtu | FALSE | L | Annual | Allowances Banked | Thousand Tons | 0 | 0 | 0 | 0 | 0 | 0 | 0 | 0
BART SO2 Annual-Leland Olds 1 -v5.13 | 170 | 7220 | Rate Constraint in lbs/MMBtu | FALSE | L | Annual | Allowances Withdrawn (1:1) | Thousand Tons | 0 | 0 | 0 | 0 | 0 | 0 | 0 | 0
BART SO2 Annual-Leland Olds 1 -v5.13 | 170 | 7220 | Rate Constraint in lbs/MMBtu | FALSE | L | Annual | Allowances Withdrawn (n:1) | Thousand Tons | 0 | 0 | 0 | 0 | 0 | 0 | 0 | 0
BART SO2 Annual-Leland Olds 1 -v5.13 | 170 | 7220 | Rate Constraint in lbs/MMBtu | FALSE | L | Annual | Net Emissions Allowance Position | Thousand Tons | 0.60357 | 0.51288 | 0.38348 | 0.34509 | 0.0070531 | 0 | 0 | 0
BART SO2 Annual-Leland Olds 1 -v5.13 | 170 | 7220 | Rate Constraint in lbs/MMBtu | FALSE | L | Annual | Fuel Consumed | TBtu | 17.8152 | 17.0958 | 12.7825 | 11.5029 | 0.2351 | 0 | 0 | 0
BART SO2 Annual-Leland Olds 1 -v5.13 | 170 | 7220 | Rate Constraint in lbs/MMBtu | FALSE | L | Annual | Rate | lb/MMBtu | 0.067759 | 0.06 | 0.06 | 0.06 | 0.06 | 0 | 0 | 0
BART SO2 Annual-Leland Olds 1 -v5.13 | 170 | 7220 | Rate Constraint in lbs/MMBtu | FALSE | L | Annual | Generation | TWh | 1.5033 | 1.4426 | 1.0786 | 0.97063 | 0.019838 | 0 | 0 | 0
BART SO2 Annual-Leland Olds 1 -v5.13 | 170 | 7220 | Rate Constraint in lbs/MMBtu | FALSE | L | Annual | Qualifying Generation | TWh | 1.5033 | 1.4426 | 1.0786 | 0.97063 | 0.019838 | 0 | 0 | 0
BART SO2 Annual-Leland Olds 1 -v5.13 | 170 | 7220 | Rate Constraint in lbs/MMBtu | FALSE | L | Annual | Rate | lb/MWh | 0.80301 | 0.71106 | 0.71106 | 0.71106 | 0.71106 | 0 | 0 | 0
BART SO2 Annual-Leland Olds 1 -v5.13 | 170 | 7220 | Rate Constraint in lbs/MMBtu | FALSE | L | Annual | Constraint Shadow Price | US2019$/Ton | 0 | 0 | 0 | 0 | 0 | 0 | 0 | 0
BART SO2 Annual-Leland Olds 2 -v5.13 | 171 | 7221 | Rate Constraint in lbs/MMBtu | FALSE | L | Annual | Seasons Included | Seasons | Winter, WintShld, Summer | Winter, WintShld, Summer | Winter, WintShld, Summer | Winter, WintShld, Summer | Winter, WintShld, Summer | Winter, WintShld, Summer | Winter, WintShld, Summer | Winter, WintShld, Summer
BART SO2 Annual-Leland Olds 2 -v5.13 | 171 | 7221 | Rate Constraint in lbs/MMBtu | FALSE | L | Annual | Standard SO2 | lb/MMBtu | 0.15 | 0.15 | 0.15 | 0.15 | 0.15 | 0.15 | 0.15 | 0.15
BART SO2 Annual-Leland Olds 2 -v5.13 | 171 | 7221 | Rate Constraint in lbs/MMBtu | FALSE | L | Annual | Emissions at Affected Plants SO2 | Thousand Tons | 1.2235 | 1.0482 | 0.94421 | 1.0874 | 1.0874 | 1.0874 | 0.73905 | 0.73905
BART SO2 Annual-Leland Olds 2 -v5.13 | 171 | 7221 | Rate Constraint in lbs/MMBtu | FALSE | L | Annual | Allowances Purchased SO2 | Thousand Tons | 0 | 0 | 0 | 0 | 0 | 0 | 0 | 0
BART SO2 Annual-Leland Olds 2 -v5.13 | 171 | 7221 | Rate Constraint in lbs/MMBtu | FALSE | L | Annual | Allowances Sold SO2 | Thousand Tons | 0 | 0 | 0 | 0 | 0 | 0 | 0 | 0
BART SO2 Annual-Leland Olds 2 -v5.13 | 171 | 7221 | Rate Constraint in lbs/MMBtu | FALSE | L | Annual | Allowances Banked | Thousand Tons | 0 | 0 | 0 | 0 | 0 | 0 | 0 | 0
BART SO2 Annual-Leland Olds 2 -v5.13 | 171 | 7221 | Rate Constraint in lbs/MMBtu | FALSE | L | Annual | Allowances Withdrawn (1:1) | Thousand Tons | 0 | 0 | 0 | 0 | 0 | 0 | 0 | 0
BART SO2 Annual-Leland Olds 2 -v5.13 | 171 | 7221 | Rate Constraint in lbs/MMBtu | FALSE | L | Annual | Allowances Withdrawn (n:1) | Thousand Tons | 0 | 0 | 0 | 0 | 0 | 0 | 0 | 0
BART SO2 Annual-Leland Olds 2 -v5.13 | 171 | 7221 | Rate Constraint in lbs/MMBtu | FALSE | L | Annual | Net Emissions Allowance Position | Thousand Tons | 1.2235 | 1.0482 | 0.94421 | 1.0874 | 1.0874 | 1.0874 | 0.73905 | 0.73905
BART SO2 Annual-Leland Olds 2 -v5.13 | 171 | 7221 | Rate Constraint in lbs/MMBtu | FALSE | L | Annual | Fuel Consumed | TBtu | 36.2477 | 34.9409 | 31.4735 | 36.2477 | 36.2477 | 36.2477 | 24.6351 | 24.6351
BART SO2 Annual-Leland Olds 2 -v5.13 | 171 | 7221 | Rate Constraint in lbs/MMBtu | FALSE | L | Annual | Rate | lb/MMBtu | 0.067508 | 0.06 | 0.06 | 0.06 | 0.06 | 0.06 | 0.06 | 0.06
BART SO2 Annual-Leland Olds 2 -v5.13 | 171 | 7221 | Rate Constraint in lbs/MMBtu | FALSE | L | Annual | Generation | TWh | 3.0846 | 2.9734 | 2.6784 | 1.8293 | 1.8293 | 1.8293 | 1.2432 | 1.2432
BART SO2 Annual-Leland Olds 2 -v5.13 | 171 | 7221 | Rate Constraint in lbs/MMBtu | FALSE | L | Annual | Qualifying Generation | TWh | 3.0846 | 2.9734 | 2.6784 | 1.8293 | 1.8293 | 1.8293 | 1.2432 | 1.2432
BART SO2 Annual-Leland Olds 2 -v5.13 | 171 | 7221 | Rate Constraint in lbs/MMBtu | FALSE | L | Annual | Rate | lb/MWh | 0.79329 | 0.70506 | 0.70506 | 1.1889 | 1.1889 | 1.1889 | 1.1889 | 1.1889
BART SO2 Annual-Leland Olds 2 -v5.13 | 171 | 7221 | Rate Constraint in lbs/MMBtu | FALSE | L | Annual | Constraint Shadow Price | US2019$/Ton | 0 | 0 | 0 | 0 | 0 | 0 | 0 | 0
BART SO2 Annual-Milton R Young B1 -v5.13 | 172 | 7222 | Rate Constraint in lbs/MMBtu | FALSE | L | Annual | Seasons Included | Seasons | Winter, WintShld, Summer | Winter, WintShld, Summer | Winter, WintShld, Summer | Winter, WintShld, Summer | Winter, WintShld, Summer | Winter, WintShld, Summer | Winter, WintShld, Summer | Winter, WintShld, Summer
BART SO2 Annual-Milton R Young B1 -v5.13 | 172 | 7222 | Rate Constraint in lbs/MMBtu | FALSE | L | Annual | Standard SO2 | lb/MMBtu | 0.15 | 0.15 | 0.15 | 0.15 | 0.15 | 0.15 | 0.15 | 0.15
BART SO2 Annual-Milton R Young B1 -v5.13 | 172 | 7222 | Rate Constraint in lbs/MMBtu | FALSE | L | Annual | Emissions at Affected Plants SO2 | Thousand Tons | 0.69232 | 0.67956 | 0.61952 | 0.042424 | 0 | 0 | 0 | 0
BART SO2 Annual-Milton R Young B1 -v5.13 | 172 | 7222 | Rate Constraint in lbs/MMBtu | FALSE | L | Annual | Allowances Purchased SO2 | Thousand Tons | 0 | 0 | 0 | 0 | 0 | 0 | 0 | 0
BART SO2 Annual-Milton R Young B1 -v5.13 | 172 | 7222 | Rate Constraint in lbs/MMBtu | FALSE | L | Annual | Allowances Sold SO2 | Thousand Tons | 0 | 0 | 0 | 0 | 0 | 0 | 0 | 0
BART SO2 Annual-Milton R Young B1 -v5.13 | 172 | 7222 | Rate Constraint in lbs/MMBtu | FALSE | L | Annual | Allowances Banked | Thousand Tons | 0 | 0 | 0 | 0 | 0 | 0 | 0 | 0
BART SO2 Annual-Milton R Young B1 -v5.13 | 172 | 7222 | Rate Constraint in lbs/MMBtu | FALSE | L | Annual | Allowances Withdrawn (1:1) | Thousand Tons | 0 | 0 | 0 | 0 | 0 | 0 | 0 | 0
BART SO2 Annual-Milton R Young B1 -v5.13 | 172 | 7222 | Rate Constraint in lbs/MMBtu | FALSE | L | Annual | Allowances Withdrawn (n:1) | Thousand Tons | 0 | 0 | 0 | 0 | 0 | 0 | 0 | 0
BART SO2 Annual-Milton R Young B1 -v5.13 | 172 | 7222 | Rate Constraint in lbs/MMBtu | FALSE | L | Annual | Net Emissions Allowance Position | Thousand Tons | 0.69232 | 0.67956 | 0.61952 | 0.042424 | 0 | 0 | 0 | 0
BART SO2 Annual-Milton R Young B1 -v5.13 | 172 | 7222 | Rate Constraint in lbs/MMBtu | FALSE | L | Annual | Fuel Consumed | TBtu | 20.0568 | 19.687 | 17.9478 | 1.229 | 0 | 0 | 0 | 0
BART SO2 Annual-Milton R Young B1 -v5.13 | 172 | 7222 | Rate Constraint in lbs/MMBtu | FALSE | L | Annual | Rate | lb/MMBtu | 0.069036 | 0.069036 | 0.069036 | 0.069036 | 0 | 0 | 0 | 0
BART SO2 Annual-Milton R Young B1 -v5.13 | 172 | 7222 | Rate Constraint in lbs/MMBtu | FALSE | L | Annual | Generation | TWh | 1.7244 | 1.6926 | 1.5431 | 0.10567 | 0 | 0 | 0 | 0
BART SO2 Annual-Milton R Young B1 -v5.13 | 172 | 7222 | Rate Constraint in lbs/MMBtu | FALSE | L | Annual | Qualifying Generation | TWh | 1.7244 | 1.6926 | 1.5431 | 0.10567 | 0 | 0 | 0 | 0
BART SO2 Annual-Milton R Young B1 -v5.13 | 172 | 7222 | Rate Constraint in lbs/MMBtu | FALSE | L | Annual | Rate | lb/MWh | 0.80296 | 0.80296 | 0.80296 | 0.80296 | 0 | 0 | 0 | 0
BART SO2 Annual-Milton R Young B1 -v5.13 | 172 | 7222 | Rate Constraint in lbs/MMBtu | FALSE | L | Annual | Constraint Shadow Price | US2019$/Ton | 0 | 0 | 0 | 0 | 0 | 0 | 0 | 0
BART SO2 Annual-Milton R Young B2 -v5.13 | 173 | 7223 | Rate Constraint in lbs/MMBtu | FALSE | L | Annual | Seasons Included | Seasons | Winter, WintShld, Summer | Winter, WintShld, Summer | Winter, WintShld, Summer | Winter, WintShld, Summer | Winter, WintShld, Summer | Winter, WintShld, Summer | Winter, WintShld, Summer | Winter, WintShld, Summer
BART SO2 Annual-Milton R Young B2 -v5.13 | 173 | 7223 | Rate Constraint in lbs/MMBtu | FALSE | L | Annual | Standard SO2 | lb/MMBtu | 0.15 | 0.15 | 0.15 | 0.15 | 0.15 | 0.15 | 0.15 | 0.15
BART SO2 Annual-Milton R Young B2 -v5.13 | 173 | 7223 | Rate Constraint in lbs/MMBtu | FALSE | L | Annual | Emissions at Affected Plants SO2 | Thousand Tons | 1.367 | 1.3185 | 1.1901 | 1.1362 | 0 | 0 | 0 | 0
BART SO2 Annual-Milton R Young B2 -v5.13 | 173 | 7223 | Rate Constraint in lbs/MMBtu | FALSE | L | Annual | Allowances Purchased SO2 | Thousand Tons | 0 | 0 | 0 | 0 | 0 | 0 | 0 | 0
BART SO2 Annual-Milton R Young B2 -v5.13 | 173 | 7223 | Rate Constraint in lbs/MMBtu | FALSE | L | Annual | Allowances Sold SO2 | Thousand Tons | 0 | 0 | 0 | 0 | 0 | 0 | 0 | 0
BART SO2 Annual-Milton R Young B2 -v5.13 | 173 | 7223 | Rate Constraint in lbs/MMBtu | FALSE | L | Annual | Allowances Banked | Thousand Tons | 0 | 0 | 0 | 0 | 0 | 0 | 0 | 0
BART SO2 Annual-Milton R Young B2 -v5.13 | 173 | 7223 | Rate Constraint in lbs/MMBtu | FALSE | L | Annual | Allowances Withdrawn (1:1) | Thousand Tons | 0 | 0 | 0 | 0 | 0 | 0 | 0 | 0
BART SO2 Annual-Milton R Young B2 -v5.13 | 173 | 7223 | Rate Constraint in lbs/MMBtu | FALSE | L | Annual | Allowances Withdrawn (n:1) | Thousand Tons | 0 | 0 | 0 | 0 | 0 | 0 | 0 | 0
BART SO2 Annual-Milton R Young B2 -v5.13 | 173 | 7223 | Rate Constraint in lbs/MMBtu | FALSE | L | Annual | Net Emissions Allowance Position | Thousand Tons | 1.367 | 1.3185 | 1.1901 | 1.1362 | 0 | 0 | 0 | 0
BART SO2 Annual-Milton R Young B2 -v5.13 | 173 | 7223 | Rate Constraint in lbs/MMBtu | FALSE | L | Annual | Fuel Consumed | TBtu | 37.0481 | 35.7344 | 32.2534 | 30.7924 | 0 | 0 | 0 | 0
BART SO2 Annual-Milton R Young B2 -v5.13 | 173 | 7223 | Rate Constraint in lbs/MMBtu | FALSE | L | Annual | Rate | lb/MMBtu | 0.073797 | 0.073797 | 0.073797 | 0.073797 | 0 | 0 | 0 | 0
BART SO2 Annual-Milton R Young B2 -v5.13 | 173 | 7223 | Rate Constraint in lbs/MMBtu | FALSE | L | Annual | Generation | TWh | 3.2524 | 3.1371 | 2.8315 | 2.7032 | 0 | 0 | 0 | 0
BART SO2 Annual-Milton R Young B2 -v5.13 | 173 | 7223 | Rate Constraint in lbs/MMBtu | FALSE | L | Annual | Qualifying Generation | TWh | 3.2524 | 3.1371 | 2.8315 | 2.7032 | 0 | 0 | 0 | 0
BART SO2 Annual-Milton R Young B2 -v5.13 | 173 | 7223 | Rate Constraint in lbs/MMBtu | FALSE | L | Annual | Rate | lb/MWh | 0.84062 | 0.84062 | 0.84062 | 0.84062 | 0 | 0 | 0 | 0
BART SO2 Annual-Milton R Young B2 -v5.13 | 173 | 7223 | Rate Constraint in lbs/MMBtu | FALSE | L | Annual | Constraint Shadow Price | US2019$/Ton | 0 | 0 | 0 | 0 | 0 | 0 | 0 | 0
BART SO2 Annual-Muskogee 4 -v5.13 | 174 | 7224 | Rate Constraint in lbs/MMBtu | FALSE | L | Annual | Seasons Included | Seasons | Winter, WintShld, Summer | Winter, WintShld, Summer | Winter, WintShld, Summer | Winter, WintShld, Summer | Winter, WintShld, Summer | Winter, WintShld, Summer | Winter, WintShld, Summer | Winter, WintShld, Summer
BART SO2 Annual-Muskogee 4 -v5.13 | 174 | 7224 | Rate Constraint in lbs/MMBtu | FALSE | L | Annual | Standard SO2 | lb/MMBtu | 0.06 | 0.06 | 0.06 | 0.06 | 0.06 | 0.06 | 0.06 | 0.06
BART SO2 Annual-Muskogee 4 -v5.13 | 174 | 7224 | Rate Constraint in lbs/MMBtu | FALSE | L | Annual | Emissions at Affected Plants SO2 | Thousand Tons | 0 | 0 | 0 | 0 | 0 | 0 | 0 | 0
BART SO2 Annual-Muskogee 4 -v5.13 | 174 | 7224 | Rate Constraint in lbs/MMBtu | FALSE | L | Annual | Allowances Purchased SO2 | Thousand Tons | 0 | 0 | 0 | 0 | 0 | 0 | 0 | 0
BART SO2 Annual-Muskogee 4 -v5.13 | 174 | 7224 | Rate Constraint in lbs/MMBtu | FALSE | L | Annual | Allowances Sold SO2 | Thousand Tons | 0 | 0 | 0 | 0 | 0 | 0 | 0 | 0
BART SO2 Annual-Muskogee 4 -v5.13 | 174 | 7224 | Rate Constraint in lbs/MMBtu | FALSE | L | Annual | Allowances Banked | Thousand Tons | 0 | 0 | 0 | 0 | 0 | 0 | 0 | 0
BART SO2 Annual-Muskogee 4 -v5.13 | 174 | 7224 | Rate Constraint in lbs/MMBtu | FALSE | L | Annual | Allowances Withdrawn (1:1) | Thousand Tons | 0 | 0 | 0 | 0 | 0 | 0 | 0 | 0
BART SO2 Annual-Muskogee 4 -v5.13 | 174 | 7224 | Rate Constraint in lbs/MMBtu | FALSE | L | Annual | Allowances Withdrawn (n:1) | Thousand Tons | 0 | 0 | 0 | 0 | 0 | 0 | 0 | 0
BART SO2 Annual-Muskogee 4 -v5.13 | 174 | 7224 | Rate Constraint in lbs/MMBtu | FALSE | L | Annual | Net Emissions Allowance Position | Thousand Tons | 0 | 0 | 0 | 0 | 0 | 0 | 0 | 0
BART SO2 Annual-Muskogee 4 -v5.13 | 174 | 7224 | Rate Constraint in lbs/MMBtu | FALSE | L | Annual | Fuel Consumed | TBtu | 0 | 0 | 0 | 0 | 0 | 0 | 0 | 0
BART SO2 Annual-Muskogee 4 -v5.13 | 174 | 7224 | Rate Constraint in lbs/MMBtu | FALSE | L | Annual | Rate | lb/MMBtu | 0 | 0 | 0 | 0 | 0 | 0 | 0 | 0
BART SO2 Annual-Muskogee 4 -v5.13 | 174 | 7224 | Rate Constraint in lbs/MMBtu | FALSE | L | Annual | Generation | TWh | 0 | 0 | 0 | 0 | 0 | 0 | 0 | 0
BART SO2 Annual-Muskogee 4 -v5.13 | 174 | 7224 | Rate Constraint in lbs/MMBtu | FALSE | L | Annual | Qualifying Generation | TWh | 0 | 0 | 0 | 0 | 0 | 0 | 0 | 0
BART SO2 Annual-Muskogee 4 -v5.13 | 174 | 7224 | Rate Constraint in lbs/MMBtu | FALSE | L | Annual | Rate | lb/MWh | 0 | 0 | 0 | 0 | 0 | 0 | 0 | 0
BART SO2 Annual-Muskogee 4 -v5.13 | 174 | 7224 | Rate Constraint in lbs/MMBtu | FALSE | L | Annual | Constraint Shadow Price | US2019$/Ton | 62745.874 | 34539.0536 | 14786.7136 | 18899.5196 | 25911.9788 | 29998.5882 | 23382.0661 | 27786.74
BART SO2 Annual-Muskogee 5 -v5.13 | 175 | 7225 | Rate Constraint in lbs/MMBtu | FALSE | L | Annual | Seasons Included | Seasons | Winter, WintShld, Summer | Winter, WintShld, Summer | Winter, WintShld, Summer | Winter, WintShld, Summer | Winter, WintShld, Summer | Winter, WintShld, Summer | Winter, WintShld, Summer | Winter, WintShld, Summer
BART SO2 Annual-Muskogee 5 -v5.13 | 175 | 7225 | Rate Constraint in lbs/MMBtu | FALSE | L | Annual | Standard SO2 | lb/MMBtu | 0.06 | 0.06 | 0.06 | 0.06 | 0.06 | 0.06 | 0.06 | 0.06
BART SO2 Annual-Muskogee 5 -v5.13 | 175 | 7225 | Rate Constraint in lbs/MMBtu | FALSE | L | Annual | Emissions at Affected Plants SO2 | Thousand Tons | 0 | 0 | 0 | 0 | 0 | 0 | 0 | 0
BART SO2 Annual-Muskogee 5 -v5.13 | 175 | 7225 | Rate Constraint in lbs/MMBtu | FALSE | L | Annual | Allowances Purchased SO2 | Thousand Tons | 0 | 0 | 0 | 0 | 0 | 0 | 0 | 0
BART SO2 Annual-Muskogee 5 -v5.13 | 175 | 7225 | Rate Constraint in lbs/MMBtu | FALSE | L | Annual | Allowances Sold SO2 | Thousand Tons | 0 | 0 | 0 | 0 | 0 | 0 | 0 | 0
BART SO2 Annual-Muskogee 5 -v5.13 | 175 | 7225 | Rate Constraint in lbs/MMBtu | FALSE | L | Annual | Allowances Banked | Thousand Tons | 0 | 0 | 0 | 0 | 0 | 0 | 0 | 0
BART SO2 Annual-Muskogee 5 -v5.13 | 175 | 7225 | Rate Constraint in lbs/MMBtu | FALSE | L | Annual | Allowances Withdrawn (1:1) | Thousand Tons | 0 | 0 | 0 | 0 | 0 | 0 | 0 | 0
BART SO2 Annual-Muskogee 5 -v5.13 | 175 | 7225 | Rate Constraint in lbs/MMBtu | FALSE | L | Annual | Allowances Withdrawn (n:1) | Thousand Tons | 0 | 0 | 0 | 0 | 0 | 0 | 0 | 0
BART SO2 Annual-Muskogee 5 -v5.13 | 175 | 7225 | Rate Constraint in lbs/MMBtu | FALSE | L | Annual | Net Emissions Allowance Position | Thousand Tons | 0 | 0 | 0 | 0 | 0 | 0 | 0 | 0
BART SO2 Annual-Muskogee 5 -v5.13 | 175 | 7225 | Rate Constraint in lbs/MMBtu | FALSE | L | Annual | Fuel Consumed | TBtu | 0 | 0 | 0 | 0 | 0 | 0 | 0 | 0
BART SO2 Annual-Muskogee 5 -v5.13 | 175 | 7225 | Rate Constraint in lbs/MMBtu | FALSE | L | Annual | Rate | lb/MMBtu | 0 | 0 | 0 | 0 | 0 | 0 | 0 | 0
BART SO2 Annual-Muskogee 5 -v5.13 | 175 | 7225 | Rate Constraint in lbs/MMBtu | FALSE | L | Annual | Generation | TWh | 0 | 0 | 0 | 0 | 0 | 0 | 0 | 0
BART SO2 Annual-Muskogee 5 -v5.13 | 175 | 7225 | Rate Constraint in lbs/MMBtu | FALSE | L | Annual | Qualifying Generation | TWh | 0 | 0 | 0 | 0 | 0 | 0 | 0 | 0
BART SO2 Annual-Muskogee 5 -v5.13 | 175 | 7225 | Rate Constraint in lbs/MMBtu | FALSE | L | Annual | Rate | lb/MWh | 0 | 0 | 0 | 0 | 0 | 0 | 0 | 0
BART SO2 Annual-Muskogee 5 -v5.13 | 175 | 7225 | Rate Constraint in lbs/MMBtu | FALSE | L | Annual | Constraint Shadow Price | US2019$/Ton | 62646.449 | 34367.9802 | 14976.3581 | 18830.4242 | 25877.1415 | 29964.5594 | 23350.0247 | 27758.7872
BART SO2 Annual-Nelson -v6.20 | 176 | 7238 | Rate Constraint in lbs/MMBtu | FALSE | L | Annual | Seasons Included | Seasons | Winter, WintShld, Summer | Winter, WintShld, Summer | Winter, WintShld, Summer | Winter, WintShld, Summer | Winter, WintShld, Summer | Winter, WintShld, Summer | Winter, WintShld, Summer | Winter, WintShld, Summer
BART SO2 Annual-Nelson -v6.20 | 176 | 7238 | Rate Constraint in lbs/MMBtu | FALSE | L | Annual | Standard SO2 | lb/MMBtu | 0.6 | 0.6 | 0.6 | 0.6 | 0.6 | 0.6 | 0.6 | 0.6
BART SO2 Annual-Nelson -v6.20 | 176 | 7238 | Rate Constraint in lbs/MMBtu | FALSE | L | Annual | Emissions at Affected Plants SO2 | Thousand Tons | 11.8026 | 4.0873 | 0 | 0 | 0 | 0 | 0 | 0
BART SO2 Annual-Nelson -v6.20 | 176 | 7238 | Rate Constraint in lbs/MMBtu | FALSE | L | Annual | Allowances Purchased SO2 | Thousand Tons | 0 | 0 | 0 | 0 | 0 | 0 | 0 | 0
BART SO2 Annual-Nelson -v6.20 | 176 | 7238 | Rate Constraint in lbs/MMBtu | FALSE | L | Annual | Allowances Sold SO2 | Thousand Tons | 0 | 0 | 0 | 0 | 0 | 0 | 0 | 0
BART SO2 Annual-Nelson -v6.20 | 176 | 7238 | Rate Constraint in lbs/MMBtu | FALSE | L | Annual | Allowances Banked | Thousand Tons | 0 | 0 | 0 | 0 | 0 | 0 | 0 | 0
BART SO2 Annual-Nelson -v6.20 | 176 | 7238 | Rate Constraint in lbs/MMBtu | FALSE | L | Annual | Allowances Withdrawn (1:1) | Thousand Tons | 0 | 0 | 0 | 0 | 0 | 0 | 0 | 0
BART SO2 Annual-Nelson -v6.20 | 176 | 7238 | Rate Constraint in lbs/MMBtu | FALSE | L | Annual | Allowances Withdrawn (n:1) | Thousand Tons | 0 | 0 | 0 | 0 | 0 | 0 | 0 | 0
BART SO2 Annual-Nelson -v6.20 | 176 | 7238 | Rate Constraint in lbs/MMBtu | FALSE | L | Annual | Net Emissions Allowance Position | Thousand Tons | 11.8026 | 4.0873 | 0 | 0 | 0 | 0 | 0 | 0
BART SO2 Annual-Nelson -v6.20 | 176 | 7238 | Rate Constraint in lbs/MMBtu | FALSE | L | Annual | Fuel Consumed | TBtu | 45.1932 | 15.6506 | 0 | 0 | 0 | 0 | 0 | 0
BART SO2 Annual-Nelson -v6.20 | 176 | 7238 | Rate Constraint in lbs/MMBtu | FALSE | L | Annual | Rate | lb/MMBtu | 0.52232 | 0.52232 | 0 | 0 | 0 | 0 | 0 | 0
BART SO2 Annual-Nelson -v6.20 | 176 | 7238 | Rate Constraint in lbs/MMBtu | FALSE | L | Annual | Generation | TWh | 3.8125 | 1.3203 | 0 | 0 | 0 | 0 | 0 | 0
BART SO2 Annual-Nelson -v6.20 | 176 | 7238 | Rate Constraint in lbs/MMBtu | FALSE | L | Annual | Qualifying Generation | TWh | 3.8125 | 1.3203 | 0 | 0 | 0 | 0 | 0 | 0
BART SO2 Annual-Nelson -v6.20 | 176 | 7238 | Rate Constraint in lbs/MMBtu | FALSE | L | Annual | Rate | lb/MWh | 6.1916 | 6.1916 | 0 | 0 | 0 | 0 | 0 | 0
BART SO2 Annual-Nelson -v6.20 | 176 | 7238 | Rate Constraint in lbs/MMBtu | FALSE | L | Annual | Constraint Shadow Price | US2019$/Ton | 0 | 0 | 0 | 0 | 0 | 0 | 0 | 0
BART SO2 Annual-Northeastern 3313 -v5.13 | 177 | 7230 | Rate Constraint in lbs/MMBtu | FALSE | L | Annual | Seasons Included | Seasons | Winter, WintShld, Summer | Winter, WintShld, Summer | Winter, WintShld, Summer | Winter, WintShld, Summer | Winter, WintShld, Summer | Winter, WintShld, Summer | Winter, WintShld, Summer | Winter, WintShld, Summer
BART SO2 Annual-Northeastern 3313 -v5.13 | 177 | 7230 | Rate Constraint in lbs/MMBtu | FALSE | L | Annual | Standard SO2 | lb/MMBtu | 0.4 | 0.4 | 0.13333 | 0 | 0 | 0 | 0 | 0
BART SO2 Annual-Northeastern 3313 -v5.13 | 177 | 7230 | Rate Constraint in lbs/MMBtu | FALSE | L | Annual | Emissions at Affected Plants SO2 | Thousand Tons | 4.4749 | 0 | 0 | 0 | 0 | 0 | 0 | 0
BART SO2 Annual-Northeastern 3313 -v5.13 | 177 | 7230 | Rate Constraint in lbs/MMBtu | FALSE | L | Annual | Allowances Purchased SO2 | Thousand Tons | 0 | 0 | 0 | 0 | 0 | 0 | 0 | 0
BART SO2 Annual-Northeastern 3313 -v5.13 | 177 | 7230 | Rate Constraint in lbs/MMBtu | FALSE | L | Annual | Allowances Sold SO2 | Thousand Tons | 0 | 0 | 0 | 0 | 0 | 0 | 0 | 0
BART SO2 Annual-Northeastern 3313 -v5.13 | 177 | 7230 | Rate Constraint in lbs/MMBtu | FALSE | L | Annual | Allowances Banked | Thousand Tons | 0 | 0 | 0 | 0 | 0 | 0 | 0 | 0
BART SO2 Annual-Northeastern 3313 -v5.13 | 177 | 7230 | Rate Constraint in lbs/MMBtu | FALSE | L | Annual | Allowances Withdrawn (1:1) | Thousand Tons | 0 | 0 | 0 | 0 | 0 | 0 | 0 | 0
BART SO2 Annual-Northeastern 3313 -v5.13 | 177 | 7230 | Rate Constraint in lbs/MMBtu | FALSE | L | Annual | Allowances Withdrawn (n:1) | Thousand Tons | 0 | 0 | 0 | 0 | 0 | 0 | 0 | 0
BART SO2 Annual-Northeastern 3313 -v5.13 | 177 | 7230 | Rate Constraint in lbs/MMBtu | FALSE | L | Annual | Net Emissions Allowance Position | Thousand Tons | 4.4749 | 0 | 0 | 0 | 0 | 0 | 0 | 0
BART SO2 Annual-Northeastern 3313 -v5.13 | 177 | 7230 | Rate Constraint in lbs/MMBtu | FALSE | L | Annual | Fuel Consumed | TBtu | 22.3744 | 0 | 0 | 0 | 0 | 0 | 0 | 0
BART SO2 Annual-Northeastern 3313 -v5.13 | 177 | 7230 | Rate Constraint in lbs/MMBtu | FALSE | L | Annual | Rate | lb/MMBtu | 0.4 | 0 | 0 | 0 | 0 | 0 | 0 | 0
BART SO2 Annual-Northeastern 3313 -v5.13 | 177 | 7230 | Rate Constraint in lbs/MMBtu | FALSE | L | Annual | Generation | TWh | 2.1611 | 0 | 0 | 0 | 0 | 0 | 0 | 0
BART SO2 Annual-Northeastern 3313 -v5.13 | 177 | 7230 | Rate Constraint in lbs/MMBtu | FALSE | L | Annual | Qualifying Generation | TWh | 2.1611 | 0 | 0 | 0 | 0 | 0 | 0 | 0
BART SO2 Annual-Northeastern 3313 -v5.13 | 177 | 7230 | Rate Constraint in lbs/MMBtu | FALSE | L | Annual | Rate | lb/MWh | 4.1412 | 0 | 0 | 0 | 0 | 0 | 0 | 0
BART SO2 Annual-Northeastern 3313 -v5.13 | 177 | 7230 | Rate Constraint in lbs/MMBtu | FALSE | L | Annual | Constraint Shadow Price | US2019$/Ton | 145.128 | 0 | 34311.0808 | 1695772.8324 | 189725.9436 | 275782.5412 | 587712.9084 | 41637.5967
BART SO2 Annual-Pawnee 1 -v5.13 | 178 | 7226 | Rate Constraint in lbs/MMBtu | FALSE | L | Annual | Seasons Included | Seasons | Winter, WintShld, Summer | Winter, WintShld, Summer | Winter, WintShld, Summer | Winter, WintShld, Summer | Winter, WintShld, Summer | Winter, WintShld, Summer | Winter, WintShld, Summer | Winter, WintShld, Summer
BART SO2 Annual-Pawnee 1 -v5.13 | 178 | 7226 | Rate Constraint in lbs/MMBtu | FALSE | L | Annual | Standard SO2 | lb/MMBtu | 0.12 | 0.12 | 0.12 | 0.12 | 0.12 | 0.12 | 0.12 | 0.12
BART SO2 Annual-Pawnee 1 -v5.13 | 178 | 7226 | Rate Constraint in lbs/MMBtu | FALSE | L | Annual | Emissions at Affected Plants SO2 | Thousand Tons | 1.7651 | 1.5079 | 0.011944 | 0.013981 | 0.013981 | 0.013981 | 0.013981 | 0.009502
BART SO2 Annual-Pawnee 1 -v5.13 | 178 | 7226 | Rate Constraint in lbs/MMBtu | FALSE | L | Annual | Allowances Purchased SO2 | Thousand Tons | 0 | 0 | 0 | 0 | 0 | 0 | 0 | 0
BART SO2 Annual-Pawnee 1 -v5.13 | 178 | 7226 | Rate Constraint in lbs/MMBtu | FALSE | L | Annual | Allowances Sold SO2 | Thousand Tons | 0 | 0 | 0 | 0 | 0 | 0 | 0 | 0
BART SO2 Annual-Pawnee 1 -v5.13 | 178 | 7226 | Rate Constraint in lbs/MMBtu | FALSE | L | Annual | Allowances Banked | Thousand Tons | 0 | 0 | 0 | 0 | 0 | 0 | 0 | 0
BART SO2 Annual-Pawnee 1 -v5.13 | 178 | 7226 | Rate Constraint in lbs/MMBtu | FALSE | L | Annual | Allowances Withdrawn (1:1) | Thousand Tons | 0 | 0 | 0 | 0 | 0 | 0 | 0 | 0
BART SO2 Annual-Pawnee 1 -v5.13 | 178 | 7226 | Rate Constraint in lbs/MMBtu | FALSE | L | Annual | Allowances Withdrawn (n:1) | Thousand Tons | 0 | 0 | 0 | 0 | 0 | 0 | 0 | 0
BART SO2 Annual-Pawnee 1 -v5.13 | 178 | 7226 | Rate Constraint in lbs/MMBtu | FALSE | L | Annual | Net Emissions Allowance Position | Thousand Tons | 1.7651 | 1.5079 | 0.011944 | 0.013981 | 0.013981 | 0.013981 | 0.013981 | 0.009502
BART SO2 Annual-Pawnee 1 -v5.13 | 178 | 7226 | Rate Constraint in lbs/MMBtu | FALSE | L | Annual | Fuel Consumed | TBtu | 37.6975 | 37.6975 | 0.29859 | 0.29859 | 0.29859 | 0.29859 | 0.29859 | 0.20293
BART SO2 Annual-Pawnee 1 -v5.13 | 178 | 7226 | Rate Constraint in lbs/MMBtu | FALSE | L | Annual | Rate | lb/MMBtu | 0.093647 | 0.08 | 0.08 | 0.093647 | 0.093647 | 0.093647 | 0.093647 | 0.093647
BART SO2 Annual-Pawnee 1 -v5.13 | 178 | 7226 | Rate Constraint in lbs/MMBtu | FALSE | L | Annual | Generation | TWh | 3.5006 | 3.5006 | 0.027727 | 0.018616 | 0.018616 | 0.018616 | 0.018616 | 0.012652
BART SO2 Annual-Pawnee 1 -v5.13 | 178 | 7226 | Rate Constraint in lbs/MMBtu | FALSE | L | Annual | Qualifying Generation | TWh | 3.5006 | 3.5006 | 0.027727 | 0.018616 | 0.018616 | 0.018616 | 0.018616 | 0.012652
BART SO2 Annual-Pawnee 1 -v5.13 | 178 | 7226 | Rate Constraint in lbs/MMBtu | FALSE | L | Annual | Rate | lb/MWh | 1.0085 | 0.86152 | 0.86152 | 1.5021 | 1.5021 | 1.5021 | 1.5021 | 1.5021
BART SO2 Annual-Pawnee 1 -v5.13 | 178 | 7226 | Rate Constraint in lbs/MMBtu | FALSE | L | Annual | Constraint Shadow Price | US2019$/Ton | 0 | 0 | 0 | 0 | 0 | 0 | 0 | 0
BART SO2 Annual-Ray D Nixon 1 -v5.13 | 179 | 7227 | Rate Constraint in lbs/MMBtu | FALSE | L | Annual | Seasons Included | Seasons | Winter, WintShld, Summer | Winter, WintShld, Summer | Winter, WintShld, Summer | Winter, WintShld, Summer | Winter, WintShld, Summer | Winter, WintShld, Summer | Winter, WintShld, Summer | Winter, WintShld, Summer
BART SO2 Annual-Ray D Nixon 1 -v5.13 | 179 | 7227 | Rate Constraint in lbs/MMBtu | FALSE | L | Annual | Standard SO2 | lb/MMBtu | 0.11 | 0.11 | 0.11 | 0.11 | 0.11 | 0.11 | 0.11 | 0.11
BART SO2 Annual-Ray D Nixon 1 -v5.13 | 179 | 7227 | Rate Constraint in lbs/MMBtu | FALSE | L | Annual | Emissions at Affected Plants SO2 | Thousand Tons | 0.68963 | 0.68963 | 0.52591 | 0 | 0 | 0 | 0 | 0
BART SO2 Annual-Ray D Nixon 1 -v5.13 | 179 | 7227 | Rate Constraint in lbs/MMBtu | FALSE | L | Annual | Allowances Purchased SO2 | Thousand Tons | 0 | 0 | 0 | 0 | 0 | 0 | 0 | 0
BART SO2 Annual-Ray D Nixon 1 -v5.13 | 179 | 7227 | Rate Constraint in lbs/MMBtu | FALSE | L | Annual | Allowances Sold SO2 | Thousand Tons | 0 | 0 | 0 | 0 | 0 | 0 | 0 | 0
BART SO2 Annual-Ray D Nixon 1 -v5.13 | 179 | 7227 | Rate Constraint in lbs/MMBtu | FALSE | L | Annual | Allowances Banked | Thousand Tons | 0 | 0 | 0 | 0 | 0 | 0 | 0 | 0
BART SO2 Annual-Ray D Nixon 1 -v5.13 | 179 | 7227 | Rate Constraint in lbs/MMBtu | FALSE | L | Annual | Allowances Withdrawn (1:1) | Thousand Tons | 0 | 0 | 0 | 0 | 0 | 0 | 0 | 0
BART SO2 Annual-Ray D Nixon 1 -v5.13 | 179 | 7227 | Rate Constraint in lbs/MMBtu | FALSE | L | Annual | Allowances Withdrawn (n:1) | Thousand Tons | 0 | 0 | 0 | 0 | 0 | 0 | 0 | 0
BART SO2 Annual-Ray D Nixon 1 -v5.13 | 179 | 7227 | Rate Constraint in lbs/MMBtu | FALSE | L | Annual | Net Emissions Allowance Position | Thousand Tons | 0.68963 | 0.68963 | 0.52591 | 0 | 0 | 0 | 0 | 0
BART SO2 Annual-Ray D Nixon 1 -v5.13 | 179 | 7227 | Rate Constraint in lbs/MMBtu | FALSE | L | Annual | Fuel Consumed | TBtu | 14.7283 | 14.7283 | 14.7283 | 0 | 0 | 0 | 0 | 0
BART SO2 Annual-Ray D Nixon 1 -v5.13 | 179 | 7227 | Rate Constraint in lbs/MMBtu | FALSE | L | Annual | Rate | lb/MMBtu | 0.093647 | 0.093647 | 0.071415 | 0 | 0 | 0 | 0 | 0
BART SO2 Annual-Ray D Nixon 1 -v5.13 | 179 | 7227 | Rate Constraint in lbs/MMBtu | FALSE | L | Annual | Generation | TWh | 1.4085 | 1.4085 | 1.4085 | 0 | 0 | 0 | 0 | 0
BART SO2 Annual-Ray D Nixon 1 -v5.13 | 179 | 7227 | Rate Constraint in lbs/MMBtu | FALSE | L | Annual | Qualifying Generation | TWh | 1.4085 | 1.4085 | 1.4085 | 0 | 0 | 0 | 0 | 0
BART SO2 Annual-Ray D Nixon 1 -v5.13 | 179 | 7227 | Rate Constraint in lbs/MMBtu | FALSE | L | Annual | Rate | lb/MWh | 0.97926 | 0.97926 | 0.74678 | 0 | 0 | 0 | 0 | 0
BART SO2 Annual-Ray D Nixon 1 -v5.13 | 179 | 7227 | Rate Constraint in lbs/MMBtu | FALSE | L | Annual | Constraint Shadow Price | US2019$/Ton | 0 | 0 | 0 | 0 | 0 | 0 | 0 | 0
BART SO2 Annual-Sooner 1 -v5.13 | 180 | 7228 | Rate Constraint in lbs/MMBtu | FALSE | L | Annual | Seasons Included | Seasons | Winter, WintShld, Summer | Winter, WintShld, Summer | Winter, WintShld, Summer | Winter, WintShld, Summer | Winter, WintShld, Summer | Winter, WintShld, Summer | Winter, WintShld, Summer | Winter, WintShld, Summer
BART SO2 Annual-Sooner 1 -v5.13 | 180 | 7228 | Rate Constraint in lbs/MMBtu | FALSE | L | Annual | Standard SO2 | lb/MMBtu | 0.06 | 0.06 | 0.06 | 0.06 | 0.06 | 0.06 | 0.06 | 0.06
BART SO2 Annual-Sooner 1 -v5.13 | 180 | 7228 | Rate Constraint in lbs/MMBtu | FALSE | L | Annual | Emissions at Affected Plants SO2 | Thousand Tons | 0.4914 | 0.28482 | 0.18304 | 0 | 0 | 0 | 0 | 0
BART SO2 Annual-Sooner 1 -v5.13 | 180 | 7228 | Rate Constraint in lbs/MMBtu | FALSE | L | Annual | Allowances Purchased SO2 | Thousand Tons | 0 | 0 | 0 | 0 | 0 | 0 | 0 | 0
BART SO2 Annual-Sooner 1 -v5.13 | 180 | 7228 | Rate Constraint in lbs/MMBtu | FALSE | L | Annual | Allowances Sold SO2 | Thousand Tons | 0 | 0 | 0 | 0 | 0 | 0 | 0 | 0
BART SO2 Annual-Sooner 1 -v5.13 | 180 | 7228 | Rate Constraint in lbs/MMBtu | FALSE | L | Annual | Allowances Banked | Thousand Tons | 0 | 0 | 0 | 0 | 0 | 0 | 0 | 0
BART SO2 Annual-Sooner 1 -v5.13 | 180 | 7228 | Rate Constraint in lbs/MMBtu | FALSE | L | Annual | Allowances Withdrawn (1:1) | Thousand Tons | 0 | 0 | 0 | 0 | 0 | 0 | 0 | 0
BART SO2 Annual-Sooner 1 -v5.13 | 180 | 7228 | Rate Constraint in lbs/MMBtu | FALSE | L | Annual | Allowances Withdrawn (n:1) | Thousand Tons | 0 | 0 | 0 | 0 | 0 | 0 | 0 | 0
BART SO2 Annual-Sooner 1 -v5.13 | 180 | 7228 | Rate Constraint in lbs/MMBtu | FALSE | L | Annual | Net Emissions Allowance Position | Thousand Tons | 0.4914 | 0.28482 | 0.18304 | 0 | 0 | 0 | 0 | 0
BART SO2 Annual-Sooner 1 -v5.13 | 180 | 7228 | Rate Constraint in lbs/MMBtu | FALSE | L | Annual | Fuel Consumed | TBtu | 33.0339 | 19.1464 | 12.3046 | 0 | 0 | 0 | 0 | 0
BART SO2 Annual-Sooner 1 -v5.13 | 180 | 7228 | Rate Constraint in lbs/MMBtu | FALSE | L | Annual | Rate | lb/MMBtu | 0.029751 | 0.029751 | 0.029751 | 0 | 0 | 0 | 0 | 0
BART SO2 Annual-Sooner 1 -v5.13 | 180 | 7228 | Rate Constraint in lbs/MMBtu | FALSE | L | Annual | Generation | TWh | 3.1102 | 1.8027 | 1.1585 | 0 | 0 | 0 | 0 | 0
BART SO2 Annual-Sooner 1 -v5.13 | 180 | 7228 | Rate Constraint in lbs/MMBtu | FALSE | L | Annual | Qualifying Generation | TWh | 3.1102 | 1.8027 | 1.1585 | 0 | 0 | 0 | 0 | 0
BART SO2 Annual-Sooner 1 -v5.13 | 180 | 7228 | Rate Constraint in lbs/MMBtu | FALSE | L | Annual | Rate | lb/MWh | 0.31599 | 0.31599 | 0.31599 | 0 | 0 | 0 | 0 | 0
BART SO2 Annual-Sooner 1 -v5.13 | 180 | 7228 | Rate Constraint in lbs/MMBtu | FALSE | L | Annual | Constraint Shadow Price | US2019$/Ton | 0 | 0 | 0 | 0 | 0 | 0 | 0 | 0
BART SO2 Annual-Sooner 2 -v5.13 | 181 | 7229 | Rate Constraint in lbs/MMBtu | FALSE | L | Annual | Seasons Included | Seasons | Winter, WintShld, Summer | Winter, WintShld, Summer | Winter, WintShld, Summer | Winter, WintShld, Summer | Winter, WintShld, Summer | Winter, WintShld, Summer | Winter, WintShld, Summer | Winter, WintShld, Summer
BART SO2 Annual-Sooner 2 -v5.13 | 181 | 7229 | Rate Constraint in lbs/MMBtu | FALSE | L | Annual | Standard SO2 | lb/MMBtu | 0.06 | 0.06 | 0.06 | 0.06 | 0.06 | 0.06 | 0.06 | 0.06
BART SO2 Annual-Sooner 2 -v5.13 | 181 | 7229 | Rate Constraint in lbs/MMBtu | FALSE | L | Annual | Emissions at Affected Plants SO2 | Thousand Tons | 0.45133 | 0.30107 | 0.17738 | 0 | 0 | 0 | 0 | 0
BART SO2 Annual-Sooner 2 -v5.13 | 181 | 7229 | Rate Constraint in lbs/MMBtu | FALSE | L | Annual | Allowances Purchased SO2 | Thousand Tons | 0 | 0 | 0 | 0 | 0 | 0 | 0 | 0
BART SO2 Annual-Sooner 2 -v5.13 | 181 | 7229 | Rate Constraint in lbs/MMBtu | FALSE | L | Annual | Allowances Sold SO2 | Thousand Tons | 0 | 0 | 0 | 0 | 0 | 0 | 0 | 0
BART SO2 Annual-Sooner 2 -v5.13 | 181 | 7229 | Rate Constraint in lbs/MMBtu | FALSE | L | Annual | Allowances Banked | Thousand Tons | 0 | 0 | 0 | 0 | 0 | 0 | 0 | 0
BART SO2 Annual-Sooner 2 -v5.13 | 181 | 7229 | Rate Constraint in lbs/MMBtu | FALSE | L | Annual | Allowances Withdrawn (1:1) | Thousand Tons | 0 | 0 | 0 | 0 | 0 | 0 | 0 | 0
BART SO2 Annual-Sooner 2 -v5.13 | 181 | 7229 | Rate Constraint in lbs/MMBtu | FALSE | L | Annual | Allowances Withdrawn (n:1) | Thousand Tons | 0 | 0 | 0 | 0 | 0 | 0 | 0 | 0
BART SO2 Annual-Sooner 2 -v5.13 | 181 | 7229 | Rate Constraint in lbs/MMBtu | FALSE | L | Annual | Net Emissions Allowance Position | Thousand Tons | 0.45133 | 0.30107 | 0.17738 | 0 | 0 | 0 | 0 | 0
BART SO2 Annual-Sooner 2 -v5.13 | 181 | 7229 | Rate Constraint in lbs/MMBtu | FALSE | L | Annual | Fuel Consumed | TBtu | 32.6588 | 21.7859 | 12.8358 | 0 | 0 | 0 | 0 | 0
BART SO2 Annual-Sooner 2 -v5.13 | 181 | 7229 | Rate Constraint in lbs/MMBtu | FALSE | L | Annual | Rate | lb/MMBtu | 0.027639 | 0.027639 | 0.027639 | 0 | 0 | 0 | 0 | 0
BART SO2 Annual-Sooner 2 -v5.13 | 181 | 7229 | Rate Constraint in lbs/MMBtu | FALSE | L | Annual | Generation | TWh | 3.1166 | 2.079 | 1.2249 | 0 | 0 | 0 | 0 | 0
BART SO2 Annual-Sooner 2 -v5.13 | 181 | 7229 | Rate Constraint in lbs/MMBtu | FALSE | L | Annual | Qualifying Generation | TWh | 3.1166 | 2.079 | 1.2249 | 0 | 0 | 0 | 0 | 0
BART SO2 Annual-Sooner 2 -v5.13 | 181 | 7229 | Rate Constraint in lbs/MMBtu | FALSE | L | Annual | Rate | lb/MWh | 0.28963 | 0.28963 | 0.28963 | 0 | 0 | 0 | 0 | 0
BART SO2 Annual-Sooner 2 -v5.13 | 181 | 7229 | Rate Constraint in lbs/MMBtu | FALSE | L | Annual | Constraint Shadow Price | US2019$/Ton | 0 | 0 | 0 | 0 | 0 | 0 | 0 | 0
BART SO2 Cap-Coronado U1B&U2B -v6.20 | 182 | 7656 | Rate Constraint in MTons | FALSE | L | Annual | Seasons Included | Seasons | Winter, WintShld, Summer | Winter, WintShld, Summer | Winter, WintShld, Summer | Winter, WintShld, Summer | Winter, WintShld, Summer | Winter, WintShld, Summer | Winter, WintShld, Summer | Winter, WintShld, Summer
BART SO2 Cap-Coronado U1B&U2B -v6.20 | 182 | 7656 | Rate Constraint in MTons | FALSE | L | Annual | Standard SO2 | Thousand Tons | 1.97 | 1.97 | 1.97 | 1.97 | 1.97 | 1.97 | 1.97 | 1.97
BART SO2 Cap-Coronado U1B&U2B -v6.20 | 182 | 7656 | Rate Constraint in MTons | FALSE | L | Annual | Emissions at Affected Plants SO2 | Thousand Tons | 0.53279 | 0.0023607 | 0 | 0 | 0 | 0 | 0 | 0
BART SO2 Cap-Coronado U1B&U2B -v6.20 | 182 | 7656 | Rate Constraint in MTons | FALSE | L | Annual | Allowances Purchased SO2 | Thousand Tons | 0 | 0 | 0 | 0 | 0 | 0 | 0 | 0
BART SO2 Cap-Coronado U1B&U2B -v6.20 | 182 | 7656 | Rate Constraint in MTons | FALSE | L | Annual | Allowances Sold SO2 | Thousand Tons | 0 | 0 | 0 | 0 | 0 | 0 | 0 | 0
BART SO2 Cap-Coronado U1B&U2B -v6.20 | 182 | 7656 | Rate Constraint in MTons | FALSE | L | Annual | Allowances Banked | Thousand Tons | 0 | 0 | 0 | 0 | 0 | 0 | 0 | 0
BART SO2 Cap-Coronado U1B&U2B -v6.20 | 182 | 7656 | Rate Constraint in MTons | FALSE | L | Annual | Allowances Withdrawn (1:1) | Thousand Tons | 0 | 0 | 0 | 0 | 0 | 0 | 0 | 0
BART SO2 Cap-Coronado U1B&U2B -v6.20 | 182 | 7656 | Rate Constraint in MTons | FALSE | L | Annual | Allowances Withdrawn (n:1) | Thousand Tons | 0 | 0 | 0 | 0 | 0 | 0 | 0 | 0
BART SO2 Cap-Coronado U1B&U2B -v6.20 | 182 | 7656 | Rate Constraint in MTons | FALSE | L | Annual | Net Emissions Allowance Position | Thousand Tons | 0.53279 | 0.0023607 | 0 | 0 | 0 | 0 | 0 | 0
BART SO2 Cap-Coronado U1B&U2B -v6.20 | 182 | 7656 | Rate Constraint in MTons | FALSE | L | Annual | Fuel Consumed | TBtu | 56.0547 | 0.24837 | 0 | 0 | 0 | 0 | 0 | 0
BART SO2 Cap-Coronado U1B&U2B -v6.20 | 182 | 7656 | Rate Constraint in MTons | FALSE | L | Annual | Rate | lb/MMBtu | 0.01901 | 0.01901 | 0 | 0 | 0 | 0 | 0 | 0
BART SO2 Cap-Coronado U1B&U2B -v6.20 | 182 | 7656 | Rate Constraint in MTons | FALSE | L | Annual | Generation | TWh | 5.2613 | 0.023393 | 0 | 0 | 0 | 0 | 0 | 0
BART SO2 Cap-Coronado U1B&U2B -v6.20 | 182 | 7656 | Rate Constraint in MTons | FALSE | L | Annual | Qualifying Generation | TWh | 5.2613 | 0.023393 | 0 | 0 | 0 | 0 | 0 | 0
BART SO2 Cap-Coronado U1B&U2B -v6.20 | 182 | 7656 | Rate Constraint in MTons | FALSE | L | Annual | Rate | lb/MWh | 0.20253 | 0.20182 | 0 | 0 | 0 | 0 | 0 | 0
BART SO2 Cap-Coronado U1B&U2B -v6.20 | 182 | 7656 | Rate Constraint in MTons | FALSE | L | Annual | Constraint Shadow Price | US2019$/Ton | 0 | 0 | 0 | 0 | 0 | 0 | 0 | 0
Black RiverGen MER Rate Limit v3.1 | 183 | 7517 | Rate Constraint in lbs/MMBtu | FALSE | L | Annual | Seasons Included | Seasons | Winter, WintShld, Summer | Winter, WintShld, Summer | Winter, WintShld, Summer | Winter, WintShld, Summer | Winter, WintShld, Summer | Winter, WintShld, Summer | Winter, WintShld, Summer | Winter, WintShld, Summer
Black RiverGen MER Rate Limit v3.1 | 183 | 7517 | Rate Constraint in lbs/MMBtu | FALSE | L | Annual | Standard MER | lb/MMBtu | 6e-07 | 6e-07 | 6e-07 | 6e-07 | 6e-07 | 6e-07 | 6e-07 | 6e-07
Black RiverGen MER Rate Limit v3.1 | 183 | 7517 | Rate Constraint in lbs/MMBtu | FALSE | L | Annual | Emissions at Affected Plants MER | lbs | 1.017 | 0 | 0 | 0 | 0 | 0 | 0 | 0
Black RiverGen MER Rate Limit v3.1 | 183 | 7517 | Rate Constraint in lbs/MMBtu | FALSE | L | Annual | Allowances Purchased MER | lbs | 0 | 0 | 0 | 0 | 0 | 0 | 0 | 0
Black RiverGen MER Rate Limit v3.1 | 183 | 7517 | Rate Constraint in lbs/MMBtu | FALSE | L | Annual | Allowances Sold MER | lbs | 0 | 0 | 0 | 0 | 0 | 0 | 0 | 0
Black RiverGen MER Rate Limit v3.1 | 183 | 7517 | Rate Constraint in lbs/MMBtu | FALSE | L | Annual | Allowances Banked | lbs | 0 | 0 | 0 | 0 | 0 | 0 | 0 | 0
Black RiverGen MER Rate Limit v3.1 | 183 | 7517 | Rate Constraint in lbs/MMBtu | FALSE | L | Annual | Allowances Withdrawn (1:1) | lbs | 0 | 0 | 0 | 0 | 0 | 0 | 0 | 0
Black RiverGen MER Rate Limit v3.1 | 183 | 7517 | Rate Constraint in lbs/MMBtu | FALSE | L | Annual | Allowances Withdrawn (n:1) | lbs | 0 | 0 | 0 | 0 | 0 | 0 | 0 | 0
Black RiverGen MER Rate Limit v3.1 | 183 | 7517 | Rate Constraint in lbs/MMBtu | FALSE | L | Annual | Net Emissions Allowance Position | lbs | 1.017 | 0 | 0 | 0 | 0 | 0 | 0 | 0
Black RiverGen MER Rate Limit v3.1 | 183 | 7517 | Rate Constraint in lbs/MMBtu | FALSE | L | Annual | Fuel Consumed | TBtu | 4.1495 | 0 | 0 | 0 | 0 | 0 | 0 | 0
Black RiverGen MER Rate Limit v3.1 | 183 | 7517 | Rate Constraint in lbs/MMBtu | FALSE | L | Annual | Rate | lb/MMBtu | 2.451e-07 | 0 | 0 | 0 | 0 | 0 | 0 | 0
Black RiverGen MER Rate Limit v3.1 | 183 | 7517 | Rate Constraint in lbs/MMBtu | FALSE | L | Annual | Generation | TWh | 0.23118 | 0 | 0 | 0 | 0 | 0 | 0 | 0
Black RiverGen MER Rate Limit v3.1 | 183 | 7517 | Rate Constraint in lbs/MMBtu | FALSE | L | Annual | Qualifying Generation | TWh | 0.23118 | 0 | 0 | 0 | 0 | 0 | 0 | 0
Black RiverGen MER Rate Limit v3.1 | 183 | 7517 | Rate Constraint in lbs/MMBtu | FALSE | L | Annual | Rate | lb/MWh | 4.3993e-06 | 0 | 0 | 0 | 0 | 0 | 0 | 0
Black RiverGen MER Rate Limit v3.1 | 183 | 7517 | Rate Constraint in lbs/MMBtu | FALSE | L | Annual | Constraint Shadow Price | US2019$/Lb | 0 | 0 | 0 | 0 | 0 | 0 | 0 | 0
CA AB 32- CO2 Constraint- v.5.13 | 184 | 7281 | Rate Constraint in MTons | FALSE | L | Annual | Seasons Included | Seasons | Winter, WintShld, Summer | Winter, WintShld, Summer | Winter, WintShld, Summer | Winter, WintShld, Summer | Winter, WintShld, Summer | Winter, WintShld, Summer | Winter, WintShld, Summer | Winter, WintShld, Summer
CA AB 32- CO2 Constraint- v.5.13 | 184 | 7281 | Rate Constraint in MTons | FALSE | L | Annual | Standard CO2 | Thousand Tons | 0 | 0 | 0 | 0 | 0 | 0 | 0 | 0
CA AB 32- CO2 Constraint- v.5.13 | 184 | 7281 | Rate Constraint in MTons | FALSE | L | Annual | Emissions at Affected Plants CO2 | Thousand Tons | 46057.4755 | 56416.8932 | 57489.0943 | 29869.8593 | 9801.9849 | 8026.3496 | 4543.7653 | 3213.4106
CA AB 32- CO2 Constraint- v.5.13 | 184 | 7281 | Rate Constraint in MTons | FALSE | L | Annual | Allowances Purchased CO2 | Thousand Tons | -46057.4755 | -56416.8932 | -57489.0943 | -29869.8593 | -9801.9849 | -8026.3496 | -4543.7653 | -3213.4106
CA AB 32- CO2 Constraint- v.5.13 | 184 | 7281 | Rate Constraint in MTons | FALSE | L | Annual | Allowances Sold CO2 | Thousand Tons | 0 | 0 | 0 | 0 | 0 | 0 | 0 | 0
CA AB 32- CO2 Constraint- v.5.13 | 184 | 7281 | Rate Constraint in MTons | FALSE | L | Annual | Allowances Banked | Thousand Tons | 0 | 0 | 0 | 0 | 0 | 0 | 0 | 0
CA AB 32- CO2 Constraint- v.5.13 | 184 | 7281 | Rate Constraint in MTons | FALSE | L | Annual | Allowances Withdrawn (1:1) | Thousand Tons | 0 | 0 | 0 | 0 | 0 | 0 | 0 | 0
CA AB 32- CO2 Constraint- v.5.13 | 184 | 7281 | Rate Constraint in MTons | FALSE | L | Annual | Allowances Withdrawn (n:1) | Thousand Tons | 0 | 0 | 0 | 0 | 0 | 0 | 0 | 0
CA AB 32- CO2 Constraint- v.5.13 | 184 | 7281 | Rate Constraint in MTons | FALSE | L | Annual | Net Emissions Allowance Position | Thousand Tons | -1.7671e-06 | -1.6025e-06 | -6.729e-07 | -4.648e-07 | -6.0236e-07 | -1.1784e-06 | -9.1341e-07 | -1.0567e-06
CA AB 32- CO2 Constraint- v.5.13 | 184 | 7281 | Rate Constraint in MTons | FALSE | L | Annual | Fuel Consumed | TBtu | 742.2603 | 918.1686 | 938.5159 | 633.0147 | 336.6216 | 307.1675 | 188.6637 | 141.5218
CA AB 32- CO2 Constraint- v.5.13 | 184 | 7281 | Rate Constraint in MTons | FALSE | L | Annual | Rate | lb/MMBtu | 124.1006 | 122.89 | 122.5106 | 94.3734 | 58.2374 | 52.2604 | 48.1679 | 45.4122
CA AB 32- CO2 Constraint- v.5.13 | 184 | 7281 | Rate Constraint in MTons | FALSE | L | Annual | Generation | TWh | 99.3162 | 122.2712 | 123.6936 | 82.6155 | 42.5363 | 40.102 | 29.5955 | 26.4642
CA AB 32- CO2 Constraint- v.5.13 | 184 | 7281 | Rate Constraint in MTons | FALSE | L | Annual | Qualifying Generation | TWh | 99.3162 | 122.2712 | 123.6936 | 82.6155 | 42.5363 | 39.0842 | 24.0556 | 18.1597
CA AB 32- CO2 Constraint- v.5.13 | 184 | 7281 | Rate Constraint in MTons | FALSE | L | Annual | Rate | lb/MWh | 927.4914 | 922.8155 | 929.5405 | 723.1059 | 460.8757 | 410.7204 | 377.7722 | 353.905
CA AB 32- CO2 Constraint- v.5.13 | 184 | 7281 | Rate Constraint in MTons | FALSE | L | Annual | Constraint Shadow Price | US2019$/Ton | 14.086 | 14.0858 | 14.0858 | 64.5043 | 71.6711 | 71.6714 | 71.6714 | 71.6714
CA NOx Annual v5.14 | 185 | 7279 | Rate Constraint in MTons | FALSE | L | Annual | Seasons Included | Seasons | Winter, WintShld, Summer | Winter, WintShld, Summer | Winter, WintShld, Summer | Winter, WintShld, Summer | Winter, WintShld, Summer | Winter, WintShld, Summer | Winter, WintShld, Summer | Winter, WintShld, Summer
CA NOx Annual v5.14 | 185 | 7279 | Rate Constraint in MTons | FALSE | L | Annual | Standard NOX | Thousand Tons | 9.676 | 9.676 | 9.676 | 9.676 | 9.676 | 9.676 | 9.676 | 9.676
CA NOx Annual v5.14 | 185 | 7279 | Rate Constraint in MTons | FALSE | L | Annual | Emissions at Affected Plants NOX | Thousand Tons | 0.34594 | 0.43871 | 0.61198 | 0.29594 | 0.24702 | 0.24453 | 0.14021 | 0.069075
CA NOx Annual v5.14 | 185 | 7279 | Rate Constraint in MTons | FALSE | L | Annual | Allowances Purchased NOX | Thousand Tons | 0 | 0 | 0 | 0 | 0 | 0 | 0 | 0
CA NOx Annual v5.14 | 185 | 7279 | Rate Constraint in MTons | FALSE | L | Annual | Allowances Sold NOX | Thousand Tons | 0 | 0 | 0 | 0 | 0 | 0 | 0 | 0
CA NOx Annual v5.14 | 185 | 7279 | Rate Constraint in MTons | FALSE | L | Annual | Allowances Banked | Thousand Tons | 0 | 0 | 0 | 0 | 0 | 0 | 0 | 0
CA NOx Annual v5.14 | 185 | 7279 | Rate Constraint in MTons | FALSE | L | Annual | Allowances Withdrawn (1:1) | Thousand Tons | 0 | 0 | 0 | 0 | 0 | 0 | 0 | 0
CA NOx Annual v5.14 | 185 | 7279 | Rate Constraint in MTons | FALSE | L | Annual | Allowances Withdrawn (n:1) | Thousand Tons | 0 | 0 | 0 | 0 | 0 | 0 | 0 | 0
CA NOx Annual v5.14 | 185 | 7279 | Rate Constraint in MTons | FALSE | L | Annual | Net Emissions Allowance Position | Thousand Tons | 0.34594 | 0.43871 | 0.61198 | 0.29594 | 0.24702 | 0.24453 | 0.14021 | 0.069075
CA NOx Annual v5.14 | 185 | 7279 | Rate Constraint in MTons | FALSE | L | Annual | Fuel Consumed | TBtu | 61.6569 | 79.2254 | 88.1865 | 72.6799 | 64.0054 | 63.3165 | 37.0193 | 17.9232
CA NOx Annual v5.14 | 185 | 7279 | Rate Constraint in MTons | FALSE | L | Annual | Rate | lb/MMBtu | 0.011221 | 0.011075 | 0.013879 | 0.0081437 | 0.0077188 | 0.0077241 | 0.0075747 | 0.0077079
CA NOx Annual v5.14 | 185 | 7279 | Rate Constraint in MTons | FALSE | L | Annual | Generation | TWh | 8.2984 | 10.6058 | 11.3476 | 8.9914 | 7.8546 | 7.793 | 4.588 | 2.201
CA NOx Annual v5.14 | 185 | 7279 | Rate Constraint in MTons | FALSE | L | Annual | Qualifying Generation | TWh | 8.2984 | 10.6058 | 11.3476 | 8.9914 | 7.8546 | 7.793 | 4.588 | 2.201
CA NOx Annual v5.14 | 185 | 7279 | Rate Constraint in MTons | FALSE | L | Annual | Rate | lb/MWh | 0.083375 | 0.082731 | 0.10786 | 0.065828 | 0.062899 | 0.062756 | 0.061118 | 0.062766
CA NOx Annual v5.14 | 185 | 7279 | Rate Constraint in MTons | FALSE | L | Annual | Constraint Shadow Price | US2019$/Ton | 0 | 0 | 0 | 0 | 0 | 0 | 0 | 0
CA SO2 Annual v5.14 | 186 | 7280 | Rate Constraint in MTons | FALSE | L | Annual | Seasons Included | Seasons | Winter, WintShld, Summer | Winter, WintShld, Summer | Winter, WintShld, Summer | Winter, WintShld, Summer | Winter, WintShld, Summer | Winter, WintShld, Summer | Winter, WintShld, Summer | Winter, WintShld, Summer
CA SO2 Annual v5.14 | 186 | 7280 | Rate Constraint in MTons | FALSE | L | Annual | Standard SO2 | Thousand Tons | 2.219 | 2.219 | 2.219 | 2.219 | 2.219 | 2.219 | 2.219 | 2.219
CA SO2 Annual v5.14 | 186 | 7280 | Rate Constraint in MTons | FALSE | L | Annual | Emissions at Affected Plants SO2 | Thousand Tons | 0 | 0 | 0 | 0 | 0 | 0 | 0 | 0
CA SO2 Annual v5.14 | 186 | 7280 | Rate Constraint in MTons | FALSE | L | Annual | Allowances Purchased SO2 | Thousand Tons | 0 | 0 | 0 | 0 | 0 | 0 | 0 | 0
CA SO2 Annual v5.14 | 186 | 7280 | Rate Constraint in MTons | FALSE | L | Annual | Allowances Sold SO2 | Thousand Tons | 0 | 0 | 0 | 0 | 0 | 0 | 0 | 0
CA SO2 Annual v5.14 | 186 | 7280 | Rate Constraint in MTons | FALSE | L | Annual | Allowances Banked | Thousand Tons | 0 | 0 | 0 | 0 | 0 | 0 | 0 | 0
CA SO2 Annual v5.14 | 186 | 7280 | Rate Constraint in MTons | FALSE | L | Annual | Allowances Withdrawn (1:1) | Thousand Tons | 0 | 0 | 0 | 0 | 0 | 0 | 0 | 0
CA SO2 Annual v5.14 | 186 | 7280 | Rate Constraint in MTons | FALSE | L | Annual | Allowances Withdrawn (n:1) | Thousand Tons | 0 | 0 | 0 | 0 | 0 | 0 | 0 | 0
CA SO2 Annual v5.14 | 186 | 7280 | Rate Constraint in MTons | FALSE | L | Annual | Net Emissions Allowance Position | Thousand Tons | 0 | 0 | 0 | 0 | 0 | 0 | 0 | 0
CA SO2 Annual v5.14 | 186 | 7280 | Rate Constraint in MTons | FALSE | L | Annual | Fuel Consumed | TBtu | 0.14791 | 0.046655 | 1.0377 | 0.037754 | 0.20765 | 0.037754 | 0.020006 | 0
CA SO2 Annual v5.14 | 186 | 7280 | Rate Constraint in MTons | FALSE | L | Annual | Rate | lb/MMBtu | 0 | 0 | 0 | 0 | 0 | 0 | 0 | 0
CA SO2 Annual v5.14 | 186 | 7280 | Rate Constraint in MTons | FALSE | L | Annual | Generation | TWh | 0.013765 | 0.004342 | 0.096575 | 0.0035136 | 0.019325 | 0.0035136 | 0.0018619 | 0
CA SO2 Annual v5.14 | 186 | 7280 | Rate Constraint in MTons | FALSE | L | Annual | Qualifying Generation | TWh | 0.013765 | 0.004342 | 0.096575 | 0.0035136 | 0.019325 | 0.0035136 | 0.0018619 | 0
CA SO2 Annual v5.14 | 186 | 7280 | Rate Constraint in MTons | FALSE | L | Annual | Rate | lb/MWh | 0 | 0 | 0 | 0 | 0 | 0 | 0 | 0
CA SO2 Annual v5.14 | 186 | 7280 | Rate Constraint in MTons | FALSE | L | Annual | Constraint Shadow Price | US2019$/Ton | 0 | 0 | 0 | 0 | 0 | 0 | 0 | 0
CO Hg Rate Annual - Comanche 1,2 & 3 v5.14 | 187 | 7283 | Rate Constraint in lbs/MWh | FALSE | L | Annual | Seasons Included | Seasons | Winter, WintShld, Summer | Winter, WintShld, Summer | Winter, WintShld, Summer | Winter, WintShld, Summer | Winter, WintShld, Summer | Winter, WintShld, Summer | Winter, WintShld, Summer | Winter, WintShld, Summer
CO Hg Rate Annual - Comanche 1,2 & 3 v5.14 | 187 | 7283 | Rate Constraint in lbs/MWh | FALSE | L | Annual | Standard MER | lb/MWh | 1.3e-05 | 1.3e-05 | 1.3e-05 | 1.3e-05 | 1.3e-05 | 1.3e-05 | 1.3e-05 | 1.3e-05
CO Hg Rate Annual - Comanche 1,2 & 3 v5.14 | 187 | 7283 | Rate Constraint in lbs/MWh | FALSE | L | Annual | Emissions at Affected Plants MER | lbs | 45.1725 | 31.1433 | 31.1433 | 28.8522 | 8.1964 | 0 | 0 | 0
CO Hg Rate Annual - Comanche 1,2 & 3 v5.14 | 187 | 7283 | Rate Constraint in lbs/MWh | FALSE | L | Annual | Allowances Purchased MER | lbs | 0 | 0 | 0 | 0 | 0 | 0 | 0 | 0
CO Hg Rate Annual - Comanche 1,2 & 3 v5.14 | 187 | 7283 | Rate Constraint in lbs/MWh | FALSE | L | Annual | Allowances Sold MER | lbs | 0 | 0 | 0 | 0 | 0 | 0 | 0 | 0
CO Hg Rate Annual - Comanche 1,2 & 3 v5.14 | 187 | 7283 | Rate Constraint in lbs/MWh | FALSE | L | Annual | Allowances Banked | lbs | 0 | 0 | 0 | 0 | 0 | 0 | 0 | 0
CO Hg Rate Annual - Comanche 1,2 & 3 v5.14 | 187 | 7283 | Rate Constraint in lbs/MWh | FALSE | L | Annual | Allowances Withdrawn (1:1) | lbs | 0 | 0 | 0 | 0 | 0 | 0 | 0 | 0
CO Hg Rate Annual - Comanche 1,2 & 3 v5.14 | 187 | 7283 | Rate Constraint in lbs/MWh | FALSE | L | Annual | Allowances Withdrawn (n:1) | lbs | 0 | 0 | 0 | 0 | 0 | 0 | 0 | 0
CO Hg Rate Annual - Comanche 1,2 & 3 v5.14 | 187 | 7283 | Rate Constraint in lbs/MWh | FALSE | L | Annual | Net Emissions Allowance Position | lbs | 45.1725 | 31.1433 | 31.1433 | 28.8522 | 8.1964 | 0 | 0 | 0
CO Hg Rate Annual - Comanche 1,2 & 3 v5.14 | 187 | 7283 | Rate Constraint in lbs/MWh | FALSE | L | Annual | Fuel Consumed | TBtu | 80.5034 | 55.5016 | 55.5016 | 51.4184 | 13.1064 | 0 | 0 | 0
CO Hg Rate Annual - Comanche 1,2 & 3 v5.14 | 187 | 7283 | Rate Constraint in lbs/MWh | FALSE | L | Annual | Rate | lb/MMBtu | 5.6112e-07 | 5.6112e-07 | 5.6112e-07 | 5.6112e-07 | 6.2537e-07 | 0 | 0 | 0
CO Hg Rate Annual - Comanche 1,2 & 3 v5.14 | 187 | 7283 | Rate Constraint in lbs/MWh | FALSE | L | Annual | Generation | TWh | 7.6196 | 5.3066 | 5.3066 | 4.9162 | 1.2531 | 0 | 0 | 0
CO Hg Rate Annual - Comanche 1,2 & 3 v5.14 | 187 | 7283 | Rate Constraint in lbs/MWh | FALSE | L | Annual | Qualifying Generation | TWh | 7.6196 | 5.3066 | 5.3066 | 4.9162 | 1.2531 | 0 | 0 | 0
CO Hg Rate Annual - Comanche 1,2 & 3 v5.14 | 187 | 7283 | Rate Constraint in lbs/MWh | FALSE | L | Annual | Constraint Shadow Price | US2019$/Lb | 0 | 0 | 0 | 0 | 0 | 0 | 0 | 0
CO Hg Rule - MER Removal Annual v3.1 | 188 | 7282 | MACT Fuel Choice Floor in lbs/MMBtu | FALSE | L | Annual | Seasons Included | Seasons | Winter, WintShld, Summer | Winter, WintShld, Summer | Winter, WintShld, Summer | Winter, WintShld, Summer | Winter, WintShld, Summer | Winter, WintShld, Summer | Winter, WintShld, Summer | Winter, WintShld, Summer
CO Hg Rule - MER Removal Annual v3.1 | 188 | 7282 | MACT Fuel Choice Floor in lbs/MMBtu | FALSE | L | Annual | Emission Floor | lbs/MMBtu | 8.248e-07 | 8.248e-07 | 8.248e-07 | 8.248e-07 | 8.248e-07 | 8.248e-07 | 8.248e-07 | 8.248e-07
CO Hg Rule - MER Removal Annual v3.1 | 188 | 7282 | MACT Fuel Choice Floor in lbs/MMBtu | FALSE | L | Annual | Emissions at Affected Plants MER | lbs | 105.989 | 92.2613 | 67.0004 | 30.0496 | 9.3938 | 1.1974 | 1.0851 | 0.83412
CO Hg Rule - MER Removal Annual v3.1 | 188 | 7282 | MACT Fuel Choice Floor in lbs/MMBtu | FALSE | L | Annual | Allowances Purchased MER | lbs | 0 | 0 | 0 | 0 | 0 | 0 | 0 | 0
CO Hg Rule - MER Removal Annual v3.1 | 188 | 7282 | MACT Fuel Choice Floor in lbs/MMBtu | FALSE | L | Annual | Allowances Sold MER | lbs | 0 | 0 | 0 | 0 | 0 | 0 | 0 | 0
CO Hg Rule - MER Removal Annual v3.1 | 188 | 7282 | MACT Fuel Choice Floor in lbs/MMBtu | FALSE | L | Annual | Allowances Banked | lbs | 0 | 0 | 0 | 0 | 0 | 0 | 0 | 0
CO Hg Rule - MER Removal Annual v3.1 | 188 | 7282 | MACT Fuel Choice Floor in lbs/MMBtu | FALSE | L | Annual | Allowances Withdrawn (1:1) | lbs | 0 | 0 | 0 | 0 | 0 | 0 | 0 | 0
CO Hg Rule - MER Removal Annual v3.1 | 188 | 7282 | MACT Fuel Choice Floor in lbs/MMBtu | FALSE | L | Annual | Allowances Withdrawn (n:1) | lbs | 0 | 0 | 0 | 0 | 0 | 0 | 0 | 0
CO Hg Rule - MER Removal Annual v3.1 | 188 | 7282 | MACT Fuel Choice Floor in lbs/MMBtu | FALSE | L | Annual | Net Emissions Allowance Position | lbs | 105.989 | 92.2613 | 67.0004 | 30.0496 | 9.3938 | 1.1974 | 1.0851 | 0.83412
CO Hg Rule - MER Removal Annual v3.1 | 188 | 7282 | MACT Fuel Choice Floor in lbs/MMBtu | FALSE | L | Annual | Fuel Consumed | TBtu | 243.4944 | 192.4917 | 121.6811 | 53.3332 | 15.0211 | 1.9148 | 1.7351 | 1.3338
CO Hg Rule - MER Removal Annual v3.1 | 188 | 7282 | MACT Fuel Choice Floor in lbs/MMBtu | FALSE | L | Annual | Rate | lb/MMBtu | 4.3528e-07 | 4.793e-07 | 5.5062e-07 | 5.6343e-07 | 6.2537e-07 | 6.2537e-07 | 6.2537e-07 | 6.2537e-07
CO Hg Rule - MER Removal Annual v3.1 | 188 | 7282 | MACT Fuel Choice Floor in lbs/MMBtu | FALSE | L | Annual | Generation | TWh | 23.2367 | 18.5399 | 11.8344 | 5.036 | 1.3729 | 0.11978 | 0.10852 | 0.083417
CO Hg Rule - MER Removal Annual v3.1 | 188 | 7282 | MACT Fuel Choice Floor in lbs/MMBtu | FALSE | L | Annual | Qualifying Generation | TWh | 23.2367 | 18.5399 | 11.8344 | 5.036 | 1.3729 | 0.11978 | 0.10852 | 0.083417
CO Hg Rule - MER Removal Annual v3.1 | 188 | 7282 | MACT Fuel Choice Floor in lbs/MMBtu | FALSE | L | Annual | Constraint Shadow Price | US2019$/Lb | 0 | 0 | 0 | 0 | 0 | 0 | 0 | 0
CO NOX Rate Annual - Craig 1,3 v5.14 | 189 | 7284 | Rate Constraint in lbs/MMBtu | FALSE | L | Annual | Seasons Included | Seasons | Winter, WintShld, Summer | Winter, WintShld, Summer | Winter, WintShld, Summer | Winter, WintShld, Summer | Winter, WintShld, Summer | Winter, WintShld, Summer | Winter, WintShld, Summer | Winter, WintShld, Summer
CO NOX Rate Annual - Craig 1,3 v5.14 | 189 | 7284 | Rate Constraint in lbs/MMBtu | FALSE | L | Annual | Standard NOX | lb/MMBtu | 0.28 | 0.28 | 0.28 | 0.28 | 0.28 | 0.28 | 0.28 | 0.28
CO NOX Rate Annual - Craig 1,3 v5.14 | 189 | 7284 | Rate Constraint in lbs/MMBtu | FALSE | L | Annual | Emissions at Affected Plants NOX | Thousand Tons | 3.6372 | 3.6372 | 3.6372 | 0.10733 | 0.10733 | 0.10733 | 0.097022 | 0.077037
CO NOX Rate Annual - Craig 1,3 v5.14 | 189 | 7284 | Rate Constraint in lbs/MMBtu | FALSE | L | Annual | Allowances Purchased NOX | Thousand Tons | 0 | 0 | 0 | 0 | 0 | 0 | 0 | 0
CO NOX Rate Annual - Craig 1,3 v5.14 | 189 | 7284 | Rate Constraint in lbs/MMBtu | FALSE | L | Annual | Allowances Sold NOX | Thousand Tons | 0 | 0 | 0 | 0 | 0 | 0 | 0 | 0
CO NOX Rate Annual - Craig 1,3 v5.14 | 189 | 7284 | Rate Constraint in lbs/MMBtu | FALSE | L | Annual | Allowances Banked | Thousand Tons | 0 | 0 | 0 | 0 | 0 | 0 | 0 | 0
CO NOX Rate Annual - Craig 1,3 v5.14 | 189 | 7284 | Rate Constraint in lbs/MMBtu | FALSE | L | Annual | Allowances Withdrawn (1:1) | Thousand Tons | 0 | 0 | 0 | 0 | 0 | 0 | 0 | 0
CO NOX Rate Annual - Craig 1,3 v5.14 | 189 | 7284 | Rate Constraint in lbs/MMBtu | FALSE | L | Annual | Allowances Withdrawn (n:1) | Thousand Tons | 0 | 0 | 0 | 0 | 0 | 0 | 0 | 0
CO NOX Rate Annual - Craig 1,3 v5.14 | 189 | 7284 | Rate Constraint in lbs/MMBtu | FALSE | L | Annual | Net Emissions Allowance Position | Thousand Tons | 3.6372 | 3.6372 | 3.6372 | 0.10733 | 0.10733 | 0.10733 | 0.097022 | 0.077037
CO NOX Rate Annual - Craig 1,3 v5.14 | 189 | 7284 | Rate Constraint in lbs/MMBtu | FALSE | L | Annual | Fuel Consumed | TBtu | 31.3101 | 31.3101 | 31.3101 | 0.90635 | 0.90635 | 0.90635 | 0.81754 | 0.64844
CO NOX Rate Annual - Craig 1,3 v5.14 | 189 | 7284 | Rate Constraint in lbs/MMBtu | FALSE | L | Annual | Rate | lb/MMBtu | 0.23233 | 0.23233 | 0.23233 | 0.23685 | 0.23685 | 0.23685 | 0.23735 | 0.23761
CO NOX Rate Annual - Craig 1,3 v5.14 | 189 | 7284 | Rate Constraint in lbs/MMBtu | FALSE | L | Annual | Generation | TWh | 3.1262 | 3.1262 | 3.1262 | 0.058555 | 0.058555 | 0.058555 | 0.052743 | 0.041804
CO NOX Rate Annual - Craig 1,3 v5.14 | 189 | 7284 | Rate Constraint in lbs/MMBtu | FALSE | L | Annual | Qualifying Generation | TWh | 3.1262 | 3.1262 | 3.1262 | 0.058555 | 0.058555 | 0.058555 | 0.052743 | 0.041804
CO NOX Rate Annual - Craig 1,3 v5.14 | 189 | 7284 | Rate Constraint in lbs/MMBtu | FALSE | L | Annual | Rate | lb/MWh | 2.3269 | 2.3269 | 2.3269 | 3.666 | 3.666 | 3.666 | 3.679 | 3.6856
CO NOX Rate Annual - Craig 1,3 v5.14 | 189 | 7284 | Rate Constraint in lbs/MMBtu | FALSE | L | Annual | Constraint Shadow Price | US2019$/Ton | 0 | 0 | 0 | 0 | 0 | 0 | 0 | 0
CO NOX Rate Annual - Craig 2 v5.14 | 190 | 7285 | Rate Constraint in lbs/MMBtu | FALSE | L | Annual | Seasons Included | Seasons | Winter, WintShld, Summer | Winter, WintShld, Summer | Winter, WintShld, Summer | Winter, WintShld, Summer | Winter, WintShld, Summer | Winter, WintShld, Summer | Winter, WintShld, Summer | Winter, WintShld, Summer
CO NOX Rate Annual - Craig 2 v5.14 | 190 | 7285 | Rate Constraint in lbs/MMBtu | FALSE | L | Annual | Standard NOX | lb/MMBtu | 0.08 | 0.08 | 0.08 | 0.08 | 0.08 | 0.08 | 0.08 | 0.08
CO NOX Rate Annual - Craig 2 v5.14 | 190 | 7285 | Rate Constraint in lbs/MMBtu | FALSE | L | Annual | Emissions at Affected Plants NOX | Thousand Tons | 0.91498 | 0.91498 | 0.022317 | 0.022317 | 0.022317 | 0.022317 | 0.019461 | 0.015167
CO NOX Rate Annual - Craig 2 v5.14 | 190 | 7285 | Rate Constraint in lbs/MMBtu | FALSE | L | Annual | Allowances Purchased NOX | Thousand Tons | 0 | 0 | 0 | 0 | 0 | 0 | 0 | 0
CO NOX Rate Annual - Craig 2 v5.14 | 190 | 7285 | Rate Constraint in lbs/MMBtu | FALSE | L | Annual | Allowances Sold NOX | Thousand Tons | 0 | 0 | 0 | 0 | 0 | 0 | 0 | 0
CO NOX Rate Annual - Craig 2 v5.14 | 190 | 7285 | Rate Constraint in lbs/MMBtu | FALSE | L | Annual | Allowances Banked | Thousand Tons | 0 | 0 | 0 | 0 | 0 | 0 | 0 | 0
CO NOX Rate Annual - Craig 2 v5.14 | 190 | 7285 | Rate Constraint in lbs/MMBtu | FALSE | L | Annual | Allowances Withdrawn (1:1) | Thousand Tons | 0 | 0 | 0 | 0 | 0 | 0 | 0 | 0
CO NOX Rate Annual - Craig 2 v5.14 | 190 | 7285 | Rate Constraint in lbs/MMBtu | FALSE | L | Annual | Allowances Withdrawn (n:1) | Thousand Tons | 0 | 0 | 0 | 0 | 0 | 0 | 0 | 0
CO NOX Rate Annual - Craig 2 v5.14 | 190 | 7285 | Rate Constraint in lbs/MMBtu | FALSE | L | Annual | Net Emissions Allowance Position | Thousand Tons | 0.91498 | 0.91498 | 0.022317 | 0.022317 | 0.022317 | 0.022317 | 0.019461 | 0.015167
CO NOX Rate Annual - Craig 2 v5.14 | 190 | 7285 | Rate Constraint in lbs/MMBtu | FALSE | L | Annual | Fuel Consumed | TBtu | 29.1024 | 29.1024 | 0.70982 | 0.70982 | 0.70982 | 0.70982 | 0.619 | 0.48241
CO NOX Rate Annual - Craig 2 v5.14 | 190 | 7285 | Rate Constraint in lbs/MMBtu | FALSE | L | Annual | Rate | lb/MMBtu | 0.06288 | 0.06288 | 0.06288 | 0.06288 | 0.06288 | 0.06288 | 0.06288 | 0.06288
CO NOX Rate Annual - Craig 2 v5.14 | 190 | 7285 | Rate Constraint in lbs/MMBtu | FALSE | L | Annual | Generation | TWh | 2.842 | 2.842 | 0.069318 | 0.042613 | 0.042613 | 0.042613 | 0.037161 | 0.028961
CO NOX Rate Annual - Craig 2 v5.14 | 190 | 7285 | Rate Constraint in lbs/MMBtu | FALSE | L | Annual | Qualifying Generation | TWh | 2.842 | 2.842 | 0.069318 | 0.042613 | 0.042613 | 0.042613 | 0.037161 | 0.028961
CO NOX Rate Annual - Craig 2 v5.14 | 190 | 7285 | Rate Constraint in lbs/MMBtu | FALSE | L | Annual | Rate | lb/MWh | 0.64389 | 0.64389 | 0.64389 | 1.0474 | 1.0474 | 1.0474 | 1.0474 | 1.0474
CO NOX Rate Annual - Craig 2 v5.14 | 190 | 7285 | Rate Constraint in lbs/MMBtu | FALSE | L | Annual | Constraint Shadow Price | US2019$/Ton | 0 | 0 | 0 | 0 | 0 | 0 | 0 | 0
CSAPR- NOX Annual- AL | 191 | 7069 | Rate Constraint in MTons | FALSE | L | Annual | Seasons Included | Seasons | Winter, WintShld, Summer | Winter, WintShld, Summer | Winter, WintShld, Summer | Winter, WintShld, Summer | Winter, WintShld, Summer | Winter, WintShld, Summer | Winter, WintShld, Summer | Winter, WintShld, Summer
CSAPR- NOX Annual- AL | 191 | 7069 | Rate Constraint in MTons | FALSE | L | Annual | Standard NOX | Thousand Tons | 84.9152 | 84.9152 | 84.9152 | 84.9152 | 84.9152 | 84.9152 | 84.9152 | 84.9152
CSAPR- NOX Annual- AL | 191 | 7069 | Rate Constraint in MTons | FALSE | L | Annual | Emissions at Affected Plants NOX | Thousand Tons | 12.7427 | 11.1182 | 7.783 | 7.2589 | 4.2421 | 3.9392 | 3.1022 | 2.8093
CSAPR- NOX Annual- AL | 191 | 7069 | Rate Constraint in MTons | FALSE | L | Annual | Allowances Purchased NOX | Thousand Tons | 0 | 0 | 0 | 0 | 0 | 0 | 0 | 0
CSAPR- NOX Annual- AL | 191 | 7069 | Rate Constraint in MTons | FALSE | L | Annual | Allowances Sold NOX | Thousand Tons | 0 | 0 | 0 | 0 | 0 | 0 | 0 | 0
CSAPR- NOX Annual- AL | 191 | 7069 | Rate Constraint in MTons | FALSE | L | Annual | Allowances Banked | Thousand Tons | 0 | 0 | 0 | 0 | 0 | 0 | 0 | 0
CSAPR- NOX Annual- AL | 191 | 7069 | Rate Constraint in MTons | FALSE | L | Annual | Allowances Withdrawn (1:1) | Thousand Tons | 0 | 0 | 0 | 0 | 0 | 0 | 0 | 0
CSAPR- NOX Annual- AL | 191 | 7069 | Rate Constraint in MTons | FALSE | L | Annual | Allowances Withdrawn (n:1) | Thousand Tons | 0 | 0 | 0 | 0 | 0 | 0 | 0 | 0
CSAPR- NOX Annual- AL | 191 | 7069 | Rate Constraint in MTons | FALSE | L | Annual | Net Emissions Allowance Position | Thousand Tons | 12.7427 | 11.1182 | 7.783 | 7.2589 | 4.2421 | 3.9392 | 3.1022 | 2.8093
CSAPR- NOX Annual- AL | 191 | 7069 | Rate Constraint in MTons | FALSE | L | Annual | Fuel Consumed | TBtu | 609.8787 | 699.9855 | 680.1147 | 684.4588 | 573.5512 | 565.6012 | 501.6304 | 434.4607
CSAPR- NOX Annual- AL | 191 | 7069 | Rate Constraint in MTons | FALSE | L | Annual | Rate | lb/MMBtu | 0.041788 | 0.031767 | 0.022887 | 0.021211 | 0.014793 | 0.013929 | 0.012369 | 0.012933
CSAPR- NOX Annual- AL | 191 | 7069 | Rate Constraint in MTons | FALSE | L | Annual | Generation | TWh | 74.5787 | 92.4461 | 106.2144 | 106.8437 | 97.2635 | 104.6116 | 106.7697 | 106.8659
CSAPR- NOX Annual- AL | 191 | 7069 | Rate Constraint in MTons | FALSE | L | Annual | Qualifying Generation | TWh | 74.5787 | 89.6662 | 91.3689 | 91.9982 | 79.9314 | 78.1217 | 68.0851 | 55.8226
CSAPR- NOX Annual- AL | 191 | 7069 | Rate Constraint in MTons | FALSE | L | Annual | Rate | lb/MWh | 0.34172 | 0.24799 | 0.17036 | 0.15781 | 0.10614 | 0.10085 | 0.091128 | 0.10065
CSAPR- NOX Annual- AL | 191 | 7069 | Rate Constraint in MTons | FALSE | L | Annual | Constraint Shadow Price | US2019$/Ton | 0 | 0 | 0 | 0 | 0 | 0 | 0 | 0
CSAPR- NOX Annual- GA | 192 | 7070 | Rate Constraint in MTons | FALSE | L | Annual | Seasons Included | Seasons | Winter, WintShld, Summer | Winter, WintShld, Summer | Winter, WintShld, Summer | Winter, WintShld, Summer | Winter, WintShld, Summer | Winter, WintShld, Summer | Winter, WintShld, Summer | Winter, WintShld, Summer
CSAPR- NOX Annual- GA | 192 | 7070 | Rate Constraint in MTons | FALSE | L | Annual | Standard NOX | Thousand Tons | 63.4108 | 63.4108 | 63.4108 | 63.4108 | 63.4108 | 63.4108 | 63.4108 | 63.4108
CSAPR- NOX Annual- GA | 192 | 7070 | Rate Constraint in MTons | FALSE | L | Annual | Emissions at Affected Plants NOX | Thousand Tons | 26.8766 | 8.1011 | 6.0204 | 6.2467 | 3.0952 | 3.2974 | 3.5426 | 3.7538
CSAPR- NOX Annual- GA | 192 | 7070 | Rate Constraint in MTons | FALSE | L | Annual | Allowances Purchased NOX | Thousand Tons | 0 | 0 | 0 | 0 | 0 | 0 | 0 | 0
CSAPR- NOX Annual- GA | 192 | 7070 | Rate Constraint in MTons | FALSE | L | Annual | Allowances Sold NOX | Thousand Tons | 0 | 0 | 0 | 0 | 0 | 0 | 0 | 0
CSAPR- NOX Annual- GA | 192 | 7070 | Rate Constraint in MTons | FALSE | L | Annual | Allowances Banked | Thousand Tons | 0 | 0 | 0 | 0 | 0 | 0 | 0 | 0
CSAPR- NOX Annual- GA | 192 | 7070 | Rate Constraint in MTons | FALSE | L | Annual | Allowances Withdrawn (1:1) | Thousand Tons | 0 | 0 | 0 | 0 | 0 | 0 | 0 | 0
CSAPR- NOX Annual- GA | 192 | 7070 | Rate Constraint in MTons | FALSE | L | Annual | Allowances Withdrawn (n:1) | Thousand Tons | 0 | 0 | 0 | 0 | 0 | 0 | 0 | 0
CSAPR- NOX Annual- GA | 192 | 7070 | Rate Constraint in MTons | FALSE | L | Annual | Net Emissions Allowance Position | Thousand Tons | 26.8766 | 8.1011 | 6.0204 | 6.2467 | 3.0952 | 3.2974 | 3.5426 | 3.7538
CSAPR- NOX Annual- GA | 192 | 7070 | Rate Constraint in MTons | FALSE | L | Annual | Fuel Consumed | TBtu | 694.6951 | 490.5267 | 496.367 | 512.7079 | 437.4902 | 484.8684 | 535.1805 | 569.9796
CSAPR- NOX Annual- GA | 192 | 7070 | Rate Constraint in MTons | FALSE | L | Annual | Rate | lb/MMBtu | 0.077377 | 0.03303 | 0.024258 | 0.024367 | 0.01415 | 0.013601 | 0.013239 | 0.013172
CSAPR- NOX Annual- GA | 192 | 7070 | Rate Constraint in MTons | FALSE | L | Annual | Generation | TWh | 87.6621 | 102.2487 | 152.6796 | 154.0182 | 141.6357 | 144.6728 | 163.3946 | 175.4581
CSAPR- NOX Annual- GA | 192 | 7070 | Rate Constraint in MTons | FALSE | L | Annual | Qualifying Generation | TWh | 80.5576 | 63.8609 | 66.2288 | 68.0827 | 60.316 | 65.1419 | 68.8351 | 69.0033
CSAPR- NOX Annual- GA | 192 | 7070 | Rate Constraint in MTons | FALSE | L | Annual | Rate | lb/MWh | 0.66726 | 0.25371 | 0.18181 | 0.1835 | 0.10263 | 0.10124 | 0.10293 | 0.1088
CSAPR- NOX Annual- GA | 192 | 7070 | Rate Constraint in MTons | FALSE | L | Annual | Constraint Shadow Price | US2019$/Ton | 0 | 0 | 0 | 0 | 0 | 0 | 0 | 0
CSAPR- NOX Annual- IA | 193 | 7071 | Rate Constraint in MTons | FALSE | L | Annual | Seasons Included | Seasons | Winter, WintShld, Summer | Winter, WintShld, Summer | Winter, WintShld, Summer | Winter, WintShld, Summer | Winter, WintShld, Summer | Winter, WintShld, Summer | Winter, WintShld, Summer | Winter, WintShld, Summer
CSAPR- NOX Annual- IA | 193 | 7071 | Rate Constraint in MTons | FALSE | L | Annual | Standard NOX | Thousand Tons | 44.2476 | 44.2476 | 44.2476 | 44.2476 | 44.2476 | 44.2476 | 44.2476 | 44.2476
CSAPR- NOX Annual- IA | 193 | 7071 | Rate Constraint in MTons | FALSE | L | Annual | Emissions at Affected Plants NOX | Thousand Tons | 23.8039 | 22.8465 | 19.3891 | 18.6093 | 4.9839 | 3.2542 | 1.9215 | 0.079134
CSAPR- NOX Annual- IA | 193 | 7071 | Rate Constraint in MTons | FALSE | L | Annual | Allowances Purchased NOX | Thousand Tons | 0 | 0 | 0 | 0 | 0 | 0 | 0 | 0
CSAPR- NOX Annual- IA | 193 | 7071 | Rate Constraint in MTons | FALSE | L | Annual | Allowances Sold NOX | Thousand Tons | 0 | 0 | 0 | 0 | 0 | 0 | 0 | 0
CSAPR- NOX Annual- IA | 193 | 7071 | Rate Constraint in MTons | FALSE | L | Annual | Allowances Banked | Thousand Tons | 0 | 0 | 0 | 0 | 0 | 0 | 0 | 0
CSAPR- NOX Annual- IA | 193 | 7071 | Rate Constraint in MTons | FALSE | L | Annual | Allowances Withdrawn (1:1) | Thousand Tons | 0 | 0 | 0 | 0 | 0 | 0 | 0 | 0
CSAPR- NOX Annual- IA | 193 | 7071 | Rate Constraint in MTons | FALSE | L | Annual | Allowances Withdrawn (n:1) | Thousand Tons | 0 | 0 | 0 | 0 | 0 | 0 | 0 | 0
CSAPR- NOX Annual- IA | 193 | 7071 | Rate Constraint in MTons | FALSE | L | Annual | Net Emissions Allowance Position | Thousand Tons | 23.8039 | 22.8465 | 19.3891 | 18.6093 | 4.9839 | 3.2542 | 1.9215 | 0.079134
CSAPR- NOX Annual- IA | 193 | 7071 | Rate Constraint in MTons | FALSE | L | Annual | Fuel Consumed | TBtu | 347.0661 | 351.2888 | 337.8456 | 315.2052 | 89.3995 | 61.0854 | 40.5542 | 18.471
CSAPR- NOX Annual- IA | 193 | 7071 | Rate Constraint in MTons | FALSE | L | Annual | Rate | lb/MMBtu | 0.13717 | 0.13007 | 0.11478 | 0.11808 | 0.1115 | 0.10655 | 0.09476 | 0.0085685
CSAPR- NOX Annual- IA | 193 | 7071 | Rate Constraint in MTons | FALSE | L | Annual | Generation | TWh | 35.2942 | 36.3238 | 39.0534 | 36.3815 | 12.0524 | 9.2385 | 7.9343 | 4.9325
CSAPR- NOX Annual- IA | 193 | 7071 | Rate Constraint in MTons | FALSE | L | Annual | Qualifying Generation | TWh | 35.2942 | 36.3238 | 36.3701 | 33.5007 | 9.7655 | 6.6762 | 4.8851 | 2.3827
CSAPR- NOX Annual- IA | 193 | 7071 | Rate Constraint in MTons | FALSE | L | Annual | Rate | lb/MWh | 1.3489 | 1.2579 | 1.0662 | 1.111 | 1.0207 | 0.97487 | 0.78667 | 0.066425
CSAPR- NOX Annual- IA | 193 | 7071 | Rate Constraint in MTons | FALSE | L | Annual | Constraint Shadow Price | US2019$/Ton | 0 | 0 | 0 | 0 | 0 | 0 | 0 | 0
CSAPR- NOX Annual- IL | 194 | 7072 | Rate Constraint in MTons | FALSE | L | Annual | Seasons Included | Seasons | Winter, WintShld, Summer | Winter, WintShld, Summer | Winter, WintShld, Summer | Winter, WintShld, Summer | Winter, WintShld, Summer | Winter, WintShld, Summer | Winter, WintShld, Summer | Winter, WintShld, Summer
CSAPR- NOX Annual- IL | 194 | 7072 | Rate Constraint in MTons | FALSE | L | Annual | Standard NOX | Thousand Tons | 56.489 | 56.489 | 56.489 | 56.489 | 56.489 | 56.489 | 56.489 | 56.489
CSAPR- NOX Annual- IL | 194 | 7072 | Rate Constraint in MTons | FALSE | L | Annual | Emissions at Affected Plants NOX | Thousand Tons | 12.5134 | 7.7148 | 5.5361 | 5.1157 | 3.4057 | 2.8672 | 0.042067 | 0.040844
CSAPR- NOX Annual- IL | 194 | 7072 | Rate Constraint in MTons | FALSE | L | Annual | Allowances Purchased NOX | Thousand Tons | 0 | 0 | 0 | 0 | 0 | 0 | 0 | 0
CSAPR- NOX Annual- IL | 194 | 7072 | Rate Constraint in MTons | FALSE | L | Annual | Allowances Sold NOX | Thousand Tons | 0 | 0 | 0 | 0 | 0 | 0 | 0 | 0
CSAPR- NOX Annual- IL | 194 | 7072 | Rate Constraint in MTons | FALSE | L | Annual | Allowances Banked | Thousand Tons | 0 | 0 | 0 | 0 | 0 | 0 | 0 | 0
CSAPR- NOX Annual- IL | 194 | 7072 | Rate Constraint in MTons | FALSE | L | Annual | Allowances Withdrawn (1:1) | Thousand Tons | 0 | 0 | 0 | 0 | 0 | 0 | 0 | 0
CSAPR- NOX Annual- IL | 194 | 7072 | Rate Constraint in MTons | FALSE | L | Annual | Allowances Withdrawn (n:1) | Thousand Tons | 0 | 0 | 0 | 0 | 0 | 0 | 0 | 0
CSAPR- NOX Annual- IL | 194 | 7072 | Rate Constraint in MTons | FALSE | L | Annual | Net Emissions Allowance Position | Thousand Tons | 12.5134 | 7.7148 | 5.5361 | 5.1157 | 3.4057 | 2.8672 | 0.042067 | 0.040844
CSAPR- NOX Annual- IL | 194 | 7072 | Rate Constraint in MTons | FALSE | L | Annual | Fuel Consumed | TBtu | 412.1318 | 286.5267 | 299.2598 | 283.4125 | 220.2924 | 169.2203 | 2.6104 | 2.4233
CSAPR- NOX Annual- IL | 194 | 7072 | Rate Constraint in MTons | FALSE | L | Annual | Rate | lb/MMBtu | 0.060725 | 0.05385 | 0.036999 | 0.036101 | 0.03092 | 0.033887 | 0.032231 | 0.03371
CSAPR- NOX Annual- IL | 194 | 7072 | Rate Constraint in MTons | FALSE | L | Annual | Generation | TWh | 45.4526 | 37.0919 | 58.1959 | 56.7964 | 49.7683 | 44.2581 | 24.3343 | 21.0477
CSAPR- NOX Annual- IL | 194 | 7072 | Rate Constraint in MTons | FALSE | L | Annual | Qualifying Generation | TWh | 45.4526 | 33.6946 | 37.4196 | 35.7533 | 28.9115 | 22.1348 | 0.28076 | 0.25788
CSAPR- NOX Annual- IL | 194 | 7072 | Rate Constraint in MTons | FALSE | L | Annual | Rate | lb/MWh | 0.55062 | 0.45792 | 0.2959 | 0.28617 | 0.23559 | 0.25907 | 0.29967 | 0.31677
CSAPR- NOX Annual- IL | 194 | 7072 | Rate Constraint in MTons | FALSE | L | Annual | Constraint Shadow Price | US2019$/Ton | 0 | 0 | 0 | 0 | 0 | 0 | 0 | 0
CSAPR- NOX Annual- IN | 195 | 7073 | Rate Constraint in MTons | FALSE | L | Annual | Seasons Included | Seasons | Winter, WintShld, Summer | Winter, WintShld, Summer | Winter, WintShld, Summer | Winter, WintShld, Summer | Winter, WintShld, Summer | Winter, WintShld, Summer | Winter, WintShld, Summer | Winter, WintShld, Summer
CSAPR- NOX Annual- IN | 195 | 7073 | Rate Constraint in MTons | FALSE | L | Annual | Standard NOX | Thousand Tons | 127.9403 | 127.9403 | 127.9403 | 127.9403 | 127.9403 | 127.9403 | 127.9403 | 127.9403
CSAPR- NOX Annual- IN | 195 | 7073 | Rate Constraint in MTons | FALSE | L | Annual | Emissions at Affected Plants NOX | Thousand Tons | 51.3037 | 37.9185 | 27.9578 | 19.8286 | 3.0841 | 1.7357 | 1.6782 | 1.1632
CSAPR- NOX Annual- IN | 195 | 7073 | Rate Constraint in MTons | FALSE | L | Annual | Allowances Purchased NOX | Thousand Tons | 0 | 0 | 0 | 0 | 0 | 0 | 0 | 0
CSAPR- NOX Annual- IN | 195 | 7073 | Rate Constraint in MTons | FALSE | L | Annual | Allowances Sold NOX | Thousand Tons | 0 | 0 | 0 | 0 | 0 | 0 | 0 | 0
CSAPR- NOX Annual- IN | 195 | 7073 | Rate Constraint in MTons | FALSE | L | Annual | Allowances Banked | Thousand Tons | 0 | 0 | 0 | 0 | 0 | 0 | 0 | 0
CSAPR- NOX Annual- IN | 195 | 7073 | Rate Constraint in MTons | FALSE | L | Annual | Allowances Withdrawn (1:1) | Thousand Tons | 0 | 0 | 0 | 0 | 0 | 0 | 0 | 0
CSAPR- NOX Annual- IN | 195 | 7073 | Rate Constraint in MTons | FALSE | L | Annual | Allowances Withdrawn (n:1) | Thousand Tons | 0 | 0 | 0 | 0 | 0 | 0 | 0 | 0
CSAPR- NOX Annual- IN | 195 | 7073 | Rate Constraint in MTons | FALSE | L | Annual | Net Emissions Allowance Position | Thousand Tons | 51.3037 | 37.9185 | 27.9578 | 19.8286 | 3.0841 | 1.7357 | 1.6782 | 1.1632
CSAPR- NOX Annual- IN | 195 | 7073 | Rate Constraint in MTons | FALSE | L | Annual | Fuel Consumed | TBtu | 825.898 | 804.5917 | 676.8228 | 629.3358 | 334.4778 | 288.2488 | 299.998 | 220.2022
CSAPR- NOX Annual- IN | 195 | 7073 | Rate Constraint in MTons | FALSE | L | Annual | Rate | lb/MMBtu | 0.12424 | 0.094255 | 0.082615 | 0.063014 | 0.018441 | 0.012043 | 0.011188 | 0.010565
CSAPR- NOX Annual- IN | 195 | 7073 | Rate Constraint in MTons | FALSE | L | Annual | Generation | TWh | 82.6349 | 92.8124 | 84.5502 | 79.7726 | 49.2908 | 45.7377 | 50.8231 | 37.5499
CSAPR- NOX Annual- IN | 195 | 7073 | Rate Constraint in MTons | FALSE | L | Annual | Qualifying Generation | TWh | 82.6349 | 91.2428 | 82.8211 | 78.0435 | 47.6783 | 41.1928 | 42.0266 | 31.4881
CSAPR- NOX Annual- IN | 195 | 7073 | Rate Constraint in MTons | FALSE | L | Annual | Rate | lb/MWh | 1.2417 | 0.83116 | 0.67514 | 0.50814 | 0.12937 | 0.084274 | 0.079865 | 0.073884
CSAPR- NOX Annual- IN | 195 | 7073 | Rate Constraint in MTons | FALSE | L | Annual | Constraint Shadow Price | US2019$/Ton | 0 | 0 | 0 | 0 | 0 | 0 | 0 | 0
CSAPR- NOX Annual- KS | 196 | 7074 | Rate Constraint in MTons | FALSE | L | Annual | Seasons Included | Seasons | Winter, WintShld, Summer | Winter, WintShld, Summer | Winter, WintShld, Summer | Winter, WintShld, Summer | Winter, WintShld, Summer | Winter, WintShld, Summer | Winter, WintShld, Summer | Winter, WintShld, Summer
CSAPR- NOX Annual- KS | 196 | 7074 | Rate Constraint in MTons | FALSE | L | Annual | Standard NOX | Thousand Tons | 36.9977 | 36.9977 | 36.9977 | 36.9977 | 36.9977 | 36.9977 | 36.9977 | 36.9977
CSAPR- NOX Annual- KS | 196 | 7074 | Rate Constraint in MTons | FALSE | L | Annual | Emissions at Affected Plants NOX | Thousand Tons | 12.632 | 8.8988 | 6.967 | 4.7664 | 1.1585 | 0.06794 | 0.067536 | 0.0079746
CSAPR- NOX Annual- KS | 196 | 7074 | Rate Constraint in MTons | FALSE | L | Annual | Allowances Purchased NOX | Thousand Tons | 0 | 0 | 0 | 0 | 0 | 0 | 0 | 0
CSAPR- NOX Annual- KS | 196 | 7074 | Rate Constraint in MTons | FALSE | L | Annual | Allowances Sold NOX | Thousand Tons | 0 | 0 | 0 | 0 | 0 | 0 | 0 | 0
CSAPR- NOX Annual- KS | 196 | 7074 | Rate Constraint in MTons | FALSE | L | Annual | Allowances Banked | Thousand Tons | 0 | 0 | 0 | 0 | 0 | 0 | 0 | 0
CSAPR- NOX Annual- KS | 196 | 7074 | Rate Constraint in MTons | FALSE | L | Annual | Allowances Withdrawn (1:1) | Thousand Tons | 0 | 0 | 0 | 0 | 0 | 0 | 0 | 0
CSAPR- NOX Annual- KS | 196 | 7074 | Rate Constraint in MTons | FALSE | L | Annual | Allowances Withdrawn (n:1) | Thousand Tons | 0 | 0 | 0 | 0 | 0 | 0 | 0 | 0
CSAPR- NOX Annual- KS | 196 | 7074 | Rate Constraint in MTons | FALSE | L | Annual | Net Emissions Allowance Position | Thousand Tons | 12.632 | 8.8988 | 6.967 | 4.7664 | 1.1585 | 0.06794 | 0.067536 | 0.0079746
CSAPR- NOX Annual- KS | 196 | 7074 | Rate Constraint in MTons | FALSE | L | Annual | Fuel Consumed | TBtu | 251.4448 | 191.5933 | 146.904 | 101.7705 | 25.6517 | 3.723 | 3.6494 | 1.337
CSAPR- NOX Annual- KS | 196 | 7074 | Rate Constraint in MTons | FALSE | L | Annual | Rate | lb/MMBtu | 0.10048 | 0.092892 | 0.094851 | 0.09367 | 0.090327 | 0.036498 | 0.037012 | 0.011929
CSAPR- NOX Annual- KS | 196 | 7074 | Rate Constraint in MTons | FALSE | L | Annual | Generation | TWh | 23.1695 | 17.6363 | 13.6608 | 9.5322 | 2.3936 | 0.3886 | 0.38032 | 0.18327
CSAPR- NOX Annual- KS | 196 | 7074 | Rate Constraint in MTons | FALSE | L | Annual | Qualifying Generation | TWh | 23.1695 | 17.6363 | 13.6608 | 9.5322 | 2.3936 | 0.38531 | 0.37788 | 0.17671
CSAPR- NOX Annual- KS | 196 | 7074 | Rate Constraint in MTons | FALSE | L | Annual | Rate | lb/MWh | 1.0904 | 1.0091 | 1.02 | 1.0001 | 0.96802 | 0.35265 | 0.35744 | 0.090257
CSAPR- NOX Annual- KS | 196 | 7074 | Rate Constraint in MTons | FALSE | L | Annual | Constraint Shadow Price | US2019$/Ton | 0 | 0 | 0 | 0 | 0 | 0 | 0 | 0
CSAPR- NOX Annual- KY | 197 | 7075 | Rate Constraint in MTons | FALSE | L | Annual | Seasons Included | Seasons | Winter, WintShld, Summer | Winter, WintShld, Summer | Winter, WintShld, Summer | Winter, WintShld, Summer | Winter, WintShld, Summer | Winter, WintShld, Summer | Winter, WintShld, Summer | Winter, WintShld, Summer
CSAPR- NOX Annual- KY | 197 | 7075 | Rate Constraint in MTons | FALSE | L | Annual | Standard NOX | Thousand Tons | 91.1408 | 91.1408 | 91.1408 | 91.1408 | 91.1408 | 91.1408 | 91.1408 | 91.1408
CSAPR- NOX Annual- KY | 197 | 7075 | Rate Constraint in MTons | FALSE | L | Annual | Emissions at Affected Plants NOX | Thousand Tons | 30.652 | 26.7594 | 18.3024 | 7.8618 | 4.6054 | 3.5269 | 2.7122 | 2.1501
CSAPR- NOX Annual- KY | 197 | 7075 | Rate Constraint in MTons | FALSE | L | Annual | Allowances Purchased NOX | Thousand Tons | 0 | 0 | 0 | 0 | 0 | 0 | 0 | 0
CSAPR- NOX Annual- KY | 197 | 7075 | Rate Constraint in MTons | FALSE | L | Annual | Allowances Sold NOX | Thousand Tons | 0 | 0 | 0 | 0 | 0 | 0 | 0 | 0
CSAPR- NOX Annual- KY | 197 | 7075 | Rate Constraint in MTons | FALSE | L | Annual | Allowances Banked | Thousand Tons | 0 | 0 | 0 | 0 | 0 | 0 | 0 | 0
CSAPR- NOX Annual- KY | 197 | 7075 | Rate Constraint in MTons | FALSE | L | Annual | Allowances Withdrawn (1:1) | Thousand Tons | 0 | 0 | 0 | 0 | 0 | 0 | 0 | 0
CSAPR- NOX Annual- KY | 197 | 7075 | Rate Constraint in MTons | FALSE | L | Annual | Allowances Withdrawn (n:1) | Thousand Tons | 0 | 0 | 0 | 0 | 0 | 0 | 0 | 0
CSAPR- NOX Annual- KY | 197 | 7075 | Rate Constraint in MTons | FALSE | L | Annual | Net Emissions Allowance Position | Thousand Tons | 30.652 | 26.7594 | 18.3024 | 7.8618 | 4.6054 | 3.5269 | 2.7122 | 2.1501
CSAPR- NOX Annual- KY | 197 | 7075 | Rate Constraint in MTons | FALSE | L | Annual | Fuel Consumed | TBtu | 574.598 | 573.658 | 463.0217 | 382.3255 | 366.7903 | 351.0596 | 326.3534 | 304.4731
CSAPR- NOX Annual- KY | 197 | 7075 | Rate Constraint in MTons | FALSE | L | Annual | Rate | lb/MMBtu | 0.10669 | 0.093294 | 0.079056 | 0.041126 | 0.025112 | 0.020093 | 0.016621 | 0.014123
CSAPR- NOX Annual- KY | 197 | 7075 | Rate Constraint in MTons | FALSE | L | Annual | Generation | TWh | 56.8944 | 87.8328 | 96.4611 | 92.3823 | 94.6248 | 95.9908 | 99.6805 | 84.7954
CSAPR- NOX Annual- KY | 197 | 7075 | Rate Constraint in MTons | FALSE | L | Annual | Qualifying Generation | TWh | 56.8944 | 60.2812 | 53.0698 | 48.9909 | 52.6654 | 51.4494 | 48.465 | 45.3379
CSAPR- NOX Annual- KY | 197 | 7075 | Rate Constraint in MTons | FALSE | L | Annual | Rate | lb/MWh | 1.0775 | 0.88782 | 0.68975 | 0.32095 | 0.17489 | 0.1371 | 0.11192 | 0.094846
CSAPR- NOX Annual- KY | 197 | 7075 | Rate Constraint in MTons | FALSE | L | Annual | Constraint Shadow Price | US2019$/Ton | 0 | 0 | 0 | 0 | 0 | 0 | 0 | 0
CSAPR- NOX Annual- MD | 198 | 7076 | Rate Constraint in MTons | FALSE | L | Annual | Seasons Included | Seasons | Winter, WintShld, Summer | Winter, WintShld, Summer | Winter, WintShld, Summer | Winter, WintShld, Summer | Winter, WintShld, Summer | Winter, WintShld, Summer | Winter, WintShld, Summer | Winter, WintShld, Summer
CSAPR- NOX Annual- MD | 198 | 7076 | Rate Constraint in MTons | FALSE | L | Annual | Standard NOX | Thousand Tons | 19.5573 | 19.5573 | 19.5573 | 19.5573 | 19.5573 | 19.5573 | 19.5573 | 19.5573
CSAPR- NOX Annual- MD | 198 | 7076 | Rate Constraint in MTons | FALSE | L | Annual | Emissions at Affected Plants NOX | Thousand Tons | 1.5053 | 1.5673 | 1.41 | 1.3854 | 1.2937 | 0.94839 | 0.95882 | 0.89321
CSAPR- NOX Annual- MD | 198 | 7076 | Rate Constraint in MTons | FALSE | L | Annual | Allowances Purchased NOX | Thousand Tons | 0 | 0 | 0 | 0 | 0 | 0 | 0 | 0
CSAPR- NOX Annual- MD | 198 | 7076 | Rate Constraint in MTons | FALSE | L | Annual | Allowances Sold NOX | Thousand Tons | 0 | 0 | 0 | 0 | 0 | 0 | 0 | 0
CSAPR- NOX Annual- MD | 198 | 7076 | Rate Constraint in MTons | FALSE | L | Annual | Allowances Banked | Thousand Tons | 0 | 0 | 0 | 0 | 0 | 0 | 0 | 0
CSAPR- NOX Annual- MD | 198 | 7076 | Rate Constraint in MTons | FALSE | L | Annual | Allowances Withdrawn (1:1) | Thousand Tons | 0 | 0 | 0 | 0 | 0 | 0 | 0 | 0
CSAPR- NOX Annual- MD | 198 | 7076 | Rate Constraint in MTons | FALSE | L | Annual | Allowances Withdrawn (n:1) | Thousand Tons | 0 | 0 | 0 | 0 | 0 | 0 | 0 | 0
CSAPR- NOX Annual- MD | 198 | 7076 | Rate Constraint in MTons | FALSE | L | Annual | Net Emissions Allowance Position | Thousand Tons | 1.5053 | 1.5673 | 1.41 | 1.3854 | 1.2937 | 0.94839 | 0.95882 | 0.89321
CSAPR- NOX Annual- MD | 198 | 7076 | Rate Constraint in MTons | FALSE | L | Annual | Fuel Consumed | TBtu | 196.4803 | 269.7444 | 281.0388 | 278.4263 | 256.9766 | 209.6599 | 211.9398 | 198.8646
CSAPR- NOX Annual- MD | 198 | 7076 | Rate Constraint in MTons | FALSE | L | Annual | Rate | lb/MMBtu | 0.015323 | 0.01162 | 0.010034 | 0.0099514 | 0.010068 | 0.0090469 | 0.0090481 | 0.0089831
CSAPR- NOX Annual- MD | 198 | 7076 | Rate Constraint in MTons | FALSE | L | Annual | Generation | TWh | 28.3617 | 39.9404 | 41.6318 | 41.2892 | 38.265 | 59.4511 | 76.7166 | 102.4488
CSAPR- NOX Annual- MD | 198 | 7076 | Rate Constraint in MTons | FALSE | L | Annual | Qualifying Generation | TWh | 28.318 | 39.8637 | 41.5551 | 41.2124 | 38.1882 | 31.2796 | 31.5904 | 29.7283
CSAPR- NOX Annual- MD | 198 | 7076 | Rate Constraint in MTons | FALSE | L | Annual | Rate | lb/MWh | 0.10632 | 0.078631 | 0.067861 | 0.067231 | 0.067753 | 0.060639 | 0.060704 | 0.060092
CSAPR- NOX Annual- MD | 198 | 7076 | Rate Constraint in MTons | FALSE | L | Annual | Constraint Shadow Price | US2019$/Ton | 0 | 0 | 0 | 0 | 0 | 0 | 0 | 0
CSAPR- NOX Annual- MI | 199 | 7077 | Rate Constraint in MTons | FALSE | L | Annual | Seasons Included | Seasons | Winter, WintShld, Summer | Winter, WintShld, Summer | Winter, WintShld, Summer | Winter, WintShld, Summer | Winter, WintShld, Summer | Winter, WintShld, Summer | Winter, WintShld, Summer | Winter, WintShld, Summer
CSAPR- NOX Annual- MI | 199 | 7077 | Rate Constraint in MTons | FALSE | L | Annual | Standard NOX | Thousand Tons | 74.3872 | 74.3872 | 74.3872 | 74.3872 | 74.3872 | 74.3872 | 74.3872 | 74.3872
CSAPR- NOX Annual- MI | 199 | 7077 | Rate Constraint in MTons | FALSE | L | Annual | Emissions at Affected Plants NOX | Thousand Tons | 22.583 | 17.612 | 17.1915 | 8.1698 | 4.3479 | 4.3774 | 4.8959 | 4.7912
CSAPR- NOX Annual- MI | 199 | 7077 | Rate Constraint in MTons | FALSE | L | Annual | Allowances Purchased NOX | Thousand Tons | 0 | 0 | 0 | 0 | 0 | 0 | 0 | 0
CSAPR- NOX Annual- MI | 199 | 7077 | Rate Constraint in MTons | FALSE | L | Annual | Allowances Sold NOX | Thousand Tons | 0 | 0 | 0 | 0 | 0 | 0 | 0 | 0
CSAPR- NOX Annual- MI | 199 | 7077 | Rate Constraint in MTons | FALSE | L | Annual | Allowances Banked | Thousand Tons | 0 | 0 | 0 | 0 | 0 | 0 | 0 | 0
CSAPR- NOX Annual- MI | 199 | 7077 | Rate Constraint in MTons | FALSE | L | Annual | Allowances Withdrawn (1:1) | Thousand Tons | 0 | 0 | 0 | 0 | 0 | 0 | 0 | 0
CSAPR- NOX Annual- MI | 199 | 7077 | Rate Constraint in MTons | FALSE | L | Annual | Allowances Withdrawn (n:1) | Thousand Tons | 0 | 0 | 0 | 0 | 0 | 0 | 0 | 0
CSAPR- NOX Annual- MI | 199 | 7077 | Rate Constraint in MTons | FALSE | L | Annual | Net Emissions Allowance Position | Thousand Tons | 22.583 | 17.612 | 17.1915 | 8.1698 | 4.3479 | 4.3774 | 4.8959 | 4.7912
CSAPR- NOX Annual- MI | 199 | 7077 | Rate Constraint in MTons | FALSE | L | Annual | Fuel Consumed | TBtu | 652.2176 | 537.886 | 534.8865 | 384.7012 | 260.5559 | 254.1865 | 276.5275 | 291.4877
CSAPR- NOX Annual- MI | 199 | 7077 | Rate Constraint in MTons | FALSE | L | Annual | Rate | lb/MMBtu | 0.06925 | 0.065486 | 0.064281 | 0.042473 | 0.033374 | 0.034442 | 0.03541 | 0.032874
CSAPR- NOX Annual- MI | 199 | 7077 | Rate Constraint in MTons | FALSE | L | Annual | Generation | TWh | 75.4 | 64.9037 | 67.524 | 51.5282 | 37.6804 | 40.0422 | 47.5875 | 48.157
CSAPR- NOX Annual- MI | 199 | 7077 | Rate Constraint in MTons | FALSE | L | Annual | Qualifying Generation | TWh | 75.4 | 64.9037 | 66.9533 | 51.0313 | 37.2883 | 36.4399 | 39.3328 | 42.3407
CSAPR- NOX Annual- MI | 199 | 7077 | Rate Constraint in MTons | FALSE | L | Annual | Rate | lb/MWh | 0.59902 | 0.54271 | 0.51354 | 0.32019 | 0.2332 | 0.24025 | 0.24895 | 0.22632
CSAPR- NOX Annual- MI | 199 | 7077 | Rate Constraint in MTons | FALSE | L | Annual | Constraint Shadow Price | US2019$/Ton | 0 | 0 | 0 | 0 | 0 | 0 | 0 | 0
CSAPR- NOX Annual- MN | 200 | 7078 | Rate Constraint in MTons | FALSE | L | Annual | Seasons Included | Seasons | Winter, WintShld, Summer | Winter, WintShld, Summer | Winter, WintShld, Summer | Winter, WintShld, Summer | Winter, WintShld, Summer | Winter, WintShld, Summer | Winter, WintShld, Summer | Winter, WintShld, Summer
CSAPR- NOX Annual- MN | 200 | 7078 | Rate Constraint in MTons | FALSE | L | Annual | Standard NOX | Thousand Tons | 34.895 | 34.895 | 34.895 | 34.895 | 34.895 | 34.895 | 34.895 | 34.895
CSAPR- NOX Annual- MN | 200 | 7078 | Rate Constraint in MTons | FALSE | L | Annual | Emissions at Affected Plants NOX | Thousand Tons | 12.484 | 8.3926 | 6.469 | 2.2969 | 0.25212 | 0.064078 | 0.07126 | 0.057012
CSAPR- NOX Annual- MN | 200 | 7078 | Rate Constraint in MTons | FALSE | L | Annual | Allowances Purchased NOX | Thousand Tons | 0 | 0 | 0 | 0 | 0 | 0 | 0 | 0
CSAPR- NOX Annual- MN | 200 | 7078 | Rate Constraint in MTons | FALSE | L | Annual | Allowances Sold NOX | Thousand Tons | 0 | 0 | 0 | 0 | 0 | 0 | 0 | 0
CSAPR- NOX Annual- MN | 200 | 7078 | Rate Constraint in MTons | FALSE | L | Annual | Allowances Banked | Thousand Tons | 0 | 0 | 0 | 0 | 0 | 0 | 0 | 0
CSAPR- NOX Annual- MN | 200 | 7078 | Rate Constraint in MTons | FALSE | L | Annual | Allowances Withdrawn (1:1) | Thousand Tons | 0 | 0 | 0 | 0 | 0 | 0 | 0 | 0
CSAPR- NOX Annual- MN | 200 | 7078 | Rate Constraint in MTons | FALSE | L | Annual | Allowances Withdrawn (n:1) | Thousand Tons | 0 | 0 | 0 | 0 | 0 | 0 | 0 | 0
CSAPR- NOX Annual- MN | 200 | 7078 | Rate Constraint in MTons | FALSE | L | Annual | Net Emissions Allowance Position | Thousand Tons | 12.484 | 8.3926 | 6.469 | 2.2969 | 0.25212 | 0.064078 | 0.07126 | 0.057012
CSAPR- NOX Annual- MN | 200 | 7078 | Rate Constraint in MTons | FALSE | L | Annual | Fuel Consumed | TBtu | 229.3574 | 172.1891 | 157.9579 | 66.2932 | 14.7665 | 11.3153 | 12.5259 | 9.8666
CSAPR- NOX Annual- MN | 200 | 7078 | Rate Constraint in MTons | FALSE | L | Annual | Rate | lb/MMBtu | 0.10886 | 0.097481 | 0.081908 | 0.069294 | 0.034147 | 0.011326 | 0.011378 | 0.011557
CSAPR- NOX Annual- MN | 200 | 7078 | Rate Constraint in MTons | FALSE | L | Annual | Generation | TWh | 22.8702 | 17.4699 | 17.5764 | 7.8469 | 2.0018 | 1.5792 | 1.7733 | 10.2293
CSAPR- NOX Annual- MN | 200 | 7078 | Rate Constraint in MTons | FALSE | L | Annual | Qualifying Generation | TWh | 22.8702 | 17.4699 | 17.4362 | 7.7512 | 1.9498 | 1.5534 | 1.7219 | 1.3533
CSAPR- NOX Annual- MN | 200 | 7078 | Rate Constraint in MTons | FALSE | L | Annual | Rate | lb/MWh | 1.0917 | 0.9608 | 0.74202 | 0.59265 | 0.25861 | 0.0825 | 0.08277 | 0.084257
CSAPR- NOX Annual- MN | 200 | 7078 | Rate Constraint in MTons | FALSE | L | Annual | Constraint Shadow Price | US2019$/Ton | 0 | 0 | 0 | 0 | 0 | 0 | 0 | 0
CSAPR- NOX Annual- MO | 201 | 7079 | Rate Constraint in MTons | FALSE | L | Annual | Seasons Included | Seasons | Winter, WintShld, Summer | Winter, WintShld, Summer | Winter, WintShld, Summer | Winter, WintShld, Summer | Winter, WintShld, Summer | Winter, WintShld, Summer | Winter, WintShld, Summer | Winter, WintShld, Summer
CSAPR- NOX Annual- MO | 201 | 7079 | Rate Constraint in MTons | FALSE | L | Annual | Standard NOX | Thousand Tons | 57.5167 | 57.5167 | 57.5167 | 57.5167 | 57.5167 | 57.5167 | 57.5167 | 57.5167
CSAPR- NOX Annual- MO | 201 | 7079 | Rate Constraint in MTons | FALSE | L | Annual | Emissions at Affected Plants NOX | Thousand Tons | 49.4273 | 41.3443 | 37.2596 | 25.5208 | 8.2613 | 2.5213 | 1.2867 | 0.53706
CSAPR- NOX Annual- MO | 201 | 7079 | Rate Constraint in MTons | FALSE | L | Annual | Allowances Purchased NOX | Thousand Tons | 0 | 0 | 0 | 0 | 0 | 0 | 0 | 0
CSAPR- NOX Annual- MO | 201 | 7079 | Rate Constraint in MTons | FALSE | L | Annual | Allowances Sold NOX | Thousand Tons | 0 | 0 | 0 | 0 | 0 | 0 | 0 | 0
CSAPR- NOX Annual- MO | 201 | 7079 | Rate Constraint in MTons | FALSE | L | Annual | Allowances Banked | Thousand Tons | 0 | 0 | 0 | 0 | 0 | 0 | 0 | 0
CSAPR- NOX Annual- MO | 201 | 7079 | Rate Constraint in MTons | FALSE | L | Annual | Allowances Withdrawn (1:1) | Thousand Tons | 0 | 0 | 0 | 0 | 0 | 0 | 0 | 0
CSAPR- NOX Annual- MO | 201 | 7079 | Rate Constraint in MTons | FALSE | L | Annual | Allowances Withdrawn (n:1) | Thousand Tons | 0 | 0 | 0 | 0 | 0 | 0 | 0 | 0
CSAPR- NOX Annual- MO | 201 | 7079 | Rate Constraint in MTons | FALSE | L | Annual | Net Emissions Allowance Position | Thousand Tons | 49.4273 | 41.3443 | 37.2596 | 25.5208 | 8.2613 | 2.5213 | 1.2867 | 0.53706
CSAPR- NOX Annual- MO | 201 | 7079 | Rate Constraint in MTons | FALSE | L | Annual | Fuel Consumed | TBtu | 679.5151 | 547.461 | 499.9645 | 286.2213 | 115.7004 | 78.2527 | 71.0294 | 46.5761
CSAPR- NOX Annual- MO | 201 | 7079 | Rate Constraint in MTons | FALSE | L | Annual | Rate | lb/MMBtu | 0.14548 | 0.15104 | 0.14905 | 0.17833 | 0.1428 | 0.06444 | 0.03623 | 0.023062
CSAPR- NOX Annual- MO | 201 | 7079 | Rate Constraint in MTons | FALSE | L | Annual | Generation | TWh | 66.8414 | 54.5445 | 50.9497 | 30.3667 | 12.5023 | 8.7666 | 8.1552 | 5.5725
CSAPR- NOX Annual- MO | 201 | 7079 | Rate Constraint in MTons | FALSE | L | Annual | Qualifying Generation | TWh | 66.8414 | 54.5445 | 50.7387 | 30.1359 | 12.3185 | 8.5501 | 7.8984 | 5.2805
CSAPR- NOX Annual- MO | 201 | 7079 | Rate Constraint in MTons | FALSE | L | Annual | Rate | lb/MWh | 1.4789 | 1.516 | 1.4687 | 1.6937 | 1.3413 | 0.58977 | 0.32581 | 0.20342
CSAPR- NOX Annual- MO | 201 | 7079 | Rate Constraint in MTons | FALSE | L | Annual | Constraint Shadow Price | US2019$/Ton | 0 | 0 | 0 | 0 | 0 | 0 | 0 | 0
CSAPR- NOX Annual- NC | 202 | 7080 | Rate Constraint in MTons | FALSE | L | Annual | Seasons Included | Seasons | Winter, WintShld, Summer | Winter, WintShld, Summer | Winter, WintShld, Summer | Winter, WintShld, Summer | Winter, WintShld, Summer | Winter, WintShld, Summer | Winter, WintShld, Summer | Winter, WintShld, Summer
CSAPR- NOX Annual- NC | 202 | 7080 | Rate Constraint in MTons | FALSE | L | Annual | Standard NOX | Thousand Tons | 49.0325 | 49.0325 | 49.0325 | 49.0325 | 49.0325 | 49.0325 | 49.0325 | 49.0325
CSAPR- NOX Annual- NC | 202 | 7080 | Rate Constraint in MTons | FALSE | L | Annual | Emissions at Affected Plants NOX | Thousand Tons | 36.4088 | 21.4843 | 8.3856 | 8.7949 | 3.7389 | 2.6508 | 3.1463 | 2.3946
CSAPR- NOX Annual- NC | 202 | 7080 | Rate Constraint in MTons | FALSE | L | Annual | Allowances Purchased NOX | Thousand Tons | 0 | 0 | 0 | 0 | 0 | 0 | 0 | 0
CSAPR- NOX Annual- NC | 202 | 7080 | Rate Constraint in MTons | FALSE | L | Annual | Allowances Sold NOX | Thousand Tons | 0 | 0 | 0 | 0 | 0 | 0 | 0 | 0
CSAPR- NOX Annual- NC | 202 | 7080 | Rate Constraint in MTons | FALSE | L | Annual | Allowances Banked | Thousand Tons | 0 | 0 | 0 | 0 | 0 | 0 | 0 | 0
CSAPR- NOX Annual- NC | 202 | 7080 | Rate Constraint in MTons | FALSE | L | Annual | Allowances Withdrawn (1:1) | Thousand Tons | 0 | 0 | 0 | 0 | 0 | 0 | 0 | 0
CSAPR- NOX Annual- NC | 202 | 7080 | Rate Constraint in MTons | FALSE | L | Annual | Allowances Withdrawn (n:1) | Thousand Tons | 0 | 0 | 0 | 0 | 0 | 0 | 0 | 0
CSAPR- NOX Annual- NC | 202 | 7080 | Rate Constraint in MTons | FALSE | L | Annual | Net Emissions Allowance Position | Thousand Tons | 36.4088 | 21.4843 | 8.3856 | 8.7949 | 3.7389 | 2.6508 | 3.1463 | 2.3946
CSAPR- NOX Annual- NC | 202 | 7080 | Rate Constraint in MTons | FALSE | L | Annual | Fuel Consumed | TBtu | 669.1283 | 619.1432 | 555.5734 | 575.9189 | 411.6715 | 332.4606 | 372.6904 | 376.4638
CSAPR- NOX Annual- NC | 202 | 7080 | Rate Constraint in MTons | FALSE | L | Annual | Rate | lb/MMBtu | 0.10882 | 0.0694 | 0.030187 | 0.030542 | 0.018164 | 0.015947 | 0.016884 | 0.012722
CSAPR- NOX Annual- NC | 202 | 7080 | Rate Constraint in MTons | FALSE | L | Annual | Generation | TWh | 79.3628 | 96.4761 | 126.5888 | 129.2708 | 105.9461 | 91.6356 | 98.8545 | 97.6447
CSAPR- NOX Annual- NC | 202 | 7080 | Rate Constraint in MTons | FALSE | L | Annual | Qualifying Generation | TWh | 76.2881 | 77.9952 | 79.2007 | 82.1057 | 61.116 | 49.3401 | 52.2478 | 51.4835
CSAPR- NOX Annual- NC | 202 | 7080 | Rate Constraint in MTons | FALSE | L | Annual | Rate | lb/MWh | 0.95451 | 0.55091 | 0.21175 | 0.21423 | 0.12235 | 0.10745 | 0.12044 | 0.093026
CSAPR- NOX Annual- NC | 202 | 7080 | Rate Constraint in MTons | FALSE | L | Annual | Constraint Shadow Price | US2019$/Ton | 0 | 0 | 0 | 0 | 0 | 0 | 0 | 0
CSAPR- NOX Annual- NE | 203 | 7081 | Rate Constraint in MTons | FALSE | L | Annual | Seasons Included | Seasons | Winter, WintShld, Summer | Winter, WintShld, Summer | Winter, WintShld, Summer | Winter, WintShld, Summer | Winter, WintShld, Summer | Winter, WintShld, Summer | Winter, WintShld, Summer | Winter, WintShld, Summer
CSAPR- NOX Annual- NE | 203 | 7081 | Rate Constraint in MTons | FALSE | L | Annual | Standard NOX | Thousand Tons | 35.446 | 35.446 | 35.446 | 35.446 | 35.446 | 35.446 | 35.446 | 35.446
CSAPR- NOX Annual- NE | 203 | 7081 | Rate Constraint in MTons | FALSE | L | Annual | Emissions at Affected Plants NOX | Thousand Tons | 25.3255 | 21.3116 | 20.5752 | 20.2567 | 8.3777 | 5.3573 | 3.6885 | 2.6968
CSAPR- NOX Annual- NE | 203 | 7081 | Rate Constraint in MTons | FALSE | L | Annual | Allowances Purchased NOX | Thousand Tons | 0 | 0 | 0 | 0 | 0 | 0 | 0 | 0
CSAPR- NOX Annual- NE | 203 | 7081 | Rate Constraint in MTons | FALSE | L | Annual | Allowances Sold NOX | Thousand Tons | 0 | 0 | 0 | 0 | 0 | 0 | 0 | 0
CSAPR- NOX Annual- NE | 203 | 7081 | Rate Constraint in MTons | FALSE | L | Annual | Allowances Banked | Thousand Tons | 0 | 0 | 0 | 0 | 0 | 0 | 0 | 0
CSAPR- NOX Annual- NE | 203 | 7081 | Rate Constraint in MTons | FALSE | L | Annual | Allowances Withdrawn (1:1) | Thousand Tons | 0 | 0 | 0 | 0 | 0 | 0 | 0 | 0
CSAPR- NOX Annual- NE | 203 | 7081 | Rate Constraint in MTons | FALSE | L | Annual | Allowances Withdrawn (n:1) | Thousand Tons | 0 | 0 | 0 | 0 | 0 | 0 | 0 | 0
CSAPR- NOX Annual- NE | 203 | 7081 | Rate Constraint in MTons | FALSE | L | Annual | Net Emissions Allowance Position | Thousand Tons | 25.3255 | 21.3116 | 20.5752 | 20.2567 | 8.3777 | 5.3573 | 3.6885 | 2.6968
CSAPR- NOX Annual- NE | 203 | 7081 | Rate Constraint in MTons | FALSE | L | Annual | Fuel Consumed | TBtu | 280.7313 | 254.1052 | 245.0472 | 241.5396 | 94.8635 | 61.2971 | 44.3039 | 29.4042
CSAPR- NOX Annual- NE | 203 | 7081 | Rate Constraint in MTons | FALSE | L | Annual | Rate | lb/MMBtu | 0.18043 | 0.16774 | 0.16793 | 0.16773 | 0.17663 | 0.1748 | 0.16651 | 0.18343
CSAPR- NOX Annual- NE | 203 | 7081 | Rate Constraint in MTons | FALSE | L | Annual | Generation | TWh | 26.905 | 24.4637 | 23.6969 | 23.3796 | 9.355 | 6.0252 | 4.3456 | 2.946
CSAPR- NOX Annual- NE | 203 | 7081 | Rate Constraint in MTons | FALSE | L | Annual | Qualifying Generation | TWh | 26.905 | 24.4637 | 23.6969 | 23.3796 | 9.355 | 5.9888 | 4.317 | 2.9099
CSAPR- NOX Annual- NE | 203 | 7081 | Rate Constraint in MTons | FALSE | L | Annual | Rate | lb/MWh | 1.8826 | 1.7423 | 1.7365 | 1.7329 | 1.7911 | 1.7891 | 1.7088 | 1.8535
CSAPR- NOX Annual- NE | 203 | 7081 | Rate Constraint in MTons | FALSE | L | Annual | Constraint Shadow Price | US2019$/Ton | 0 | 0 | 0 | 0 | 0 | 0 | 0 | 0
CSAPR- NOX Annual- NJ | 204 | 7082 | Rate Constraint in MTons | FALSE | L | Annual | Seasons Included | Seasons | Winter, WintShld, Summer | Winter, WintShld, Summer | Winter, WintShld, Summer | Winter, WintShld, Summer | Winter, WintShld, Summer | Winter, WintShld, Summer | Winter, WintShld, Summer | Winter, WintShld, Summer
CSAPR- NOX Annual- NJ | 204 | 7082 | Rate Constraint in MTons | FALSE | L | Annual | Standard NOX | Thousand Tons | 9.3751 | 9.3751 | 9.3751 | 9.3751 | 9.3751 | 9.3751 | 9.3751 | 9.3751
CSAPR- NOX Annual- NJ | 204 | 7082 | Rate Constraint in MTons | FALSE | L | Annual | Emissions at Affected Plants NOX | Thousand Tons | 1.0881 | 1.1712 | 1.5309 | 1.4105 | 0.77056 | 0.67292 | 0.70552 | 0.62589
CSAPR- NOX Annual- NJ | 204 | 7082 | Rate Constraint in MTons | FALSE | L | Annual | Allowances Purchased NOX | Thousand Tons | 0 | 0 | 0 | 0 | 0 | 0 | 0 | 0
CSAPR- NOX Annual- NJ | 204 | 7082 | Rate Constraint in MTons | FALSE | L | Annual | Allowances Sold NOX | Thousand Tons | 0 | 0 | 0 | 0 | 0 | 0 | 0 | 0
CSAPR- NOX Annual- NJ | 204 | 7082 | Rate Constraint in MTons | FALSE | L | Annual | Allowances Banked | Thousand Tons | 0 | 0 | 0 | 0 | 0 | 0 | 0 | 0
CSAPR- NOX Annual- NJ | 204 | 7082 | Rate Constraint in MTons | FALSE | L | Annual | Allowances Withdrawn (1:1) | Thousand Tons | 0 | 0 | 0 | 0 | 0 | 0 | 0 | 0
CSAPR- NOX Annual- NJ | 204 | 7082 | Rate Constraint in MTons | FALSE | L | Annual | Allowances Withdrawn (n:1) | Thousand Tons | 0 | 0 | 0 | 0 | 0 | 0 | 0 | 0
CSAPR- NOX Annual- NJ | 204 | 7082 | Rate Constraint in MTons | FALSE | L | Annual | Net Emissions Allowance Position | Thousand Tons | 1.0881 | 1.1712 | 1.5309 | 1.4105 | 0.77056 | 0.67292 | 0.70552 | 0.62589
CSAPR- NOX Annual- NJ | 204 | 7082 | Rate Constraint in MTons | FALSE | L | Annual | Fuel Consumed | TBtu | 170.2545 | 175.713 | 239.1683 | 212.8006 | 138.9739 | 134.0091 | 146.9222 | 123.9171
CSAPR- NOX Annual- NJ | 204 | 7082 | Rate Constraint in MTons | FALSE | L | Annual | Rate | lb/MMBtu | 0.012782 | 0.01333 | 0.012802 | 0.013256 | 0.011089 | 0.010043 | 0.009604 | 0.010102
CSAPR- NOX Annual- NJ | 204 | 7082 | Rate Constraint in MTons | FALSE | L | Annual | Generation | TWh | 26.8292 | 27.6414 | 36.331 | 32.7038 | 20.8568 | 19.9264 | 22.5548 | 21.1949
CSAPR- NOX Annual- NJ | 204 | 7082 | Rate Constraint in MTons | FALSE | L | Annual | Qualifying Generation | TWh | 24.7123 | 25.5244 | 34.214 | 30.5601 | 19.8242 | 19.1793 | 20.9963 | 17.7582
CSAPR- NOX Annual- NJ | 204 | 7082 | Rate Constraint in MTons | FALSE | L | Annual | Rate | lb/MWh | 0.08806 | 0.091768 | 0.08949 | 0.092308 | 0.077739 | 0.070171 | 0.067204 | 0.070491
CSAPR- NOX Annual- NJ | 204 | 7082 | Rate Constraint in MTons | FALSE | L | Annual | Constraint Shadow Price | US2019$/Ton | 0 | 0 | 0 | 0 | 0 | 0 | 0 | 0
CSAPR- NOX Annual- NY | 205 | 7083 | Rate Constraint in MTons | FALSE | L | Annual | Seasons Included | Seasons | Winter, WintShld, Summer | Winter, WintShld, Summer | Winter, WintShld, Summer | Winter, WintShld, Summer | Winter, WintShld, Summer | Winter, WintShld, Summer | Winter, WintShld, Summer | Winter, WintShld, Summer
CSAPR- NOX Annual- NY | 205 | 7083 | Rate Constraint in MTons | FALSE | L | Annual | Standard NOX | Thousand Tons | 25.632 | 25.632 | 25.632 | 25.632 | 25.632 | 25.632 | 25.632 | 25.632
CSAPR- NOX Annual- NY | 205 | 7083 | Rate Constraint in MTons | FALSE | L | Annual | Emissions at Affected Plants NOX | Thousand Tons | 4.1667 | 3.4847 | 3.7135 | 4.0511 | 1.5496 | 0.54935 | 0.56604 | 0.56506
CSAPR- NOX Annual- NY | 205 | 7083 | Rate Constraint in MTons | FALSE | L | Annual | Allowances Purchased NOX | Thousand Tons | 0 | 0 | 0 | 0 | 0 | 0 | 0 | 0
CSAPR- NOX Annual- NY | 205 | 7083 | Rate Constraint in MTons | FALSE | L | Annual | Allowances Sold NOX | Thousand Tons | 0 | 0 | 0 | 0 | 0 | 0 | 0 | 0
CSAPR- NOX Annual- NY | 205 | 7083 | Rate Constraint in MTons | FALSE | L | Annual | Allowances Banked | Thousand Tons | 0 | 0 | 0 | 0 | 0 | 0 | 0 | 0
CSAPR- NOX Annual- NY | 205 | 7083 | Rate Constraint in MTons | FALSE | L | Annual | Allowances Withdrawn (1:1) | Thousand Tons | 0 | 0 | 0 | 0 | 0 | 0 | 0 | 0
CSAPR- NOX Annual- NY | 205 | 7083 | Rate Constraint in MTons | FALSE | L | Annual | Allowances Withdrawn (n:1) | Thousand Tons | 0 | 0 | 0 | 0 | 0 | 0 | 0 | 0
CSAPR- NOX Annual- NY | 205 | 7083 | Rate Constraint in MTons | FALSE | L | Annual | Net Emissions Allowance Position | Thousand Tons | 4.1667 | 3.4847 | 3.7135 | 4.0511 | 1.5496 | 0.54935 | 0.56604 | 0.56506
CSAPR- NOX Annual- NY | 205 | 7083 | Rate Constraint in MTons | FALSE | L | Annual | Fuel Consumed | TBtu | 413.6653 | 345.6046 | 353.62 | 374.4477 | 188.9656 | 70.112 | 71.5804 | 75.9372
CSAPR- NOX Annual- NY | 205 | 7083 | Rate Constraint in MTons | FALSE | L | Annual | Rate | lb/MMBtu | 0.020145 | 0.020166 | 0.021003 | 0.021638 | 0.016401 | 0.015671 | 0.015816 | 0.014882
CSAPR- NOX Annual- NY | 205 | 7083 | Rate Constraint in MTons | FALSE | L | Annual | Generation | TWh | 56.3999 | 47.6209 | 48.8114 | 51.8028 | 26.8397 | 10.2453 | 10.6799 | 11.7836
CSAPR- NOX Annual- NY | 205 | 7083 | Rate Constraint in MTons | FALSE | L | Annual | Qualifying Generation | TWh | 55.9931 | 47.2141 | 48.4046 | 51.3909 | 26.6413 | 10.1018 | 10.3805 | 11.1663
CSAPR- NOX Annual- NY | 205 | 7083 | Rate Constraint in MTons | FALSE | L | Annual | Rate | lb/MWh | 0.14883 | 0.14761 | 0.15344 | 0.15766 | 0.11633 | 0.10876 | 0.10906 | 0.10121
CSAPR- NOX Annual- NY | 205 | 7083 | Rate Constraint in MTons | FALSE | L | Annual | Constraint Shadow Price | US2019$/Ton | 0 | 0 | 0 | 0 | 0 | 0 | 0 | 0
CSAPR- NOX Annual- OH | 206 | 7084 | Rate Constraint in MTons | FALSE | L | Annual | Seasons Included | Seasons | Winter, WintShld, Summer | Winter, WintShld, Summer | Winter, WintShld, Summer | Winter, WintShld, Summer | Winter, WintShld, Summer | Winter, WintShld, Summer | Winter, WintShld, Summer | Winter, WintShld, Summer
CSAPR- NOX Annual- OH | 206 | 7084 | Rate Constraint in MTons | FALSE | L | Annual | Standard NOX | Thousand Tons | 106.5044 | 106.5044 | 106.5044 | 106.5044 | 106.5044 | 106.5044 | 106.5044 | 106.5044
CSAPR- NOX Annual- OH | 206 | 7084 | Rate Constraint in MTons | FALSE | L | Annual | Emissions at Affected Plants NOX | Thousand Tons | 34.9581 | 32.4629 | 15.28 | 12.8082 | 5.1113 | 3.1809 | 2.6735 | 2.3314
CSAPR- NOX Annual- OH | 206 | 7084 | Rate Constraint in MTons | FALSE | L | Annual | Allowances Purchased NOX | Thousand Tons | 0 | 0 | 0 | 0 | 0 | 0 | 0 | 0
CSAPR- NOX Annual- OH | 206 | 7084 | Rate Constraint in MTons | FALSE | L | Annual | Allowances Sold NOX | Thousand Tons | 0 | 0 | 0 | 0 | 0 | 0 | 0 | 0
CSAPR- NOX Annual- OH | 206 | 7084 | Rate Constraint in MTons | FALSE | L | Annual | Allowances Banked | Thousand Tons | 0 | 0 | 0 | 0 | 0 | 0 | 0 | 0
CSAPR- NOX Annual- OH | 206 | 7084 | Rate Constraint in MTons | FALSE | L | Annual | Allowances Withdrawn (1:1) | Thousand Tons | 0 | 0 | 0 | 0 | 0 | 0 | 0 | 0
CSAPR- NOX Annual- OH | 206 | 7084 | Rate Constraint in MTons | FALSE | L | Annual | Allowances Withdrawn (n:1) | Thousand Tons | 0 | 0 | 0 | 0 | 0 | 0 | 0 | 0
CSAPR- NOX Annual- OH | 206 | 7084 | Rate Constraint in MTons | FALSE | L | Annual | Net Emissions Allowance Position | Thousand Tons | 34.9581 | 32.4629 | 15.28 | 12.8082 | 5.1113 | 3.1809 | 2.6735 | 2.3314
CSAPR- NOX Annual- OH | 206 | 7084 | Rate Constraint in MTons | FALSE | L | Annual | Fuel Consumed | TBtu | 939.2863 | 955.0447 | 790.3502 | 720.9227 | 558.8407 | 540.7471 | 553.9482 | 484.6485
CSAPR- NOX Annual- OH | 206 | 7084 | Rate Constraint in MTons | FALSE | L | Annual | Rate | lb/MMBtu | 0.074435 | 0.067982 | 0.038666 | 0.035533 | 0.018292 | 0.011765 | 0.0096524 | 0.009621
CSAPR- NOX Annual- OH | 206 | 7084 | Rate Constraint in MTons | FALSE | L | Annual | Generation | TWh | 109.0451 | 113.1349 | 102.4108 | 95.29 | 78.4795 | 84.0248 | 88.524 | 76.9633
CSAPR- NOX Annual- OH | 206 | 7084 | Rate Constraint in MTons | FALSE | L | Annual | Qualifying Generation | TWh | 109.0451 | 113.1349 | 101.859 | 94.7382 | 77.9277 | 78.6234 | 79.9097 | 69.911
CSAPR- NOX Annual- OH | 206 | 7084 | Rate Constraint in MTons | FALSE | L | Annual | Rate | lb/MWh | 0.64117 | 0.57388 | 0.30002 | 0.27039 | 0.13118 | 0.080914 | 0.066912 | 0.066696
CSAPR- NOX Annual- OH | 206 | 7084 | Rate Constraint in MTons | FALSE | L | Annual | Constraint Shadow Price | US2019$/Ton | 0 | 0 | 0 | 0 | 0 | 0 | 0 | 0
CSAPR- NOX Annual- PA | 207 | 7085 | Rate Constraint in MTons | FALSE | L | Annual | Seasons Included | Seasons | Winter, WintShld, Summer | Winter, WintShld, Summer | Winter, WintShld, Summer | Winter, WintShld, Summer | Winter, WintShld, Summer | Winter, WintShld, Summer | Winter, WintShld, Summer | Winter, WintShld, Summer
CSAPR- NOX Annual- PA | 207 | 7085 | Rate Constraint in MTons | FALSE | L | Annual | Standard NOX | Thousand Tons | 140.6489 | 140.6489 | 140.6489 | 140.6489 | 140.6489 | 140.6489 | 140.6489 | 140.6489
CSAPR- NOX Annual- PA | 207 | 7085 | Rate Constraint in MTons | FALSE | L | Annual | Emissions at Affected Plants NOX | Thousand Tons | 23.6228 | 4.5735 | 5.7151 | 5.5392 | 4.7608 | 4.3801 | 5.6596 | 5.0673
CSAPR- NOX Annual- PA | 207 | 7085 | Rate Constraint in MTons | FALSE | L | Annual | Allowances Purchased NOX | Thousand Tons | 0 | 0 | 0 | 0 | 0 | 0 | 0 | 0
CSAPR- NOX Annual- PA | 207 | 7085 | Rate Constraint in MTons | FALSE | L | Annual | Allowances Sold NOX | Thousand Tons | 0 | 0 | 0 | 0 | 0 | 0 | 0 | 0
CSAPR- NOX Annual- PA | 207 | 7085 | Rate Constraint in MTons | FALSE | L | Annual | Allowances Banked | Thousand Tons | 0 | 0 | 0 | 0 | 0 | 0 | 0 | 0
CSAPR- NOX Annual- PA | 207 | 7085 | Rate Constraint in MTons | FALSE | L | Annual | Allowances Withdrawn (1:1) | Thousand Tons | 0 | 0 | 0 | 0 | 0 | 0 | 0 | 0
CSAPR- NOX Annual- PA | 207 | 7085 | Rate Constraint in MTons | FALSE | L | Annual | Allowances Withdrawn (n:1) | Thousand Tons | 0 | 0 | 0 | 0 | 0 | 0 | 0 | 0
CSAPR- NOX Annual- PA | 207 | 7085 | Rate Constraint in MTons | FALSE | L | Annual | Net Emissions Allowance Position | Thousand Tons | 23.6228 | 4.5735 | 5.7151 | 5.5392 | 4.7608 | 4.3801 | 5.6596 | 5.0673
CSAPR- NOX Annual- PA | 207 | 7085 | Rate Constraint in MTons | FALSE | L | Annual | Fuel Consumed | TBtu | 1158.4713 | 853.9691 | 941.7463 | 923.969 | 866.7069 | 896.7814 | 1090.9144 | 1018.4573
CSAPR- NOX Annual- PA | 207 | 7085 | Rate Constraint in MTons | FALSE | L | Annual | Rate | lb/MMBtu | 0.040783 | 0.010711 | 0.012137 | 0.01199 | 0.010986 | 0.0097686 | 0.010376 | 0.0099509
CSAPR- NOX Annual- PA | 207 | 7085 | Rate Constraint in MTons | FALSE | L | Annual | Generation | TWh | 147.7156 | 118.8501 | 133.2791 | 130.8986 | 123.9773 | 172.9734 | 210.424 | 221.0816
CSAPR- NOX Annual- PA | 207 | 7085 | Rate Constraint in MTons | FALSE | L | Annual | Qualifying Generation | TWh | 147.7156 | 118.8501 | 129.7627 | 127.3822 | 120.4609 | 126.2726 | 157.0686 | 147.2401
CSAPR- NOX Annual- PA | 207 | 7085 | Rate Constraint in MTons | FALSE | L | Annual | Rate | lb/MWh | 0.31984 | 0.076963 | 0.088085 | 0.08697 | 0.079044 | 0.069376 | 0.072065 | 0.06883
CSAPR- NOX Annual- PA | 207 | 7085 | Rate Constraint in MTons | FALSE | L | Annual | Constraint Shadow Price | US2019$/Ton | 0 | 0 | 0 | 0 | 0 | 0 | 0 | 0
CSAPR- NOX Annual- SC | 208 | 7086 | Rate Constraint in MTons | FALSE | L | Annual | Seasons Included | Seasons | Winter, WintShld, Summer | Winter, WintShld, Summer | Winter, WintShld, Summer | Winter, WintShld, Summer | Winter, WintShld, Summer | Winter, WintShld, Summer | Winter, WintShld, Summer | Winter, WintShld, Summer
CSAPR- NOX Annual- SC | 208 | 7086 | Rate Constraint in MTons | FALSE | L | Annual | Standard NOX | Thousand Tons | 38.3476 | 38.3476 | 38.3476 | 38.3476 | 38.3476 | 38.3476 | 38.3476 | 38.3476
CSAPR- NOX Annual- SC | 208 | 7086 | Rate Constraint in MTons | FALSE | L | Annual | Emissions at Affected Plants NOX | Thousand Tons | 13.523 | 10.8189 | 4.6837 | 4.1901 | 2.3922 | 1.8667 | 2.0512 | 1.6714
CSAPR- NOX Annual- SC | 208 | 7086 | Rate Constraint in MTons | FALSE | L | Annual | Allowances Purchased NOX | Thousand Tons | 0 | 0 | 0 | 0 | 0 | 0 | 0 | 0
CSAPR- NOX Annual- SC | 208 | 7086 | Rate Constraint in MTons | FALSE | L | Annual | Allowances Sold NOX | Thousand Tons | 0 | 0 | 0 | 0 | 0 | 0 | 0 | 0
CSAPR- NOX Annual- SC | 208 | 7086 | Rate Constraint in MTons | FALSE | L | Annual | Allowances Banked | Thousand Tons | 0 | 0 | 0 | 0 | 0 | 0 | 0 | 0
CSAPR- NOX Annual- SC | 208 | 7086 | Rate Constraint in MTons | FALSE | L | Annual | Allowances Withdrawn (1:1) | Thousand Tons | 0 | 0 | 0 | 0 | 0 | 0 | 0 | 0
CSAPR- NOX Annual- SC | 208 | 7086 | Rate Constraint in MTons | FALSE | L | Annual | Allowances Withdrawn (n:1) | Thousand Tons | 0 | 0 | 0 | 0 | 0 | 0 | 0 | 0
CSAPR- NOX Annual- SC | 208 | 7086 | Rate Constraint in MTons | FALSE | L | Annual | Net Emissions Allowance Position | Thousand Tons | 13.523 | 10.8189 | 4.6837 | 4.1901 | 2.3922 | 1.8667 | 2.0512 | 1.6714
CSAPR- NOX Annual- SC | 208 | 7086 | Rate Constraint in MTons | FALSE | L | Annual | Fuel Consumed | TBtu | 384.2448 | 400.9244 | 366.2719 | 362.3402 | 273.7993 | 222.3535 | 256.0401 | 269.0234
CSAPR- NOX Annual- SC | 208 | 7086 | Rate Constraint in MTons | FALSE | L | Annual | Rate | lb/MMBtu | 0.070388 | 0.05397 | 0.025575 | 0.023128 | 0.017474 | 0.01679 | 0.016023 | 0.012426
CSAPR- NOX Annual- SC | 208 | 7086 | Rate Constraint in MTons | FALSE | L | Annual | Generation | TWh | 46.855 | 68.9221 | 90.1226 | 89.9631 | 75.6129 | 63.692 | 70.5118 | 74.6346
CSAPR- NOX Annual- SC | 208 | 7086 | Rate Constraint in MTons | FALSE | L | Annual | Qualifying Generation | TWh | 42.8217 | 49.0556 | 51.333 | 51.466 | 40.7306 | 33.2987 | 36.2669 | 37.1556
CSAPR- NOX Annual- SC | 208 | 7086 | Rate Constraint in MTons | FALSE | L | Annual | Rate | lb/MWh | 0.6316 | 0.44109 | 0.18248 | 0.16283 | 0.11746 | 0.11212 | 0.11312 | 0.089967
CSAPR- NOX Annual- SC | 208 | 7086 | Rate Constraint in MTons | FALSE | L | Annual | Constraint Shadow Price | US2019$/Ton | 0 | 0 | 0 | 0 | 0 | 0 | 0 | 0
CSAPR- NOX Annual- TN | 209 | 7087 | Rate Constraint in MTons | FALSE | L | Annual | Seasons Included | Seasons | Winter, WintShld, Summer | Winter, WintShld, Summer | Winter, WintShld, Summer | Winter, WintShld, Summer | Winter, WintShld, Summer | Winter, WintShld, Summer | Winter, WintShld, Summer | Winter, WintShld, Summer
CSAPR- NOX Annual- TN | 209 | 7087 | Rate Constraint in MTons | FALSE | L | Annual | Standard NOX | Thousand Tons | 22.8177 | 22.8177 | 22.8177 | 22.8177 | 22.8177 | 22.8177 | 22.8177 | 22.8177
CSAPR- NOX Annual- TN | 209 | 7087 | Rate Constraint in MTons | FALSE | L | Annual | Emissions at Affected Plants NOX | Thousand Tons | 13.4916 | 3.6858 | 2.0231 | 1.4654 | 0.99588 | 0.95253 | 0.89143 | 0.64845
CSAPR- NOX Annual- TN | 209 | 7087 | Rate Constraint in MTons | FALSE | L | Annual | Allowances Purchased NOX | Thousand Tons | 0 | 0 | 0 | 0 | 0 | 0 | 0 | 0
CSAPR- NOX Annual- TN | 209 | 7087 | Rate Constraint in MTons | FALSE | L | Annual | Allowances Sold NOX | Thousand Tons | 0 | 0 | 0 | 0 | 0 | 0 | 0 | 0
CSAPR- NOX Annual- TN | 209 | 7087 | Rate Constraint in MTons | FALSE | L | Annual | Allowances Banked | Thousand Tons | 0 | 0 | 0 | 0 | 0 | 0 | 0 | 0
CSAPR- NOX Annual- TN | 209 | 7087 | Rate Constraint in MTons | FALSE | L | Annual | Allowances Withdrawn (1:1) | Thousand Tons | 0 | 0 | 0 | 0 | 0 | 0 | 0 | 0
CSAPR- NOX Annual- TN | 209 | 7087 | Rate Constraint in MTons | FALSE | L | Annual | Allowances Withdrawn (n:1) | Thousand Tons | 0 | 0 | 0 | 0 | 0 | 0 | 0 | 0
CSAPR- NOX Annual- TN | 209 | 7087 | Rate Constraint in MTons | FALSE | L | Annual | Net Emissions Allowance Position | Thousand Tons | 13.4916 | 3.6858 | 2.0231 | 1.4654 | 0.99588 | 0.95253 | 0.89143 | 0.64845
CSAPR- NOX Annual- TN | 209 | 7087 | Rate Constraint in MTons | FALSE | L | Annual | Fuel Consumed | TBtu | 455.4703 | 216.1705 | 215.0194 | 194.5596 | 176.0648 | 169.7453 | 161.7933 | 117.0516
CSAPR- NOX Annual- TN | 209 | 7087 | Rate Constraint in MTons | FALSE | L | Annual | Rate | lb/MMBtu | 0.059242 | 0.034101 | 0.018817 | 0.015064 | 0.011313 | 0.011223 | 0.011019 | 0.01108
CSAPR- NOX Annual- TN | 209 | 7087 | Rate Constraint in MTons | FALSE | L | Annual | Generation | TWh | 47.0974 | 28.0651 | 37.9616 | 35.6518 | 33.8905 | 33.2455 | 32.4325 | 24.359
CSAPR- NOX Annual- TN | 209 | 7087 | Rate Constraint in MTons | FALSE | L | Annual | Qualifying Generation | TWh | 47.0974 | 26.5532 | 29.8875 | 27.5777 | 25.6259 | 24.5788 | 23.1427 | 16.3882
CSAPR- NOX Annual- TN | 209 | 7087 | Rate Constraint in MTons | FALSE | L | Annual | Rate | lb/MWh | 0.57292 | 0.27762 | 0.13538 | 0.10628 | 0.077725 | 0.077509 | 0.077038 | 0.079136
CSAPR- NOX Annual- TN | 209 | 7087 | Rate Constraint in MTons | FALSE | L | Annual | Constraint Shadow Price | US2019$/Ton | 0 | 0 | 0 | 0 | 0 | 0 | 0 | 0
CSAPR- NOX Annual- VA | 210 | 7088 | Rate Constraint in MTons | FALSE | L | Annual | Seasons Included | Seasons | Winter, WintShld, Summer | Winter, WintShld, Summer | Winter, WintShld, Summer | Winter, WintShld, Summer | Winter, WintShld, Summer | Winter, WintShld, Summer | Winter, WintShld, Summer | Winter, WintShld, Summer
CSAPR- NOX Annual- VA | 210 | 7088 | Rate Constraint in MTons | FALSE | L | Annual | Standard NOX | Thousand Tons | 39.2256 | 39.2256 | 39.2256 | 39.2256 | 39.2256 | 39.2256 | 39.2256 | 39.2256
CSAPR- NOX Annual- VA | 210 | 7088 | Rate Constraint in MTons | FALSE | L | Annual | Emissions at Affected Plants NOX | Thousand Tons | 5.4009 | 3.6139 | 4.2672 | 3.8151 | 3.0963 | 2.1335 | 0.99917 | 0.30943
CSAPR- NOX Annual- VA | 210 | 7088 | Rate Constraint in MTons | FALSE | L | Annual | Allowances Purchased NOX | Thousand Tons | 0 | 0 | 0 | 0 | 0 | 0 | 0 | 0
CSAPR- NOX Annual- VA | 210 | 7088 | Rate Constraint in MTons | FALSE | L | Annual | Allowances Sold NOX | Thousand Tons | 0 | 0 | 0 | 0 | 0 | 0 | 0 | 0
CSAPR- NOX Annual- VA | 210 | 7088 | Rate Constraint in MTons | FALSE | L | Annual | Allowances Banked | Thousand Tons | 0 | 0 | 0 | 0 | 0 | 0 | 0 | 0
CSAPR- NOX Annual- VA | 210 | 7088 | Rate Constraint in MTons | FALSE | L | Annual | Allowances Withdrawn (1:1) | Thousand Tons | 0 | 0 | 0 | 0 | 0 | 0 | 0 | 0
CSAPR- NOX Annual- VA | 210 | 7088 | Rate Constraint in MTons | FALSE | L | Annual | Allowances Withdrawn (n:1) | Thousand Tons | 0 | 0 | 0 | 0 | 0 | 0 | 0 | 0
CSAPR- NOX Annual- VA | 210 | 7088 | Rate Constraint in MTons | FALSE | L | Annual | Net Emissions Allowance Position | Thousand Tons | 5.4009 | 3.6139 | 4.2672 | 3.8151 | 3.0963 | 2.1335 | 0.99917 | 0.30943
CSAPR- NOX Annual- VA | 210 | 7088 | Rate Constraint in MTons | FALSE | L | Annual | Fuel Consumed | TBtu | 387.9192 | 414.1352 | 463.8191 | 452.696 | 407.2472 | 349.2726 | 273.6189 | 56.2607
CSAPR- NOX Annual- VA | 210 | 7088 | Rate Constraint in MTons | FALSE | L | Annual | Rate | lb/MMBtu | 0.027846 | 0.017453 | 0.0184 | 0.016855 | 0.015206 | 0.012217 | 0.0073034 | 0.011
CSAPR- NOX Annual- VA | 210 | 7088 | Rate Constraint in MTons | FALSE | L | Annual | Generation | TWh | 51.2751 | 59.574 | 80.8701 | 79.6913 | 74.2913 | 97.0024 | 93.9295 | 82.7697
CSAPR- NOX Annual- VA | 210 | 7088 | Rate Constraint in MTons | FALSE | L | Annual | Qualifying Generation | TWh | 51.2751 | 56.177 | 62.7287 | 61.5499 | 55.7218 | 48.8281 | 38.7718 | 8.2845
CSAPR- NOX Annual- VA | 210 | 7088 | Rate Constraint in MTons | FALSE | L | Annual | Rate | lb/MWh | 0.21066 | 0.12866 | 0.13605 | 0.12397 | 0.11113 | 0.087388 | 0.051541 | 0.074702
CSAPR- NOX Annual- VA | 210 | 7088 | Rate Constraint in MTons | FALSE | L | Annual | Constraint Shadow Price | US2019$/Ton | 0 | 0 | 0 | 0 | 0 | 0 | 0 | 0
CSAPR- NOX Annual- WI | 211 | 7089 | Rate Constraint in MTons | FALSE | L | Annual | Seasons Included | Seasons | Winter, WintShld, Summer | Winter, WintShld, Summer | Winter, WintShld, Summer | Winter, WintShld, Summer | Winter, WintShld, Summer | Winter, WintShld, Summer | Winter, WintShld, Summer | Winter, WintShld, Summer
CSAPR- NOX Annual- WI | 211 | 7089 | Rate Constraint in MTons | FALSE | L | Annual | Standard NOX | Thousand Tons | 38.7878 | 38.7878 | 38.7878 | 38.7878 | 38.7878 | 38.7878 | 38.7878 | 38.7878
CSAPR- NOX Annual- WI | 211 | 7089 | Rate Constraint in MTons | FALSE | L | Annual | Emissions at Affected Plants NOX | Thousand Tons | 11.4605 | 5.3678 | 3.8859 | 3.6813 | 0.48358 | 0.29059 | 0.32838 | 0.31517
CSAPR- NOX Annual- WI | 211 | 7089 | Rate Constraint in MTons | FALSE | L | Annual | Allowances Purchased NOX | Thousand Tons | 0 | 0 | 0 | 0 | 0 | 0 | 0 | 0
CSAPR- NOX Annual- WI | 211 | 7089 | Rate Constraint in MTons | FALSE | L | Annual | Allowances Sold NOX | Thousand Tons | 0 | 0 | 0 | 0 | 0 | 0 | 0 | 0
CSAPR- NOX Annual- WI | 211 | 7089 | Rate Constraint in MTons | FALSE | L | Annual | Allowances Banked | Thousand Tons | 0 | 0 | 0 | 0 | 0 | 0 | 0 | 0
CSAPR- NOX Annual- WI | 211 | 7089 | Rate Constraint in MTons | FALSE | L | Annual | Allowances Withdrawn (1:1) | Thousand Tons | 0 | 0 | 0 | 0 | 0 | 0 | 0 | 0
CSAPR- NOX Annual- WI | 211 | 7089 | Rate Constraint in MTons | FALSE | L | Annual | Allowances Withdrawn (n:1) | Thousand Tons | 0 | 0 | 0 | 0 | 0 | 0 | 0 | 0
CSAPR- NOX Annual- WI | 211 | 7089 | Rate Constraint in MTons | FALSE | L | Annual | Net Emissions Allowance Position | Thousand Tons | 11.4605 | 5.3678 | 3.8859 | 3.6813 | 0.48358 | 0.29059 | 0.32838 | 0.31517
CSAPR- NOX Annual- WI | 211 | 7089 | Rate Constraint in MTons | FALSE | L | Annual | Fuel Consumed | TBtu | 389.6647 | 250.8775 | 263.1708 | 245.0303 | 88.4809 | 54.5214 | 65.1625 | 61.6887
CSAPR- NOX Annual- WI | 211 | 7089 | Rate Constraint in MTons | FALSE | L | Annual | Rate | lb/MMBtu | 0.058822 | 0.042792 | 0.029531 | 0.030048 | 0.010931 | 0.010659 | 0.010079 | 0.010218
CSAPR- NOX Annual- WI | 211 | 7089 | Rate Constraint in MTons | FALSE | L | Annual | Generation | TWh | 40.1356 | 29.1037 | 33.2454 | 30.834 | 12.3879 | 7.6498 | 9.1735 | 8.6434
CSAPR- NOX Annual- WI | 211 | 7089 | Rate Constraint in MTons | FALSE | L | Annual | Qualifying Generation | TWh | 40.1356 | 29.1037 | 33.1458 | 30.7779 | 12.3468 | 7.6415 | 9.1681 | 8.6311
CSAPR- NOX Annual- WI | 211 | 7089 | Rate Constraint in MTons | FALSE | L | Annual | Rate | lb/MWh | 0.57109 | 0.36887 | 0.23447 | 0.23922 | 0.078332 | 0.076054 | 0.071636 | 0.073032
CSAPR- NOX Annual- WI | 211 | 7089 | Rate Constraint in MTons | FALSE | L | Annual | Constraint Shadow Price | US2019$/Ton | 0 | 0 | 0 | 0 | 0 | 0 | 0 | 0
CSAPR- NOX Annual- WV | 212 | 7090 | Rate Constraint in MTons | FALSE | L | Annual | Seasons Included | Seasons | Winter, WintShld, Summer | Winter, WintShld, Summer | Winter, WintShld, Summer | Winter, WintShld, Summer | Winter, WintShld, Summer | Winter, WintShld, Summer | Winter, WintShld, Summer | Winter, WintShld, Summer
CSAPR- NOX Annual- WV | 212 | 7090 | Rate Constraint in MTons | FALSE | L | Annual | Standard NOX | Thousand Tons | 64.4068 | 64.4068 | 64.4068 | 64.4068 | 64.4068 | 64.4068 | 64.4068 | 64.4068
CSAPR- NOX Annual- WV | 212 | 7090 | Rate Constraint in MTons | FALSE | L | Annual | Emissions at Affected Plants NOX | Thousand Tons | 37.704 | 33.796 | 20.3786 | 16.4888 | 5.5937 | 1.0978 | 0.74267 | 1.3725
CSAPR- NOX Annual- WV | 212 | 7090 | Rate Constraint in MTons | FALSE | L | Annual | Allowances Purchased NOX | Thousand Tons | 0 | 0 | 0 | 0 | 0 | 0 | 0 | 0
CSAPR- NOX Annual- WV | 212 | 7090 | Rate Constraint in MTons | FALSE | L | Annual | Allowances Sold NOX | Thousand Tons | 0 | 0 | 0 | 0 | 0 | 0 | 0 | 0
CSAPR- NOX Annual- WV | 212 | 7090 | Rate Constraint in MTons | FALSE | L | Annual | Allowances Banked | Thousand Tons | 0 | 0 | 0 | 0 | 0 | 0 | 0 | 0
CSAPR- NOX Annual- WV | 212 | 7090 | Rate Constraint in MTons | FALSE | L | Annual | Allowances Withdrawn (1:1) | Thousand Tons | 0 | 0 | 0 | 0 | 0 | 0 | 0 | 0
CSAPR- NOX Annual- WV | 212 | 7090 | Rate Constraint in MTons | FALSE | L | Annual | Allowances Withdrawn (n:1) | Thousand Tons | 0 | 0 | 0 | 0 | 0 | 0 | 0 | 0
CSAPR- NOX Annual- WV | 212 | 7090 | Rate Constraint in MTons | FALSE | L | Annual | Net Emissions Allowance Position | Thousand Tons | 37.704 | 33.796 | 20.3786 | 16.4888 | 5.5937 | 1.0978 | 0.74267 | 1.3725
CSAPR- NOX Annual- WV | 212 | 7090 | Rate Constraint in MTons | FALSE | L | Annual | Fuel Consumed | TBtu | 728.9136 | 683.621 | 447.0719 | 407.3 | 128.5455 | 132.7903 | 132.4461 | 247.3287
CSAPR- NOX Annual- WV | 212 | 7090 | Rate Constraint in MTons | FALSE | L | Annual | Rate | lb/MMBtu | 0.10345 | 0.098874 | 0.091165 | 0.080966 | 0.087031 | 0.016534 | 0.011215 | 0.011098
CSAPR- NOX Annual- WV | 212 | 7090 | Rate Constraint in MTons | FALSE | L | Annual | Generation | TWh | 72.9864 | 68.5464 | 44.9558 | 41.0255 | 13.0286 | 34.4004 | 38.9912 | 64.5657
CSAPR- NOX Annual- WV | 212 | 7090 | Rate Constraint in MTons | FALSE | L | Annual | Qualifying Generation | TWh | 72.9864 | 68.5464 | 44.9558 | 41.0255 | 13.0286 | 19.8483 | 19.8968 | 36.5652
CSAPR- NOX Annual- WV | 212 | 7090 | Rate Constraint in MTons | FALSE | L | Annual | Rate | lb/MWh | 1.0332 | 0.98608 | 0.9066 | 0.80383 | 0.85868 | 0.11062 | 0.074652 | 0.075069
CSAPR- NOX Annual- WV | 212 | 7090 | Rate Constraint in MTons | FALSE | L | Annual | Constraint Shadow Price | US2019$/Ton | 0 | 0 | 0 | 0 | 0 | 0 | 0 | 0
CSAPR Rule Constraint- NOX Annual | 213 | 7091 | Rate Constraint in MTons | FALSE | L | Annual | Seasons Included | Seasons | Winter, WintShld, Summer | Winter, WintShld, Summer | Winter, WintShld, Summer | Winter, WintShld, Summer | Winter, WintShld, Summer | Winter, WintShld, Summer | Winter, WintShld, Summer | Winter, WintShld, Summer
CSAPR Rule Constraint- NOX Annual | 213 | 7091 | Rate Constraint in MTons | FALSE | L | Annual | Standard NOX | Thousand Tons | 1069.256 | 1069.256 | 1069.256 | 1069.256 | 1069.256 | 1069.256 | 1069.256 | 1069.256
CSAPR Rule Constraint- NOX Annual | 213 | 7091 | Rate Constraint in MTons | FALSE | L | Annual | Emissions at Affected Plants NOX | Thousand Tons | 463.6739 | 334.0442 | 244.7245 | 189.5616 | 75.6004 | 49.7321 | 41.7312 | 34.2809
CSAPR Rule Constraint- NOX Annual | 213 | 7091 | Rate Constraint in MTons | FALSE | L | Annual | Allowances Purchased NOX | Thousand Tons | 0 | 0 | 0 | 0 | 0 | 0 | 0 | 0
CSAPR Rule Constraint- NOX Annual | 213 | 7091 | Rate Constraint in MTons | FALSE | L | Annual | Allowances Sold NOX | Thousand Tons | 0 | 0 | 0 | 0 | 0 | 0 | 0 | 0
CSAPR Rule Constraint- NOX Annual | 213 | 7091 | Rate Constraint in MTons | FALSE | L | Annual | Allowances Banked | Thousand Tons | 0 | 0 | 0 | 0 | 0 | 0 | 0 | 0
CSAPR Rule Constraint- NOX Annual | 213 | 7091 | Rate Constraint in MTons | FALSE | L | Annual | Allowances Withdrawn (1:1) | Thousand Tons | 0 | 0 | 0 | 0 | 0 | 0 | 0 | 0
CSAPR Rule Constraint- NOX Annual | 213 | 7091 | Rate Constraint in MTons | FALSE | L | Annual | Allowances Withdrawn (n:1) | Thousand Tons | 0 | 0 | 0 | 0 | 0 | 0 | 0 | 0
CSAPR Rule Constraint- NOX Annual | 213 | 7091 | Rate Constraint in MTons | FALSE | L | Annual | Net Emissions Allowance Position | Thousand Tons | 463.6739 | 334.0442 | 244.7245 | 189.5616 | 75.6004 | 49.7321 | 41.7312 | 34.2809
CSAPR Rule Constraint- NOX Annual | 213 | 7091 | Rate Constraint in MTons | FALSE | L | Annual | Fuel Consumed | TBtu | 11451.0324 | 10094.7595 | 9455.0417 | 8636.383 | 6029.8124 | 5441.3117 | 5451.4192 | 4958.3231
CSAPR Rule Constraint- NOX Annual | 213 | 7091 | Rate Constraint in MTons | FALSE | L | Annual | Rate | lb/MMBtu | 0.080984 | 0.066182 | 0.051766 | 0.043898 | 0.025076 | 0.018279 | 0.01531 | 0.013828
CSAPR Rule Constraint- NOX Annual | 213 | 7091 | Rate Constraint in MTons | FALSE | L | Annual | Generation | TWh | 1287.0305 | 1206.6916 | 1199.6137 | 1120.784 | 837.3304 | 771.0299 | 771.7585 | 698.378
CSAPR Rule Constraint- NOX Annual | 213 | 7091 | Rate Constraint in MTons | FALSE | L | Annual | Qualifying Generation | TWh | 1286.9868 | 1206.106 | 1196.811 | 1117.9859 | 834.1855 | 766.6262 | 765.6652 | 690.6655
CSAPR Rule Constraint- NOX Annual | 213 | 7091 | Rate Constraint in MTons | FALSE | L | Annual | Rate | lb/MWh | 0.72056 | 0.55392 | 0.40896 | 0.33911 | 0.18126 | 0.12974 | 0.10901 | 0.099269
CSAPR Rule Constraint- NOX Annual | 213 | 7091 | Rate Constraint in MTons | FALSE | L | Annual | Constraint Shadow Price | US2019$/Ton | 0 | 0 | 0 | 0 | 0 | 0 | 0 | 0
CSAPR Rule Constraint- SO2 Annual- Region1 | 214 | 7092 | Rate Constraint in MTons | FALSE | L | Annual | Seasons Included | Seasons | Winter, WintShld, Summer | Winter, WintShld, Summer | Winter, WintShld, Summer | Winter, WintShld, Summer | Winter, WintShld, Summer | Winter, WintShld, Summer | Winter, WintShld, Summer | Winter, WintShld, Summer
CSAPR Rule Constraint- SO2 Annual- Region1 | 214 | 7092 | Rate Constraint in MTons | FALSE | L | Annual | Standard SO2 | Thousand Tons | 1372.631 | 1372.631 | 1372.631 | 1372.631 | 1372.631 | 1372.631 | 1372.631 | 1372.631
CSAPR Rule Constraint- SO2 Annual- Region1 | 214 | 7092 | Rate Constraint in MTons | FALSE | L | Annual | Emissions at Affected Plants SO2 | Thousand Tons | 553.2087 | 397.6962 | 232.995 | 141.1969 | 41.5646 | 23.4937 | 13.5529 | 4.2501
CSAPR Rule Constraint- SO2 Annual- Region1 | 214 | 7092 | Rate Constraint in MTons | FALSE | L | Annual | Allowances Purchased SO2 | Thousand Tons | 0 | 0 | 0 | 0 | 0 | 0 | 0 | 0
CSAPR Rule Constraint- SO2 Annual- Region1 | 214 | 7092 | Rate Constraint in MTons | FALSE | L | Annual | Allowances Sold SO2 | Thousand Tons | 0 | 0 | 0 | 0 | 0 | 0 | 0 | 0
CSAPR Rule Constraint- SO2 Annual- Region1 | 214 | 7092 | Rate Constraint in MTons | FALSE | L | Annual | Allowances Banked | Thousand Tons | 0 | 0 | 0 | 0 | 0 | 0 | 0 | 0
CSAPR Rule Constraint- SO2 Annual- Region1 | 214 | 7092 | Rate Constraint in MTons | FALSE | L | Annual | Allowances Withdrawn (1:1) | Thousand Tons | 0 | 0 | 0 | 0 | 0 | 0 | 0 | 0
CSAPR Rule Constraint- SO2 Annual- Region1 | 214 | 7092 | Rate Constraint in MTons | FALSE | L | Annual | Allowances Withdrawn (n:1) | Thousand Tons | 0 | 0 | 0 | 0 | 0 | 0 | 0 | 0
CSAPR Rule Constraint- SO2 Annual- Region1 | 214 | 7092 | Rate Constraint in MTons | FALSE | L | Annual | Net Emissions Allowance Position | Thousand Tons | 553.2087 | 397.6962 | 232.995 | 141.1969 | 41.5646 | 23.4937 | 13.5529 | 4.2501
CSAPR Rule Constraint- SO2 Annual- Region1 | 214 | 7092 | Rate Constraint in MTons | FALSE | L | Annual | Fuel Consumed | TBtu | 9000.6803 | 7885.4354 | 7362.3791 | 6667.2727 | 4609.69 | 4092.1533 | 4098.089 | 3644.2515
CSAPR Rule Constraint- SO2 Annual- Region1 | 214 | 7092 | Rate Constraint in MTons | FALSE | L | Annual | Rate | lb/MMBtu | 0.12293 | 0.10087 | 0.063293 | 0.042355 | 0.018034 | 0.011482 | 0.0066142 | 0.0023325
CSAPR Rule Constraint- SO2 Annual- Region1 | 214 | 7092 | Rate Constraint in MTons | FALSE | L | Annual | Generation | TWh | 1019.2025 | 960.3041 | 968.855 | 901.2762 | 672.3815 | 611.8503 | 619.204 | 558.964
CSAPR Rule Constraint- SO2 Annual- Region1 | 214 | 7092 | Rate Constraint in MTons | FALSE | L | Annual | Qualifying Generation | TWh | 1016.0842 | 943.9533 | 933.0865 | 865.776 | 639.5091 | 582.1365 | 586.0613 | 524.2442
CSAPR Rule Constraint- SO2 Annual- Region1 | 214 | 7092 | Rate Constraint in MTons | FALSE | L | Annual | Rate | lb/MWh | 1.0889 | 0.84262 | 0.49941 | 0.32617 | 0.12999 | 0.080716 | 0.046251 | 0.016214
CSAPR Rule Constraint- SO2 Annual- Region1 | 214 | 7092 | Rate Constraint in MTons | FALSE | L | Annual | Constraint Shadow Price | US2019$/Ton | 0 | 0 | 0 | 0 | 0 | 0 | 0 | 0
CSAPR Rule Constraint- SO2 Annual- Region2 | 215 | 7093 | Rate Constraint in MTons | FALSE | L | Annual | Seasons Included | Seasons | Winter, WintShld, Summer | Winter, WintShld, Summer | Winter, WintShld, Summer | Winter, WintShld, Summer | Winter, WintShld, Summer | Winter, WintShld, Summer | Winter, WintShld, Summer | Winter, WintShld, Summer
CSAPR Rule Constraint- SO2 Annual- Region2 | 215 | 7093 | Rate Constraint in MTons | FALSE | L | Annual | Standard SO2 | Thousand Tons | 597.579 | 597.579 | 597.579 | 597.579 | 597.579 | 597.579 | 597.579 | 597.579
CSAPR Rule Constraint- SO2 Annual- Region2 | 215 | 7093 | Rate Constraint in MTons | FALSE | L | Annual | Emissions at Affected Plants SO2 | Thousand Tons | 128.8268 | 87.9594 | 66.9691 | 60.7845 | 25.4303 | 15.0934 | 10.0595 | 9.8407
CSAPR Rule Constraint- SO2 Annual- Region2 | 215 | 7093 | Rate Constraint in MTons | FALSE | L | Annual | Allowances Purchased SO2 | Thousand Tons | 0 | 0 | 0 | 0 | 0 | 0 | 0 | 0
CSAPR Rule Constraint- SO2 Annual- Region2 | 215 | 7093 | Rate Constraint in MTons | FALSE | L | Annual | Allowances Sold SO2 | Thousand Tons | 0 | 0 | 0 | 0 | 0 | 0 | 0 | 0
CSAPR Rule Constraint- SO2 Annual- Region2 | 215 | 7093 | Rate Constraint in MTons | FALSE | L | Annual | Allowances Banked | Thousand Tons | 0 | 0 | 0 | 0 | 0 | 0 | 0 | 0
CSAPR Rule Constraint- SO2 Annual- Region2 | 215 | 7093 | Rate Constraint in MTons | FALSE | L | Annual | Allowances Withdrawn (1:1) | Thousand Tons | 0 | 0 | 0 | 0 | 0 | 0 | 0 | 0
CSAPR Rule Constraint- SO2 Annual- Region2 | 215 | 7093 | Rate Constraint in MTons | FALSE | L | Annual | Allowances Withdrawn (n:1) | Thousand Tons | 0 | 0 | 0 | 0 | 0 | 0 | 0 | 0
CSAPR Rule Constraint- SO2 Annual- Region2 | 215 | 7093 | Rate Constraint in MTons | FALSE | L | Annual | Net Emissions Allowance Position | Thousand Tons | 128.8268 | 87.9594 | 66.9691 | 60.7845 | 25.4303 | 15.0934 | 10.0595 | 9.8407
CSAPR Rule Constraint- SO2 Annual- Region2 | 215 | 7093 | Rate Constraint in MTons | FALSE | L | Annual | Fuel Consumed | TBtu | 2450.3521 | 2209.3242 | 2092.6626 | 1969.1103 | 1420.1224 | 1349.1584 | 1353.3302 | 1314.0715
CSAPR Rule Constraint- SO2 Annual- Region2 | 215 | 7093 | Rate Constraint in MTons | FALSE | L | Annual | Rate | lb/MMBtu | 0.10515 | 0.079626 | 0.064004 | 0.061738 | 0.035814 | 0.022374 | 0.014866 | 0.014977
CSAPR Rule Constraint- SO2 Annual- Region2 | 215 | 7093 | Rate Constraint in MTons | FALSE | L | Annual | Generation | TWh | 274.9343 | 284.7872 | 317.4653 | 305.6137 | 245.0572 | 232.2428 | 233.8212 | 232.2563
CSAPR Rule Constraint- SO2 Annual- Region2 | 215 | 7093 | Rate Constraint in MTons | FALSE | L | Annual | Qualifying Generation | TWh | 270.9026 | 262.1527 | 263.7246 | 252.2099 | 194.6764 | 184.4897 | 179.6039 | 166.4213
CSAPR Rule Constraint- SO2 Annual- Region2 | 215 | 7093 | Rate Constraint in MTons | FALSE | L | Annual | Rate | lb/MWh | 0.95109 | 0.67105 | 0.50787 | 0.48202 | 0.26126 | 0.16362 | 0.11202 | 0.11826
CSAPR Rule Constraint- SO2 Annual- Region2 | 215 | 7093 | Rate Constraint in MTons | FALSE | L | Annual | Constraint Shadow Price | US2019$/Ton | 0 | 0 | 0 | 0 | 0 | 0 | 0 | 0
CSAPR- SO2 Annual- AL | 216 | 7094 | Rate Constraint in MTons | FALSE | L | Annual | Seasons Included | Seasons | Winter, WintShld, Summer | Winter, WintShld, Summer | Winter, WintShld, Summer | Winter, WintShld, Summer | Winter, WintShld, Summer | Winter, WintShld, Summer | Winter, WintShld, Summer | Winter, WintShld, Summer
CSAPR- SO2 Annual- AL | 216 | 7094 | Rate Constraint in MTons | FALSE | L | Annual | Standard SO2 | Thousand Tons | 251.6444 | 251.6444 | 251.6444 | 251.6444 | 251.6444 | 251.6444 | 251.6444 | 251.6444
CSAPR- SO2 Annual- AL | 216 | 7094 | Rate Constraint in MTons | FALSE | L | Annual | Emissions at Affected Plants SO2 | Thousand Tons | 19.2264 | 7.5624 | 1.3263 | 1.6101 | 1.0801 | 0.8815 | 0.39693 | 0.34509
CSAPR- SO2 Annual- AL | 216 | 7094 | Rate Constraint in MTons | FALSE | L | Annual | Allowances Purchased SO2 | Thousand Tons | 0 | 0 | 0 | 0 | 0 | 0 | 0 | 0
CSAPR- SO2 Annual- AL | 216 | 7094 | Rate Constraint in MTons | FALSE | L | Annual | Allowances Sold SO2 | Thousand Tons | 0 | 0 | 0 | 0 | 0 | 0 | 0 | 0
CSAPR- SO2 Annual- AL | 216 | 7094 | Rate Constraint in MTons | FALSE | L | Annual | Allowances Banked | Thousand Tons | 0 | 0 | 0 | 0 | 0 | 0 | 0 | 0
CSAPR- SO2 Annual- AL | 216 | 7094 | Rate Constraint in MTons | FALSE | L | Annual | Allowances Withdrawn (1:1) | Thousand Tons | 0 | 0 | 0 | 0 | 0 | 0 | 0 | 0
CSAPR- SO2 Annual- AL | 216 | 7094 | Rate Constraint in MTons | FALSE | L | Annual | Allowances Withdrawn (n:1) | Thousand Tons | 0 | 0 | 0 | 0 | 0 | 0 | 0 | 0
CSAPR- SO2 Annual- AL | 216 | 7094 | Rate Constraint in MTons | FALSE | L | Annual | Net Emissions Allowance Position | Thousand Tons | 19.2264 | 7.5624 | 1.3263 | 1.6101 | 1.0801 | 0.8815 | 0.39693 | 0.34509
CSAPR- SO2 Annual- AL | 216 | 7094 | Rate Constraint in MTons | FALSE | L | Annual | Fuel Consumed | TBtu | 609.8787 | 699.9855 | 680.1147 | 684.4588 | 573.5512 | 565.6012 | 501.6304 | 434.4607
CSAPR- SO2 Annual- AL | 216 | 7094 | Rate Constraint in MTons | FALSE | L | Annual | Rate | lb/MMBtu | 0.06305 | 0.021607 | 0.0039001 | 0.0047047 | 0.0037663 | 0.0031171 | 0.0015826 | 0.0015886
CSAPR- SO2 Annual- AL | 216 | 7094 | Rate Constraint in MTons | FALSE | L | Annual | Generation | TWh | 74.5787 | 92.4461 | 106.2144 | 106.8437 | 97.2635 | 104.6116 | 106.7697 | 106.8659
CSAPR- SO2 Annual- AL | 216 | 7094 | Rate Constraint in MTons | FALSE | L | Annual | Qualifying Generation | TWh | 74.5787 | 89.6662 | 91.3689 | 91.9982 | 79.9314 | 78.1217 | 68.0851 | 55.8226
CSAPR- SO2 Annual- AL | 216 | 7094 | Rate Constraint in MTons | FALSE | L | Annual | Rate | lb/MWh | 0.5156 | 0.16868 | 0.029031 | 0.035003 | 0.027025 | 0.022567 | 0.01166 | 0.012364
CSAPR- SO2 Annual- AL | 216 | 7094 | Rate Constraint in MTons | FALSE | L | Annual | Constraint Shadow Price | US2019$/Ton | 0 | 0 | 0 | 0 | 0 | 0 | 0 | 0
CSAPR- SO2 Annual- GA | 217 | 7095 | Rate Constraint in MTons | FALSE | L | Annual | Seasons Included | Seasons | Winter, WintShld, Summer | Winter, WintShld, Summer | Winter, WintShld, Summer | Winter, WintShld, Summer | Winter, WintShld, Summer | Winter, WintShld, Summer | Winter, WintShld, Summer | Winter, WintShld, Summer
CSAPR- SO2 Annual- GA | 217 | 7095 | Rate Constraint in MTons | FALSE | L | Annual | Standard SO2 | Thousand Tons | 159.9667 | 159.9667 | 159.9667 | 159.9667 | 159.9667 | 159.9667 | 159.9667 | 159.9667
CSAPR- SO2 Annual- GA | 217 | 7095 | Rate Constraint in MTons | FALSE | L | Annual | Emissions at Affected Plants SO2 | Thousand Tons | 19.1863 | 6.8245 | 3.8372 | 3.8768 | 0 | 0 | 0 | 0
CSAPR- SO2 Annual- GA | 217 | 7095 | Rate Constraint in MTons | FALSE | L | Annual | Allowances Purchased SO2 | Thousand Tons | 0 | 0 | 0 | 0 | 0 | 0 | 0 | 0
CSAPR- SO2 Annual- GA | 217 | 7095 | Rate Constraint in MTons | FALSE | L | Annual | Allowances Sold SO2 | Thousand Tons | 0 | 0 | 0 | 0 | 0 | 0 | 0 | 0
CSAPR- SO2 Annual- GA | 217 | 7095 | Rate Constraint in MTons | FALSE | L | Annual | Allowances Banked | Thousand Tons | 0 | 0 | 0 | 0 | 0 | 0 | 0 | 0
CSAPR- SO2 Annual- GA | 217 | 7095 | Rate Constraint in MTons | FALSE | L | Annual | Allowances Withdrawn (1:1) | Thousand Tons | 0 | 0 | 0 | 0 | 0 | 0 | 0 | 0
CSAPR- SO2 Annual- GA | 217 | 7095 | Rate Constraint in MTons | FALSE | L | Annual | Allowances Withdrawn (n:1) | Thousand Tons | 0 | 0 | 0 | 0 | 0 | 0 | 0 | 0
CSAPR- SO2 Annual- GA | 217 | 7095 | Rate Constraint in MTons | FALSE | L | Annual | Net Emissions Allowance Position | Thousand Tons | 19.1863 | 6.8245 | 3.8372 | 3.8768 | 0 | 0 | 0 | 0
CSAPR- SO2 Annual- GA | 217 | 7095 | Rate Constraint in MTons | FALSE | L | Annual | Fuel Consumed | TBtu | 694.6951 | 490.5267 | 496.367 | 512.7079 | 437.4902 | 484.8684 | 535.1805 | 569.9796
CSAPR- SO2 Annual- GA | 217 | 7095 | Rate Constraint in MTons | FALSE | L | Annual | Rate | lb/MMBtu | 0.055237 | 0.027825 | 0.015461 | 0.015123 | 0 | 0 | 0 | 0
CSAPR- SO2 Annual- GA | 217 | 7095 | Rate Constraint in MTons | FALSE | L | Annual | Generation | TWh | 87.6621 | 102.2487 | 152.6796 | 154.0182 | 141.6357 | 144.6728 | 163.3946 | 175.4581
CSAPR- SO2 Annual- GA | 217 | 7095 | Rate Constraint in MTons | FALSE | L | Annual | Qualifying Generation | TWh | 80.5576 | 63.8609 | 66.2288 | 68.0827 | 60.316 | 65.1419 | 68.8351 | 69.0033
CSAPR- SO2 Annual- GA | 217 | 7095 | Rate Constraint in MTons | FALSE | L | Annual | Rate | lb/MWh | 0.47634 | 0.21373 | 0.11588 | 0.11388 | 0 | 0 | 0 | 0
CSAPR- SO2 Annual- GA | 217 | 7095 | Rate Constraint in MTons | FALSE | L | Annual | Constraint Shadow Price | US2019$/Ton | 0 | 0 | 0 | 0 | 0 | 0 | 0 | 0
CSAPR- SO2 Annual- IA | 218 | 7096 | Rate Constraint in MTons | FALSE | L | Annual | Seasons Included | Seasons | Winter, WintShld, Summer | Winter, WintShld, Summer | Winter, WintShld, Summer | Winter, WintShld, Summer | Winter, WintShld, Summer | Winter, WintShld, Summer | Winter, WintShld, Summer | Winter, WintShld, Summer
CSAPR- SO2 Annual- IA | 218 | 7096 | Rate Constraint in MTons | FALSE | L | Annual | Standard SO2 | Thousand Tons | 88.7171 | 88.7171 | 88.7171 | 88.7171 | 88.7171 | 88.7171 | 88.7171 | 88.7171
CSAPR- SO2 Annual- IA | 218 | 7096 | Rate Constraint in MTons | FALSE | L | Annual | Emissions at Affected Plants SO2 | Thousand Tons | 12.5924 | 11.6457 | 9.8706 | 9.6176 | 2.6349 | 1.7637 | 0.68039 | 0
CSAPR- SO2 Annual- IA | 218 | 7096 | Rate Constraint in MTons | FALSE | L | Annual | Allowances Purchased SO2 | Thousand Tons | 0 | 0 | 0 | 0 | 0 | 0 | 0 | 0
CSAPR- SO2 Annual- IA | 218 | 7096 | Rate Constraint in MTons | FALSE | L | Annual | Allowances Sold SO2 | Thousand Tons | 0 | 0 | 0 | 0 | 0 | 0 | 0 | 0
CSAPR- SO2 Annual- IA | 218 | 7096 | Rate Constraint in MTons | FALSE | L | Annual | Allowances Banked | Thousand Tons | 0 | 0 | 0 | 0 | 0 | 0 | 0 | 0
CSAPR- SO2 Annual- IA | 218 | 7096 | Rate Constraint in MTons | FALSE | L | Annual | Allowances Withdrawn (1:1) | Thousand Tons | 0 | 0 | 0 | 0 | 0 | 0 | 0 | 0
CSAPR- SO2 Annual- IA | 218 | 7096 | Rate Constraint in MTons | FALSE | L | Annual | Allowances Withdrawn (n:1) | Thousand Tons | 0 | 0 | 0 | 0 | 0 | 0 | 0 | 0
CSAPR- SO2 Annual- IA | 218 | 7096 | Rate Constraint in MTons | FALSE | L | Annual | Net Emissions Allowance Position | Thousand Tons | 12.5924 | 11.6457 | 9.8706 | 9.6176 | 2.6349 | 1.7637 | 0.68039 | 0
CSAPR- SO2 Annual- IA | 218 | 7096 | Rate Constraint in MTons | FALSE | L | Annual | Fuel Consumed | TBtu | 347.0661 | 351.2888 | 337.8456 | 315.2052 | 89.3995 | 61.0854 | 40.5542 | 18.471
CSAPR- SO2 Annual- IA | 218 | 7096 | Rate Constraint in MTons | FALSE | L | Annual | Rate | lb/MMBtu | 0.072565 | 0.066303 | 0.058432 | 0.061025 | 0.058946 | 0.057747 | 0.033555 | 0
CSAPR- SO2 Annual- IA | 218 | 7096 | Rate Constraint in MTons | FALSE | L | Annual | Generation | TWh | 35.2942 | 36.3238 | 39.0534 | 36.3815 | 12.0524 | 9.2385 | 7.9343 | 4.9325
CSAPR- SO2 Annual- IA | 218 | 7096 | Rate Constraint in MTons | FALSE | L | Annual | Qualifying Generation | TWh | 35.2942 | 36.3238 | 36.3701 | 33.5007 | 9.7655 | 6.6762 | 4.8851 | 2.3827
CSAPR- SO2 Annual- IA | 218 | 7096 | Rate Constraint in MTons | FALSE | L | Annual | Rate | lb/MWh | 0.71357 | 0.64122 | 0.54278 | 0.57417 | 0.53963 | 0.52837 | 0.27856 | 0
CSAPR- SO2 Annual- IA | 218 | 7096 | Rate Constraint in MTons | FALSE | L | Annual | Constraint Shadow Price | US2019$/Ton | 0 | 0 | 0 | 0 | 0 | 0 | 0 | 0
CSAPR- SO2 Annual- IL | 219 | 7097 | Rate Constraint in MTons | FALSE | L | Annual | Seasons Included | Seasons | Winter, WintShld, Summer | Winter, WintShld, Summer | Winter, WintShld, Summer | Winter, WintShld, Summer | Winter, WintShld, Summer | Winter, WintShld, Summer | Winter, WintShld, Summer | Winter, WintShld, Summer
CSAPR- SO2 Annual- IL | 219 | 7097 | Rate Constraint in MTons | FALSE | L | Annual | Standard SO2 | Thousand Tons | 146.4651 | 146.4651 | 146.4651 | 146.4651 | 146.4651 | 146.4651 | 146.4651 | 146.4651
CSAPR- SO2 Annual- IL | 219 | 7097 | Rate Constraint in MTons | FALSE | L | Annual | Emissions at Affected Plants SO2 | Thousand Tons | 25.8397 | 15.0739 | 8.5404 | 6.675 | 3.3353 | 2.7865 | 0.028852 | 0.028852
CSAPR- SO2 Annual- IL | 219 | 7097 | Rate Constraint in MTons | FALSE | L | Annual | Allowances Purchased SO2 | Thousand Tons | 0 | 0 | 0 | 0 | 0 | 0 | 0 | 0
CSAPR- SO2 Annual- IL | 219 | 7097 | Rate Constraint in MTons | FALSE | L | Annual | Allowances Sold SO2 | Thousand Tons | 0 | 0 | 0 | 0 | 0 | 0 | 0 | 0
CSAPR- SO2 Annual- IL | 219 | 7097 | Rate Constraint in MTons | FALSE | L | Annual | Allowances Banked | Thousand Tons | 0 | 0 | 0 | 0 | 0 | 0 | 0 | 0
CSAPR- SO2 Annual- IL | 219 | 7097 | Rate Constraint in MTons | FALSE | L | Annual | Allowances Withdrawn (1:1) | Thousand Tons | 0 | 0 | 0 | 0 | 0 | 0 | 0 | 0
CSAPR- SO2 Annual- IL | 219 | 7097 | Rate Constraint in MTons | FALSE | L | Annual | Allowances Withdrawn (n:1) | Thousand Tons | 0 | 0 | 0 | 0 | 0 | 0 | 0 | 0
CSAPR- SO2 Annual- IL | 219 | 7097 | Rate Constraint in MTons | FALSE | L | Annual | Net Emissions Allowance Position | Thousand Tons | 25.8397 | 15.0739 | 8.5404 | 6.675 | 3.3353 | 2.7865 | 0.028852 | 0.028852
CSAPR- SO2 Annual- IL | 219 | 7097 | Rate Constraint in MTons | FALSE | L | Annual | Fuel Consumed | TBtu | 412.1318 | 286.5267 | 299.2598 | 283.4125 | 220.2924 | 169.2203 | 2.6104 | 2.4233
CSAPR- SO2 Annual- IL | 219 | 7097 | Rate Constraint in MTons | FALSE | L | Annual | Rate | lb/MMBtu | 0.1254 | 0.10522 | 0.057077 | 0.047105 | 0.030281 | 0.032933 | 0.022105 | 0.023812
CSAPR- SO2 Annual- IL | 219 | 7097 | Rate Constraint in MTons | FALSE | L | Annual | Generation | TWh | 45.4526 | 37.0919 | 58.1959 | 56.7964 | 49.7683 | 44.2581 | 24.3343 | 21.0477
CSAPR- SO2 Annual- IL | 219 | 7097 | Rate Constraint in MTons | FALSE | L | Annual | Qualifying Generation | TWh | 45.4526 | 33.6946 | 37.4196 | 35.7533 | 28.9115 | 22.1348 | 0.28076 | 0.25788
CSAPR- SO2 Annual- IL | 219 | 7097 | Rate Constraint in MTons | FALSE | L | Annual | Rate | lb/MWh | 1.137 | 0.89474 | 0.45647 | 0.37339 | 0.23072 | 0.25177 | 0.20553 | 0.22376
CSAPR- SO2 Annual- IL | 219 | 7097 | Rate Constraint in MTons | FALSE | L | Annual | Constraint Shadow Price | US2019$/Ton | 0 | 0 | 0 | 0 | 0 | 0 | 0 | 0
CSAPR- SO2 Annual- IN | 220 | 7098 | Rate Constraint in MTons | FALSE | L | Annual | Seasons Included | Seasons | Winter, WintShld, Summer | Winter, WintShld, Summer | Winter, WintShld, Summer | Winter, WintShld, Summer | Winter, WintShld, Summer | Winter, WintShld, Summer | Winter, WintShld, Summer | Winter, WintShld, Summer
CSAPR- SO2 Annual- IN | 220 | 7098 | Rate Constraint in MTons | FALSE | L | Annual | Standard SO2 | Thousand Tons | 196.4098 | 196.4098 | 196.4098 | 196.4098 | 196.4098 | 196.4098 | 196.4098 | 196.4098
CSAPR- SO2 Annual- IN | 220 | 7098 | Rate Constraint in MTons | FALSE | L | Annual | Emissions at Affected Plants SO2 | Thousand Tons | 63.8191 | 39.3116 | 20.5662 | 19.1283 | 2.2624 | 0.9634 | 0.55292 | 0.17938
CSAPR- SO2 Annual- IN | 220 | 7098 | Rate Constraint in MTons | FALSE | L | Annual | Allowances Purchased SO2 | Thousand Tons | 0 | 0 | 0 | 0 | 0 | 0 | 0 | 0
CSAPR- SO2 Annual- IN | 220 | 7098 | Rate Constraint in MTons | FALSE | L | Annual | Allowances Sold SO2 | Thousand Tons | 0 | 0 | 0 | 0 | 0 | 0 | 0 | 0
CSAPR- SO2 Annual- IN | 220 | 7098 | Rate Constraint in MTons | FALSE | L | Annual | Allowances Banked | Thousand Tons | 0 | 0 | 0 | 0 | 0 | 0 | 0 | 0
CSAPR- SO2 Annual- IN | 220 | 7098 | Rate Constraint in MTons | FALSE | L | Annual | Allowances Withdrawn (1:1) | Thousand Tons | 0 | 0 | 0 | 0 | 0 | 0 | 0 | 0
CSAPR- SO2 Annual- IN | 220 | 7098 | Rate Constraint in MTons | FALSE | L | Annual | Allowances Withdrawn (n:1) | Thousand Tons | 0 | 0 | 0 | 0 | 0 | 0 | 0 | 0
CSAPR- SO2 Annual- IN | 220 | 7098 | Rate Constraint in MTons | FALSE | L | Annual | Net Emissions Allowance Position | Thousand Tons | 63.8191 | 39.3116 | 20.5662 | 19.1283 | 2.2624 | 0.9634 | 0.55292 | 0.17938
CSAPR- SO2 Annual- IN | 220 | 7098 | Rate Constraint in MTons | FALSE | L | Annual | Fuel Consumed | TBtu | 825.898 | 804.5917 | 676.8228 | 629.3358 | 334.4778 | 288.2488 | 299.998 | 220.2022
CSAPR- SO2 Annual- IN | 220 | 7098 | Rate Constraint in MTons | FALSE | L | Annual | Rate | lb/MMBtu | 0.15454 | 0.097718 | 0.060773 | 0.060789 | 0.013528 | 0.0066845 | 0.0036862 | 0.0016292
CSAPR- SO2 Annual- IN | 220 | 7098 | Rate Constraint in MTons | FALSE | L | Annual | Generation | TWh | 82.6349 | 92.8124 | 84.5502 | 79.7726 | 49.2908 | 45.7377 | 50.8231 | 37.5499
CSAPR- SO2 Annual- IN | 220 | 7098 | Rate Constraint in MTons | FALSE | L | Annual | Qualifying Generation | TWh | 82.6349 | 91.2428 | 82.8211 | 78.0435 | 47.6783 | 41.1928 | 42.0266 | 31.4881
CSAPR- SO2 Annual- IN | 220 | 7098 | Rate Constraint in MTons | FALSE | L | Annual | Rate | lb/MWh | 1.5446 | 0.86169 | 0.49664 | 0.4902 | 0.094904 | 0.046775 | 0.026313 | 0.011393
CSAPR- SO2 Annual- IN | 220 | 7098 | Rate Constraint in MTons | FALSE | L | Annual | Constraint Shadow Price | US2019$/Ton | 0 | 0 | 0 | 0 | 0 | 0 | 0 | 0
CSAPR- SO2 Annual- KS | 221 | 7099 | Rate Constraint in MTons | FALSE | L | Annual | Seasons Included | Seasons | Winter, WintShld, Summer | Winter, WintShld, Summer | Winter, WintShld, Summer | Winter, WintShld, Summer | Winter, WintShld, Summer | Winter, WintShld, Summer | Winter, WintShld, Summer | Winter, WintShld, Summer
CSAPR- SO2 Annual- KS | 221 | 7099 | Rate Constraint in MTons | FALSE | L | Annual | Standard SO2 | Thousand Tons | 49.5364 | 49.5364 | 49.5364 | 49.5364 | 49.5364 | 49.5364 | 49.5364 | 49.5364
CSAPR- SO2 Annual- KS | 221 | 7099 | Rate Constraint in MTons | FALSE | L | Annual | Emissions at Affected Plants SO2 | Thousand Tons | 4.317 | 3.4505 | 2.6131 | 1.7416 | 0.32135 | 0.096088 | 0.096088 | 0
CSAPR- SO2 Annual- KS | 221 | 7099 | Rate Constraint in MTons | FALSE | L | Annual | Allowances Purchased SO2 | Thousand Tons | 0 | 0 | 0 | 0 | 0 | 0 | 0 | 0
CSAPR- SO2 Annual- KS | 221 | 7099 | Rate Constraint in MTons | FALSE | L | Annual | Allowances Sold SO2 | Thousand Tons | 0 | 0 | 0 | 0 | 0 | 0 | 0 | 0
CSAPR- SO2 Annual- KS | 221 | 7099 | Rate Constraint in MTons | FALSE | L | Annual | Allowances Banked | Thousand Tons | 0 | 0 | 0 | 0 | 0 | 0 | 0 | 0
CSAPR- SO2 Annual- KS | 221 | 7099 | Rate Constraint in MTons | FALSE | L | Annual | Allowances Withdrawn (1:1) | Thousand Tons | 0 | 0 | 0 | 0 | 0 | 0 | 0 | 0
CSAPR- SO2 Annual- KS | 221 | 7099 | Rate Constraint in MTons | FALSE | L | Annual | Allowances Withdrawn (n:1) | Thousand Tons | 0 | 0 | 0 | 0 | 0 | 0 | 0 | 0
CSAPR- SO2 Annual- KS | 221 | 7099 | Rate Constraint in MTons | FALSE | L | Annual | Net Emissions Allowance Position | Thousand Tons | 4.317 | 3.4505 | 2.6131 | 1.7416 | 0.32135 | 0.096088 | 0.096088 | 0
CSAPR- SO2 Annual- KS | 221 | 7099 | Rate Constraint in MTons | FALSE | L | Annual | Fuel Consumed | TBtu | 251.4448 | 191.5933 | 146.904 | 101.7705 | 25.6517 | 3.723 | 3.6494 | 1.337
CSAPR- SO2 Annual- KS | 221 | 7099 | Rate Constraint in MTons | FALSE | L | Annual | Rate | lb/MMBtu | 0.034337 | 0.036019 | 0.035576 | 0.034226 | 0.025055 | 0.051619 | 0.052659 | 0
CSAPR- SO2 Annual- KS | 221 | 7099 | Rate Constraint in MTons | FALSE | L | Annual | Generation | TWh | 23.1695 | 17.6363 | 13.6608 | 9.5322 | 2.3936 | 0.3886 | 0.38032 | 0.18327
CSAPR- SO2 Annual- KS | 221 | 7099 | Rate Constraint in MTons | FALSE | L | Annual | Qualifying Generation | TWh | 23.1695 | 17.6363 | 13.6608 | 9.5322 | 2.3936 | 0.38531 | 0.37788 | 0.17671
CSAPR- SO2 Annual- KS | 221 | 7099 | Rate Constraint in MTons | FALSE | L | Annual | Rate | lb/MWh | 0.37264 | 0.3913 | 0.38257 | 0.36541 | 0.2685 | 0.49876 | 0.50856 | 0
CSAPR- SO2 Annual- KS | 221 | 7099 | Rate Constraint in MTons | FALSE | L | Annual | Constraint Shadow Price | US2019$/Ton | 0 | 0 | 0 | 0 | 0 | 0 | 0 | 0
CSAPR- SO2 Annual- KY | 222 | 7100 | Rate Constraint in MTons | FALSE | L | Annual | Seasons Included | Seasons | Winter, WintShld, Summer | Winter, WintShld, Summer | Winter, WintShld, Summer | Winter, WintShld, Summer | Winter, WintShld, Summer | Winter, WintShld, Summer | Winter, WintShld, Summer | Winter, WintShld, Summer
CSAPR- SO2 Annual- KY | 222 | 7100 | Rate Constraint in MTons | FALSE | L | Annual | Standard SO2 | Thousand Tons | 125.4151 | 125.4151 | 125.4151 | 125.4151 | 125.4151 | 125.4151 | 125.4151 | 125.4151
CSAPR- SO2 Annual- KY | 222 | 7100 | Rate Constraint in MTons | FALSE | L | Annual | Emissions at Affected Plants SO2 | Thousand Tons | 45.1021 | 39.0354 | 18.7477 | 4.2762 | 1.3427 | 0.74791 | 0.22571 | 0.072893
CSAPR- SO2 Annual- KY | 222 | 7100 | Rate Constraint in MTons | FALSE | L | Annual | Allowances Purchased SO2 | Thousand Tons | 0 | 0 | 0 | 0 | 0 | 0 | 0 | 0
CSAPR- SO2 Annual- KY | 222 | 7100 | Rate Constraint in MTons | FALSE | L | Annual | Allowances Sold SO2 | Thousand Tons | 0 | 0 | 0 | 0 | 0 | 0 | 0 | 0
CSAPR- SO2 Annual- KY | 222 | 7100 | Rate Constraint in MTons | FALSE | L | Annual | Allowances Banked | Thousand Tons | 0 | 0 | 0 | 0 | 0 | 0 | 0 | 0
CSAPR- SO2 Annual- KY | 222 | 7100 | Rate Constraint in MTons | FALSE | L | Annual | Allowances Withdrawn (1:1) | Thousand Tons | 0 | 0 | 0 | 0 | 0 | 0 | 0 | 0
CSAPR- SO2 Annual- KY | 222 | 7100 | Rate Constraint in MTons | FALSE | L | Annual | Allowances Withdrawn (n:1) | Thousand Tons | 0 | 0 | 0 | 0 | 0 | 0 | 0 | 0
CSAPR- SO2 Annual- KY | 222 | 7100 | Rate Constraint in MTons | FALSE | L | Annual | Net Emissions Allowance Position | Thousand Tons | 45.1021 | 39.0354 | 18.7477 | 4.2762 | 1.3427 | 0.74791 | 0.22571 | 0.072893
CSAPR- SO2 Annual- KY | 222 | 7100 | Rate Constraint in MTons | FALSE | L | Annual | Fuel Consumed | TBtu | 574.598 | 573.658 | 463.0217 | 382.3255 | 366.7903 | 351.0596 | 326.3534 | 304.4731
CSAPR- SO2 Annual- KY | 222 | 7100 | Rate Constraint in MTons | FALSE | L | Annual | Rate | lb/MMBtu | 0.15699 | 0.13609 | 0.08098 | 0.02237 | 0.0073213 | 0.0042609 | 0.0013832 | 0.00047881
CSAPR- SO2 Annual- KY | 222 | 7100 | Rate Constraint in MTons | FALSE | L | Annual | Generation | TWh | 56.8944 | 87.8328 | 96.4611 | 92.3823 | 94.6248 | 95.9908 | 99.6805 | 84.7954
CSAPR- SO2 Annual- KY | 222 | 7100 | Rate Constraint in MTons | FALSE | L | Annual | Qualifying Generation | TWh | 56.8944 | 60.2812 | 53.0698 | 48.9909 | 52.6654 | 51.4494 | 48.465 | 45.3379
CSAPR- SO2 Annual- KY | 222 | 7100 | Rate Constraint in MTons | FALSE | L | Annual | Rate | lb/MWh | 1.5855 | 1.2951 | 0.70653 | 0.17457 | 0.050989 | 0.029073 | 0.0093144 | 0.0032155
CSAPR- SO2 Annual- KY | 222 | 7100 | Rate Constraint in MTons | FALSE | L | Annual | Constraint Shadow Price | US2019$/Ton | 0 | 0 | 0 | 0 | 0 | 0 | 0 | 0
CSAPR- SO2 Annual- MD | 223 | 7101 | Rate Constraint in MTons | FALSE | L | Annual | Seasons Included | Seasons | Winter, WintShld, Summer | Winter, WintShld, Summer | Winter, WintShld, Summer | Winter, WintShld, Summer | Winter, WintShld, Summer | Winter, WintShld, Summer | Winter, WintShld, Summer | Winter, WintShld, Summer
CSAPR- SO2 Annual- MD | 223 | 7101 | Rate Constraint in MTons | FALSE | L | Annual | Standard SO2 | Thousand Tons | 33.2795 | 33.2795 | 33.2795 | 33.2795 | 33.2795 | 33.2795 | 33.2795 | 33.2795
CSAPR- SO2 Annual- MD | 223 | 7101 | Rate Constraint in MTons | FALSE | L | Annual | Emissions at Affected Plants SO2 | Thousand Tons | 1.032 | 0.74535 | 0.27156 | 0.27156 | 0.19399 | 0 | 0 | 0
CSAPR- SO2 Annual- MD | 223 | 7101 | Rate Constraint in MTons | FALSE | L | Annual | Allowances Purchased SO2 | Thousand Tons | 0 | 0 | 0 | 0 | 0 | 0 | 0 | 0
CSAPR- SO2 Annual- MD | 223 | 7101 | Rate Constraint in MTons | FALSE | L | Annual | Allowances Sold SO2 | Thousand Tons | 0 | 0 | 0 | 0 | 0 | 0 | 0 | 0
CSAPR- SO2 Annual- MD | 223 | 7101 | Rate Constraint in MTons | FALSE | L | Annual | Allowances Banked | Thousand Tons | 0 | 0 | 0 | 0 | 0 | 0 | 0 | 0
CSAPR- SO2 Annual- MD | 223 | 7101 | Rate Constraint in MTons | FALSE | L | Annual | Allowances Withdrawn (1:1) | Thousand Tons | 0 | 0 | 0 | 0 | 0 | 0 | 0 | 0
CSAPR- SO2 Annual- MD | 223 | 7101 | Rate Constraint in MTons | FALSE | L | Annual | Allowances Withdrawn (n:1) | Thousand Tons | 0 | 0 | 0 | 0 | 0 | 0 | 0 | 0
CSAPR- SO2 Annual- MD | 223 | 7101 | Rate Constraint in MTons | FALSE | L | Annual | Net Emissions Allowance Position | Thousand Tons | 1.032 | 0.74535 | 0.27156 | 0.27156 | 0.19399 | 0 | 0 | 0
CSAPR- SO2 Annual- MD | 223 | 7101 | Rate Constraint in MTons | FALSE | L | Annual | Fuel Consumed | TBtu | 196.4803 | 269.7444 | 281.0388 | 278.4263 | 256.9766 | 209.6599 | 211.9398 | 198.8646
CSAPR- SO2 Annual- MD | 223 | 7101 | Rate Constraint in MTons | FALSE | L | Annual | Rate | lb/MMBtu | 0.010505 | 0.0055264 | 0.0019325 | 0.0019507 | 0.0015098 | 0 | 0 | 0
CSAPR- SO2 Annual- MD | 223 | 7101 | Rate Constraint in MTons | FALSE | L | Annual | Generation | TWh | 28.3617 | 39.9404 | 41.6318 | 41.2892 | 38.265 | 59.4511 | 76.7166 | 102.4488
CSAPR- SO2 Annual- MD | 223 | 7101 | Rate Constraint in MTons | FALSE | L | Annual | Qualifying Generation | TWh | 28.318 | 39.8637 | 41.5551 | 41.2124 | 38.1882 | 31.2796 | 31.5904 | 29.7283
CSAPR- SO2 Annual- MD | 223 | 7101 | Rate Constraint in MTons | FALSE | L | Annual | Rate | lb/MWh | 0.072889 | 0.037395 | 0.01307 | 0.013179 | 0.010159 | 0 | 0 | 0
CSAPR- SO2 Annual- MD | 223 | 7101 | Rate Constraint in MTons | FALSE | L | Annual | Constraint Shadow Price | US2019$/Ton | 0 | 0 | 0 | 0 | 0 | 0 | 0 | 0
CSAPR- SO2 Annual- MI | 224 | 7102 | Rate Constraint in MTons | FALSE | L | Annual | Seasons Included | Seasons | Winter, WintShld, Summer | Winter, WintShld, Summer | Winter, WintShld, Summer | Winter, WintShld, Summer | Winter, WintShld, Summer | Winter, WintShld, Summer | Winter, WintShld, Summer | Winter, WintShld, Summer
CSAPR- SO2 Annual- MI | 224 | 7102 | Rate Constraint in MTons | FALSE | L | Annual | Standard SO2 | Thousand Tons | 169.9141 | 169.9141 | 169.9141 | 169.9141 | 169.9141 | 169.9141 | 169.9141 | 169.9141
CSAPR- SO2 Annual- MI | 224 | 7102 | Rate Constraint in MTons | FALSE | L | Annual | Emissions at Affected Plants SO2 | Thousand Tons | 43.7161 | 29.9039 | 28.0994 | 11.2328 | 0.33372 | 0.33372 | 0.33372 | 0.33372
CSAPR- SO2 Annual- MI | 224 | 7102 | Rate Constraint in MTons | FALSE | L | Annual | Allowances Purchased SO2 | Thousand Tons | 0 | 0 | 0 | 0 | 0 | 0 | 0 | 0
CSAPR- SO2 Annual- MI | 224 | 7102 | Rate Constraint in MTons | FALSE | L | Annual | Allowances Sold SO2 | Thousand Tons | 0 | 0 | 0 | 0 | 0 | 0 | 0 | 0
CSAPR- SO2 Annual- MI | 224 | 7102 | Rate Constraint in MTons | FALSE | L | Annual | Allowances Banked | Thousand Tons | 0 | 0 | 0 | 0 | 0 | 0 | 0 | 0
CSAPR- SO2 Annual- MI | 224 | 7102 | Rate Constraint in MTons | FALSE | L | Annual | Allowances Withdrawn (1:1) | Thousand Tons | 0 | 0 | 0 | 0 | 0 | 0 | 0 | 0
CSAPR- SO2 Annual- MI | 224 | 7102 | Rate Constraint in MTons | FALSE | L | Annual | Allowances Withdrawn (n:1) | Thousand Tons | 0 | 0 | 0 | 0 | 0 | 0 | 0 | 0
CSAPR- SO2 Annual- MI | 224 | 7102 | Rate Constraint in MTons | FALSE | L | Annual | Net Emissions Allowance Position | Thousand Tons | 43.7161 | 29.9039 | 28.0994 | 11.2328 | 0.33372 | 0.33372 | 0.33372 | 0.33372
CSAPR- SO2 Annual- MI | 224 | 7102 | Rate Constraint in MTons | FALSE | L | Annual | Fuel Consumed | TBtu | 652.2176 | 537.886 | 534.8865 | 384.7012 | 260.5559 | 254.1865 | 276.5275 | 291.4877
CSAPR- SO2 Annual- MI | 224 | 7102 | Rate Constraint in MTons | FALSE | L | Annual | Rate | lb/MMBtu | 0.13405 | 0.11119 | 0.10507 | 0.058398 | 0.0025616 | 0.0026258 | 0.0024137 | 0.0022898
CSAPR- SO2 Annual- MI | 224 | 7102 | Rate Constraint in MTons | FALSE | L | Annual | Generation | TWh | 75.4 | 64.9037 | 67.524 | 51.5282 | 37.6804 | 40.0422 | 47.5875 | 48.157
CSAPR- SO2 Annual- MI | 224 | 7102 | Rate Constraint in MTons | FALSE | L | Annual | Qualifying Generation | TWh | 75.4 | 64.9037 | 66.9533 | 51.0313 | 37.2883 | 36.4399 | 39.3328 | 42.3407
CSAPR- SO2 Annual- MI | 224 | 7102 | Rate Constraint in MTons | FALSE | L | Annual | Rate | lb/MWh | 1.1596 | 0.92149 | 0.83937 | 0.44023 | 0.0179 | 0.018316 | 0.016969 | 0.015764
CSAPR- SO2 Annual- MI | 224 | 7102 | Rate Constraint in MTons | FALSE | L | Annual | Constraint Shadow Price | US2019$/Ton | 0 | 0 | 0 | 0 | 0 | 0 | 0 | 0
CSAPR- SO2 Annual- MN | 225 | 7103 | Rate Constraint in MTons | FALSE | L | Annual | Seasons Included | Seasons | Winter, WintShld, Summer | Winter, WintShld, Summer | Winter, WintShld, Summer | Winter, WintShld, Summer | Winter, WintShld, Summer | Winter, WintShld, Summer | Winter, WintShld, Summer | Winter, WintShld, Summer
CSAPR- SO2 Annual- MN | 225 | 7103 | Rate Constraint in MTons | FALSE | L | Annual | Standard SO2 | Thousand Tons | 49.5376 | 49.5376 | 49.5376 | 49.5376 | 49.5376 | 49.5376 | 49.5376 | 49.5376
CSAPR- SO2 Annual- MN | 225 | 7103 | Rate Constraint in MTons | FALSE | L | Annual | Emissions at Affected Plants SO2 | Thousand Tons | 10.3343 | 8.9115 | 7.4339 | 2.8109 | 0.52544 | 0 | 0 | 0
CSAPR- SO2 Annual- MN | 225 | 7103 | Rate Constraint in MTons | FALSE | L | Annual | Allowances Purchased SO2 | Thousand Tons | 0 | 0 | 0 | 0 | 0 | 0 | 0 | 0
CSAPR- SO2 Annual- MN | 225 | 7103 | Rate Constraint in MTons | FALSE | L | Annual | Allowances Sold SO2 | Thousand Tons | 0 | 0 | 0 | 0 | 0 | 0 | 0 | 0
CSAPR- SO2 Annual- MN | 225 | 7103 | Rate Constraint in MTons | FALSE | L | Annual | Allowances Banked | Thousand Tons | 0 | 0 | 0 | 0 | 0 | 0 | 0 | 0
CSAPR- SO2 Annual- MN | 225 | 7103 | Rate Constraint in MTons | FALSE | L | Annual | Allowances Withdrawn (1:1) | Thousand Tons | 0 | 0 | 0 | 0 | 0 | 0 | 0 | 0
CSAPR- SO2 Annual- MN | 225 | 7103 | Rate Constraint in MTons | FALSE | L | Annual | Allowances Withdrawn (n:1) | Thousand Tons | 0 | 0 | 0 | 0 | 0 | 0 | 0 | 0
CSAPR- SO2 Annual- MN | 225 | 7103 | Rate Constraint in MTons | FALSE | L | Annual | Net Emissions Allowance Position | Thousand Tons | 10.3343 | 8.9115 | 7.4339 | 2.8109 | 0.52544 | 0 | 0 | 0
CSAPR- SO2 Annual- MN | 225 | 7103 | Rate Constraint in MTons | FALSE | L | Annual | Fuel Consumed | TBtu | 229.3574 | 172.1891 | 157.9579 | 66.2932 | 14.7665 | 11.3153 | 12.5259 | 9.8666
CSAPR- SO2 Annual- MN | 225 | 7103 | Rate Constraint in MTons | FALSE | L | Annual | Rate | lb/MMBtu | 0.090115 | 0.10351 | 0.094124 | 0.084801 | 0.071167 | 0 | 0 | 0
CSAPR- SO2 Annual- MN | 225 | 7103 | Rate Constraint in MTons | FALSE | L | Annual | Generation | TWh | 22.8702 | 17.4699 | 17.5764 | 7.8469 | 2.0018 | 1.5792 | 1.7733 | 10.2293
CSAPR- SO2 Annual- MN | 225 | 7103 | Rate Constraint in MTons | FALSE | L | Annual | Qualifying Generation | TWh | 22.8702 | 17.4699 | 17.4362 | 7.7512 | 1.9498 | 1.5534 | 1.7219 | 1.3533
CSAPR- SO2 Annual- MN | 225 | 7103 | Rate Constraint in MTons | FALSE | L | Annual | Rate | lb/MWh | 0.90373 | 1.0202 | 0.85269 | 0.72527 | 0.53897 | 0 | 0 | 0
CSAPR- SO2 Annual- MN | 225 | 7103 | Rate Constraint in MTons | FALSE | L | Annual | Constraint Shadow Price | US2019$/Ton | 0 | 0 | 0 | 0 | 0 | 0 | 0 | 0
CSAPR- SO2 Annual- MO | 226 | 7104 | Rate Constraint in MTons | FALSE | L | Annual | Seasons Included | Seasons | Winter, WintShld, Summer | Winter, WintShld, Summer | Winter, WintShld, Summer | Winter, WintShld, Summer | Winter, WintShld, Summer | Winter, WintShld, Summer | Winter, WintShld, Summer | Winter, WintShld, Summer
CSAPR- SO2 Annual- MO | 226 | 7104 | Rate Constraint in MTons | FALSE | L | Annual | Standard SO2 | Thousand Tons | 195.8104 | 195.8104 | 195.8104 | 195.8104 | 195.8104 | 195.8104 | 195.8104 | 195.8104
CSAPR- SO2 Annual- MO | 226 | 7104 | Rate Constraint in MTons | FALSE | L | Annual | Emissions at Affected Plants SO2 | Thousand Tons | 190.4497 | 145.0143 | 88.5331 | 40.0293 | 21.2862 | 13.6388 | 9.0312 | 3.6303
CSAPR- SO2 Annual- MO | 226 | 7104 | Rate Constraint in MTons | FALSE | L | Annual | Allowances Purchased SO2 | Thousand Tons | 0 | 0 | 0 | 0 | 0 | 0 | 0 | 0
CSAPR- SO2 Annual- MO | 226 | 7104 | Rate Constraint in MTons | FALSE | L | Annual | Allowances Sold SO2 | Thousand Tons | 0 | 0 | 0 | 0 | 0 | 0 | 0 | 0
CSAPR- SO2 Annual- MO | 226 | 7104 | Rate Constraint in MTons | FALSE | L | Annual | Allowances Banked | Thousand Tons | 0 | 0 | 0 | 0 | 0 | 0 | 0 | 0
CSAPR- SO2 Annual- MO | 226 | 7104 | Rate Constraint in MTons | FALSE | L | Annual | Allowances Withdrawn (1:1) | Thousand Tons | 0 | 0 | 0 | 0 | 0 | 0 | 0 | 0
CSAPR- SO2 Annual- MO | 226 | 7104 | Rate Constraint in MTons | FALSE | L | Annual | Allowances Withdrawn (n:1) | Thousand Tons | 0 | 0 | 0 | 0 | 0 | 0 | 0 | 0
CSAPR- SO2 Annual- MO | 226 | 7104 | Rate Constraint in MTons | FALSE | L | Annual | Net Emissions Allowance Position | Thousand Tons | 190.4497 | 145.0143 | 88.5331 | 40.0293 | 21.2862 | 13.6388 | 9.0312 | 3.6303
CSAPR- SO2 Annual- MO | 226 | 7104 | Rate Constraint in MTons | FALSE | L | Annual | Fuel Consumed | TBtu | 679.5151 | 547.461 | 499.9645 | 286.2213 | 115.7004 | 78.2527 | 71.0294 | 46.5761
CSAPR- SO2 Annual- MO | 226 | 7104 | Rate Constraint in MTons | FALSE | L | Annual | Rate | lb/MMBtu | 0.56055 | 0.52977 | 0.35416 | 0.27971 | 0.36795 | 0.34858 | 0.25429 | 0.15589
CSAPR- SO2 Annual- MO | 226 | 7104 | Rate Constraint in MTons | FALSE | L | Annual | Generation | TWh | 66.8414 | 54.5445 | 50.9497 | 30.3667 | 12.5023 | 8.7666 | 8.1552 | 5.5725
CSAPR- SO2 Annual- MO | 226 | 7104 | Rate Constraint in MTons | FALSE | L | Annual | Qualifying Generation | TWh | 66.8414 | 54.5445 | 50.7387 | 30.1359 | 12.3185 | 8.5501 | 7.8984 | 5.2805
CSAPR- SO2 Annual- MO | 226 | 7104 | Rate Constraint in MTons | FALSE | L | Annual | Rate | lb/MWh | 5.6986 | 5.3173 | 3.4898 | 2.6566 | 3.456 | 3.1903 | 2.2868 | 1.375
CSAPR- SO2 Annual- MO | 226 | 7104 | Rate Constraint in MTons | FALSE | L | Annual | Constraint Shadow Price | US2019$/Ton | 0 | 0 | 0 | 0 | 0 | 0 | 0 | 0
CSAPR- SO2 Annual- NC | 227 | 7105 | Rate Constraint in MTons | FALSE | L | Annual | Seasons Included | Seasons | Winter, WintShld, Summer | Winter, WintShld, Summer | Winter, WintShld, Summer | Winter, WintShld, Summer | Winter, WintShld, Summer | Winter, WintShld, Summer | Winter, WintShld, Summer | Winter, WintShld, Summer
CSAPR- SO2 Annual- NC | 227 | 7105 | Rate Constraint in MTons | FALSE | L | Annual | Standard SO2 | Thousand Tons | 67.9916 | 67.9916 | 67.9916 | 67.9916 | 67.9916 | 67.9916 | 67.9916 | 67.9916
CSAPR- SO2 Annual- NC | 227 | 7105 | Rate Constraint in MTons | FALSE | L | Annual | Emissions at Affected Plants SO2 | Thousand Tons | 24.4427 | 13.771 | 2.577 | 2.9616 | 0.67809 | 0.45209 | 0.9104 | 0.0029983
CSAPR- SO2 Annual- NC | 227 | 7105 | Rate Constraint in MTons | FALSE | L | Annual | Allowances Purchased SO2 | Thousand Tons | 0 | 0 | 0 | 0 | 0 | 0 | 0 | 0
CSAPR- SO2 Annual- NC | 227 | 7105 | Rate Constraint in MTons | FALSE | L | Annual | Allowances Sold SO2 | Thousand Tons | 0 | 0 | 0 | 0 | 0 | 0 | 0 | 0
CSAPR- SO2 Annual- NC | 227 | 7105 | Rate Constraint in MTons | FALSE | L | Annual | Allowances Banked | Thousand Tons | 0 | 0 | 0 | 0 | 0 | 0 | 0 | 0
CSAPR- SO2 Annual- NC | 227 | 7105 | Rate Constraint in MTons | FALSE | L | Annual | Allowances Withdrawn (1:1) | Thousand Tons | 0 | 0 | 0 | 0 | 0 | 0 | 0 | 0
CSAPR- SO2 Annual- NC | 227 | 7105 | Rate Constraint in MTons | FALSE | L | Annual | Allowances Withdrawn (n:1) | Thousand Tons | 0 | 0 | 0 | 0 | 0 | 0 | 0 | 0
CSAPR- SO2 Annual- NC | 227 | 7105 | Rate Constraint in MTons | FALSE | L | Annual | Net Emissions Allowance Position | Thousand Tons | 24.4427 | 13.771 | 2.577 | 2.9616 | 0.67809 | 0.45209 | 0.9104 | 0.0029983
CSAPR- SO2 Annual- NC | 227 | 7105 | Rate Constraint in MTons | FALSE | L | Annual | Fuel Consumed | TBtu | 669.1283 | 619.1432 | 555.5734 | 575.9189 | 411.6715 | 332.4606 | 372.6904 | 376.4638
CSAPR- SO2 Annual- NC | 227 | 7105 | Rate Constraint in MTons | FALSE | L | Annual | Rate | lb/MMBtu | 0.073058 | 0.044484 | 0.009277 | 0.010285 | 0.0032943 | 0.0027197 | 0.0048856 | 1.5929e-05
CSAPR- SO2 Annual- NC | 227 | 7105 | Rate Constraint in MTons | FALSE | L | Annual | Generation | TWh | 79.3628 | 96.4761 | 126.5888 | 129.2708 | 105.9461 | 91.6356 | 98.8545 | 97.6447
CSAPR- SO2 Annual- NC | 227 | 7105 | Rate Constraint in MTons | FALSE | L | Annual | Qualifying Generation | TWh | 76.2881 | 77.9952 | 79.2007 | 82.1057 | 61.116 | 49.3401 | 52.2478 | 51.4835
CSAPR- SO2 Annual- NC | 227 | 7105 | Rate Constraint in MTons | FALSE | L | Annual | Rate | lb/MWh | 0.6408 | 0.35312 | 0.065076 | 0.072141 | 0.02219 | 0.018326 | 0.034849 | 0.00011648
CSAPR- SO2 Annual- NC | 227 | 7105 | Rate Constraint in MTons | FALSE | L | Annual | Constraint Shadow Price | US2019$/Ton | 0 | 0 | 0 | 0 | 0 | 0 | 0 | 0
CSAPR- SO2 Annual- NE | 228 | 7106 | Rate Constraint in MTons | FALSE | L | Annual | Seasons Included | Seasons | Winter, WintShld, Summer | Winter, WintShld, Summer | Winter, WintShld, Summer | Winter, WintShld, Summer | Winter, WintShld, Summer | Winter, WintShld, Summer | Winter, WintShld, Summer | Winter, WintShld, Summer
CSAPR- SO2 Annual- NE | 228 | 7106 | Rate Constraint in MTons | FALSE | L | Annual | Standard SO2 | Thousand Tons | 80.4312 | 80.4312 | 80.4312 | 80.4312 | 80.4312 | 80.4312 | 80.4312 | 80.4312
CSAPR- SO2 Annual- NE | 228 | 7106 | Rate Constraint in MTons | FALSE | L | Annual | Emissions at Affected Plants SO2 | Thousand Tons | 58.3722 | 47.35 | 46.8984 | 46.6643 | 22.2207 | 13.5615 | 9.0967 | 9.4956
CSAPR- SO2 Annual- NE | 228 | 7106 | Rate Constraint in MTons | FALSE | L | Annual | Allowances Purchased SO2 | Thousand Tons | 0 | 0 | 0 | 0 | 0 | 0 | 0 | 0
CSAPR- SO2 Annual- NE | 228 | 7106 | Rate Constraint in MTons | FALSE | L | Annual | Allowances Sold SO2 | Thousand Tons | 0 | 0 | 0 | 0 | 0 | 0 | 0 | 0
CSAPR- SO2 Annual- NE | 228 | 7106 | Rate Constraint in MTons | FALSE | L | Annual | Allowances Banked | Thousand Tons | 0 | 0 | 0 | 0 | 0 | 0 | 0 | 0
CSAPR- SO2 Annual- NE | 228 | 7106 | Rate Constraint in MTons | FALSE | L | Annual | Allowances Withdrawn (1:1) | Thousand Tons | 0 | 0 | 0 | 0 | 0 | 0 | 0 | 0
CSAPR- SO2 Annual- NE | 228 | 7106 | Rate Constraint in MTons | FALSE | L | Annual | Allowances Withdrawn (n:1) | Thousand Tons | 0 | 0 | 0 | 0 | 0 | 0 | 0 | 0
CSAPR- SO2 Annual- NE | 228 | 7106 | Rate Constraint in MTons | FALSE | L | Annual | Net Emissions Allowance Position | Thousand Tons | 58.3722 | 47.35 | 46.8984 | 46.6643 | 22.2207 | 13.5615 | 9.0967 | 9.4956
CSAPR- SO2 Annual- NE | 228 | 7106 | Rate Constraint in MTons | FALSE | L | Annual | Fuel Consumed | TBtu | 280.7313 | 254.1052 | 245.0472 | 241.5396 | 94.8635 | 61.2971 | 44.3039 | 29.4042
CSAPR- SO2 Annual- NE | 228 | 7106 | Rate Constraint in MTons | FALSE | L | Annual | Rate | lb/MMBtu | 0.41586 | 0.37268 | 0.38277 | 0.38639 | 0.46848 | 0.44248 | 0.41065 | 0.64587
CSAPR- SO2 Annual- NE | 228 | 7106 | Rate Constraint in MTons | FALSE | L | Annual | Generation | TWh | 26.905 | 24.4637 | 23.6969 | 23.3796 | 9.355 | 6.0252 | 4.3456 | 2.946
CSAPR- SO2 Annual- NE | 228 | 7106 | Rate Constraint in MTons | FALSE | L | Annual | Qualifying Generation | TWh | 26.905 | 24.4637 | 23.6969 | 23.3796 | 9.355 | 5.9888 | 4.317 | 2.9099
CSAPR- SO2 Annual- NE | 228 | 7106 | Rate Constraint in MTons | FALSE | L | Annual | Rate | lb/MWh | 4.3391 | 3.871 | 3.9582 | 3.9919 | 4.7506 | 4.5289 | 4.2144 | 6.5264
CSAPR- SO2 Annual- NE | 228 | 7106 | Rate Constraint in MTons | FALSE | L | Annual | Constraint Shadow Price | US2019$/Ton | 0 | 0 | 0 | 0 | 0 | 0 | 0 | 0
CSAPR- SO2 Annual- NJ | 229 | 7107 | Rate Constraint in MTons | FALSE | L | Annual | Seasons Included | Seasons | Winter, WintShld, Summer | Winter, WintShld, Summer | Winter, WintShld, Summer | Winter, WintShld, Summer | Winter, WintShld, Summer | Winter, WintShld, Summer | Winter, WintShld, Summer | Winter, WintShld, Summer
CSAPR- SO2 Annual- NJ | 229 | 7107 | Rate Constraint in MTons | FALSE | L | Annual | Standard SO2 | Thousand Tons | 6.5773 | 6.5773 | 6.5773 | 6.5773 | 6.5773 | 6.5773 | 6.5773 | 6.5773
CSAPR- SO2 Annual- NJ | 229 | 7107 | Rate Constraint in MTons | FALSE | L | Annual | Emissions at Affected Plants SO2 | Thousand Tons | 0 | 0 | 0 | 0 | 0 | 0 | 0 | 0
CSAPR- SO2 Annual- NJ | 229 | 7107 | Rate Constraint in MTons | FALSE | L | Annual | Allowances Purchased SO2 | Thousand Tons | 0 | 0 | 0 | 0 | 0 | 0 | 0 | 0
CSAPR- SO2 Annual- NJ | 229 | 7107 | Rate Constraint in MTons | FALSE | L | Annual | Allowances Sold SO2 | Thousand Tons | 0 | 0 | 0 | 0 | 0 | 0 | 0 | 0
CSAPR- SO2 Annual- NJ | 229 | 7107 | Rate Constraint in MTons | FALSE | L | Annual | Allowances Banked | Thousand Tons | 0 | 0 | 0 | 0 | 0 | 0 | 0 | 0
CSAPR- SO2 Annual- NJ | 229 | 7107 | Rate Constraint in MTons | FALSE | L | Annual | Allowances Withdrawn (1:1) | Thousand Tons | 0 | 0 | 0 | 0 | 0 | 0 | 0 | 0
CSAPR- SO2 Annual- NJ | 229 | 7107 | Rate Constraint in MTons | FALSE | L | Annual | Allowances Withdrawn (n:1) | Thousand Tons | 0 | 0 | 0 | 0 | 0 | 0 | 0 | 0
CSAPR- SO2 Annual- NJ | 229 | 7107 | Rate Constraint in MTons | FALSE | L | Annual | Net Emissions Allowance Position | Thousand Tons | 0 | 0 | 0 | 0 | 0 | 0 | 0 | 0
CSAPR- SO2 Annual- NJ | 229 | 7107 | Rate Constraint in MTons | FALSE | L | Annual | Fuel Consumed | TBtu | 170.2545 | 175.713 | 239.1683 | 212.8006 | 138.9739 | 134.0091 | 146.9222 | 123.9171
CSAPR- SO2 Annual- NJ | 229 | 7107 | Rate Constraint in MTons | FALSE | L | Annual | Rate | lb/MMBtu | 0 | 0 | 0 | 0 | 0 | 0 | 0 | 0
CSAPR- SO2 Annual- NJ | 229 | 7107 | Rate Constraint in MTons | FALSE | L | Annual | Generation | TWh | 26.8292 | 27.6414 | 36.331 | 32.7038 | 20.8568 | 19.9264 | 22.5548 | 21.1949
CSAPR- SO2 Annual- NJ | 229 | 7107 | Rate Constraint in MTons | FALSE | L | Annual | Qualifying Generation | TWh | 24.7123 | 25.5244 | 34.214 | 30.5601 | 19.8242 | 19.1793 | 20.9963 | 17.7582
CSAPR- SO2 Annual- NJ | 229 | 7107 | Rate Constraint in MTons | FALSE | L | Annual | Rate | lb/MWh | 0 | 0 | 0 | 0 | 0 | 0 | 0 | 0
CSAPR- SO2 Annual- NJ | 229 | 7107 | Rate Constraint in MTons | FALSE | L | Annual | Constraint Shadow Price | US2019$/Ton | 0 | 0 | 0 | 0 | 0 | 0 | 0 | 0
CSAPR- SO2 Annual- NY | 230 | 7108 | Rate Constraint in MTons | FALSE | L | Annual | Seasons Included | Seasons | Winter, WintShld, Summer | Winter, WintShld, Summer | Winter, WintShld, Summer | Winter, WintShld, Summer | Winter, WintShld, Summer | Winter, WintShld, Summer | Winter, WintShld, Summer | Winter, WintShld, Summer
CSAPR- SO2 Annual- NY | 230 | 7108 | Rate Constraint in MTons | FALSE | L | Annual | Standard SO2 | Thousand Tons | 32.5161 | 32.5161 | 32.5161 | 32.5161 | 32.5161 | 32.5161 | 32.5161 | 32.5161
CSAPR- SO2 Annual- NY | 230 | 7108 | Rate Constraint in MTons | FALSE | L | Annual | Emissions at Affected Plants SO2 | Thousand Tons | 0 | 0 | 0 | 0 | 0 | 0 | 0 | 0
CSAPR- SO2 Annual- NY | 230 | 7108 | Rate Constraint in MTons | FALSE | L | Annual | Allowances Purchased SO2 | Thousand Tons | 0 | 0 | 0 | 0 | 0 | 0 | 0 | 0
CSAPR- SO2 Annual- NY | 230 | 7108 | Rate Constraint in MTons | FALSE | L | Annual | Allowances Sold SO2 | Thousand Tons | 0 | 0 | 0 | 0 | 0 | 0 | 0 | 0
CSAPR- SO2 Annual- NY | 230 | 7108 | Rate Constraint in MTons | FALSE | L | Annual | Allowances Banked | Thousand Tons | 0 | 0 | 0 | 0 | 0 | 0 | 0 | 0
CSAPR- SO2 Annual- NY | 230 | 7108 | Rate Constraint in MTons | FALSE | L | Annual | Allowances Withdrawn (1:1) | Thousand Tons | 0 | 0 | 0 | 0 | 0 | 0 | 0 | 0
CSAPR- SO2 Annual- NY | 230 | 7108 | Rate Constraint in MTons | FALSE | L | Annual | Allowances Withdrawn (n:1) | Thousand Tons | 0 | 0 | 0 | 0 | 0 | 0 | 0 | 0
CSAPR- SO2 Annual- NY | 230 | 7108 | Rate Constraint in MTons | FALSE | L | Annual | Net Emissions Allowance Position | Thousand Tons | 0 | 0 | 0 | 0 | 0 | 0 | 0 | 0
CSAPR- SO2 Annual- NY | 230 | 7108 | Rate Constraint in MTons | FALSE | L | Annual | Fuel Consumed | TBtu | 413.6653 | 345.6046 | 353.62 | 374.4477 | 188.9656 | 70.112 | 71.5804 | 75.9372
CSAPR- SO2 Annual- NY | 230 | 7108 | Rate Constraint in MTons | FALSE | L | Annual | Rate | lb/MMBtu | 0 | 0 | 0 | 0 | 0 | 0 | 0 | 0
CSAPR- SO2 Annual- NY | 230 | 7108 | Rate Constraint in MTons | FALSE | L | Annual | Generation | TWh | 56.3999 | 47.6209 | 48.8114 | 51.8028 | 26.8397 | 10.2453 | 10.6799 | 11.7836
CSAPR- SO2 Annual- NY | 230 | 7108 | Rate Constraint in MTons | FALSE | L | Annual | Qualifying Generation | TWh | 55.9931 | 47.2141 | 48.4046 | 51.3909 | 26.6413 | 10.1018 | 10.3805 | 11.1663
CSAPR- SO2 Annual- NY | 230 | 7108 | Rate Constraint in MTons | FALSE | L | Annual | Rate | lb/MWh | 0 | 0 | 0 | 0 | 0 | 0 | 0 | 0
CSAPR- SO2 Annual- NY | 230 | 7108 | Rate Constraint in MTons | FALSE | L | Annual | Constraint Shadow Price | US2019$/Ton | 0 | 0 | 0 | 0 | 0 | 0 | 0 | 0
CSAPR- SO2 Annual- OH | 231 | 7109 | Rate Constraint in MTons | FALSE | L | Annual | Seasons Included | Seasons | Winter, WintShld, Summer | Winter, WintShld, Summer | Winter, WintShld, Summer | Winter, WintShld, Summer | Winter, WintShld, Summer | Winter, WintShld, Summer | Winter, WintShld, Summer | Winter, WintShld, Summer
CSAPR- SO2 Annual- OH | 231 | 7109 | Rate Constraint in MTons | FALSE | L | Annual | Standard SO2 | Thousand Tons | 167.8432 | 167.8432 | 167.8432 | 167.8432 | 167.8432 | 167.8432 | 167.8432 | 167.8432
CSAPR- SO2 Annual- OH | 231 | 7109 | Rate Constraint in MTons | FALSE | L | Annual | Emissions at Affected Plants SO2 | Thousand Tons | 56.6966 | 50.5686 | 23.9592 | 21.0051 | 2.4751 | 0.57161 | 0 | 0
CSAPR- SO2 Annual- OH | 231 | 7109 | Rate Constraint in MTons | FALSE | L | Annual | Allowances Purchased SO2 | Thousand Tons | 0 | 0 | 0 | 0 | 0 | 0 | 0 | 0
CSAPR- SO2 Annual- OH | 231 | 7109 | Rate Constraint in MTons | FALSE | L | Annual | Allowances Sold SO2 | Thousand Tons | 0 | 0 | 0 | 0 | 0 | 0 | 0 | 0
CSAPR- SO2 Annual- OH | 231 | 7109 | Rate Constraint in MTons | FALSE | L | Annual | Allowances Banked | Thousand Tons | 0 | 0 | 0 | 0 | 0 | 0 | 0 | 0
CSAPR- SO2 Annual- OH | 231 | 7109 | Rate Constraint in MTons | FALSE | L | Annual | Allowances Withdrawn (1:1) | Thousand Tons | 0 | 0 | 0 | 0 | 0 | 0 | 0 | 0
CSAPR- SO2 Annual- OH | 231 | 7109 | Rate Constraint in MTons | FALSE | L | Annual | Allowances Withdrawn (n:1) | Thousand Tons | 0 | 0 | 0 | 0 | 0 | 0 | 0 | 0
CSAPR- SO2 Annual- OH | 231 | 7109 | Rate Constraint in MTons | FALSE | L | Annual | Net Emissions Allowance Position | Thousand Tons | 56.6966 | 50.5686 | 23.9592 | 21.0051 | 2.4751 | 0.57161 | 0 | 0
CSAPR- SO2 Annual- OH | 231 | 7109 | Rate Constraint in MTons | FALSE | L | Annual | Fuel Consumed | TBtu | 939.2863 | 955.0447 | 790.3502 | 720.9227 | 558.8407 | 540.7471 | 553.9482 | 484.6485
CSAPR- SO2 Annual- OH | 231 | 7109 | Rate Constraint in MTons | FALSE | L | Annual | Rate | lb/MMBtu | 0.12072 | 0.1059 | 0.060629 | 0.058273 | 0.0088579 | 0.0021142 | 0 | 0
CSAPR- SO2 Annual- OH | 231 | 7109 | Rate Constraint in MTons | FALSE | L | Annual | Generation | TWh | 109.0451 | 113.1349 | 102.4108 | 95.29 | 78.4795 | 84.0248 | 88.524 | 76.9633
CSAPR- SO2 Annual- OH | 231 | 7109 | Rate Constraint in MTons | FALSE | L | Annual | Qualifying Generation | TWh | 109.0451 | 113.1349 | 101.859 | 94.7382 | 77.9277 | 78.6234 | 79.9097 | 69.911
CSAPR- SO2 Annual- OH | 231 | 7109 | Rate Constraint in MTons | FALSE | L | Annual | Rate | lb/MWh | 1.0399 | 0.89395 | 0.47044 | 0.44343 | 0.063523 | 0.01454 | 0 | 0
CSAPR- SO2 Annual- OH | 231 | 7109 | Rate Constraint in MTons | FALSE | L | Annual | Constraint Shadow Price | US2019$/Ton | 0 | 0 | 0 | 0 | 0 | 0 | 0 | 0
CSAPR- SO2 Annual- PA | 232 | 7110 | Rate Constraint in MTons | FALSE | L | Annual | Seasons Included | Seasons | Winter, WintShld, Summer | Winter, WintShld, Summer | Winter, WintShld, Summer | Winter, WintShld, Summer | Winter, WintShld, Summer | Winter, WintShld, Summer | Winter, WintShld, Summer | Winter, WintShld, Summer
CSAPR- SO2 Annual- PA | 232 | 7110 | Rate Constraint in MTons | FALSE | L | Annual | Standard SO2 | Thousand Tons | 132.1848 | 132.1848 | 132.1848 | 132.1848 | 132.1848 | 132.1848 | 132.1848 | 132.1848
CSAPR- SO2 Annual- PA | 232 | 7110 | Rate Constraint in MTons | FALSE | L | Annual | Emissions at Affected Plants SO2 | Thousand Tons | 23.1979 | 4.6077 | 5.0428 | 4.918 | 1.9006 | 1.7756 | 1.7756 | 0
CSAPR- SO2 Annual- PA | 232 | 7110 | Rate Constraint in MTons | FALSE | L | Annual | Allowances Purchased SO2 | Thousand Tons | 0 | 0 | 0 | 0 | 0 | 0 | 0 | 0
CSAPR- SO2 Annual- PA | 232 | 7110 | Rate Constraint in MTons | FALSE | L | Annual | Allowances Sold SO2 | Thousand Tons | 0 | 0 | 0 | 0 | 0 | 0 | 0 | 0
CSAPR- SO2 Annual- PA | 232 | 7110 | Rate Constraint in MTons | FALSE | L | Annual | Allowances Banked | Thousand Tons | 0 | 0 | 0 | 0 | 0 | 0 | 0 | 0
CSAPR- SO2 Annual- PA | 232 | 7110 | Rate Constraint in MTons | FALSE | L | Annual | Allowances Withdrawn (1:1) | Thousand Tons | 0 | 0 | 0 | 0 | 0 | 0 | 0 | 0
CSAPR- SO2 Annual- PA | 232 | 7110 | Rate Constraint in MTons | FALSE | L | Annual | Allowances Withdrawn (n:1) | Thousand Tons | 0 | 0 | 0 | 0 | 0 | 0 | 0 | 0
CSAPR- SO2 Annual- PA | 232 | 7110 | Rate Constraint in MTons | FALSE | L | Annual | Net Emissions Allowance Position | Thousand Tons | 23.1979 | 4.6077 | 5.0428 | 4.918 | 1.9006 | 1.7756 | 1.7756 | 0
CSAPR- SO2 Annual- PA | 232 | 7110 | Rate Constraint in MTons | FALSE | L | Annual | Fuel Consumed | TBtu | 1158.4713 | 853.9691 | 941.7463 | 923.969 | 866.7069 | 896.7814 | 1090.9144 | 1018.4573
CSAPR- SO2 Annual- PA | 232 | 7110 | Rate Constraint in MTons | FALSE | L | Annual | Rate | lb/MMBtu | 0.040049 | 0.010791 | 0.010709 | 0.010645 | 0.0043858 | 0.0039598 | 0.0032552 | 0
CSAPR- SO2 Annual- PA | 232 | 7110 | Rate Constraint in MTons | FALSE | L | Annual | Generation | TWh | 147.7156 | 118.8501 | 133.2791 | 130.8986 | 123.9773 | 172.9734 | 210.424 | 221.0816
CSAPR- SO2 Annual- PA | 232 | 7110 | Rate Constraint in MTons | FALSE | L | Annual | Qualifying Generation | TWh | 147.7156 | 118.8501 | 129.7627 | 127.3822 | 120.4609 | 126.2726 | 157.0686 | 147.2401
CSAPR- SO2 Annual- PA | 232 | 7110 | Rate Constraint in MTons | FALSE | L | Annual | Rate | lb/MWh | 0.31409 | 0.077539 | 0.077723 | 0.077217 | 0.031556 | 0.028123 | 0.022609 | 0
CSAPR- SO2 Annual- PA | 232 | 7110 | Rate Constraint in MTons | FALSE | L | Annual | Constraint Shadow Price | US2019$/Ton | 0 | 0 | 0 | 0 | 0 | 0 | 0 | 0
CSAPR- SO2 Annual- SC | 233 | 7111 | Rate Constraint in MTons | FALSE | L | Annual | Seasons Included | Seasons | Winter, WintShld, Summer | Winter, WintShld, Summer | Winter, WintShld, Summer | Winter, WintShld, Summer | Winter, WintShld, Summer | Winter, WintShld, Summer | Winter, WintShld, Summer | Winter, WintShld, Summer
CSAPR- SO2 Annual- SC | 233 | 7111 | Rate Constraint in MTons | FALSE | L | Annual | Standard SO2 | Thousand Tons | 114.0269 | 114.0269 | 114.0269 | 114.0269 | 114.0269 | 114.0269 | 114.0269 | 114.0269
CSAPR- SO2 Annual- SC | 233 | 7111 | Rate Constraint in MTons | FALSE | L | Annual | Emissions at Affected Plants SO2 | Thousand Tons | 17.3906 | 13.8604 | 4.8603 | 4.0809 | 1.2828 | 0.5543 | 0.46974 | 0
CSAPR- SO2 Annual- SC | 233 | 7111 | Rate Constraint in MTons | FALSE | L | Annual | Allowances Purchased SO2 | Thousand Tons | 0 | 0 | 0 | 0 | 0 | 0 | 0 | 0
CSAPR- SO2 Annual- SC | 233 | 7111 | Rate Constraint in MTons | FALSE | L | Annual | Allowances Sold SO2 | Thousand Tons | 0 | 0 | 0 | 0 | 0 | 0 | 0 | 0
CSAPR- SO2 Annual- SC | 233 | 7111 | Rate Constraint in MTons | FALSE | L | Annual | Allowances Banked | Thousand Tons | 0 | 0 | 0 | 0 | 0 | 0 | 0 | 0
CSAPR- SO2 Annual- SC | 233 | 7111 | Rate Constraint in MTons | FALSE | L | Annual | Allowances Withdrawn (1:1) | Thousand Tons | 0 | 0 | 0 | 0 | 0 | 0 | 0 | 0
CSAPR- SO2 Annual- SC | 233 | 7111 | Rate Constraint in MTons | FALSE | L | Annual | Allowances Withdrawn (n:1) | Thousand Tons | 0 | 0 | 0 | 0 | 0 | 0 | 0 | 0
CSAPR- SO2 Annual- SC | 233 | 7111 | Rate Constraint in MTons | FALSE | L | Annual | Net Emissions Allowance Position | Thousand Tons | 17.3906 | 13.8604 | 4.8603 | 4.0809 | 1.2828 | 0.5543 | 0.46974 | 0
CSAPR- SO2 Annual- SC | 233 | 7111 | Rate Constraint in MTons | FALSE | L | Annual | Fuel Consumed | TBtu | 384.2448 | 400.9244 | 366.2719 | 362.3402 | 273.7993 | 222.3535 | 256.0401 | 269.0234
CSAPR- SO2 Annual- SC | 233 | 7111 | Rate Constraint in MTons | FALSE | L | Annual | Rate | lb/MMBtu | 0.090518 | 0.069142 | 0.02654 | 0.022526 | 0.0093703 | 0.0049857 | 0.0036693 | 0
CSAPR- SO2 Annual- SC | 233 | 7111 | Rate Constraint in MTons | FALSE | L | Annual | Generation | TWh | 46.855 | 68.9221 | 90.1226 | 89.9631 | 75.6129 | 63.692 | 70.5118 | 74.6346
CSAPR- SO2 Annual- SC | 233 | 7111 | Rate Constraint in MTons | FALSE | L | Annual | Qualifying Generation | TWh | 42.8217 | 49.0556 | 51.333 | 51.466 | 40.7306 | 33.2987 | 36.2669 | 37.1556
CSAPR- SO2 Annual- SC | 233 | 7111 | Rate Constraint in MTons | FALSE | L | Annual | Rate | lb/MWh | 0.81223 | 0.56509 | 0.18937 | 0.15859 | 0.062989 | 0.033293 | 0.025905 | 0
CSAPR- SO2 Annual- SC | 233 | 7111 | Rate Constraint in MTons | FALSE | L | Annual | Constraint Shadow Price | US2019$/Ton | 0 | 0 | 0 | 0 | 0 | 0 | 0 | 0
CSAPR- SO2 Annual- TN | 234 | 7112 | Rate Constraint in MTons | FALSE | L | Annual | Seasons Included | Seasons | Winter, WintShld, Summer | Winter, WintShld, Summer | Winter, WintShld, Summer | Winter, WintShld, Summer | Winter, WintShld, Summer | Winter, WintShld, Summer | Winter, WintShld, Summer | Winter, WintShld, Summer
CSAPR- SO2 Annual- TN | 234 | 7112 | Rate Constraint in MTons | FALSE | L | Annual | Standard SO2 | Thousand Tons | 69.4229 | 69.4229 | 69.4229 | 69.4229 | 69.4229 | 69.4229 | 69.4229 | 69.4229
CSAPR- SO2 Annual- TN | 234 | 7112 | Rate Constraint in MTons | FALSE | L | Annual | Emissions at Affected Plants SO2 | Thousand Tons | 12.2465 | 3.1076 | 0.82405 | 0.22527 | 0.014139 | 0.014139 | 0.014139 | 0.0019409
CSAPR- SO2 Annual- TN | 234 | 7112 | Rate Constraint in MTons | FALSE | L | Annual | Allowances Purchased SO2 | Thousand Tons | 0 | 0 | 0 | 0 | 0 | 0 | 0 | 0
CSAPR- SO2 Annual- TN | 234 | 7112 | Rate Constraint in MTons | FALSE | L | Annual | Allowances Sold SO2 | Thousand Tons | 0 | 0 | 0 | 0 | 0 | 0 | 0 | 0
CSAPR- SO2 Annual- TN | 234 | 7112 | Rate Constraint in MTons | FALSE | L | Annual | Allowances Banked | Thousand Tons | 0 | 0 | 0 | 0 | 0 | 0 | 0 | 0
CSAPR- SO2 Annual- TN | 234 | 7112 | Rate Constraint in MTons | FALSE | L | Annual | Allowances Withdrawn (1:1) | Thousand Tons | 0 | 0 | 0 | 0 | 0 | 0 | 0 | 0
CSAPR- SO2 Annual- TN | 234 | 7112 | Rate Constraint in MTons | FALSE | L | Annual | Allowances Withdrawn (n:1) | Thousand Tons | 0 | 0 | 0 | 0 | 0 | 0 | 0 | 0
CSAPR- SO2 Annual- TN | 234 | 7112 | Rate Constraint in MTons | FALSE | L | Annual | Net Emissions Allowance Position | Thousand Tons | 12.2465 | 3.1076 | 0.82405 | 0.22527 | 0.014139 | 0.014139 | 0.014139 | 0.0019409
CSAPR- SO2 Annual- TN | 234 | 7112 | Rate Constraint in MTons | FALSE | L | Annual | Fuel Consumed | TBtu | 455.4703 | 216.1705 | 215.0194 | 194.5596 | 176.0648 | 169.7453 | 161.7933 | 117.0516
CSAPR- SO2 Annual- TN | 234 | 7112 | Rate Constraint in MTons | FALSE | L | Annual | Rate | lb/MMBtu | 0.053775 | 0.028751 | 0.0076648 | 0.0023157 | 0.00016061 | 0.00016659 | 0.00017478 | 3.3162e-05
CSAPR- SO2 Annual- TN | 234 | 7112 | Rate Constraint in MTons | FALSE | L | Annual | Generation | TWh | 47.0974 | 28.0651 | 37.9616 | 35.6518 | 33.8905 | 33.2455 | 32.4325 | 24.359
CSAPR- SO2 Annual- TN | 234 | 7112 | Rate Constraint in MTons | FALSE | L | Annual | Qualifying Generation | TWh | 47.0974 | 26.5532 | 29.8875 | 27.5777 | 25.6259 | 24.5788 | 23.1427 | 16.3882
CSAPR- SO2 Annual- TN | 234 | 7112 | Rate Constraint in MTons | FALSE | L | Annual | Rate | lb/MWh | 0.52005 | 0.23407 | 0.055143 | 0.016337 | 0.0011035 | 0.0011505 | 0.0012219 | 0.00023686
CSAPR- SO2 Annual- TN | 234 | 7112 | Rate Constraint in MTons | FALSE | L | Annual | Constraint Shadow Price | US2019$/Ton | 0 | 0 | 0 | 0 | 0 | 0 | 0 | 0
CSAPR- SO2 Annual- VA | 235 | 7113 | Rate Constraint in MTons | FALSE | L | Annual | Seasons Included | Seasons | Winter, WintShld, Summer | Winter, WintShld, Summer | Winter, WintShld, Summer | Winter, WintShld, Summer | Winter, WintShld, Summer | Winter, WintShld, Summer | Winter, WintShld, Summer | Winter, WintShld, Summer
CSAPR- SO2 Annual- VA | 235 | 7113 | Rate Constraint in MTons | FALSE | L | Annual | Standard SO2 | Thousand Tons | 41.3673 | 41.3673 | 41.3673 | 41.3673 | 41.3673 | 41.3673 | 41.3673 | 41.3673
CSAPR- SO2 Annual- VA | 235 | 7113 | Rate Constraint in MTons | FALSE | L | Annual | Emissions at Affected Plants SO2 | Thousand Tons | 1.9878 | 0.65038 | 0.26902 | 0.25596 | 0.19032 | 0.082962 | 0 | 0
CSAPR- SO2 Annual- VA | 235 | 7113 | Rate Constraint in MTons | FALSE | L | Annual | Allowances Purchased SO2 | Thousand Tons | 0 | 0 | 0 | 0 | 0 | 0 | 0 | 0
CSAPR- SO2 Annual- VA | 235 | 7113 | Rate Constraint in MTons | FALSE | L | Annual | Allowances Sold SO2 | Thousand Tons | 0 | 0 | 0 | 0 | 0 | 0 | 0 | 0
CSAPR- SO2 Annual- VA | 235 | 7113 | Rate Constraint in MTons | FALSE | L | Annual | Allowances Banked | Thousand Tons | 0 | 0 | 0 | 0 | 0 | 0 | 0 | 0
CSAPR- SO2 Annual- VA | 235 | 7113 | Rate Constraint in MTons | FALSE | L | Annual | Allowances Withdrawn (1:1) | Thousand Tons | 0 | 0 | 0 | 0 | 0 | 0 | 0 | 0
CSAPR- SO2 Annual- VA | 235 | 7113 | Rate Constraint in MTons | FALSE | L | Annual | Allowances Withdrawn (n:1) | Thousand Tons | 0 | 0 | 0 | 0 | 0 | 0 | 0 | 0
CSAPR- SO2 Annual- VA | 235 | 7113 | Rate Constraint in MTons | FALSE | L | Annual | Net Emissions Allowance Position | Thousand Tons | 1.9878 | 0.65038 | 0.26902 | 0.25596 | 0.19032 | 0.082962 | 0 | 0
CSAPR- SO2 Annual- VA | 235 | 7113 | Rate Constraint in MTons | FALSE | L | Annual | Fuel Consumed | TBtu | 387.9192 | 414.1352 | 463.8191 | 452.696 | 407.2472 | 349.2726 | 273.6189 | 56.2607
CSAPR- SO2 Annual- VA | 235 | 7113 | Rate Constraint in MTons | FALSE | L | Annual | Rate | lb/MMBtu | 0.010249 | 0.0031409 | 0.00116 | 0.0011308 | 0.00093465 | 0.00047505 | 0 | 0
CSAPR- SO2 Annual- VA | 235 | 7113 | Rate Constraint in MTons | FALSE | L | Annual | Generation | TWh | 51.2751 | 59.574 | 80.8701 | 79.6913 | 74.2913 | 97.0024 | 93.9295 | 82.7697
CSAPR- SO2 Annual- VA | 235 | 7113 | Rate Constraint in MTons | FALSE | L | Annual | Qualifying Generation | TWh | 51.2751 | 56.177 | 62.7287 | 61.5499 | 55.7218 | 48.8281 | 38.7718 | 8.2845
CSAPR- SO2 Annual- VA | 235 | 7113 | Rate Constraint in MTons | FALSE | L | Annual | Rate | lb/MWh | 0.077536 | 0.023155 | 0.0085772 | 0.0083173 | 0.0068309 | 0.0033981 | 0 | 0
CSAPR- SO2 Annual- VA | 235 | 7113 | Rate Constraint in MTons | FALSE | L | Annual | Constraint Shadow Price | US2019$/Ton | 0 | 0 | 0 | 0 | 0 | 0 | 0 | 0
CSAPR- SO2 Annual- WI | 236 | 7114 | Rate Constraint in MTons | FALSE | L | Annual | Seasons Included | Seasons | Winter, WintShld, Summer | Winter, WintShld, Summer | Winter, WintShld, Summer | Winter, WintShld, Summer | Winter, WintShld, Summer | Winter, WintShld, Summer | Winter, WintShld, Summer | Winter, WintShld, Summer
CSAPR- SO2 Annual- WI | 236 | 7114 | Rate Constraint in MTons | FALSE | L | Annual | Standard SO2 | Thousand Tons | 56.5019 | 56.5019 | 56.5019 | 56.5019 | 56.5019 | 56.5019 | 56.5019 | 56.5019
CSAPR- SO2 Annual- WI | 236 | 7114 | Rate Constraint in MTons | FALSE | L | Annual | Emissions at Affected Plants SO2 | Thousand Tons | 6.3565 | 2.7136 | 1.2948 | 1.3088 | 0 | 0 | 0 | 0
CSAPR- SO2 Annual- WI | 236 | 7114 | Rate Constraint in MTons | FALSE | L | Annual | Allowances Purchased SO2 | Thousand Tons | 0 | 0 | 0 | 0 | 0 | 0 | 0 | 0
CSAPR- SO2 Annual- WI | 236 | 7114 | Rate Constraint in MTons | FALSE | L | Annual | Allowances Sold SO2 | Thousand Tons | 0 | 0 | 0 | 0 | 0 | 0 | 0 | 0
CSAPR- SO2 Annual- WI | 236 | 7114 | Rate Constraint in MTons | FALSE | L | Annual | Allowances Banked | Thousand Tons | 0 | 0 | 0 | 0 | 0 | 0 | 0 | 0
CSAPR- SO2 Annual- WI | 236 | 7114 | Rate Constraint in MTons | FALSE | L | Annual | Allowances Withdrawn (1:1) | Thousand Tons | 0 | 0 | 0 | 0 | 0 | 0 | 0 | 0
CSAPR- SO2 Annual- WI | 236 | 7114 | Rate Constraint in MTons | FALSE | L | Annual | Allowances Withdrawn (n:1) | Thousand Tons | 0 | 0 | 0 | 0 | 0 | 0 | 0 | 0
CSAPR- SO2 Annual- WI | 236 | 7114 | Rate Constraint in MTons | FALSE | L | Annual | Net Emissions Allowance Position | Thousand Tons | 6.3565 | 2.7136 | 1.2948 | 1.3088 | 0 | 0 | 0 | 0
CSAPR- SO2 Annual- WI | 236 | 7114 | Rate Constraint in MTons | FALSE | L | Annual | Fuel Consumed | TBtu | 389.6647 | 250.8775 | 263.1708 | 245.0303 | 88.4809 | 54.5214 | 65.1625 | 61.6887
CSAPR- SO2 Annual- WI | 236 | 7114 | Rate Constraint in MTons | FALSE | L | Annual | Rate | lb/MMBtu | 0.032625 | 0.021633 | 0.0098399 | 0.010683 | 0 | 0 | 0 | 0
CSAPR- SO2 Annual- WI | 236 | 7114 | Rate Constraint in MTons | FALSE | L | Annual | Generation | TWh | 40.1356 | 29.1037 | 33.2454 | 30.834 | 12.3879 | 7.6498 | 9.1735 | 8.6434
CSAPR- SO2 Annual- WI | 236 | 7114 | Rate Constraint in MTons | FALSE | L | Annual | Qualifying Generation | TWh | 40.1356 | 29.1037 | 33.1458 | 30.7779 | 12.3468 | 7.6415 | 9.1681 | 8.6311
CSAPR- SO2 Annual- WI | 236 | 7114 | Rate Constraint in MTons | FALSE | L | Annual | Rate | lb/MWh | 0.31675 | 0.18648 | 0.078127 | 0.08505 | 0 | 0 | 0 | 0
CSAPR- SO2 Annual- WI | 236 | 7114 | Rate Constraint in MTons | FALSE | L | Annual | Constraint Shadow Price | US2019$/Ton | 0 | 0 | 0 | 0 | 0 | 0 | 0 | 0
CSAPR- SO2 Annual- WV | 237 | 7115 | Rate Constraint in MTons | FALSE | L | Annual | Seasons Included | Seasons | Winter, WintShld, Summer | Winter, WintShld, Summer | Winter, WintShld, Summer | Winter, WintShld, Summer | Winter, WintShld, Summer | Winter, WintShld, Summer | Winter, WintShld, Summer | Winter, WintShld, Summer
CSAPR- SO2 Annual- WV | 237 | 7115 | Rate Constraint in MTons | FALSE | L | Annual | Standard SO2 | Thousand Tons | 89.2882 | 89.2882 | 89.2882 | 89.2882 | 89.2882 | 89.2882 | 89.2882 | 89.2882
CSAPR- SO2 Annual- WV | 237 | 7115 | Rate Constraint in MTons | FALSE | L | Annual | Emissions at Affected Plants SO2 | Thousand Tons | 45.7295 | 41.5472 | 24.3992 | 19.2913 | 4.9172 | 0.36334 | 0 | 0
CSAPR- SO2 Annual- WV | 237 | 7115 | Rate Constraint in MTons | FALSE | L | Annual | Allowances Purchased SO2 | Thousand Tons | 0 | 0 | 0 | 0 | 0 | 0 | 0 | 0
CSAPR- SO2 Annual- WV | 237 | 7115 | Rate Constraint in MTons | FALSE | L | Annual | Allowances Sold SO2 | Thousand Tons | 0 | 0 | 0 | 0 | 0 | 0 | 0 | 0
CSAPR- SO2 Annual- WV | 237 | 7115 | Rate Constraint in MTons | FALSE | L | Annual | Allowances Banked | Thousand Tons | 0 | 0 | 0 | 0 | 0 | 0 | 0 | 0
CSAPR- SO2 Annual- WV | 237 | 7115 | Rate Constraint in MTons | FALSE | L | Annual | Allowances Withdrawn (1:1) | Thousand Tons | 0 | 0 | 0 | 0 | 0 | 0 | 0 | 0
CSAPR- SO2 Annual- WV | 237 | 7115 | Rate Constraint in MTons | FALSE | L | Annual | Allowances Withdrawn (n:1) | Thousand Tons | 0 | 0 | 0 | 0 | 0 | 0 | 0 | 0
CSAPR- SO2 Annual- WV | 237 | 7115 | Rate Constraint in MTons | FALSE | L | Annual | Net Emissions Allowance Position | Thousand Tons | 45.7295 | 41.5472 | 24.3992 | 19.2913 | 4.9172 | 0.36334 | 0 | 0
CSAPR- SO2 Annual- WV | 237 | 7115 | Rate Constraint in MTons | FALSE | L | Annual | Fuel Consumed | TBtu | 728.9136 | 683.621 | 447.0719 | 407.3 | 128.5455 | 132.7903 | 132.4461 | 247.3287
CSAPR- SO2 Annual- WV | 237 | 7115 | Rate Constraint in MTons | FALSE | L | Annual | Rate | lb/MMBtu | 0.12547 | 0.12155 | 0.10915 | 0.094728 | 0.076505 | 0.0054723 | 0 | 0
CSAPR- SO2 Annual- WV | 237 | 7115 | Rate Constraint in MTons | FALSE | L | Annual | Generation | TWh | 72.9864 | 68.5464 | 44.9558 | 41.0255 | 13.0286 | 34.4004 | 38.9912 | 64.5657
CSAPR- SO2 Annual- WV | 237 | 7115 | Rate Constraint in MTons | FALSE | L | Annual | Qualifying Generation | TWh | 72.9864 | 68.5464 | 44.9558 | 41.0255 | 13.0286 | 19.8483 | 19.8968 | 36.5652
CSAPR- SO2 Annual- WV | 237 | 7115 | Rate Constraint in MTons | FALSE | L | Annual | Rate | lb/MWh | 1.2531 | 1.2122 | 1.0855 | 0.94045 | 0.75483 | 0.036611 | 0 | 0
CSAPR- SO2 Annual- WV | 237 | 7115 | Rate Constraint in MTons | FALSE | L | Annual | Constraint Shadow Price | US2019$/Ton | 0 | 0 | 0 | 0 | 0 | 0 | 0 | 0
CT Fac. Spec. - MER Rate Annual v3.1 | 238 | 7562 | MACT Fuel Choice Floor in lbs/MMBtu | FALSE | L | Annual | Seasons Included | Seasons | Winter, WintShld, Summer | Winter, WintShld, Summer | Winter, WintShld, Summer | Winter, WintShld, Summer | Winter, WintShld, Summer | Winter, WintShld, Summer | Winter, WintShld, Summer | Winter, WintShld, Summer
CT Fac. Spec. - MER Rate Annual v3.1 | 238 | 7562 | MACT Fuel Choice Floor in lbs/MMBtu | FALSE | L | Annual | Emission Floor | lbs/MMBtu | 6e-07 | 6e-07 | 6e-07 | 6e-07 | 6e-07 | 6e-07 | 6e-07 | 6e-07
CT Fac. Spec. - MER Rate Annual v3.1 | 238 | 7562 | MACT Fuel Choice Floor in lbs/MMBtu | FALSE | L | Annual | Emissions at Affected Plants MER | lbs | 0 | 0 | 0 | 0 | 0 | 0 | 0 | 0
CT Fac. Spec. - MER Rate Annual v3.1 | 238 | 7562 | MACT Fuel Choice Floor in lbs/MMBtu | FALSE | L | Annual | Allowances Purchased MER | lbs | 0 | 0 | 0 | 0 | 0 | 0 | 0 | 0
CT Fac. Spec. - MER Rate Annual v3.1 | 238 | 7562 | MACT Fuel Choice Floor in lbs/MMBtu | FALSE | L | Annual | Allowances Sold MER | lbs | 0 | 0 | 0 | 0 | 0 | 0 | 0 | 0
CT Fac. Spec. - MER Rate Annual v3.1 | 238 | 7562 | MACT Fuel Choice Floor in lbs/MMBtu | FALSE | L | Annual | Allowances Banked | lbs | 0 | 0 | 0 | 0 | 0 | 0 | 0 | 0
CT Fac. Spec. - MER Rate Annual v3.1 | 238 | 7562 | MACT Fuel Choice Floor in lbs/MMBtu | FALSE | L | Annual | Allowances Withdrawn (1:1) | lbs | 0 | 0 | 0 | 0 | 0 | 0 | 0 | 0
CT Fac. Spec. - MER Rate Annual v3.1 | 238 | 7562 | MACT Fuel Choice Floor in lbs/MMBtu | FALSE | L | Annual | Allowances Withdrawn (n:1) | lbs | 0 | 0 | 0 | 0 | 0 | 0 | 0 | 0
CT Fac. Spec. - MER Rate Annual v3.1 | 238 | 7562 | MACT Fuel Choice Floor in lbs/MMBtu | FALSE | L | Annual | Net Emissions Allowance Position | lbs | 0 | 0 | 0 | 0 | 0 | 0 | 0 | 0
CT Fac. Spec. - MER Rate Annual v3.1 | 238 | 7562 | MACT Fuel Choice Floor in lbs/MMBtu | FALSE | L | Annual | Fuel Consumed | TBtu | 0 | 0 | 0 | 0 | 0 | 0 | 0 | 0
CT Fac. Spec. - MER Rate Annual v3.1 | 238 | 7562 | MACT Fuel Choice Floor in lbs/MMBtu | FALSE | L | Annual | Rate | lb/MMBtu | 0 | 0 | 0 | 0 | 0 | 0 | 0 | 0
CT Fac. Spec. - MER Rate Annual v3.1 | 238 | 7562 | MACT Fuel Choice Floor in lbs/MMBtu | FALSE | L | Annual | Generation | TWh | 0 | 0 | 0 | 0 | 0 | 0 | 0 | 0
CT Fac. Spec. - MER Rate Annual v3.1 | 238 | 7562 | MACT Fuel Choice Floor in lbs/MMBtu | FALSE | L | Annual | Qualifying Generation | TWh | 0 | 0 | 0 | 0 | 0 | 0 | 0 | 0
CT Fac. Spec. - MER Rate Annual v3.1 | 238 | 7562 | MACT Fuel Choice Floor in lbs/MMBtu | FALSE | L | Annual | Constraint Shadow Price | US2019$/Lb | 0 | 0 | 0 | 0 | 0 | 0 | 0 | 0
CT Fac. Spec. - NOX Rate Winter v.4.10 Final, Unit 2230 and retrofits | 239 | 7286 | Rate Constraint in lbs/MMBtu | FALSE | L | Annual | Seasons Included | Seasons | Winter, WintShld | Winter, WintShld | Winter, WintShld | Winter, WintShld | Winter, WintShld | Winter, WintShld | Winter, WintShld | Winter, WintShld
CT Fac. Spec. - NOX Rate Winter v.4.10 Final, Unit 2230 and retrofits | 239 | 7286 | Rate Constraint in lbs/MMBtu | FALSE | L | Annual | Standard NOX | lb/MMBtu | 0.15 | 0.15 | 0.15 | 0.15 | 0.15 | 0.15 | 0.15 | 0.15
CT Fac. Spec. - NOX Rate Winter v.4.10 Final, Unit 2230 and retrofits | 239 | 7286 | Rate Constraint in lbs/MMBtu | FALSE | L | Annual | Emissions at Affected Plants NOX | Thousand Tons | 0 | 0 | 0 | 0 | 0 | 0 | 0 | 0
CT Fac. Spec. - NOX Rate Winter v.4.10 Final, Unit 2230 and retrofits | 239 | 7286 | Rate Constraint in lbs/MMBtu | FALSE | L | Annual | Allowances Purchased NOX | Thousand Tons | 0 | 0 | 0 | 0 | 0 | 0 | 0 | 0
CT Fac. Spec. - NOX Rate Winter v.4.10 Final, Unit 2230 and retrofits | 239 | 7286 | Rate Constraint in lbs/MMBtu | FALSE | L | Annual | Allowances Sold NOX | Thousand Tons | 0 | 0 | 0 | 0 | 0 | 0 | 0 | 0
CT Fac. Spec. - NOX Rate Winter v.4.10 Final, Unit 2230 and retrofits | 239 | 7286 | Rate Constraint in lbs/MMBtu | FALSE | L | Annual | Allowances Banked | Thousand Tons | 0 | 0 | 0 | 0 | 0 | 0 | 0 | 0
CT Fac. Spec. - NOX Rate Winter v.4.10 Final, Unit 2230 and retrofits | 239 | 7286 | Rate Constraint in lbs/MMBtu | FALSE | L | Annual | Allowances Withdrawn (1:1) | Thousand Tons | 0 | 0 | 0 | 0 | 0 | 0 | 0 | 0
CT Fac. Spec. - NOX Rate Winter v.4.10 Final, Unit 2230 and retrofits | 239 | 7286 | Rate Constraint in lbs/MMBtu | FALSE | L | Annual | Allowances Withdrawn (n:1) | Thousand Tons | 0 | 0 | 0 | 0 | 0 | 0 | 0 | 0
CT Fac. Spec. - NOX Rate Winter v.4.10 Final, Unit 2230 and retrofits | 239 | 7286 | Rate Constraint in lbs/MMBtu | FALSE | L | Annual | Net Emissions Allowance Position | Thousand Tons | 0 | 0 | 0 | 0 | 0 | 0 | 0 | 0
CT Fac. Spec. - NOX Rate Winter v.4.10 Final, Unit 2230 and retrofits | 239 | 7286 | Rate Constraint in lbs/MMBtu | FALSE | L | Annual | Fuel Consumed | TBtu | 0 | 0 | 0 | 0 | 0 | 0 | 0 | 0
CT Fac. Spec. - NOX Rate Winter v.4.10 Final, Unit 2230 and retrofits | 239 | 7286 | Rate Constraint in lbs/MMBtu | FALSE | L | Annual | Rate | lb/MMBtu | 0 | 0 | 0 | 0 | 0 | 0 | 0 | 0
CT Fac. Spec. - NOX Rate Winter v.4.10 Final, Unit 2230 and retrofits | 239 | 7286 | Rate Constraint in lbs/MMBtu | FALSE | L | Annual | Generation | TWh | 0 | 0 | 0 | 0 | 0 | 0 | 0 | 0
CT Fac. Spec. - NOX Rate Winter v.4.10 Final, Unit 2230 and retrofits | 239 | 7286 | Rate Constraint in lbs/MMBtu | FALSE | L | Annual | Qualifying Generation | TWh | 0 | 0 | 0 | 0 | 0 | 0 | 0 | 0
CT Fac. Spec. - NOX Rate Winter v.4.10 Final, Unit 2230 and retrofits | 239 | 7286 | Rate Constraint in lbs/MMBtu | FALSE | L | Annual | Rate | lb/MWh | 0 | 0 | 0 | 0 | 0 | 0 | 0 | 0
CT Fac. Spec. - NOX Rate Winter v.4.10 Final, Unit 2230 and retrofits | 239 | 7286 | Rate Constraint in lbs/MMBtu | FALSE | L | Annual | Constraint Shadow Price | US2019$/Ton | 0 | 0 | 0 | 0 | 0 | 0 | 0 | 0
CT Fac. Spec. - NOX Rate Winter v.4.10 Final, Unit 2231 and retrofits | 240 | 7286 | Rate Constraint in lbs/MMBtu | FALSE | L | Annual | Seasons Included | Seasons | Winter, WintShld | Winter, WintShld | Winter, WintShld | Winter, WintShld | Winter, WintShld | Winter, WintShld | Winter, WintShld | Winter, WintShld
CT Fac. Spec. - NOX Rate Winter v.4.10 Final, Unit 2231 and retrofits | 240 | 7286 | Rate Constraint in lbs/MMBtu | FALSE | L | Annual | Standard NOX | lb/MMBtu | 0.15 | 0.15 | 0.15 | 0.15 | 0.15 | 0.15 | 0.15 | 0.15
CT Fac. Spec. - NOX Rate Winter v.4.10 Final, Unit 2231 and retrofits | 240 | 7286 | Rate Constraint in lbs/MMBtu | FALSE | L | Annual | Emissions at Affected Plants NOX | Thousand Tons | 0 | 0 | 0 | 0 | 0 | 0 | 0 | 0
CT Fac. Spec. - NOX Rate Winter v.4.10 Final, Unit 2231 and retrofits | 240 | 7286 | Rate Constraint in lbs/MMBtu | FALSE | L | Annual | Allowances Purchased NOX | Thousand Tons | 0 | 0 | 0 | 0 | 0 | 0 | 0 | 0
CT Fac. Spec. - NOX Rate Winter v.4.10 Final, Unit 2231 and retrofits | 240 | 7286 | Rate Constraint in lbs/MMBtu | FALSE | L | Annual | Allowances Sold NOX | Thousand Tons | 0 | 0 | 0 | 0 | 0 | 0 | 0 | 0
CT Fac. Spec. - NOX Rate Winter v.4.10 Final, Unit 2231 and retrofits | 240 | 7286 | Rate Constraint in lbs/MMBtu | FALSE | L | Annual | Allowances Banked | Thousand Tons | 0 | 0 | 0 | 0 | 0 | 0 | 0 | 0
CT Fac. Spec. - NOX Rate Winter v.4.10 Final, Unit 2231 and retrofits | 240 | 7286 | Rate Constraint in lbs/MMBtu | FALSE | L | Annual | Allowances Withdrawn (1:1) | Thousand Tons | 0 | 0 | 0 | 0 | 0 | 0 | 0 | 0
CT Fac. Spec. - NOX Rate Winter v.4.10 Final, Unit 2231 and retrofits | 240 | 7286 | Rate Constraint in lbs/MMBtu | FALSE | L | Annual | Allowances Withdrawn (n:1) | Thousand Tons | 0 | 0 | 0 | 0 | 0 | 0 | 0 | 0
CT Fac. Spec. - NOX Rate Winter v.4.10 Final, Unit 2231 and retrofits | 240 | 7286 | Rate Constraint in lbs/MMBtu | FALSE | L | Annual | Net Emissions Allowance Position | Thousand Tons | 0 | 0 | 0 | 0 | 0 | 0 | 0 | 0
CT Fac. Spec. - NOX Rate Winter v.4.10 Final, Unit 2231 and retrofits | 240 | 7286 | Rate Constraint in lbs/MMBtu | FALSE | L | Annual | Fuel Consumed | TBtu | 0 | 0 | 0 | 0 | 0 | 0 | 0 | 0
CT Fac. Spec. - NOX Rate Winter v.4.10 Final, Unit 2231 and retrofits | 240 | 7286 | Rate Constraint in lbs/MMBtu | FALSE | L | Annual | Rate | lb/MMBtu | 0 | 0 | 0 | 0 | 0 | 0 | 0 | 0
CT Fac. Spec. - NOX Rate Winter v.4.10 Final, Unit 2231 and retrofits | 240 | 7286 | Rate Constraint in lbs/MMBtu | FALSE | L | Annual | Generation | TWh | 0 | 0 | 0 | 0 | 0 | 0 | 0 | 0
CT Fac. Spec. - NOX Rate Winter v.4.10 Final, Unit 2231 and retrofits | 240 | 7286 | Rate Constraint in lbs/MMBtu | FALSE | L | Annual | Qualifying Generation | TWh | 0 | 0 | 0 | 0 | 0 | 0 | 0 | 0
CT Fac. Spec. - NOX Rate Winter v.4.10 Final, Unit 2231 and retrofits | 240 | 7286 | Rate Constraint in lbs/MMBtu | FALSE | L | Annual | Rate | lb/MWh | 0 | 0 | 0 | 0 | 0 | 0 | 0 | 0
CT Fac. Spec. - NOX Rate Winter v.4.10 Final, Unit 2231 and retrofits | 240 | 7286 | Rate Constraint in lbs/MMBtu | FALSE | L | Annual | Constraint Shadow Price | US2019$/Ton | 0 | 0 | 0 | 0 | 0 | 0 | 0 | 0
CT Fac. Spec. - NOX Rate Winter v.4.10 Final, Unit 2351 and retrofits | 241 | 7286 | Rate Constraint in lbs/MMBtu | FALSE | L | Annual | Seasons Included | Seasons | Winter, WintShld | Winter, WintShld | Winter, WintShld | Winter, WintShld | Winter, WintShld | Winter, WintShld | Winter, WintShld | Winter, WintShld
CT Fac. Spec. - NOX Rate Winter v.4.10 Final, Unit 2351 and retrofits | 241 | 7286 | Rate Constraint in lbs/MMBtu | FALSE | L | Annual | Standard NOX | lb/MMBtu | 0.15 | 0.15 | 0.15 | 0.15 | 0.15 | 0.15 | 0.15 | 0.15
CT Fac. Spec. - NOX Rate Winter v.4.10 Final, Unit 2351 and retrofits | 241 | 7286 | Rate Constraint in lbs/MMBtu | FALSE | L | Annual | Emissions at Affected Plants NOX | Thousand Tons | 0 | 0 | 0 | 0 | 0 | 0 | 0 | 0
CT Fac. Spec. - NOX Rate Winter v.4.10 Final, Unit 2351 and retrofits | 241 | 7286 | Rate Constraint in lbs/MMBtu | FALSE | L | Annual | Allowances Purchased NOX | Thousand Tons | 0 | 0 | 0 | 0 | 0 | 0 | 0 | 0
CT Fac. Spec. - NOX Rate Winter v.4.10 Final, Unit 2351 and retrofits | 241 | 7286 | Rate Constraint in lbs/MMBtu | FALSE | L | Annual | Allowances Sold NOX | Thousand Tons | 0 | 0 | 0 | 0 | 0 | 0 | 0 | 0
CT Fac. Spec. - NOX Rate Winter v.4.10 Final, Unit 2351 and retrofits | 241 | 7286 | Rate Constraint in lbs/MMBtu | FALSE | L | Annual | Allowances Banked | Thousand Tons | 0 | 0 | 0 | 0 | 0 | 0 | 0 | 0
CT Fac. Spec. - NOX Rate Winter v.4.10 Final, Unit 2351 and retrofits | 241 | 7286 | Rate Constraint in lbs/MMBtu | FALSE | L | Annual | Allowances Withdrawn (1:1) | Thousand Tons | 0 | 0 | 0 | 0 | 0 | 0 | 0 | 0
CT Fac. Spec. - NOX Rate Winter v.4.10 Final, Unit 2351 and retrofits | 241 | 7286 | Rate Constraint in lbs/MMBtu | FALSE | L | Annual | Allowances Withdrawn (n:1) | Thousand Tons | 0 | 0 | 0 | 0 | 0 | 0 | 0 | 0
CT Fac. Spec. - NOX Rate Winter v.4.10 Final, Unit 2351 and retrofits | 241 | 7286 | Rate Constraint in lbs/MMBtu | FALSE | L | Annual | Net Emissions Allowance Position | Thousand Tons | 0 | 0 | 0 | 0 | 0 | 0 | 0 | 0
CT Fac. Spec. - NOX Rate Winter v.4.10 Final, Unit 2351 and retrofits | 241 | 7286 | Rate Constraint in lbs/MMBtu | FALSE | L | Annual | Fuel Consumed | TBtu | 0 | 0 | 0 | 0 | 0 | 0 | 0 | 0
CT Fac. Spec. - NOX Rate Winter v.4.10 Final, Unit 2351 and retrofits | 241 | 7286 | Rate Constraint in lbs/MMBtu | FALSE | L | Annual | Rate | lb/MMBtu | 0 | 0 | 0 | 0 | 0 | 0 | 0 | 0
CT Fac. Spec. - NOX Rate Winter v.4.10 Final, Unit 2351 and retrofits | 241 | 7286 | Rate Constraint in lbs/MMBtu | FALSE | L | Annual | Generation | TWh | 0 | 0 | 0 | 0 | 0 | 0 | 0 | 0
CT Fac. Spec. - NOX Rate Winter v.4.10 Final, Unit 2351 and retrofits | 241 | 7286 | Rate Constraint in lbs/MMBtu | FALSE | L | Annual | Qualifying Generation | TWh | 0 | 0 | 0 | 0 | 0 | 0 | 0 | 0
CT Fac. Spec. - NOX Rate Winter v.4.10 Final, Unit 2351 and retrofits | 241 | 7286 | Rate Constraint in lbs/MMBtu | FALSE | L | Annual | Rate | lb/MWh | 0 | 0 | 0 | 0 | 0 | 0 | 0 | 0
CT Fac. Spec. - NOX Rate Winter v.4.10 Final, Unit 2351 and retrofits | 241 | 7286 | Rate Constraint in lbs/MMBtu | FALSE | L | Annual | Constraint Shadow Price | US2019$/Ton | 0 | 0 | 0 | 0 | 0 | 0 | 0 | 0
CT Fac. Spec. - NOX Rate Winter v.4.10 Final, Unit 2352 and retrofits | 242 | 7286 | Rate Constraint in lbs/MMBtu | FALSE | L | Annual | Seasons Included | Seasons | Winter, WintShld | Winter, WintShld | Winter, WintShld | Winter, WintShld | Winter, WintShld | Winter, WintShld | Winter, WintShld | Winter, WintShld
CT Fac. Spec. - NOX Rate Winter v.4.10 Final, Unit 2352 and retrofits | 242 | 7286 | Rate Constraint in lbs/MMBtu | FALSE | L | Annual | Standard NOX | lb/MMBtu | 0.15 | 0.15 | 0.15 | 0.15 | 0.15 | 0.15 | 0.15 | 0.15
CT Fac. Spec. - NOX Rate Winter v.4.10 Final, Unit 2352 and retrofits | 242 | 7286 | Rate Constraint in lbs/MMBtu | FALSE | L | Annual | Emissions at Affected Plants NOX | Thousand Tons | 0 | 0 | 0 | 0 | 0 | 0 | 0 | 0
CT Fac. Spec. - NOX Rate Winter v.4.10 Final, Unit 2352 and retrofits | 242 | 7286 | Rate Constraint in lbs/MMBtu | FALSE | L | Annual | Allowances Purchased NOX | Thousand Tons | 0 | 0 | 0 | 0 | 0 | 0 | 0 | 0
CT Fac. Spec. - NOX Rate Winter v.4.10 Final, Unit 2352 and retrofits | 242 | 7286 | Rate Constraint in lbs/MMBtu | FALSE | L | Annual | Allowances Sold NOX | Thousand Tons | 0 | 0 | 0 | 0 | 0 | 0 | 0 | 0
CT Fac. Spec. - NOX Rate Winter v.4.10 Final, Unit 2352 and retrofits | 242 | 7286 | Rate Constraint in lbs/MMBtu | FALSE | L | Annual | Allowances Banked | Thousand Tons | 0 | 0 | 0 | 0 | 0 | 0 | 0 | 0
CT Fac. Spec. - NOX Rate Winter v.4.10 Final, Unit 2352 and retrofits | 242 | 7286 | Rate Constraint in lbs/MMBtu | FALSE | L | Annual | Allowances Withdrawn (1:1) | Thousand Tons | 0 | 0 | 0 | 0 | 0 | 0 | 0 | 0
CT Fac. Spec. - NOX Rate Winter v.4.10 Final, Unit 2352 and retrofits | 242 | 7286 | Rate Constraint in lbs/MMBtu | FALSE | L | Annual | Allowances Withdrawn (n:1) | Thousand Tons | 0 | 0 | 0 | 0 | 0 | 0 | 0 | 0
CT Fac. Spec. - NOX Rate Winter v.4.10 Final, Unit 2352 and retrofits | 242 | 7286 | Rate Constraint in lbs/MMBtu | FALSE | L | Annual | Net Emissions Allowance Position | Thousand Tons | 0 | 0 | 0 | 0 | 0 | 0 | 0 | 0
CT Fac. Spec. - NOX Rate Winter v.4.10 Final, Unit 2352 and retrofits | 242 | 7286 | Rate Constraint in lbs/MMBtu | FALSE | L | Annual | Fuel Consumed | TBtu | 0 | 0 | 0 | 0 | 0 | 0 | 0 | 0
CT Fac. Spec. - NOX Rate Winter v.4.10 Final, Unit 2352 and retrofits | 242 | 7286 | Rate Constraint in lbs/MMBtu | FALSE | L | Annual | Rate | lb/MMBtu | 0 | 0 | 0 | 0 | 0 | 0 | 0 | 0
CT Fac. Spec. - NOX Rate Winter v.4.10 Final, Unit 2352 and retrofits | 242 | 7286 | Rate Constraint in lbs/MMBtu | FALSE | L | Annual | Generation | TWh | 0 | 0 | 0 | 0 | 0 | 0 | 0 | 0
CT Fac. Spec. - NOX Rate Winter v.4.10 Final, Unit 2352 and retrofits | 242 | 7286 | Rate Constraint in lbs/MMBtu | FALSE | L | Annual | Qualifying Generation | TWh | 0 | 0 | 0 | 0 | 0 | 0 | 0 | 0
CT Fac. Spec. - NOX Rate Winter v.4.10 Final, Unit 2352 and retrofits | 242 | 7286 | Rate Constraint in lbs/MMBtu | FALSE | L | Annual | Rate | lb/MWh | 0 | 0 | 0 | 0 | 0 | 0 | 0 | 0
CT Fac. Spec. - NOX Rate Winter v.4.10 Final, Unit 2352 and retrofits | 242 | 7286 | Rate Constraint in lbs/MMBtu | FALSE | L | Annual | Constraint Shadow Price | US2019$/Ton | 0 | 0 | 0 | 0 | 0 | 0 | 0 | 0
CT Fac. Spec. - NOX Rate Winter v.4.10 Final, Unit 2353 and retrofits | 243 | 7286 | Rate Constraint in lbs/MMBtu | FALSE | L | Annual | Seasons Included | Seasons | Winter, WintShld | Winter, WintShld | Winter, WintShld | Winter, WintShld | Winter, WintShld | Winter, WintShld | Winter, WintShld | Winter, WintShld
CT Fac. Spec. - NOX Rate Winter v.4.10 Final, Unit 2353 and retrofits | 243 | 7286 | Rate Constraint in lbs/MMBtu | FALSE | L | Annual | Standard NOX | lb/MMBtu | 0.15 | 0.15 | 0.15 | 0.15 | 0.15 | 0.15 | 0.15 | 0.15
CT Fac. Spec. - NOX Rate Winter v.4.10 Final, Unit 2353 and retrofits | 243 | 7286 | Rate Constraint in lbs/MMBtu | FALSE | L | Annual | Emissions at Affected Plants NOX | Thousand Tons | 0 | 0 | 0 | 0 | 0 | 0 | 0 | 0
CT Fac. Spec. - NOX Rate Winter v.4.10 Final, Unit 2353 and retrofits | 243 | 7286 | Rate Constraint in lbs/MMBtu | FALSE | L | Annual | Allowances Purchased NOX | Thousand Tons | 0 | 0 | 0 | 0 | 0 | 0 | 0 | 0
CT Fac. Spec. - NOX Rate Winter v.4.10 Final, Unit 2353 and retrofits | 243 | 7286 | Rate Constraint in lbs/MMBtu | FALSE | L | Annual | Allowances Sold NOX | Thousand Tons | 0 | 0 | 0 | 0 | 0 | 0 | 0 | 0
CT Fac. Spec. - NOX Rate Winter v.4.10 Final, Unit 2353 and retrofits | 243 | 7286 | Rate Constraint in lbs/MMBtu | FALSE | L | Annual | Allowances Banked | Thousand Tons | 0 | 0 | 0 | 0 | 0 | 0 | 0 | 0
CT Fac. Spec. - NOX Rate Winter v.4.10 Final, Unit 2353 and retrofits | 243 | 7286 | Rate Constraint in lbs/MMBtu | FALSE | L | Annual | Allowances Withdrawn (1:1) | Thousand Tons | 0 | 0 | 0 | 0 | 0 | 0 | 0 | 0
CT Fac. Spec. - NOX Rate Winter v.4.10 Final, Unit 2353 and retrofits | 243 | 7286 | Rate Constraint in lbs/MMBtu | FALSE | L | Annual | Allowances Withdrawn (n:1) | Thousand Tons | 0 | 0 | 0 | 0 | 0 | 0 | 0 | 0
CT Fac. Spec. - NOX Rate Winter v.4.10 Final, Unit 2353 and retrofits | 243 | 7286 | Rate Constraint in lbs/MMBtu | FALSE | L | Annual | Net Emissions Allowance Position | Thousand Tons | 0 | 0 | 0 | 0 | 0 | 0 | 0 | 0
CT Fac. Spec. - NOX Rate Winter v.4.10 Final, Unit 2353 and retrofits | 243 | 7286 | Rate Constraint in lbs/MMBtu | FALSE | L | Annual | Fuel Consumed | TBtu | 0 | 0 | 0 | 0 | 0 | 0 | 0 | 0
CT Fac. Spec. - NOX Rate Winter v.4.10 Final, Unit 2353 and retrofits | 243 | 7286 | Rate Constraint in lbs/MMBtu | FALSE | L | Annual | Rate | lb/MMBtu | 0 | 0 | 0 | 0 | 0 | 0 | 0 | 0
CT Fac. Spec. - NOX Rate Winter v.4.10 Final, Unit 2353 and retrofits | 243 | 7286 | Rate Constraint in lbs/MMBtu | FALSE | L | Annual | Generation | TWh | 0 | 0 | 0 | 0 | 0 | 0 | 0 | 0
CT Fac. Spec. - NOX Rate Winter v.4.10 Final, Unit 2353 and retrofits | 243 | 7286 | Rate Constraint in lbs/MMBtu | FALSE | L | Annual | Qualifying Generation | TWh | 0 | 0 | 0 | 0 | 0 | 0 | 0 | 0
CT Fac. Spec. - NOX Rate Winter v.4.10 Final, Unit 2353 and retrofits | 243 | 7286 | Rate Constraint in lbs/MMBtu | FALSE | L | Annual | Rate | lb/MWh | 0 | 0 | 0 | 0 | 0 | 0 | 0 | 0
CT Fac. Spec. - NOX Rate Winter v.4.10 Final, Unit 2353 and retrofits | 243 | 7286 | Rate Constraint in lbs/MMBtu | FALSE | L | Annual | Constraint Shadow Price | US2019$/Ton | 0 | 0 | 0 | 0 | 0 | 0 | 0 | 0
CT Fac. Spec. - NOX Rate Winter v.4.10 Final, Unit 2354 and retrofits | 244 | 7286 | Rate Constraint in lbs/MMBtu | FALSE | L | Annual | Seasons Included | Seasons | Winter, WintShld | Winter, WintShld | Winter, WintShld | Winter, WintShld | Winter, WintShld | Winter, WintShld | Winter, WintShld | Winter, WintShld
CT Fac. Spec. - NOX Rate Winter v.4.10 Final, Unit 2354 and retrofits | 244 | 7286 | Rate Constraint in lbs/MMBtu | FALSE | L | Annual | Standard NOX | lb/MMBtu | 0.15 | 0.15 | 0.15 | 0.15 | 0.15 | 0.15 | 0.15 | 0.15
CT Fac. Spec. - NOX Rate Winter v.4.10 Final, Unit 2354 and retrofits | 244 | 7286 | Rate Constraint in lbs/MMBtu | FALSE | L | Annual | Emissions at Affected Plants NOX | Thousand Tons | 0 | 0 | 0 | 0 | 0 | 0 | 0 | 0
CT Fac. Spec. - NOX Rate Winter v.4.10 Final, Unit 2354 and retrofits | 244 | 7286 | Rate Constraint in lbs/MMBtu | FALSE | L | Annual | Allowances Purchased NOX | Thousand Tons | 0 | 0 | 0 | 0 | 0 | 0 | 0 | 0
CT Fac. Spec. - NOX Rate Winter v.4.10 Final, Unit 2354 and retrofits | 244 | 7286 | Rate Constraint in lbs/MMBtu | FALSE | L | Annual | Allowances Sold NOX | Thousand Tons | 0 | 0 | 0 | 0 | 0 | 0 | 0 | 0
CT Fac. Spec. - NOX Rate Winter v.4.10 Final, Unit 2354 and retrofits | 244 | 7286 | Rate Constraint in lbs/MMBtu | FALSE | L | Annual | Allowances Banked | Thousand Tons | 0 | 0 | 0 | 0 | 0 | 0 | 0 | 0
CT Fac. Spec. - NOX Rate Winter v.4.10 Final, Unit 2354 and retrofits | 244 | 7286 | Rate Constraint in lbs/MMBtu | FALSE | L | Annual | Allowances Withdrawn (1:1) | Thousand Tons | 0 | 0 | 0 | 0 | 0 | 0 | 0 | 0
CT Fac. Spec. - NOX Rate Winter v.4.10 Final, Unit 2354 and retrofits | 244 | 7286 | Rate Constraint in lbs/MMBtu | FALSE | L | Annual | Allowances Withdrawn (n:1) | Thousand Tons | 0 | 0 | 0 | 0 | 0 | 0 | 0 | 0
CT Fac. Spec. - NOX Rate Winter v.4.10 Final, Unit 2354 and retrofits | 244 | 7286 | Rate Constraint in lbs/MMBtu | FALSE | L | Annual | Net Emissions Allowance Position | Thousand Tons | 0 | 0 | 0 | 0 | 0 | 0 | 0 | 0
CT Fac. Spec. - NOX Rate Winter v.4.10 Final, Unit 2354 and retrofits | 244 | 7286 | Rate Constraint in lbs/MMBtu | FALSE | L | Annual | Fuel Consumed | TBtu | 0 | 0 | 0 | 0 | 0 | 0 | 0 | 0
CT Fac. Spec. - NOX Rate Winter v.4.10 Final, Unit 2354 and retrofits | 244 | 7286 | Rate Constraint in lbs/MMBtu | FALSE | L | Annual | Rate | lb/MMBtu | 0 | 0 | 0 | 0 | 0 | 0 | 0 | 0
CT Fac. Spec. - NOX Rate Winter v.4.10 Final, Unit 2354 and retrofits | 244 | 7286 | Rate Constraint in lbs/MMBtu | FALSE | L | Annual | Generation | TWh | 0 | 0 | 0 | 0 | 0 | 0 | 0 | 0
CT Fac. Spec. - NOX Rate Winter v.4.10 Final, Unit 2354 and retrofits | 244 | 7286 | Rate Constraint in lbs/MMBtu | FALSE | L | Annual | Qualifying Generation | TWh | 0 | 0 | 0 | 0 | 0 | 0 | 0 | 0
CT Fac. Spec. - NOX Rate Winter v.4.10 Final, Unit 2354 and retrofits | 244 | 7286 | Rate Constraint in lbs/MMBtu | FALSE | L | Annual | Rate | lb/MWh | 0 | 0 | 0 | 0 | 0 | 0 | 0 | 0
CT Fac. Spec. - NOX Rate Winter v.4.10 Final, Unit 2354 and retrofits | 244 | 7286 | Rate Constraint in lbs/MMBtu | FALSE | L | Annual | Constraint Shadow Price | US2019$/Ton | 0 | 0 | 0 | 0 | 0 | 0 | 0 | 0
CT Fac. Spec. - SO2 Rate Annual Non-Title IV v3.1, Unit 48 and retrofits | 245 | 7288 | Rate Constraint in lbs/MMBtu | FALSE | L | Annual | Seasons Included | Seasons | Winter, WintShld, Summer | Winter, WintShld, Summer | Winter, WintShld, Summer | Winter, WintShld, Summer | Winter, WintShld, Summer | Winter, WintShld, Summer | Winter, WintShld, Summer | Winter, WintShld, Summer
CT Fac. Spec. - SO2 Rate Annual Non-Title IV v3.1, Unit 48 and retrofits | 245 | 7288 | Rate Constraint in lbs/MMBtu | FALSE | L | Annual | Standard SO2 | lb/MMBtu | 0.55 | 0.55 | 0.55 | 0.55 | 0.55 | 0.55 | 0.55 | 0.55
CT Fac. Spec. - SO2 Rate Annual Non-Title IV v3.1, Unit 48 and retrofits | 245 | 7288 | Rate Constraint in lbs/MMBtu | FALSE | L | Annual | Emissions at Affected Plants SO2 | Thousand Tons | 0.016121 | 0 | 0 | 0 | 0 | 0 | 0 | 0
CT Fac. Spec. - SO2 Rate Annual Non-Title IV v3.1, Unit 48 and retrofits | 245 | 7288 | Rate Constraint in lbs/MMBtu | FALSE | L | Annual | Allowances Purchased SO2 | Thousand Tons | 0 | 0 | 0 | 0 | 0 | 0 | 0 | 0
CT Fac. Spec. - SO2 Rate Annual Non-Title IV v3.1, Unit 48 and retrofits | 245 | 7288 | Rate Constraint in lbs/MMBtu | FALSE | L | Annual | Allowances Sold SO2 | Thousand Tons | 0 | 0 | 0 | 0 | 0 | 0 | 0 | 0
CT Fac. Spec. - SO2 Rate Annual Non-Title IV v3.1, Unit 48 and retrofits | 245 | 7288 | Rate Constraint in lbs/MMBtu | FALSE | L | Annual | Allowances Banked | Thousand Tons | 0 | 0 | 0 | 0 | 0 | 0 | 0 | 0
CT Fac. Spec. - SO2 Rate Annual Non-Title IV v3.1, Unit 48 and retrofits | 245 | 7288 | Rate Constraint in lbs/MMBtu | FALSE | L | Annual | Allowances Withdrawn (1:1) | Thousand Tons | 0 | 0 | 0 | 0 | 0 | 0 | 0 | 0
CT Fac. Spec. - SO2 Rate Annual Non-Title IV v3.1, Unit 48 and retrofits | 245 | 7288 | Rate Constraint in lbs/MMBtu | FALSE | L | Annual | Allowances Withdrawn (n:1) | Thousand Tons | 0 | 0 | 0 | 0 | 0 | 0 | 0 | 0
CT Fac. Spec. - SO2 Rate Annual Non-Title IV v3.1, Unit 48 and retrofits | 245 | 7288 | Rate Constraint in lbs/MMBtu | FALSE | L | Annual | Net Emissions Allowance Position | Thousand Tons | 0.016121 | 0 | 0 | 0 | 0 | 0 | 0 | 0
CT Fac. Spec. - SO2 Rate Annual Non-Title IV v3.1, Unit 48 and retrofits | 245 | 7288 | Rate Constraint in lbs/MMBtu | FALSE | L | Annual | Fuel Consumed | TBtu | 4.0302 | 0 | 0 | 0 | 0 | 0 | 0 | 0
CT Fac. Spec. - SO2 Rate Annual Non-Title IV v3.1, Unit 48 and retrofits | 245 | 7288 | Rate Constraint in lbs/MMBtu | FALSE | L | Annual | Rate | lb/MMBtu | 0.008 | 0 | 0 | 0 | 0 | 0 | 0 | 0
CT Fac. Spec. - SO2 Rate Annual Non-Title IV v3.1, Unit 48 and retrofits | 245 | 7288 | Rate Constraint in lbs/MMBtu | FALSE | L | Annual | Generation | TWh | 0.27629 | 0 | 0 | 0 | 0 | 0 | 0 | 0
CT Fac. Spec. - SO2 Rate Annual Non-Title IV v3.1, Unit 48 and retrofits | 245 | 7288 | Rate Constraint in lbs/MMBtu | FALSE | L | Annual | Qualifying Generation | TWh | 0.27629 | 0 | 0 | 0 | 0 | 0 | 0 | 0
CT Fac. Spec. - SO2 Rate Annual Non-Title IV v3.1, Unit 48 and retrofits | 245 | 7288 | Rate Constraint in lbs/MMBtu | FALSE | L | Annual | Rate | lb/MWh | 0.1167 | 0 | 0 | 0 | 0 | 0 | 0 | 0
CT Fac. Spec. - SO2 Rate Annual Non-Title IV v3.1, Unit 48 and retrofits | 245 | 7288 | Rate Constraint in lbs/MMBtu | FALSE | L | Annual | Constraint Shadow Price | US2019$/Ton | 0 | 0 | 0 | 0 | 0 | 0 | 0 | 0
CT Fac. Spec. - SO2 Rate Annual v3.1, Unit 2230 and retrofits | 246 | 7287 | Rate Constraint in lbs/MMBtu | FALSE | L | Annual | Seasons Included | Seasons | Winter, WintShld, Summer | Winter, WintShld, Summer | Winter, WintShld, Summer | Winter, WintShld, Summer | Winter, WintShld, Summer | Winter, WintShld, Summer | Winter, WintShld, Summer | Winter, WintShld, Summer
CT Fac. Spec. - SO2 Rate Annual v3.1, Unit 2230 and retrofits | 246 | 7287 | Rate Constraint in lbs/MMBtu | FALSE | L | Annual | Standard SO2 | lb/MMBtu | 0.33 | 0.33 | 0.33 | 0.33 | 0.33 | 0.33 | 0.33 | 0.33
CT Fac. Spec. - SO2 Rate Annual v3.1, Unit 2230 and retrofits | 246 | 7287 | Rate Constraint in lbs/MMBtu | FALSE | L | Annual | Emissions at Affected Plants SO2 | Thousand Tons | 0 | 0 | 0 | 0 | 0 | 0 | 0 | 0
CT Fac. Spec. - SO2 Rate Annual v3.1, Unit 2230 and retrofits | 246 | 7287 | Rate Constraint in lbs/MMBtu | FALSE | L | Annual | Allowances Purchased SO2 | Thousand Tons | 0 | 0 | 0 | 0 | 0 | 0 | 0 | 0
CT Fac. Spec. - SO2 Rate Annual v3.1, Unit 2230 and retrofits | 246 | 7287 | Rate Constraint in lbs/MMBtu | FALSE | L | Annual | Allowances Sold SO2 | Thousand Tons | 0 | 0 | 0 | 0 | 0 | 0 | 0 | 0
CT Fac. Spec. - SO2 Rate Annual v3.1, Unit 2230 and retrofits | 246 | 7287 | Rate Constraint in lbs/MMBtu | FALSE | L | Annual | Allowances Banked | Thousand Tons | 0 | 0 | 0 | 0 | 0 | 0 | 0 | 0
CT Fac. Spec. - SO2 Rate Annual v3.1, Unit 2230 and retrofits | 246 | 7287 | Rate Constraint in lbs/MMBtu | FALSE | L | Annual | Allowances Withdrawn (1:1) | Thousand Tons | 0 | 0 | 0 | 0 | 0 | 0 | 0 | 0
CT Fac. Spec. - SO2 Rate Annual v3.1, Unit 2230 and retrofits | 246 | 7287 | Rate Constraint in lbs/MMBtu | FALSE | L | Annual | Allowances Withdrawn (n:1) | Thousand Tons | 0 | 0 | 0 | 0 | 0 | 0 | 0 | 0
CT Fac. Spec. - SO2 Rate Annual v3.1, Unit 2230 and retrofits | 246 | 7287 | Rate Constraint in lbs/MMBtu | FALSE | L | Annual | Net Emissions Allowance Position | Thousand Tons | 0 | 0 | 0 | 0 | 0 | 0 | 0 | 0
CT Fac. Spec. - SO2 Rate Annual v3.1, Unit 2230 and retrofits | 246 | 7287 | Rate Constraint in lbs/MMBtu | FALSE | L | Annual | Fuel Consumed | TBtu | 0 | 0 | 0 | 0 | 0 | 0 | 0 | 0
CT Fac. Spec. - SO2 Rate Annual v3.1, Unit 2230 and retrofits | 246 | 7287 | Rate Constraint in lbs/MMBtu | FALSE | L | Annual | Rate | lb/MMBtu | 0 | 0 | 0 | 0 | 0 | 0 | 0 | 0
CT Fac. Spec. - SO2 Rate Annual v3.1, Unit 2230 and retrofits | 246 | 7287 | Rate Constraint in lbs/MMBtu | FALSE | L | Annual | Generation | TWh | 0 | 0 | 0 | 0 | 0 | 0 | 0 | 0
CT Fac. Spec. - SO2 Rate Annual v3.1, Unit 2230 and retrofits | 246 | 7287 | Rate Constraint in lbs/MMBtu | FALSE | L | Annual | Qualifying Generation | TWh | 0 | 0 | 0 | 0 | 0 | 0 | 0 | 0
CT Fac. Spec. - SO2 Rate Annual v3.1, Unit 2230 and retrofits | 246 | 7287 | Rate Constraint in lbs/MMBtu | FALSE | L | Annual | Rate | lb/MWh | 0 | 0 | 0 | 0 | 0 | 0 | 0 | 0
CT Fac. Spec. - SO2 Rate Annual v3.1, Unit 2230 and retrofits | 246 | 7287 | Rate Constraint in lbs/MMBtu | FALSE | L | Annual | Constraint Shadow Price | US2019$/Ton | 0 | 0 | 0 | 0 | 0 | 0 | 0 | 0
CT Fac. Spec. - SO2 Rate Annual v3.1, Unit 2231 and retrofits | 247 | 7287 | Rate Constraint in lbs/MMBtu | FALSE | L | Annual | Seasons Included | Seasons | Winter, WintShld, Summer | Winter, WintShld, Summer | Winter, WintShld, Summer | Winter, WintShld, Summer | Winter, WintShld, Summer | Winter, WintShld, Summer | Winter, WintShld, Summer | Winter, WintShld, Summer
CT Fac. Spec. - SO2 Rate Annual v3.1, Unit 2231 and retrofits | 247 | 7287 | Rate Constraint in lbs/MMBtu | FALSE | L | Annual | Standard SO2 | lb/MMBtu | 0.33 | 0.33 | 0.33 | 0.33 | 0.33 | 0.33 | 0.33 | 0.33
CT Fac. Spec. - SO2 Rate Annual v3.1, Unit 2231 and retrofits | 247 | 7287 | Rate Constraint in lbs/MMBtu | FALSE | L | Annual | Emissions at Affected Plants SO2 | Thousand Tons | 0 | 0 | 0 | 0 | 0 | 0 | 0 | 0
CT Fac. Spec. - SO2 Rate Annual v3.1, Unit 2231 and retrofits | 247 | 7287 | Rate Constraint in lbs/MMBtu | FALSE | L | Annual | Allowances Purchased SO2 | Thousand Tons | 0 | 0 | 0 | 0 | 0 | 0 | 0 | 0
CT Fac. Spec. - SO2 Rate Annual v3.1, Unit 2231 and retrofits | 247 | 7287 | Rate Constraint in lbs/MMBtu | FALSE | L | Annual | Allowances Sold SO2 | Thousand Tons | 0 | 0 | 0 | 0 | 0 | 0 | 0 | 0
CT Fac. Spec. - SO2 Rate Annual v3.1, Unit 2231 and retrofits | 247 | 7287 | Rate Constraint in lbs/MMBtu | FALSE | L | Annual | Allowances Banked | Thousand Tons | 0 | 0 | 0 | 0 | 0 | 0 | 0 | 0
CT Fac. Spec. - SO2 Rate Annual v3.1, Unit 2231 and retrofits | 247 | 7287 | Rate Constraint in lbs/MMBtu | FALSE | L | Annual | Allowances Withdrawn (1:1) | Thousand Tons | 0 | 0 | 0 | 0 | 0 | 0 | 0 | 0
CT Fac. Spec. - SO2 Rate Annual v3.1, Unit 2231 and retrofits | 247 | 7287 | Rate Constraint in lbs/MMBtu | FALSE | L | Annual | Allowances Withdrawn (n:1) | Thousand Tons | 0 | 0 | 0 | 0 | 0 | 0 | 0 | 0
CT Fac. Spec. - SO2 Rate Annual v3.1, Unit 2231 and retrofits | 247 | 7287 | Rate Constraint in lbs/MMBtu | FALSE | L | Annual | Net Emissions Allowance Position | Thousand Tons | 0 | 0 | 0 | 0 | 0 | 0 | 0 | 0
CT Fac. Spec. - SO2 Rate Annual v3.1, Unit 2231 and retrofits | 247 | 7287 | Rate Constraint in lbs/MMBtu | FALSE | L | Annual | Fuel Consumed | TBtu | 0 | 0 | 0 | 0 | 0 | 0 | 0 | 0
CT Fac. Spec. - SO2 Rate Annual v3.1, Unit 2231 and retrofits | 247 | 7287 | Rate Constraint in lbs/MMBtu | FALSE | L | Annual | Rate | lb/MMBtu | 0 | 0 | 0 | 0 | 0 | 0 | 0 | 0
CT Fac. Spec. - SO2 Rate Annual v3.1, Unit 2231 and retrofits | 247 | 7287 | Rate Constraint in lbs/MMBtu | FALSE | L | Annual | Generation | TWh | 0 | 0 | 0 | 0 | 0 | 0 | 0 | 0
CT Fac. Spec. - SO2 Rate Annual v3.1, Unit 2231 and retrofits | 247 | 7287 | Rate Constraint in lbs/MMBtu | FALSE | L | Annual | Qualifying Generation | TWh | 0 | 0 | 0 | 0 | 0 | 0 | 0 | 0
CT Fac. Spec. - SO2 Rate Annual v3.1, Unit 2231 and retrofits | 247 | 7287 | Rate Constraint in lbs/MMBtu | FALSE | L | Annual | Rate | lb/MWh | 0 | 0 | 0 | 0 | 0 | 0 | 0 | 0
CT Fac. Spec. - SO2 Rate Annual v3.1, Unit 2231 and retrofits | 247 | 7287 | Rate Constraint in lbs/MMBtu | FALSE | L | Annual | Constraint Shadow Price | US2019$/Ton | 0 | 0 | 0 | 0 | 0 | 0 | 0 | 0
CT Fac. Spec. - SO2 Rate Annual v3.1, Unit 2351 and retrofits | 248 | 7287 | Rate Constraint in lbs/MMBtu | FALSE | L | Annual | Seasons Included | Seasons | Winter, WintShld, Summer | Winter, WintShld, Summer | Winter, WintShld, Summer | Winter, WintShld, Summer | Winter, WintShld, Summer | Winter, WintShld, Summer | Winter, WintShld, Summer | Winter, WintShld, Summer
CT Fac. Spec. - SO2 Rate Annual v3.1, Unit 2351 and retrofits | 248 | 7287 | Rate Constraint in lbs/MMBtu | FALSE | L | Annual | Standard SO2 | lb/MMBtu | 0.33 | 0.33 | 0.33 | 0.33 | 0.33 | 0.33 | 0.33 | 0.33
CT Fac. Spec. - SO2 Rate Annual v3.1, Unit 2351 and retrofits | 248 | 7287 | Rate Constraint in lbs/MMBtu | FALSE | L | Annual | Emissions at Affected Plants SO2 | Thousand Tons | 0 | 0 | 0 | 0 | 0 | 0 | 0 | 0
CT Fac. Spec. - SO2 Rate Annual v3.1, Unit 2351 and retrofits | 248 | 7287 | Rate Constraint in lbs/MMBtu | FALSE | L | Annual | Allowances Purchased SO2 | Thousand Tons | 0 | 0 | 0 | 0 | 0 | 0 | 0 | 0
CT Fac. Spec. - SO2 Rate Annual v3.1, Unit 2351 and retrofits | 248 | 7287 | Rate Constraint in lbs/MMBtu | FALSE | L | Annual | Allowances Sold SO2 | Thousand Tons | 0 | 0 | 0 | 0 | 0 | 0 | 0 | 0
CT Fac. Spec. - SO2 Rate Annual v3.1, Unit 2351 and retrofits | 248 | 7287 | Rate Constraint in lbs/MMBtu | FALSE | L | Annual | Allowances Banked | Thousand Tons | 0 | 0 | 0 | 0 | 0 | 0 | 0 | 0
CT Fac. Spec. - SO2 Rate Annual v3.1, Unit 2351 and retrofits | 248 | 7287 | Rate Constraint in lbs/MMBtu | FALSE | L | Annual | Allowances Withdrawn (1:1) | Thousand Tons | 0 | 0 | 0 | 0 | 0 | 0 | 0 | 0
CT Fac. Spec. - SO2 Rate Annual v3.1, Unit 2351 and retrofits | 248 | 7287 | Rate Constraint in lbs/MMBtu | FALSE | L | Annual | Allowances Withdrawn (n:1) | Thousand Tons | 0 | 0 | 0 | 0 | 0 | 0 | 0 | 0
CT Fac. Spec. - SO2 Rate Annual v3.1, Unit 2351 and retrofits | 248 | 7287 | Rate Constraint in lbs/MMBtu | FALSE | L | Annual | Net Emissions Allowance Position | Thousand Tons | 0 | 0 | 0 | 0 | 0 | 0 | 0 | 0
CT Fac. Spec. - SO2 Rate Annual v3.1, Unit 2351 and retrofits | 248 | 7287 | Rate Constraint in lbs/MMBtu | FALSE | L | Annual | Fuel Consumed | TBtu | 0 | 0 | 0 | 0 | 0 | 0 | 0 | 0
CT Fac. Spec. - SO2 Rate Annual v3.1, Unit 2351 and retrofits | 248 | 7287 | Rate Constraint in lbs/MMBtu | FALSE | L | Annual | Rate | lb/MMBtu | 0 | 0 | 0 | 0 | 0 | 0 | 0 | 0
CT Fac. Spec. - SO2 Rate Annual v3.1, Unit 2351 and retrofits | 248 | 7287 | Rate Constraint in lbs/MMBtu | FALSE | L | Annual | Generation | TWh | 0 | 0 | 0 | 0 | 0 | 0 | 0 | 0
CT Fac. Spec. - SO2 Rate Annual v3.1, Unit 2351 and retrofits | 248 | 7287 | Rate Constraint in lbs/MMBtu | FALSE | L | Annual | Qualifying Generation | TWh | 0 | 0 | 0 | 0 | 0 | 0 | 0 | 0
CT Fac. Spec. - SO2 Rate Annual v3.1, Unit 2351 and retrofits | 248 | 7287 | Rate Constraint in lbs/MMBtu | FALSE | L | Annual | Rate | lb/MWh | 0 | 0 | 0 | 0 | 0 | 0 | 0 | 0
CT Fac. Spec. - SO2 Rate Annual v3.1, Unit 2351 and retrofits | 248 | 7287 | Rate Constraint in lbs/MMBtu | FALSE | L | Annual | Constraint Shadow Price | US2019$/Ton | 0 | 0 | 0 | 0 | 0 | 0 | 0 | 0
CT Fac. Spec. - SO2 Rate Annual v3.1, Unit 2352 and retrofits | 249 | 7287 | Rate Constraint in lbs/MMBtu | FALSE | L | Annual | Seasons Included | Seasons | Winter, WintShld, Summer | Winter, WintShld, Summer | Winter, WintShld, Summer | Winter, WintShld, Summer | Winter, WintShld, Summer | Winter, WintShld, Summer | Winter, WintShld, Summer | Winter, WintShld, Summer
CT Fac. Spec. - SO2 Rate Annual v3.1, Unit 2352 and retrofits | 249 | 7287 | Rate Constraint in lbs/MMBtu | FALSE | L | Annual | Standard SO2 | lb/MMBtu | 0.33 | 0.33 | 0.33 | 0.33 | 0.33 | 0.33 | 0.33 | 0.33
CT Fac. Spec. - SO2 Rate Annual v3.1, Unit 2352 and retrofits | 249 | 7287 | Rate Constraint in lbs/MMBtu | FALSE | L | Annual | Emissions at Affected Plants SO2 | Thousand Tons | 0 | 0 | 0 | 0 | 0 | 0 | 0 | 0
CT Fac. Spec. - SO2 Rate Annual v3.1, Unit 2352 and retrofits | 249 | 7287 | Rate Constraint in lbs/MMBtu | FALSE | L | Annual | Allowances Purchased SO2 | Thousand Tons | 0 | 0 | 0 | 0 | 0 | 0 | 0 | 0
CT Fac. Spec. - SO2 Rate Annual v3.1, Unit 2352 and retrofits | 249 | 7287 | Rate Constraint in lbs/MMBtu | FALSE | L | Annual | Allowances Sold SO2 | Thousand Tons | 0 | 0 | 0 | 0 | 0 | 0 | 0 | 0
CT Fac. Spec. - SO2 Rate Annual v3.1, Unit 2352 and retrofits | 249 | 7287 | Rate Constraint in lbs/MMBtu | FALSE | L | Annual | Allowances Banked | Thousand Tons | 0 | 0 | 0 | 0 | 0 | 0 | 0 | 0
CT Fac. Spec. - SO2 Rate Annual v3.1, Unit 2352 and retrofits | 249 | 7287 | Rate Constraint in lbs/MMBtu | FALSE | L | Annual | Allowances Withdrawn (1:1) | Thousand Tons | 0 | 0 | 0 | 0 | 0 | 0 | 0 | 0
CT Fac. Spec. - SO2 Rate Annual v3.1, Unit 2352 and retrofits | 249 | 7287 | Rate Constraint in lbs/MMBtu | FALSE | L | Annual | Allowances Withdrawn (n:1) | Thousand Tons | 0 | 0 | 0 | 0 | 0 | 0 | 0 | 0
CT Fac. Spec. - SO2 Rate Annual v3.1, Unit 2352 and retrofits | 249 | 7287 | Rate Constraint in lbs/MMBtu | FALSE | L | Annual | Net Emissions Allowance Position | Thousand Tons | 0 | 0 | 0 | 0 | 0 | 0 | 0 | 0
CT Fac. Spec. - SO2 Rate Annual v3.1, Unit 2352 and retrofits | 249 | 7287 | Rate Constraint in lbs/MMBtu | FALSE | L | Annual | Fuel Consumed | TBtu | 0 | 0 | 0 | 0 | 0 | 0 | 0 | 0
CT Fac. Spec. - SO2 Rate Annual v3.1, Unit 2352 and retrofits | 249 | 7287 | Rate Constraint in lbs/MMBtu | FALSE | L | Annual | Rate | lb/MMBtu | 0 | 0 | 0 | 0 | 0 | 0 | 0 | 0
CT Fac. Spec. - SO2 Rate Annual v3.1, Unit 2352 and retrofits | 249 | 7287 | Rate Constraint in lbs/MMBtu | FALSE | L | Annual | Generation | TWh | 0 | 0 | 0 | 0 | 0 | 0 | 0 | 0
CT Fac. Spec. - SO2 Rate Annual v3.1, Unit 2352 and retrofits | 249 | 7287 | Rate Constraint in lbs/MMBtu | FALSE | L | Annual | Qualifying Generation | TWh | 0 | 0 | 0 | 0 | 0 | 0 | 0 | 0
CT Fac. Spec. - SO2 Rate Annual v3.1, Unit 2352 and retrofits | 249 | 7287 | Rate Constraint in lbs/MMBtu | FALSE | L | Annual | Rate | lb/MWh | 0 | 0 | 0 | 0 | 0 | 0 | 0 | 0
CT Fac. Spec. - SO2 Rate Annual v3.1, Unit 2352 and retrofits | 249 | 7287 | Rate Constraint in lbs/MMBtu | FALSE | L | Annual | Constraint Shadow Price | US2019$/Ton | 0 | 0 | 0 | 0 | 0 | 0 | 0 | 0
CT Fac. Spec. - SO2 Rate Annual v3.1, Unit 2353 and retrofits | 250 | 7287 | Rate Constraint in lbs/MMBtu | FALSE | L | Annual | Seasons Included | Seasons | Winter, WintShld, Summer | Winter, WintShld, Summer | Winter, WintShld, Summer | Winter, WintShld, Summer | Winter, WintShld, Summer | Winter, WintShld, Summer | Winter, WintShld, Summer | Winter, WintShld, Summer
CT Fac. Spec. - SO2 Rate Annual v3.1, Unit 2353 and retrofits | 250 | 7287 | Rate Constraint in lbs/MMBtu | FALSE | L | Annual | Standard SO2 | lb/MMBtu | 0.33 | 0.33 | 0.33 | 0.33 | 0.33 | 0.33 | 0.33 | 0.33
CT Fac. Spec. - SO2 Rate Annual v3.1, Unit 2353 and retrofits | 250 | 7287 | Rate Constraint in lbs/MMBtu | FALSE | L | Annual | Emissions at Affected Plants SO2 | Thousand Tons | 0 | 0 | 0 | 0 | 0 | 0 | 0 | 0
CT Fac. Spec. - SO2 Rate Annual v3.1, Unit 2353 and retrofits | 250 | 7287 | Rate Constraint in lbs/MMBtu | FALSE | L | Annual | Allowances Purchased SO2 | Thousand Tons | 0 | 0 | 0 | 0 | 0 | 0 | 0 | 0
CT Fac. Spec. - SO2 Rate Annual v3.1, Unit 2353 and retrofits | 250 | 7287 | Rate Constraint in lbs/MMBtu | FALSE | L | Annual | Allowances Sold SO2 | Thousand Tons | 0 | 0 | 0 | 0 | 0 | 0 | 0 | 0
CT Fac. Spec. - SO2 Rate Annual v3.1, Unit 2353 and retrofits | 250 | 7287 | Rate Constraint in lbs/MMBtu | FALSE | L | Annual | Allowances Banked | Thousand Tons | 0 | 0 | 0 | 0 | 0 | 0 | 0 | 0
CT Fac. Spec. - SO2 Rate Annual v3.1, Unit 2353 and retrofits | 250 | 7287 | Rate Constraint in lbs/MMBtu | FALSE | L | Annual | Allowances Withdrawn (1:1) | Thousand Tons | 0 | 0 | 0 | 0 | 0 | 0 | 0 | 0
CT Fac. Spec. - SO2 Rate Annual v3.1, Unit 2353 and retrofits | 250 | 7287 | Rate Constraint in lbs/MMBtu | FALSE | L | Annual | Allowances Withdrawn (n:1) | Thousand Tons | 0 | 0 | 0 | 0 | 0 | 0 | 0 | 0
CT Fac. Spec. - SO2 Rate Annual v3.1, Unit 2353 and retrofits | 250 | 7287 | Rate Constraint in lbs/MMBtu | FALSE | L | Annual | Net Emissions Allowance Position | Thousand Tons | 0 | 0 | 0 | 0 | 0 | 0 | 0 | 0
CT Fac. Spec. - SO2 Rate Annual v3.1, Unit 2353 and retrofits | 250 | 7287 | Rate Constraint in lbs/MMBtu | FALSE | L | Annual | Fuel Consumed | TBtu | 0 | 0 | 0 | 0 | 0 | 0 | 0 | 0
CT Fac. Spec. - SO2 Rate Annual v3.1, Unit 2353 and retrofits | 250 | 7287 | Rate Constraint in lbs/MMBtu | FALSE | L | Annual | Rate | lb/MMBtu | 0 | 0 | 0 | 0 | 0 | 0 | 0 | 0
CT Fac. Spec. - SO2 Rate Annual v3.1, Unit 2353 and retrofits | 250 | 7287 | Rate Constraint in lbs/MMBtu | FALSE | L | Annual | Generation | TWh | 0 | 0 | 0 | 0 | 0 | 0 | 0 | 0
CT Fac. Spec. - SO2 Rate Annual v3.1, Unit 2353 and retrofits | 250 | 7287 | Rate Constraint in lbs/MMBtu | FALSE | L | Annual | Qualifying Generation | TWh | 0 | 0 | 0 | 0 | 0 | 0 | 0 | 0
CT Fac. Spec. - SO2 Rate Annual v3.1, Unit 2353 and retrofits | 250 | 7287 | Rate Constraint in lbs/MMBtu | FALSE | L | Annual | Rate | lb/MWh | 0 | 0 | 0 | 0 | 0 | 0 | 0 | 0
CT Fac. Spec. - SO2 Rate Annual v3.1, Unit 2353 and retrofits | 250 | 7287 | Rate Constraint in lbs/MMBtu | FALSE | L | Annual | Constraint Shadow Price | US2019$/Ton | 0 | 0 | 0 | 0 | 0 | 0 | 0 | 0
CT Fac. Spec. - SO2 Rate Annual v3.1, Unit 2354 and retrofits | 251 | 7287 | Rate Constraint in lbs/MMBtu | FALSE | L | Annual | Seasons Included | Seasons | Winter, WintShld, Summer | Winter, WintShld, Summer | Winter, WintShld, Summer | Winter, WintShld, Summer | Winter, WintShld, Summer | Winter, WintShld, Summer | Winter, WintShld, Summer | Winter, WintShld, Summer
CT Fac. Spec. - SO2 Rate Annual v3.1, Unit 2354 and retrofits | 251 | 7287 | Rate Constraint in lbs/MMBtu | FALSE | L | Annual | Standard SO2 | lb/MMBtu | 0.33 | 0.33 | 0.33 | 0.33 | 0.33 | 0.33 | 0.33 | 0.33
CT Fac. Spec. - SO2 Rate Annual v3.1, Unit 2354 and retrofits | 251 | 7287 | Rate Constraint in lbs/MMBtu | FALSE | L | Annual | Emissions at Affected Plants SO2 | Thousand Tons | 0 | 0 | 0 | 0 | 0 | 0 | 0 | 0
CT Fac. Spec. - SO2 Rate Annual v3.1, Unit 2354 and retrofits | 251 | 7287 | Rate Constraint in lbs/MMBtu | FALSE | L | Annual | Allowances Purchased SO2 | Thousand Tons | 0 | 0 | 0 | 0 | 0 | 0 | 0 | 0
CT Fac. Spec. - SO2 Rate Annual v3.1, Unit 2354 and retrofits | 251 | 7287 | Rate Constraint in lbs/MMBtu | FALSE | L | Annual | Allowances Sold SO2 | Thousand Tons | 0 | 0 | 0 | 0 | 0 | 0 | 0 | 0
CT Fac. Spec. - SO2 Rate Annual v3.1, Unit 2354 and retrofits | 251 | 7287 | Rate Constraint in lbs/MMBtu | FALSE | L | Annual | Allowances Banked | Thousand Tons | 0 | 0 | 0 | 0 | 0 | 0 | 0 | 0
CT Fac. Spec. - SO2 Rate Annual v3.1, Unit 2354 and retrofits | 251 | 7287 | Rate Constraint in lbs/MMBtu | FALSE | L | Annual | Allowances Withdrawn (1:1) | Thousand Tons | 0 | 0 | 0 | 0 | 0 | 0 | 0 | 0
CT Fac. Spec. - SO2 Rate Annual v3.1, Unit 2354 and retrofits | 251 | 7287 | Rate Constraint in lbs/MMBtu | FALSE | L | Annual | Allowances Withdrawn (n:1) | Thousand Tons | 0 | 0 | 0 | 0 | 0 | 0 | 0 | 0
CT Fac. Spec. - SO2 Rate Annual v3.1, Unit 2354 and retrofits | 251 | 7287 | Rate Constraint in lbs/MMBtu | FALSE | L | Annual | Net Emissions Allowance Position | Thousand Tons | 0 | 0 | 0 | 0 | 0 | 0 | 0 | 0
CT Fac. Spec. - SO2 Rate Annual v3.1, Unit 2354 and retrofits | 251 | 7287 | Rate Constraint in lbs/MMBtu | FALSE | L | Annual | Fuel Consumed | TBtu | 0 | 0 | 0 | 0 | 0 | 0 | 0 | 0
CT Fac. Spec. - SO2 Rate Annual v3.1, Unit 2354 and retrofits | 251 | 7287 | Rate Constraint in lbs/MMBtu | FALSE | L | Annual | Rate | lb/MMBtu | 0 | 0 | 0 | 0 | 0 | 0 | 0 | 0
CT Fac. Spec. - SO2 Rate Annual v3.1, Unit 2354 and retrofits | 251 | 7287 | Rate Constraint in lbs/MMBtu | FALSE | L | Annual | Generation | TWh | 0 | 0 | 0 | 0 | 0 | 0 | 0 | 0
CT Fac. Spec. - SO2 Rate Annual v3.1, Unit 2354 and retrofits | 251 | 7287 | Rate Constraint in lbs/MMBtu | FALSE | L | Annual | Qualifying Generation | TWh | 0 | 0 | 0 | 0 | 0 | 0 | 0 | 0
CT Fac. Spec. - SO2 Rate Annual v3.1, Unit 2354 and retrofits | 251 | 7287 | Rate Constraint in lbs/MMBtu | FALSE | L | Annual | Rate | lb/MWh | 0 | 0 | 0 | 0 | 0 | 0 | 0 | 0
CT Fac. Spec. - SO2 Rate Annual v3.1, Unit 2354 and retrofits | 251 | 7287 | Rate Constraint in lbs/MMBtu | FALSE | L | Annual | Constraint Shadow Price | US2019$/Ton | 0 | 0 | 0 | 0 | 0 | 0 | 0 | 0
DE Facility Specific - Hg Annual Reduction v3.1 | 252 | 7301 | MACT Fuel Choice Floor in lbs/MMBtu | FALSE | L | Annual | Seasons Included | Seasons | Winter, WintShld, Summer | Winter, WintShld, Summer | Winter, WintShld, Summer | Winter, WintShld, Summer | Winter, WintShld, Summer | Winter, WintShld, Summer | Winter, WintShld, Summer | Winter, WintShld, Summer
DE Facility Specific - Hg Annual Reduction v3.1 | 252 | 7301 | MACT Fuel Choice Floor in lbs/MMBtu | FALSE | L | Annual | Emission Floor | lbs/MMBtu | 6e-07 | 6e-07 | 6e-07 | 6e-07 | 6e-07 | 6e-07 | 6e-07 | 6e-07
DE Facility Specific - Hg Annual Reduction v3.1 | 252 | 7301 | MACT Fuel Choice Floor in lbs/MMBtu | FALSE | L | Annual | Emissions at Affected Plants MER | lbs | 0 | 0 | 0 | 0 | 0 | 0 | 0 | 0
DE Facility Specific - Hg Annual Reduction v3.1 | 252 | 7301 | MACT Fuel Choice Floor in lbs/MMBtu | FALSE | L | Annual | Allowances Purchased MER | lbs | 0 | 0 | 0 | 0 | 0 | 0 | 0 | 0
DE Facility Specific - Hg Annual Reduction v3.1 | 252 | 7301 | MACT Fuel Choice Floor in lbs/MMBtu | FALSE | L | Annual | Allowances Sold MER | lbs | 0 | 0 | 0 | 0 | 0 | 0 | 0 | 0
DE Facility Specific - Hg Annual Reduction v3.1 | 252 | 7301 | MACT Fuel Choice Floor in lbs/MMBtu | FALSE | L | Annual | Allowances Banked | lbs | 0 | 0 | 0 | 0 | 0 | 0 | 0 | 0
DE Facility Specific - Hg Annual Reduction v3.1 | 252 | 7301 | MACT Fuel Choice Floor in lbs/MMBtu | FALSE | L | Annual | Allowances Withdrawn (1:1) | lbs | 0 | 0 | 0 | 0 | 0 | 0 | 0 | 0
DE Facility Specific - Hg Annual Reduction v3.1 | 252 | 7301 | MACT Fuel Choice Floor in lbs/MMBtu | FALSE | L | Annual | Allowances Withdrawn (n:1) | lbs | 0 | 0 | 0 | 0 | 0 | 0 | 0 | 0
DE Facility Specific - Hg Annual Reduction v3.1 | 252 | 7301 | MACT Fuel Choice Floor in lbs/MMBtu | FALSE | L | Annual | Net Emissions Allowance Position | lbs | 0 | 0 | 0 | 0 | 0 | 0 | 0 | 0
DE Facility Specific - Hg Annual Reduction v3.1 | 252 | 7301 | MACT Fuel Choice Floor in lbs/MMBtu | FALSE | L | Annual | Fuel Consumed | TBtu | 0 | 0 | 0 | 0 | 0 | 0 | 0 | 0
DE Facility Specific - Hg Annual Reduction v3.1 | 252 | 7301 | MACT Fuel Choice Floor in lbs/MMBtu | FALSE | L | Annual | Rate | lb/MMBtu | 0 | 0 | 0 | 0 | 0 | 0 | 0 | 0
DE Facility Specific - Hg Annual Reduction v3.1 | 252 | 7301 | MACT Fuel Choice Floor in lbs/MMBtu | FALSE | L | Annual | Generation | TWh | 0 | 0 | 0 | 0 | 0 | 0 | 0 | 0
DE Facility Specific - Hg Annual Reduction v3.1 | 252 | 7301 | MACT Fuel Choice Floor in lbs/MMBtu | FALSE | L | Annual | Qualifying Generation | TWh | 0 | 0 | 0 | 0 | 0 | 0 | 0 | 0
DE Facility Specific - Hg Annual Reduction v3.1 | 252 | 7301 | MACT Fuel Choice Floor in lbs/MMBtu | FALSE | L | Annual | Constraint Shadow Price | US2019$/Lb | 0 | 0 | 0 | 0 | 0 | 0 | 0 | 0
DE Facility Specific - NOx Annual Rate v3.1, Unit 2225 and retrofits | 253 | 7289 | Rate Constraint in lbs/MMBtu | FALSE | L | Annual | Seasons Included | Seasons | Winter, WintShld, Summer | Winter, WintShld, Summer | Winter, WintShld, Summer | Winter, WintShld, Summer | Winter, WintShld, Summer | Winter, WintShld, Summer | Winter, WintShld, Summer | Winter, WintShld, Summer
DE Facility Specific - NOx Annual Rate v3.1, Unit 2225 and retrofits | 253 | 7289 | Rate Constraint in lbs/MMBtu | FALSE | L | Annual | Standard NOX | lb/MMBtu | 0.125 | 0.125 | 0.125 | 0.125 | 0.125 | 0.125 | 0.125 | 0.125
DE Facility Specific - NOx Annual Rate v3.1, Unit 2225 and retrofits | 253 | 7289 | Rate Constraint in lbs/MMBtu | FALSE | L | Annual | Emissions at Affected Plants NOX | Thousand Tons | 0 | 0 | 0 | 0 | 0 | 0 | 0 | 0
DE Facility Specific - NOx Annual Rate v3.1, Unit 2225 and retrofits | 253 | 7289 | Rate Constraint in lbs/MMBtu | FALSE | L | Annual | Allowances Purchased NOX | Thousand Tons | 0 | 0 | 0 | 0 | 0 | 0 | 0 | 0
DE Facility Specific - NOx Annual Rate v3.1, Unit 2225 and retrofits | 253 | 7289 | Rate Constraint in lbs/MMBtu | FALSE | L | Annual | Allowances Sold NOX | Thousand Tons | 0 | 0 | 0 | 0 | 0 | 0 | 0 | 0
DE Facility Specific - NOx Annual Rate v3.1, Unit 2225 and retrofits | 253 | 7289 | Rate Constraint in lbs/MMBtu | FALSE | L | Annual | Allowances Banked | Thousand Tons | 0 | 0 | 0 | 0 | 0 | 0 | 0 | 0
DE Facility Specific - NOx Annual Rate v3.1, Unit 2225 and retrofits | 253 | 7289 | Rate Constraint in lbs/MMBtu | FALSE | L | Annual | Allowances Withdrawn (1:1) | Thousand Tons | 0 | 0 | 0 | 0 | 0 | 0 | 0 | 0
DE Facility Specific - NOx Annual Rate v3.1, Unit 2225 and retrofits | 253 | 7289 | Rate Constraint in lbs/MMBtu | FALSE | L | Annual | Allowances Withdrawn (n:1) | Thousand Tons | 0 | 0 | 0 | 0 | 0 | 0 | 0 | 0
DE Facility Specific - NOx Annual Rate v3.1, Unit 2225 and retrofits | 253 | 7289 | Rate Constraint in lbs/MMBtu | FALSE | L | Annual | Net Emissions Allowance Position | Thousand Tons | 0 | 0 | 0 | 0 | 0 | 0 | 0 | 0
DE Facility Specific - NOx Annual Rate v3.1, Unit 2225 and retrofits | 253 | 7289 | Rate Constraint in lbs/MMBtu | FALSE | L | Annual | Fuel Consumed | TBtu | 0 | 0 | 0 | 0 | 0 | 0 | 0 | 0
DE Facility Specific - NOx Annual Rate v3.1, Unit 2225 and retrofits | 253 | 7289 | Rate Constraint in lbs/MMBtu | FALSE | L | Annual | Rate | lb/MMBtu | 0 | 0 | 0 | 0 | 0 | 0 | 0 | 0
DE Facility Specific - NOx Annual Rate v3.1, Unit 2225 and retrofits | 253 | 7289 | Rate Constraint in lbs/MMBtu | FALSE | L | Annual | Generation | TWh | 0 | 0 | 0 | 0 | 0 | 0 | 0 | 0
DE Facility Specific - NOx Annual Rate v3.1, Unit 2225 and retrofits | 253 | 7289 | Rate Constraint in lbs/MMBtu | FALSE | L | Annual | Qualifying Generation | TWh | 0 | 0 | 0 | 0 | 0 | 0 | 0 | 0
DE Facility Specific - NOx Annual Rate v3.1, Unit 2225 and retrofits | 253 | 7289 | Rate Constraint in lbs/MMBtu | FALSE | L | Annual | Rate | lb/MWh | 0 | 0 | 0 | 0 | 0 | 0 | 0 | 0
DE Facility Specific - NOx Annual Rate v3.1, Unit 2225 and retrofits | 253 | 7289 | Rate Constraint in lbs/MMBtu | FALSE | L | Annual | Constraint Shadow Price | US2019$/Ton | 0 | 0 | 0 | 0 | 0 | 0 | 0 | 0
DE Facility Specific - NOx Annual Rate v3.1, Unit 2648 and retrofits | 254 | 7289 | Rate Constraint in lbs/MMBtu | FALSE | L | Annual | Seasons Included | Seasons | Winter, WintShld, Summer | Winter, WintShld, Summer | Winter, WintShld, Summer | Winter, WintShld, Summer | Winter, WintShld, Summer | Winter, WintShld, Summer | Winter, WintShld, Summer | Winter, WintShld, Summer
DE Facility Specific - NOx Annual Rate v3.1, Unit 2648 and retrofits | 254 | 7289 | Rate Constraint in lbs/MMBtu | FALSE | L | Annual | Standard NOX | lb/MMBtu | 0.125 | 0.125 | 0.125 | 0.125 | 0.125 | 0.125 | 0.125 | 0.125
DE Facility Specific - NOx Annual Rate v3.1, Unit 2648 and retrofits | 254 | 7289 | Rate Constraint in lbs/MMBtu | FALSE | L | Annual | Emissions at Affected Plants NOX | Thousand Tons | 0 | 0 | 0 | 0 | 0 | 0 | 0 | 0
DE Facility Specific - NOx Annual Rate v3.1, Unit 2648 and retrofits | 254 | 7289 | Rate Constraint in lbs/MMBtu | FALSE | L | Annual | Allowances Purchased NOX | Thousand Tons | 0 | 0 | 0 | 0 | 0 | 0 | 0 | 0
DE Facility Specific - NOx Annual Rate v3.1, Unit 2648 and retrofits | 254 | 7289 | Rate Constraint in lbs/MMBtu | FALSE | L | Annual | Allowances Sold NOX | Thousand Tons | 0 | 0 | 0 | 0 | 0 | 0 | 0 | 0
DE Facility Specific - NOx Annual Rate v3.1, Unit 2648 and retrofits | 254 | 7289 | Rate Constraint in lbs/MMBtu | FALSE | L | Annual | Allowances Banked | Thousand Tons | 0 | 0 | 0 | 0 | 0 | 0 | 0 | 0
DE Facility Specific - NOx Annual Rate v3.1, Unit 2648 and retrofits | 254 | 7289 | Rate Constraint in lbs/MMBtu | FALSE | L | Annual | Allowances Withdrawn (1:1) | Thousand Tons | 0 | 0 | 0 | 0 | 0 | 0 | 0 | 0
DE Facility Specific - NOx Annual Rate v3.1, Unit 2648 and retrofits | 254 | 7289 | Rate Constraint in lbs/MMBtu | FALSE | L | Annual | Allowances Withdrawn (n:1) | Thousand Tons | 0 | 0 | 0 | 0 | 0 | 0 | 0 | 0
DE Facility Specific - NOx Annual Rate v3.1, Unit 2648 and retrofits | 254 | 7289 | Rate Constraint in lbs/MMBtu | FALSE | L | Annual | Net Emissions Allowance Position | Thousand Tons | 0 | 0 | 0 | 0 | 0 | 0 | 0 | 0
DE Facility Specific - NOx Annual Rate v3.1, Unit 2648 and retrofits | 254 | 7289 | Rate Constraint in lbs/MMBtu | FALSE | L | Annual | Fuel Consumed | TBtu | 0 | 0 | 0 | 0 | 0 | 0 | 0 | 0
DE Facility Specific - NOx Annual Rate v3.1, Unit 2648 and retrofits | 254 | 7289 | Rate Constraint in lbs/MMBtu | FALSE | L | Annual | Rate | lb/MMBtu | 0 | 0 | 0 | 0 | 0 | 0 | 0 | 0
DE Facility Specific - NOx Annual Rate v3.1, Unit 2648 and retrofits | 254 | 7289 | Rate Constraint in lbs/MMBtu | FALSE | L | Annual | Generation | TWh | 0 | 0 | 0 | 0 | 0 | 0 | 0 | 0
DE Facility Specific - NOx Annual Rate v3.1, Unit 2648 and retrofits | 254 | 7289 | Rate Constraint in lbs/MMBtu | FALSE | L | Annual | Qualifying Generation | TWh | 0 | 0 | 0 | 0 | 0 | 0 | 0 | 0
DE Facility Specific - NOx Annual Rate v3.1, Unit 2648 and retrofits | 254 | 7289 | Rate Constraint in lbs/MMBtu | FALSE | L | Annual | Rate | lb/MWh | 0 | 0 | 0 | 0 | 0 | 0 | 0 | 0
DE Facility Specific - NOx Annual Rate v3.1, Unit 2648 and retrofits | 254 | 7289 | Rate Constraint in lbs/MMBtu | FALSE | L | Annual | Constraint Shadow Price | US2019$/Ton | 0 | 0 | 0 | 0 | 0 | 0 | 0 | 0
DE Facility Specific - SO2 Annual Rate v3.1, Unit 2225 and retrofits | 255 | 7295 | Rate Constraint in lbs/MMBtu | FALSE | L | Annual | Seasons Included | Seasons | Winter, WintShld, Summer | Winter, WintShld, Summer | Winter, WintShld, Summer | Winter, WintShld, Summer | Winter, WintShld, Summer | Winter, WintShld, Summer | Winter, WintShld, Summer | Winter, WintShld, Summer
DE Facility Specific - SO2 Annual Rate v3.1, Unit 2225 and retrofits | 255 | 7295 | Rate Constraint in lbs/MMBtu | FALSE | L | Annual | Standard SO2 | lb/MMBtu | 0.26 | 0.26 | 0.26 | 0.26 | 0.26 | 0.26 | 0.26 | 0.26
DE Facility Specific - SO2 Annual Rate v3.1, Unit 2225 and retrofits | 255 | 7295 | Rate Constraint in lbs/MMBtu | FALSE | L | Annual | Emissions at Affected Plants SO2 | Thousand Tons | 0 | 0 | 0 | 0 | 0 | 0 | 0 | 0
DE Facility Specific - SO2 Annual Rate v3.1, Unit 2225 and retrofits | 255 | 7295 | Rate Constraint in lbs/MMBtu | FALSE | L | Annual | Allowances Purchased SO2 | Thousand Tons | 0 | 0 | 0 | 0 | 0 | 0 | 0 | 0
DE Facility Specific - SO2 Annual Rate v3.1, Unit 2225 and retrofits | 255 | 7295 | Rate Constraint in lbs/MMBtu | FALSE | L | Annual | Allowances Sold SO2 | Thousand Tons | 0 | 0 | 0 | 0 | 0 | 0 | 0 | 0
DE Facility Specific - SO2 Annual Rate v3.1, Unit 2225 and retrofits | 255 | 7295 | Rate Constraint in lbs/MMBtu | FALSE | L | Annual | Allowances Banked | Thousand Tons | 0 | 0 | 0 | 0 | 0 | 0 | 0 | 0
DE Facility Specific - SO2 Annual Rate v3.1, Unit 2225 and retrofits | 255 | 7295 | Rate Constraint in lbs/MMBtu | FALSE | L | Annual | Allowances Withdrawn (1:1) | Thousand Tons | 0 | 0 | 0 | 0 | 0 | 0 | 0 | 0
DE Facility Specific - SO2 Annual Rate v3.1, Unit 2225 and retrofits | 255 | 7295 | Rate Constraint in lbs/MMBtu | FALSE | L | Annual | Allowances Withdrawn (n:1) | Thousand Tons | 0 | 0 | 0 | 0 | 0 | 0 | 0 | 0
DE Facility Specific - SO2 Annual Rate v3.1, Unit 2225 and retrofits | 255 | 7295 | Rate Constraint in lbs/MMBtu | FALSE | L | Annual | Net Emissions Allowance Position | Thousand Tons | 0 | 0 | 0 | 0 | 0 | 0 | 0 | 0
DE Facility Specific - SO2 Annual Rate v3.1, Unit 2225 and retrofits | 255 | 7295 | Rate Constraint in lbs/MMBtu | FALSE | L | Annual | Fuel Consumed | TBtu | 0 | 0 | 0 | 0 | 0 | 0 | 0 | 0
DE Facility Specific - SO2 Annual Rate v3.1, Unit 2225 and retrofits | 255 | 7295 | Rate Constraint in lbs/MMBtu | FALSE | L | Annual | Rate | lb/MMBtu | 0 | 0 | 0 | 0 | 0 | 0 | 0 | 0
DE Facility Specific - SO2 Annual Rate v3.1, Unit 2225 and retrofits | 255 | 7295 | Rate Constraint in lbs/MMBtu | FALSE | L | Annual | Generation | TWh | 0 | 0 | 0 | 0 | 0 | 0 | 0 | 0
DE Facility Specific - SO2 Annual Rate v3.1, Unit 2225 and retrofits | 255 | 7295 | Rate Constraint in lbs/MMBtu | FALSE | L | Annual | Qualifying Generation | TWh | 0 | 0 | 0 | 0 | 0 | 0 | 0 | 0
DE Facility Specific - SO2 Annual Rate v3.1, Unit 2225 and retrofits | 255 | 7295 | Rate Constraint in lbs/MMBtu | FALSE | L | Annual | Rate | lb/MWh | 0 | 0 | 0 | 0 | 0 | 0 | 0 | 0
DE Facility Specific - SO2 Annual Rate v3.1, Unit 2225 and retrofits | 255 | 7295 | Rate Constraint in lbs/MMBtu | FALSE | L | Annual | Constraint Shadow Price | US2019$/Ton | 0 | 0 | 0 | 0 | 0 | 0 | 0 | 0
DE Facility Specific - SO2 Annual Rate v3.1, Unit 2648 and retrofits | 256 | 7295 | Rate Constraint in lbs/MMBtu | FALSE | L | Annual | Seasons Included | Seasons | Winter, WintShld, Summer | Winter, WintShld, Summer | Winter, WintShld, Summer | Winter, WintShld, Summer | Winter, WintShld, Summer | Winter, WintShld, Summer | Winter, WintShld, Summer | Winter, WintShld, Summer
DE Facility Specific - SO2 Annual Rate v3.1, Unit 2648 and retrofits | 256 | 7295 | Rate Constraint in lbs/MMBtu | FALSE | L | Annual | Standard SO2 | lb/MMBtu | 0.26 | 0.26 | 0.26 | 0.26 | 0.26 | 0.26 | 0.26 | 0.26
DE Facility Specific - SO2 Annual Rate v3.1, Unit 2648 and retrofits | 256 | 7295 | Rate Constraint in lbs/MMBtu | FALSE | L | Annual | Emissions at Affected Plants SO2 | Thousand Tons | 0 | 0 | 0 | 0 | 0 | 0 | 0 | 0
DE Facility Specific - SO2 Annual Rate v3.1, Unit 2648 and retrofits | 256 | 7295 | Rate Constraint in lbs/MMBtu | FALSE | L | Annual | Allowances Purchased SO2 | Thousand Tons | 0 | 0 | 0 | 0 | 0 | 0 | 0 | 0
DE Facility Specific - SO2 Annual Rate v3.1, Unit 2648 and retrofits | 256 | 7295 | Rate Constraint in lbs/MMBtu | FALSE | L | Annual | Allowances Sold SO2 | Thousand Tons | 0 | 0 | 0 | 0 | 0 | 0 | 0 | 0
DE Facility Specific - SO2 Annual Rate v3.1, Unit 2648 and retrofits | 256 | 7295 | Rate Constraint in lbs/MMBtu | FALSE | L | Annual | Allowances Banked | Thousand Tons | 0 | 0 | 0 | 0 | 0 | 0 | 0 | 0
DE Facility Specific - SO2 Annual Rate v3.1, Unit 2648 and retrofits | 256 | 7295 | Rate Constraint in lbs/MMBtu | FALSE | L | Annual | Allowances Withdrawn (1:1) | Thousand Tons | 0 | 0 | 0 | 0 | 0 | 0 | 0 | 0
DE Facility Specific - SO2 Annual Rate v3.1, Unit 2648 and retrofits | 256 | 7295 | Rate Constraint in lbs/MMBtu | FALSE | L | Annual | Allowances Withdrawn (n:1) | Thousand Tons | 0 | 0 | 0 | 0 | 0 | 0 | 0 | 0
DE Facility Specific - SO2 Annual Rate v3.1, Unit 2648 and retrofits | 256 | 7295 | Rate Constraint in lbs/MMBtu | FALSE | L | Annual | Net Emissions Allowance Position | Thousand Tons | 0 | 0 | 0 | 0 | 0 | 0 | 0 | 0
DE Facility Specific - SO2 Annual Rate v3.1, Unit 2648 and retrofits | 256 | 7295 | Rate Constraint in lbs/MMBtu | FALSE | L | Annual | Fuel Consumed | TBtu | 0 | 0 | 0 | 0 | 0 | 0 | 0 | 0
DE Facility Specific - SO2 Annual Rate v3.1, Unit 2648 and retrofits | 256 | 7295 | Rate Constraint in lbs/MMBtu | FALSE | L | Annual | Rate | lb/MMBtu | 0 | 0 | 0 | 0 | 0 | 0 | 0 | 0
DE Facility Specific - SO2 Annual Rate v3.1, Unit 2648 and retrofits | 256 | 7295 | Rate Constraint in lbs/MMBtu | FALSE | L | Annual | Generation | TWh | 0 | 0 | 0 | 0 | 0 | 0 | 0 | 0
DE Facility Specific - SO2 Annual Rate v3.1, Unit 2648 and retrofits | 256 | 7295 | Rate Constraint in lbs/MMBtu | FALSE | L | Annual | Qualifying Generation | TWh | 0 | 0 | 0 | 0 | 0 | 0 | 0 | 0
DE Facility Specific - SO2 Annual Rate v3.1, Unit 2648 and retrofits | 256 | 7295 | Rate Constraint in lbs/MMBtu | FALSE | L | Annual | Rate | lb/MWh | 0 | 0 | 0 | 0 | 0 | 0 | 0 | 0
DE Facility Specific - SO2 Annual Rate v3.1, Unit 2648 and retrofits | 256 | 7295 | Rate Constraint in lbs/MMBtu | FALSE | L | Annual | Constraint Shadow Price | US2019$/Ton | 0 | 0 | 0 | 0 | 0 | 0 | 0 | 0
DE Unit Level EdMoore3 - MER Cap Annual v3.1 | 257 | 7302 | Rate Constraint in MTons | FALSE | L | Annual | Seasons Included | Seasons | Winter, WintShld, Summer | Winter, WintShld, Summer | Winter, WintShld, Summer | Winter, WintShld, Summer | Winter, WintShld, Summer | Winter, WintShld, Summer | Winter, WintShld, Summer | Winter, WintShld, Summer
DE Unit Level EdMoore3 - MER Cap Annual v3.1 | 257 | 7302 | Rate Constraint in MTons | FALSE | L | Annual | Standard MER | lbs | 6.6 | 6.6 | 6.6 | 6.6 | 6.6 | 6.6 | 6.6 | 6.6
DE Unit Level EdMoore3 - MER Cap Annual v3.1 | 257 | 7302 | Rate Constraint in MTons | FALSE | L | Annual | Emissions at Affected Plants MER | lbs | 0 | 0 | 0 | 0 | 0 | 0 | 0 | 0
DE Unit Level EdMoore3 - MER Cap Annual v3.1 | 257 | 7302 | Rate Constraint in MTons | FALSE | L | Annual | Allowances Purchased MER | lbs | 0 | 0 | 0 | 0 | 0 | 0 | 0 | 0
DE Unit Level EdMoore3 - MER Cap Annual v3.1 | 257 | 7302 | Rate Constraint in MTons | FALSE | L | Annual | Allowances Sold MER | lbs | 0 | 0 | 0 | 0 | 0 | 0 | 0 | 0
DE Unit Level EdMoore3 - MER Cap Annual v3.1 | 257 | 7302 | Rate Constraint in MTons | FALSE | L | Annual | Allowances Banked | lbs | 0 | 0 | 0 | 0 | 0 | 0 | 0 | 0
DE Unit Level EdMoore3 - MER Cap Annual v3.1 | 257 | 7302 | Rate Constraint in MTons | FALSE | L | Annual | Allowances Withdrawn (1:1) | lbs | 0 | 0 | 0 | 0 | 0 | 0 | 0 | 0
DE Unit Level EdMoore3 - MER Cap Annual v3.1 | 257 | 7302 | Rate Constraint in MTons | FALSE | L | Annual | Allowances Withdrawn (n:1) | lbs | 0 | 0 | 0 | 0 | 0 | 0 | 0 | 0
DE Unit Level EdMoore3 - MER Cap Annual v3.1 | 257 | 7302 | Rate Constraint in MTons | FALSE | L | Annual | Net Emissions Allowance Position | lbs | 0 | 0 | 0 | 0 | 0 | 0 | 0 | 0
DE Unit Level EdMoore3 - MER Cap Annual v3.1 | 257 | 7302 | Rate Constraint in MTons | FALSE | L | Annual | Fuel Consumed | TBtu | 0 | 0 | 0 | 0 | 0 | 0 | 0 | 0
DE Unit Level EdMoore3 - MER Cap Annual v3.1 | 257 | 7302 | Rate Constraint in MTons | FALSE | L | Annual | Rate | lb/MMBtu | 0 | 0 | 0 | 0 | 0 | 0 | 0 | 0
DE Unit Level EdMoore3 - MER Cap Annual v3.1 | 257 | 7302 | Rate Constraint in MTons | FALSE | L | Annual | Generation | TWh | 0 | 0 | 0 | 0 | 0 | 0 | 0 | 0
DE Unit Level EdMoore3 - MER Cap Annual v3.1 | 257 | 7302 | Rate Constraint in MTons | FALSE | L | Annual | Qualifying Generation | TWh | 0 | 0 | 0 | 0 | 0 | 0 | 0 | 0
DE Unit Level EdMoore3 - MER Cap Annual v3.1 | 257 | 7302 | Rate Constraint in MTons | FALSE | L | Annual | Rate | lb/MWh | 0 | 0 | 0 | 0 | 0 | 0 | 0 | 0
DE Unit Level EdMoore3 - MER Cap Annual v3.1 | 257 | 7302 | Rate Constraint in MTons | FALSE | L | Annual | Constraint Shadow Price | US2019$/Lb | 0 | 0 | 0 | 0 | 0 | 0 | 0 | 0
DE Unit Level EdMoore3 - NOX Cap Annual v3.1 | 258 | 7290 | Rate Constraint in MTons | FALSE | L | Annual | Seasons Included | Seasons | Winter, WintShld, Summer | Winter, WintShld, Summer | Winter, WintShld, Summer | Winter, WintShld, Summer | Winter, WintShld, Summer | Winter, WintShld, Summer | Winter, WintShld, Summer | Winter, WintShld, Summer
DE Unit Level EdMoore3 - NOX Cap Annual v3.1 | 258 | 7290 | Rate Constraint in MTons | FALSE | L | Annual | Standard NOX | Thousand Tons | 0.773 | 0.773 | 0.773 | 0.773 | 0.773 | 0.773 | 0.773 | 0.773
DE Unit Level EdMoore3 - NOX Cap Annual v3.1 | 258 | 7290 | Rate Constraint in MTons | FALSE | L | Annual | Emissions at Affected Plants NOX | Thousand Tons | 0 | 0 | 0 | 0 | 0 | 0 | 0 | 0
DE Unit Level EdMoore3 - NOX Cap Annual v3.1 | 258 | 7290 | Rate Constraint in MTons | FALSE | L | Annual | Allowances Purchased NOX | Thousand Tons | 0 | 0 | 0 | 0 | 0 | 0 | 0 | 0
DE Unit Level EdMoore3 - NOX Cap Annual v3.1 | 258 | 7290 | Rate Constraint in MTons | FALSE | L | Annual | Allowances Sold NOX | Thousand Tons | 0 | 0 | 0 | 0 | 0 | 0 | 0 | 0
DE Unit Level EdMoore3 - NOX Cap Annual v3.1 | 258 | 7290 | Rate Constraint in MTons | FALSE | L | Annual | Allowances Banked | Thousand Tons | 0 | 0 | 0 | 0 | 0 | 0 | 0 | 0
DE Unit Level EdMoore3 - NOX Cap Annual v3.1 | 258 | 7290 | Rate Constraint in MTons | FALSE | L | Annual | Allowances Withdrawn (1:1) | Thousand Tons | 0 | 0 | 0 | 0 | 0 | 0 | 0 | 0
DE Unit Level EdMoore3 - NOX Cap Annual v3.1 | 258 | 7290 | Rate Constraint in MTons | FALSE | L | Annual | Allowances Withdrawn (n:1) | Thousand Tons | 0 | 0 | 0 | 0 | 0 | 0 | 0 | 0
DE Unit Level EdMoore3 - NOX Cap Annual v3.1 | 258 | 7290 | Rate Constraint in MTons | FALSE | L | Annual | Net Emissions Allowance Position | Thousand Tons | 0 | 0 | 0 | 0 | 0 | 0 | 0 | 0
DE Unit Level EdMoore3 - NOX Cap Annual v3.1 | 258 | 7290 | Rate Constraint in MTons | FALSE | L | Annual | Fuel Consumed | TBtu | 0 | 0 | 0 | 0 | 0 | 0 | 0 | 0
DE Unit Level EdMoore3 - NOX Cap Annual v3.1 | 258 | 7290 | Rate Constraint in MTons | FALSE | L | Annual | Rate | lb/MMBtu | 0 | 0 | 0 | 0 | 0 | 0 | 0 | 0
DE Unit Level EdMoore3 - NOX Cap Annual v3.1 | 258 | 7290 | Rate Constraint in MTons | FALSE | L | Annual | Generation | TWh | 0 | 0 | 0 | 0 | 0 | 0 | 0 | 0
DE Unit Level EdMoore3 - NOX Cap Annual v3.1 | 258 | 7290 | Rate Constraint in MTons | FALSE | L | Annual | Qualifying Generation | TWh | 0 | 0 | 0 | 0 | 0 | 0 | 0 | 0
DE Unit Level EdMoore3 - NOX Cap Annual v3.1 | 258 | 7290 | Rate Constraint in MTons | FALSE | L | Annual | Rate | lb/MWh | 0 | 0 | 0 | 0 | 0 | 0 | 0 | 0
DE Unit Level EdMoore3 - NOX Cap Annual v3.1 | 258 | 7290 | Rate Constraint in MTons | FALSE | L | Annual | Constraint Shadow Price | US2019$/Ton | 0 | 0 | 0 | 0 | 0 | 0 | 0 | 0
DE Unit Level EdMoore3 - SO2 Cap Annual v3.1 | 259 | 7296 | Rate Constraint in MTons | FALSE | L | Annual | Seasons Included | Seasons | Winter, WintShld, Summer | Winter, WintShld, Summer | Winter, WintShld, Summer | Winter, WintShld, Summer | Winter, WintShld, Summer | Winter, WintShld, Summer | Winter, WintShld, Summer | Winter, WintShld, Summer
DE Unit Level EdMoore3 - SO2 Cap Annual v3.1 | 259 | 7296 | Rate Constraint in MTons | FALSE | L | Annual | Standard SO2 | Thousand Tons | 1.391 | 1.391 | 1.391 | 1.391 | 1.391 | 1.391 | 1.391 | 1.391
DE Unit Level EdMoore3 - SO2 Cap Annual v3.1 | 259 | 7296 | Rate Constraint in MTons | FALSE | L | Annual | Emissions at Affected Plants SO2 | Thousand Tons | 0 | 0 | 0 | 0 | 0 | 0 | 0 | 0
DE Unit Level EdMoore3 - SO2 Cap Annual v3.1 | 259 | 7296 | Rate Constraint in MTons | FALSE | L | Annual | Allowances Purchased SO2 | Thousand Tons | 0 | 0 | 0 | 0 | 0 | 0 | 0 | 0
DE Unit Level EdMoore3 - SO2 Cap Annual v3.1 | 259 | 7296 | Rate Constraint in MTons | FALSE | L | Annual | Allowances Sold SO2 | Thousand Tons | 0 | 0 | 0 | 0 | 0 | 0 | 0 | 0
DE Unit Level EdMoore3 - SO2 Cap Annual v3.1 | 259 | 7296 | Rate Constraint in MTons | FALSE | L | Annual | Allowances Banked | Thousand Tons | 0 | 0 | 0 | 0 | 0 | 0 | 0 | 0
DE Unit Level EdMoore3 - SO2 Cap Annual v3.1 | 259 | 7296 | Rate Constraint in MTons | FALSE | L | Annual | Allowances Withdrawn (1:1) | Thousand Tons | 0 | 0 | 0 | 0 | 0 | 0 | 0 | 0
DE Unit Level EdMoore3 - SO2 Cap Annual v3.1 | 259 | 7296 | Rate Constraint in MTons | FALSE | L | Annual | Allowances Withdrawn (n:1) | Thousand Tons | 0 | 0 | 0 | 0 | 0 | 0 | 0 | 0
DE Unit Level EdMoore3 - SO2 Cap Annual v3.1 | 259 | 7296 | Rate Constraint in MTons | FALSE | L | Annual | Net Emissions Allowance Position | Thousand Tons | 0 | 0 | 0 | 0 | 0 | 0 | 0 | 0
DE Unit Level EdMoore3 - SO2 Cap Annual v3.1 | 259 | 7296 | Rate Constraint in MTons | FALSE | L | Annual | Fuel Consumed | TBtu | 0 | 0 | 0 | 0 | 0 | 0 | 0 | 0
DE Unit Level EdMoore3 - SO2 Cap Annual v3.1 | 259 | 7296 | Rate Constraint in MTons | FALSE | L | Annual | Rate | lb/MMBtu | 0 | 0 | 0 | 0 | 0 | 0 | 0 | 0
DE Unit Level EdMoore3 - SO2 Cap Annual v3.1 | 259 | 7296 | Rate Constraint in MTons | FALSE | L | Annual | Generation | TWh | 0 | 0 | 0 | 0 | 0 | 0 | 0 | 0
DE Unit Level EdMoore3 - SO2 Cap Annual v3.1 | 259 | 7296 | Rate Constraint in MTons | FALSE | L | Annual | Qualifying Generation | TWh | 0 | 0 | 0 | 0 | 0 | 0 | 0 | 0
DE Unit Level EdMoore3 - SO2 Cap Annual v3.1 | 259 | 7296 | Rate Constraint in MTons | FALSE | L | Annual | Rate | lb/MWh | 0 | 0 | 0 | 0 | 0 | 0 | 0 | 0
DE Unit Level EdMoore3 - SO2 Cap Annual v3.1 | 259 | 7296 | Rate Constraint in MTons | FALSE | L | Annual | Constraint Shadow Price | US2019$/Ton | 0 | 0 | 0 | 0 | 0 | 0 | 0 | 0
DE Unit Level EdMoore4 - MER Cap Annual v3.1 | 260 | 7303 | Rate Constraint in MTons | FALSE | L | Annual | Seasons Included | Seasons | Winter, WintShld, Summer | Winter, WintShld, Summer | Winter, WintShld, Summer | Winter, WintShld, Summer | Winter, WintShld, Summer | Winter, WintShld, Summer | Winter, WintShld, Summer | Winter, WintShld, Summer
DE Unit Level EdMoore4 - MER Cap Annual v3.1 | 260 | 7303 | Rate Constraint in MTons | FALSE | L | Annual | Standard MER | lbs | 11.4 | 11.4 | 11.4 | 11.4 | 11.4 | 11.4 | 11.4 | 11.4
DE Unit Level EdMoore4 - MER Cap Annual v3.1 | 260 | 7303 | Rate Constraint in MTons | FALSE | L | Annual | Emissions at Affected Plants MER | lbs | 0 | 0 | 0 | 0 | 0 | 0 | 0 | 0
DE Unit Level EdMoore4 - MER Cap Annual v3.1 | 260 | 7303 | Rate Constraint in MTons | FALSE | L | Annual | Allowances Purchased MER | lbs | 0 | 0 | 0 | 0 | 0 | 0 | 0 | 0
DE Unit Level EdMoore4 - MER Cap Annual v3.1 | 260 | 7303 | Rate Constraint in MTons | FALSE | L | Annual | Allowances Sold MER | lbs | 0 | 0 | 0 | 0 | 0 | 0 | 0 | 0
DE Unit Level EdMoore4 - MER Cap Annual v3.1 | 260 | 7303 | Rate Constraint in MTons | FALSE | L | Annual | Allowances Banked | lbs | 0 | 0 | 0 | 0 | 0 | 0 | 0 | 0
DE Unit Level EdMoore4 - MER Cap Annual v3.1 | 260 | 7303 | Rate Constraint in MTons | FALSE | L | Annual | Allowances Withdrawn (1:1) | lbs | 0 | 0 | 0 | 0 | 0 | 0 | 0 | 0
DE Unit Level EdMoore4 - MER Cap Annual v3.1 | 260 | 7303 | Rate Constraint in MTons | FALSE | L | Annual | Allowances Withdrawn (n:1) | lbs | 0 | 0 | 0 | 0 | 0 | 0 | 0 | 0
DE Unit Level EdMoore4 - MER Cap Annual v3.1 | 260 | 7303 | Rate Constraint in MTons | FALSE | L | Annual | Net Emissions Allowance Position | lbs | 0 | 0 | 0 | 0 | 0 | 0 | 0 | 0
DE Unit Level EdMoore4 - MER Cap Annual v3.1 | 260 | 7303 | Rate Constraint in MTons | FALSE | L | Annual | Fuel Consumed | TBtu | 0 | 0 | 0 | 0 | 0 | 0 | 0 | 0
DE Unit Level EdMoore4 - MER Cap Annual v3.1 | 260 | 7303 | Rate Constraint in MTons | FALSE | L | Annual | Rate | lb/MMBtu | 0 | 0 | 0 | 0 | 0 | 0 | 0 | 0
DE Unit Level EdMoore4 - MER Cap Annual v3.1 | 260 | 7303 | Rate Constraint in MTons | FALSE | L | Annual | Generation | TWh | 0 | 0 | 0 | 0 | 0 | 0 | 0 | 0
DE Unit Level EdMoore4 - MER Cap Annual v3.1 | 260 | 7303 | Rate Constraint in MTons | FALSE | L | Annual | Qualifying Generation | TWh | 0 | 0 | 0 | 0 | 0 | 0 | 0 | 0
DE Unit Level EdMoore4 - MER Cap Annual v3.1 | 260 | 7303 | Rate Constraint in MTons | FALSE | L | Annual | Rate | lb/MWh | 0 | 0 | 0 | 0 | 0 | 0 | 0 | 0
DE Unit Level EdMoore4 - MER Cap Annual v3.1 | 260 | 7303 | Rate Constraint in MTons | FALSE | L | Annual | Constraint Shadow Price | US2019$/Lb | 0 | 0 | 0 | 0 | 0 | 0 | 0 | 0
DE Unit Level EdMoore4 - NOX Cap Annual v3.1 | 261 | 7291 | Rate Constraint in MTons | FALSE | L | Annual | Seasons Included | Seasons | Winter, WintShld, Summer | Winter, WintShld, Summer | Winter, WintShld, Summer | Winter, WintShld, Summer | Winter, WintShld, Summer | Winter, WintShld, Summer | Winter, WintShld, Summer | Winter, WintShld, Summer
DE Unit Level EdMoore4 - NOX Cap Annual v3.1 | 261 | 7291 | Rate Constraint in MTons | FALSE | L | Annual | Standard NOX | Thousand Tons | 1.339 | 1.339 | 1.339 | 1.339 | 1.339 | 1.339 | 1.339 | 1.339
DE Unit Level EdMoore4 - NOX Cap Annual v3.1 | 261 | 7291 | Rate Constraint in MTons | FALSE | L | Annual | Emissions at Affected Plants NOX | Thousand Tons | 0 | 0 | 0 | 0 | 0 | 0 | 0 | 0
DE Unit Level EdMoore4 - NOX Cap Annual v3.1 | 261 | 7291 | Rate Constraint in MTons | FALSE | L | Annual | Allowances Purchased NOX | Thousand Tons | 0 | 0 | 0 | 0 | 0 | 0 | 0 | 0
DE Unit Level EdMoore4 - NOX Cap Annual v3.1 | 261 | 7291 | Rate Constraint in MTons | FALSE | L | Annual | Allowances Sold NOX | Thousand Tons | 0 | 0 | 0 | 0 | 0 | 0 | 0 | 0
DE Unit Level EdMoore4 - NOX Cap Annual v3.1 | 261 | 7291 | Rate Constraint in MTons | FALSE | L | Annual | Allowances Banked | Thousand Tons | 0 | 0 | 0 | 0 | 0 | 0 | 0 | 0
DE Unit Level EdMoore4 - NOX Cap Annual v3.1 | 261 | 7291 | Rate Constraint in MTons | FALSE | L | Annual | Allowances Withdrawn (1:1) | Thousand Tons | 0 | 0 | 0 | 0 | 0 | 0 | 0 | 0
DE Unit Level EdMoore4 - NOX Cap Annual v3.1 | 261 | 7291 | Rate Constraint in MTons | FALSE | L | Annual | Allowances Withdrawn (n:1) | Thousand Tons | 0 | 0 | 0 | 0 | 0 | 0 | 0 | 0
DE Unit Level EdMoore4 - NOX Cap Annual v3.1 | 261 | 7291 | Rate Constraint in MTons | FALSE | L | Annual | Net Emissions Allowance Position | Thousand Tons | 0 | 0 | 0 | 0 | 0 | 0 | 0 | 0
DE Unit Level EdMoore4 - NOX Cap Annual v3.1 | 261 | 7291 | Rate Constraint in MTons | FALSE | L | Annual | Fuel Consumed | TBtu | 0 | 0 | 0 | 0 | 0 | 0 | 0 | 0
DE Unit Level EdMoore4 - NOX Cap Annual v3.1 | 261 | 7291 | Rate Constraint in MTons | FALSE | L | Annual | Rate | lb/MMBtu | 0 | 0 | 0 | 0 | 0 | 0 | 0 | 0
DE Unit Level EdMoore4 - NOX Cap Annual v3.1 | 261 | 7291 | Rate Constraint in MTons | FALSE | L | Annual | Generation | TWh | 0 | 0 | 0 | 0 | 0 | 0 | 0 | 0
DE Unit Level EdMoore4 - NOX Cap Annual v3.1 | 261 | 7291 | Rate Constraint in MTons | FALSE | L | Annual | Qualifying Generation | TWh | 0 | 0 | 0 | 0 | 0 | 0 | 0 | 0
DE Unit Level EdMoore4 - NOX Cap Annual v3.1 | 261 | 7291 | Rate Constraint in MTons | FALSE | L | Annual | Rate | lb/MWh | 0 | 0 | 0 | 0 | 0 | 0 | 0 | 0
DE Unit Level EdMoore4 - NOX Cap Annual v3.1 | 261 | 7291 | Rate Constraint in MTons | FALSE | L | Annual | Constraint Shadow Price | US2019$/Ton | 0 | 0 | 0 | 0 | 0 | 0 | 0 | 0
DE Unit Level EdMoore4 - SO2 Cap Annual v3.1 | 262 | 7297 | Rate Constraint in MTons | FALSE | L | Annual | Seasons Included | Seasons | Winter, WintShld, Summer | Winter, WintShld, Summer | Winter, WintShld, Summer | Winter, WintShld, Summer | Winter, WintShld, Summer | Winter, WintShld, Summer | Winter, WintShld, Summer | Winter, WintShld, Summer
DE Unit Level EdMoore4 - SO2 Cap Annual v3.1 | 262 | 7297 | Rate Constraint in MTons | FALSE | L | Annual | Standard SO2 | Thousand Tons | 2.41 | 2.41 | 2.41 | 2.41 | 2.41 | 2.41 | 2.41 | 2.41
DE Unit Level EdMoore4 - SO2 Cap Annual v3.1 | 262 | 7297 | Rate Constraint in MTons | FALSE | L | Annual | Emissions at Affected Plants SO2 | Thousand Tons | 0 | 0 | 0 | 0 | 0 | 0 | 0 | 0
DE Unit Level EdMoore4 - SO2 Cap Annual v3.1 | 262 | 7297 | Rate Constraint in MTons | FALSE | L | Annual | Allowances Purchased SO2 | Thousand Tons | 0 | 0 | 0 | 0 | 0 | 0 | 0 | 0
DE Unit Level EdMoore4 - SO2 Cap Annual v3.1 | 262 | 7297 | Rate Constraint in MTons | FALSE | L | Annual | Allowances Sold SO2 | Thousand Tons | 0 | 0 | 0 | 0 | 0 | 0 | 0 | 0
DE Unit Level EdMoore4 - SO2 Cap Annual v3.1 | 262 | 7297 | Rate Constraint in MTons | FALSE | L | Annual | Allowances Banked | Thousand Tons | 0 | 0 | 0 | 0 | 0 | 0 | 0 | 0
DE Unit Level EdMoore4 - SO2 Cap Annual v3.1 | 262 | 7297 | Rate Constraint in MTons | FALSE | L | Annual | Allowances Withdrawn (1:1) | Thousand Tons | 0 | 0 | 0 | 0 | 0 | 0 | 0 | 0
DE Unit Level EdMoore4 - SO2 Cap Annual v3.1 | 262 | 7297 | Rate Constraint in MTons | FALSE | L | Annual | Allowances Withdrawn (n:1) | Thousand Tons | 0 | 0 | 0 | 0 | 0 | 0 | 0 | 0
DE Unit Level EdMoore4 - SO2 Cap Annual v3.1 | 262 | 7297 | Rate Constraint in MTons | FALSE | L | Annual | Net Emissions Allowance Position | Thousand Tons | 0 | 0 | 0 | 0 | 0 | 0 | 0 | 0
DE Unit Level EdMoore4 - SO2 Cap Annual v3.1 | 262 | 7297 | Rate Constraint in MTons | FALSE | L | Annual | Fuel Consumed | TBtu | 0 | 0 | 0 | 0 | 0 | 0 | 0 | 0
DE Unit Level EdMoore4 - SO2 Cap Annual v3.1 | 262 | 7297 | Rate Constraint in MTons | FALSE | L | Annual | Rate | lb/MMBtu | 0 | 0 | 0 | 0 | 0 | 0 | 0 | 0
DE Unit Level EdMoore4 - SO2 Cap Annual v3.1 | 262 | 7297 | Rate Constraint in MTons | FALSE | L | Annual | Generation | TWh | 0 | 0 | 0 | 0 | 0 | 0 | 0 | 0
DE Unit Level EdMoore4 - SO2 Cap Annual v3.1 | 262 | 7297 | Rate Constraint in MTons | FALSE | L | Annual | Qualifying Generation | TWh | 0 | 0 | 0 | 0 | 0 | 0 | 0 | 0
DE Unit Level EdMoore4 - SO2 Cap Annual v3.1 | 262 | 7297 | Rate Constraint in MTons | FALSE | L | Annual | Rate | lb/MWh | 0 | 0 | 0 | 0 | 0 | 0 | 0 | 0
DE Unit Level EdMoore4 - SO2 Cap Annual v3.1 | 262 | 7297 | Rate Constraint in MTons | FALSE | L | Annual | Constraint Shadow Price | US2019$/Ton | 0 | 0 | 0 | 0 | 0 | 0 | 0 | 0
DE Unit Level EdMoore5 - NOX Cap Annual v3.1 | 263 | 7292 | Rate Constraint in MTons | FALSE | L | Annual | Seasons Included | Seasons | Winter, WintShld, Summer | Winter, WintShld, Summer | Winter, WintShld, Summer | Winter, WintShld, Summer | Winter, WintShld, Summer | Winter, WintShld, Summer | Winter, WintShld, Summer | Winter, WintShld, Summer
DE Unit Level EdMoore5 - NOX Cap Annual v3.1 | 263 | 7292 | Rate Constraint in MTons | FALSE | L | Annual | Standard NOX | Thousand Tons | 1.348 | 1.348 | 1.348 | 1.348 | 1.348 | 1.348 | 1.348 | 1.348
DE Unit Level EdMoore5 - NOX Cap Annual v3.1 | 263 | 7292 | Rate Constraint in MTons | FALSE | L | Annual | Emissions at Affected Plants NOX | Thousand Tons | 0 | 0 | 0 | 0 | 0 | 0 | 0 | 0
DE Unit Level EdMoore5 - NOX Cap Annual v3.1 | 263 | 7292 | Rate Constraint in MTons | FALSE | L | Annual | Allowances Purchased NOX | Thousand Tons | 0 | 0 | 0 | 0 | 0 | 0 | 0 | 0
DE Unit Level EdMoore5 - NOX Cap Annual v3.1 | 263 | 7292 | Rate Constraint in MTons | FALSE | L | Annual | Allowances Sold NOX | Thousand Tons | 0 | 0 | 0 | 0 | 0 | 0 | 0 | 0
DE Unit Level EdMoore5 - NOX Cap Annual v3.1 | 263 | 7292 | Rate Constraint in MTons | FALSE | L | Annual | Allowances Banked | Thousand Tons | 0 | 0 | 0 | 0 | 0 | 0 | 0 | 0
DE Unit Level EdMoore5 - NOX Cap Annual v3.1 | 263 | 7292 | Rate Constraint in MTons | FALSE | L | Annual | Allowances Withdrawn (1:1) | Thousand Tons | 0 | 0 | 0 | 0 | 0 | 0 | 0 | 0
DE Unit Level EdMoore5 - NOX Cap Annual v3.1 | 263 | 7292 | Rate Constraint in MTons | FALSE | L | Annual | Allowances Withdrawn (n:1) | Thousand Tons | 0 | 0 | 0 | 0 | 0 | 0 | 0 | 0
DE Unit Level EdMoore5 - NOX Cap Annual v3.1 | 263 | 7292 | Rate Constraint in MTons | FALSE | L | Annual | Net Emissions Allowance Position | Thousand Tons | 0 | 0 | 0 | 0 | 0 | 0 | 0 | 0
DE Unit Level EdMoore5 - NOX Cap Annual v3.1 | 263 | 7292 | Rate Constraint in MTons | FALSE | L | Annual | Fuel Consumed | TBtu | 0 | 0 | 0 | 0 | 0 | 0 | 0 | 0
DE Unit Level EdMoore5 - NOX Cap Annual v3.1 | 263 | 7292 | Rate Constraint in MTons | FALSE | L | Annual | Rate | lb/MMBtu | 0 | 0 | 0 | 0 | 0 | 0 | 0 | 0
DE Unit Level EdMoore5 - NOX Cap Annual v3.1 | 263 | 7292 | Rate Constraint in MTons | FALSE | L | Annual | Generation | TWh | 0 | 0 | 0 | 0 | 0 | 0 | 0 | 0
DE Unit Level EdMoore5 - NOX Cap Annual v3.1 | 263 | 7292 | Rate Constraint in MTons | FALSE | L | Annual | Qualifying Generation | TWh | 0 | 0 | 0 | 0 | 0 | 0 | 0 | 0
DE Unit Level EdMoore5 - NOX Cap Annual v3.1 | 263 | 7292 | Rate Constraint in MTons | FALSE | L | Annual | Rate | lb/MWh | 0 | 0 | 0 | 0 | 0 | 0 | 0 | 0
DE Unit Level EdMoore5 - NOX Cap Annual v3.1 | 263 | 7292 | Rate Constraint in MTons | FALSE | L | Annual | Constraint Shadow Price | US2019$/Ton | 0 | 0 | 0 | 0 | 0 | 0 | 0 | 0
DE Unit Level EdMoore5 - SO2 Cap Annual v3.1 | 264 | 7298 | Rate Constraint in MTons | FALSE | L | Annual | Seasons Included | Seasons | Winter, WintShld, Summer | Winter, WintShld, Summer | Winter, WintShld, Summer | Winter, WintShld, Summer | Winter, WintShld, Summer | Winter, WintShld, Summer | Winter, WintShld, Summer | Winter, WintShld, Summer
DE Unit Level EdMoore5 - SO2 Cap Annual v3.1 | 264 | 7298 | Rate Constraint in MTons | FALSE | L | Annual | Standard SO2 | Thousand Tons | 2.427 | 2.427 | 2.427 | 2.427 | 2.427 | 2.427 | 2.427 | 2.427
DE Unit Level EdMoore5 - SO2 Cap Annual v3.1 | 264 | 7298 | Rate Constraint in MTons | FALSE | L | Annual | Emissions at Affected Plants SO2 | Thousand Tons | 0 | 0 | 0 | 0 | 0 | 0 | 0 | 0
DE Unit Level EdMoore5 - SO2 Cap Annual v3.1 | 264 | 7298 | Rate Constraint in MTons | FALSE | L | Annual | Allowances Purchased SO2 | Thousand Tons | 0 | 0 | 0 | 0 | 0 | 0 | 0 | 0
DE Unit Level EdMoore5 - SO2 Cap Annual v3.1 | 264 | 7298 | Rate Constraint in MTons | FALSE | L | Annual | Allowances Sold SO2 | Thousand Tons | 0 | 0 | 0 | 0 | 0 | 0 | 0 | 0
DE Unit Level EdMoore5 - SO2 Cap Annual v3.1 | 264 | 7298 | Rate Constraint in MTons | FALSE | L | Annual | Allowances Banked | Thousand Tons | 0 | 0 | 0 | 0 | 0 | 0 | 0 | 0
DE Unit Level EdMoore5 - SO2 Cap Annual v3.1 | 264 | 7298 | Rate Constraint in MTons | FALSE | L | Annual | Allowances Withdrawn (1:1) | Thousand Tons | 0 | 0 | 0 | 0 | 0 | 0 | 0 | 0
DE Unit Level EdMoore5 - SO2 Cap Annual v3.1 | 264 | 7298 | Rate Constraint in MTons | FALSE | L | Annual | Allowances Withdrawn (n:1) | Thousand Tons | 0 | 0 | 0 | 0 | 0 | 0 | 0 | 0
DE Unit Level EdMoore5 - SO2 Cap Annual v3.1 | 264 | 7298 | Rate Constraint in MTons | FALSE | L | Annual | Net Emissions Allowance Position | Thousand Tons | 0 | 0 | 0 | 0 | 0 | 0 | 0 | 0
DE Unit Level EdMoore5 - SO2 Cap Annual v3.1 | 264 | 7298 | Rate Constraint in MTons | FALSE | L | Annual | Fuel Consumed | TBtu | 0 | 0 | 0 | 0 | 0 | 0 | 0 | 0
DE Unit Level EdMoore5 - SO2 Cap Annual v3.1 | 264 | 7298 | Rate Constraint in MTons | FALSE | L | Annual | Rate | lb/MMBtu | 0 | 0 | 0 | 0 | 0 | 0 | 0 | 0
DE Unit Level EdMoore5 - SO2 Cap Annual v3.1 | 264 | 7298 | Rate Constraint in MTons | FALSE | L | Annual | Generation | TWh | 0 | 0 | 0 | 0 | 0 | 0 | 0 | 0
DE Unit Level EdMoore5 - SO2 Cap Annual v3.1 | 264 | 7298 | Rate Constraint in MTons | FALSE | L | Annual | Qualifying Generation | TWh | 0 | 0 | 0 | 0 | 0 | 0 | 0 | 0
DE Unit Level EdMoore5 - SO2 Cap Annual v3.1 | 264 | 7298 | Rate Constraint in MTons | FALSE | L | Annual | Rate | lb/MWh | 0 | 0 | 0 | 0 | 0 | 0 | 0 | 0
DE Unit Level EdMoore5 - SO2 Cap Annual v3.1 | 264 | 7298 | Rate Constraint in MTons | FALSE | L | Annual | Constraint Shadow Price | US2019$/Ton | 0 | 0 | 0 | 0 | 0 | 0 | 0 | 0
DE Unit Level IndRiver4 - MER Cap Annual v3.1 | 265 | 7304 | Rate Constraint in MTons | FALSE | L | Annual | Seasons Included | Seasons | Winter, WintShld, Summer | Winter, WintShld, Summer | Winter, WintShld, Summer | Winter, WintShld, Summer | Winter, WintShld, Summer | Winter, WintShld, Summer | Winter, WintShld, Summer | Winter, WintShld, Summer
DE Unit Level IndRiver4 - MER Cap Annual v3.1 | 265 | 7304 | Rate Constraint in MTons | FALSE | L | Annual | Standard MER | lbs | 17.4 | 17.4 | 17.4 | 17.4 | 17.4 | 17.4 | 17.4 | 17.4
DE Unit Level IndRiver4 - MER Cap Annual v3.1 | 265 | 7304 | Rate Constraint in MTons | FALSE | L | Annual | Emissions at Affected Plants MER | lbs | 0 | 0 | 0 | 0 | 0 | 0 | 0 | 0
DE Unit Level IndRiver4 - MER Cap Annual v3.1 | 265 | 7304 | Rate Constraint in MTons | FALSE | L | Annual | Allowances Purchased MER | lbs | 0 | 0 | 0 | 0 | 0 | 0 | 0 | 0
DE Unit Level IndRiver4 - MER Cap Annual v3.1 | 265 | 7304 | Rate Constraint in MTons | FALSE | L | Annual | Allowances Sold MER | lbs | 0 | 0 | 0 | 0 | 0 | 0 | 0 | 0
DE Unit Level IndRiver4 - MER Cap Annual v3.1 | 265 | 7304 | Rate Constraint in MTons | FALSE | L | Annual | Allowances Banked | lbs | 0 | 0 | 0 | 0 | 0 | 0 | 0 | 0
DE Unit Level IndRiver4 - MER Cap Annual v3.1 | 265 | 7304 | Rate Constraint in MTons | FALSE | L | Annual | Allowances Withdrawn (1:1) | lbs | 0 | 0 | 0 | 0 | 0 | 0 | 0 | 0
DE Unit Level IndRiver4 - MER Cap Annual v3.1 | 265 | 7304 | Rate Constraint in MTons | FALSE | L | Annual | Allowances Withdrawn (n:1) | lbs | 0 | 0 | 0 | 0 | 0 | 0 | 0 | 0
DE Unit Level IndRiver4 - MER Cap Annual v3.1 | 265 | 7304 | Rate Constraint in MTons | FALSE | L | Annual | Net Emissions Allowance Position | lbs | 0 | 0 | 0 | 0 | 0 | 0 | 0 | 0
DE Unit Level IndRiver4 - MER Cap Annual v3.1 | 265 | 7304 | Rate Constraint in MTons | FALSE | L | Annual | Fuel Consumed | TBtu | 0 | 0 | 0 | 0 | 0 | 0 | 0 | 0
DE Unit Level IndRiver4 - MER Cap Annual v3.1 | 265 | 7304 | Rate Constraint in MTons | FALSE | L | Annual | Rate | lb/MMBtu | 0 | 0 | 0 | 0 | 0 | 0 | 0 | 0
DE Unit Level IndRiver4 - MER Cap Annual v3.1 | 265 | 7304 | Rate Constraint in MTons | FALSE | L | Annual | Generation | TWh | 0 | 0 | 0 | 0 | 0 | 0 | 0 | 0
DE Unit Level IndRiver4 - MER Cap Annual v3.1 | 265 | 7304 | Rate Constraint in MTons | FALSE | L | Annual | Qualifying Generation | TWh | 0 | 0 | 0 | 0 | 0 | 0 | 0 | 0
DE Unit Level IndRiver4 - MER Cap Annual v3.1 | 265 | 7304 | Rate Constraint in MTons | FALSE | L | Annual | Rate | lb/MWh | 0 | 0 | 0 | 0 | 0 | 0 | 0 | 0
DE Unit Level IndRiver4 - MER Cap Annual v3.1 | 265 | 7304 | Rate Constraint in MTons | FALSE | L | Annual | Constraint Shadow Price | US2019$/Lb | 0 | 0 | 0 | 0 | 0 | 0 | 0 | 0
DE Unit Level IndRiver4 - NOX Cap Annual v3.1 | 266 | 7293 | Rate Constraint in MTons | FALSE | L | Annual | Seasons Included | Seasons | Winter, WintShld, Summer | Winter, WintShld, Summer | Winter, WintShld, Summer | Winter, WintShld, Summer | Winter, WintShld, Summer | Winter, WintShld, Summer | Winter, WintShld, Summer | Winter, WintShld, Summer
DE Unit Level IndRiver4 - NOX Cap Annual v3.1 | 266 | 7293 | Rate Constraint in MTons | FALSE | L | Annual | Standard NOX | Thousand Tons | 2.032 | 2.032 | 2.032 | 2.032 | 2.032 | 2.032 | 2.032 | 2.032
DE Unit Level IndRiver4 - NOX Cap Annual v3.1 | 266 | 7293 | Rate Constraint in MTons | FALSE | L | Annual | Emissions at Affected Plants NOX | Thousand Tons | 0 | 0 | 0 | 0 | 0 | 0 | 0 | 0
DE Unit Level IndRiver4 - NOX Cap Annual v3.1 | 266 | 7293 | Rate Constraint in MTons | FALSE | L | Annual | Allowances Purchased NOX | Thousand Tons | 0 | 0 | 0 | 0 | 0 | 0 | 0 | 0
DE Unit Level IndRiver4 - NOX Cap Annual v3.1 | 266 | 7293 | Rate Constraint in MTons | FALSE | L | Annual | Allowances Sold NOX | Thousand Tons | 0 | 0 | 0 | 0 | 0 | 0 | 0 | 0
DE Unit Level IndRiver4 - NOX Cap Annual v3.1 | 266 | 7293 | Rate Constraint in MTons | FALSE | L | Annual | Allowances Banked | Thousand Tons | 0 | 0 | 0 | 0 | 0 | 0 | 0 | 0
DE Unit Level IndRiver4 - NOX Cap Annual v3.1 | 266 | 7293 | Rate Constraint in MTons | FALSE | L | Annual | Allowances Withdrawn (1:1) | Thousand Tons | 0 | 0 | 0 | 0 | 0 | 0 | 0 | 0
DE Unit Level IndRiver4 - NOX Cap Annual v3.1 | 266 | 7293 | Rate Constraint in MTons | FALSE | L | Annual | Allowances Withdrawn (n:1) | Thousand Tons | 0 | 0 | 0 | 0 | 0 | 0 | 0 | 0
DE Unit Level IndRiver4 - NOX Cap Annual v3.1 | 266 | 7293 | Rate Constraint in MTons | FALSE | L | Annual | Net Emissions Allowance Position | Thousand Tons | 0 | 0 | 0 | 0 | 0 | 0 | 0 | 0
DE Unit Level IndRiver4 - NOX Cap Annual v3.1 | 266 | 7293 | Rate Constraint in MTons | FALSE | L | Annual | Fuel Consumed | TBtu | 0 | 0 | 0 | 0 | 0 | 0 | 0 | 0
DE Unit Level IndRiver4 - NOX Cap Annual v3.1 | 266 | 7293 | Rate Constraint in MTons | FALSE | L | Annual | Rate | lb/MMBtu | 0 | 0 | 0 | 0 | 0 | 0 | 0 | 0
DE Unit Level IndRiver4 - NOX Cap Annual v3.1 | 266 | 7293 | Rate Constraint in MTons | FALSE | L | Annual | Generation | TWh | 0 | 0 | 0 | 0 | 0 | 0 | 0 | 0
DE Unit Level IndRiver4 - NOX Cap Annual v3.1 | 266 | 7293 | Rate Constraint in MTons | FALSE | L | Annual | Qualifying Generation | TWh | 0 | 0 | 0 | 0 | 0 | 0 | 0 | 0
DE Unit Level IndRiver4 - NOX Cap Annual v3.1 | 266 | 7293 | Rate Constraint in MTons | FALSE | L | Annual | Rate | lb/MWh | 0 | 0 | 0 | 0 | 0 | 0 | 0 | 0
DE Unit Level IndRiver4 - NOX Cap Annual v3.1 | 266 | 7293 | Rate Constraint in MTons | FALSE | L | Annual | Constraint Shadow Price | US2019$/Ton | 0 | 0 | 0 | 0 | 0 | 0 | 0 | 0
DE Unit Level IndRiver4 - SO2 Cap Annual v3.1 | 267 | 7299 | Rate Constraint in MTons | FALSE | L | Annual | Seasons Included | Seasons | Winter, WintShld, Summer | Winter, WintShld, Summer | Winter, WintShld, Summer | Winter, WintShld, Summer | Winter, WintShld, Summer | Winter, WintShld, Summer | Winter, WintShld, Summer | Winter, WintShld, Summer
DE Unit Level IndRiver4 - SO2 Cap Annual v3.1 | 267 | 7299 | Rate Constraint in MTons | FALSE | L | Annual | Standard SO2 | Thousand Tons | 3.657 | 3.657 | 3.657 | 3.657 | 3.657 | 3.657 | 3.657 | 3.657
DE Unit Level IndRiver4 - SO2 Cap Annual v3.1 | 267 | 7299 | Rate Constraint in MTons | FALSE | L | Annual | Emissions at Affected Plants SO2 | Thousand Tons | 0 | 0 | 0 | 0 | 0 | 0 | 0 | 0
DE Unit Level IndRiver4 - SO2 Cap Annual v3.1 | 267 | 7299 | Rate Constraint in MTons | FALSE | L | Annual | Allowances Purchased SO2 | Thousand Tons | 0 | 0 | 0 | 0 | 0 | 0 | 0 | 0
DE Unit Level IndRiver4 - SO2 Cap Annual v3.1 | 267 | 7299 | Rate Constraint in MTons | FALSE | L | Annual | Allowances Sold SO2 | Thousand Tons | 0 | 0 | 0 | 0 | 0 | 0 | 0 | 0
DE Unit Level IndRiver4 - SO2 Cap Annual v3.1 | 267 | 7299 | Rate Constraint in MTons | FALSE | L | Annual | Allowances Banked | Thousand Tons | 0 | 0 | 0 | 0 | 0 | 0 | 0 | 0
DE Unit Level IndRiver4 - SO2 Cap Annual v3.1 | 267 | 7299 | Rate Constraint in MTons | FALSE | L | Annual | Allowances Withdrawn (1:1) | Thousand Tons | 0 | 0 | 0 | 0 | 0 | 0 | 0 | 0
DE Unit Level IndRiver4 - SO2 Cap Annual v3.1 | 267 | 7299 | Rate Constraint in MTons | FALSE | L | Annual | Allowances Withdrawn (n:1) | Thousand Tons | 0 | 0 | 0 | 0 | 0 | 0 | 0 | 0
DE Unit Level IndRiver4 - SO2 Cap Annual v3.1 | 267 | 7299 | Rate Constraint in MTons | FALSE | L | Annual | Net Emissions Allowance Position | Thousand Tons | 0 | 0 | 0 | 0 | 0 | 0 | 0 | 0
DE Unit Level IndRiver4 - SO2 Cap Annual v3.1 | 267 | 7299 | Rate Constraint in MTons | FALSE | L | Annual | Fuel Consumed | TBtu | 0 | 0 | 0 | 0 | 0 | 0 | 0 | 0
DE Unit Level IndRiver4 - SO2 Cap Annual v3.1 | 267 | 7299 | Rate Constraint in MTons | FALSE | L | Annual | Rate | lb/MMBtu | 0 | 0 | 0 | 0 | 0 | 0 | 0 | 0
DE Unit Level IndRiver4 - SO2 Cap Annual v3.1 | 267 | 7299 | Rate Constraint in MTons | FALSE | L | Annual | Generation | TWh | 0 | 0 | 0 | 0 | 0 | 0 | 0 | 0
DE Unit Level IndRiver4 - SO2 Cap Annual v3.1 | 267 | 7299 | Rate Constraint in MTons | FALSE | L | Annual | Qualifying Generation | TWh | 0 | 0 | 0 | 0 | 0 | 0 | 0 | 0
DE Unit Level IndRiver4 - SO2 Cap Annual v3.1 | 267 | 7299 | Rate Constraint in MTons | FALSE | L | Annual | Rate | lb/MWh | 0 | 0 | 0 | 0 | 0 | 0 | 0 | 0
DE Unit Level IndRiver4 - SO2 Cap Annual v3.1 | 267 | 7299 | Rate Constraint in MTons | FALSE | L | Annual | Constraint Shadow Price | US2019$/Ton | 0 | 0 | 0 | 0 | 0 | 0 | 0 | 0
DE Unit Level McKee3 - NOX Cap Annual v3.1 | 268 | 7294 | Rate Constraint in MTons | FALSE | L | Annual | Seasons Included | Seasons | Winter, WintShld, Summer | Winter, WintShld, Summer | Winter, WintShld, Summer | Winter, WintShld, Summer | Winter, WintShld, Summer | Winter, WintShld, Summer | Winter, WintShld, Summer | Winter, WintShld, Summer
DE Unit Level McKee3 - NOX Cap Annual v3.1 | 268 | 7294 | Rate Constraint in MTons | FALSE | L | Annual | Standard NOX | Thousand Tons | 0.244 | 0.244 | 0.244 | 0.244 | 0.244 | 0.244 | 0.244 | 0.244
DE Unit Level McKee3 - NOX Cap Annual v3.1 | 268 | 7294 | Rate Constraint in MTons | FALSE | L | Annual | Emissions at Affected Plants NOX | Thousand Tons | 0 | 0 | 0 | 0 | 0 | 0 | 0 | 0
DE Unit Level McKee3 - NOX Cap Annual v3.1 | 268 | 7294 | Rate Constraint in MTons | FALSE | L | Annual | Allowances Purchased NOX | Thousand Tons | 0 | 0 | 0 | 0 | 0 | 0 | 0 | 0
DE Unit Level McKee3 - NOX Cap Annual v3.1 | 268 | 7294 | Rate Constraint in MTons | FALSE | L | Annual | Allowances Sold NOX | Thousand Tons | 0 | 0 | 0 | 0 | 0 | 0 | 0 | 0
DE Unit Level McKee3 - NOX Cap Annual v3.1 | 268 | 7294 | Rate Constraint in MTons | FALSE | L | Annual | Allowances Banked | Thousand Tons | 0 | 0 | 0 | 0 | 0 | 0 | 0 | 0
DE Unit Level McKee3 - NOX Cap Annual v3.1 | 268 | 7294 | Rate Constraint in MTons | FALSE | L | Annual | Allowances Withdrawn (1:1) | Thousand Tons | 0 | 0 | 0 | 0 | 0 | 0 | 0 | 0
DE Unit Level McKee3 - NOX Cap Annual v3.1 | 268 | 7294 | Rate Constraint in MTons | FALSE | L | Annual | Allowances Withdrawn (n:1) | Thousand Tons | 0 | 0 | 0 | 0 | 0 | 0 | 0 | 0
DE Unit Level McKee3 - NOX Cap Annual v3.1 | 268 | 7294 | Rate Constraint in MTons | FALSE | L | Annual | Net Emissions Allowance Position | Thousand Tons | 0 | 0 | 0 | 0 | 0 | 0 | 0 | 0
DE Unit Level McKee3 - NOX Cap Annual v3.1 | 268 | 7294 | Rate Constraint in MTons | FALSE | L | Annual | Fuel Consumed | TBtu | 0 | 0 | 0 | 0 | 0 | 0 | 0 | 0
DE Unit Level McKee3 - NOX Cap Annual v3.1 | 268 | 7294 | Rate Constraint in MTons | FALSE | L | Annual | Rate | lb/MMBtu | 0 | 0 | 0 | 0 | 0 | 0 | 0 | 0
DE Unit Level McKee3 - NOX Cap Annual v3.1 | 268 | 7294 | Rate Constraint in MTons | FALSE | L | Annual | Generation | TWh | 0 | 0 | 0 | 0 | 0 | 0 | 0 | 0
DE Unit Level McKee3 - NOX Cap Annual v3.1 | 268 | 7294 | Rate Constraint in MTons | FALSE | L | Annual | Qualifying Generation | TWh | 0 | 0 | 0 | 0 | 0 | 0 | 0 | 0
DE Unit Level McKee3 - NOX Cap Annual v3.1 | 268 | 7294 | Rate Constraint in MTons | FALSE | L | Annual | Rate | lb/MWh | 0 | 0 | 0 | 0 | 0 | 0 | 0 | 0
DE Unit Level McKee3 - NOX Cap Annual v3.1 | 268 | 7294 | Rate Constraint in MTons | FALSE | L | Annual | Constraint Shadow Price | US2019$/Ton | 0 | 0 | 0 | 0 | 0 | 0 | 0 | 0
DE Unit Level McKee3 - SO2 Cap Annual v3.1 | 269 | 7300 | Rate Constraint in MTons | FALSE | L | Annual | Seasons Included | Seasons | Winter, WintShld, Summer | Winter, WintShld, Summer | Winter, WintShld, Summer | Winter, WintShld, Summer | Winter, WintShld, Summer | Winter, WintShld, Summer | Winter, WintShld, Summer | Winter, WintShld, Summer
DE Unit Level McKee3 - SO2 Cap Annual v3.1 | 269 | 7300 | Rate Constraint in MTons | FALSE | L | Annual | Standard SO2 | Thousand Tons | 0.439 | 0.439 | 0.439 | 0.439 | 0.439 | 0.439 | 0.439 | 0.439
DE Unit Level McKee3 - SO2 Cap Annual v3.1 | 269 | 7300 | Rate Constraint in MTons | FALSE | L | Annual | Emissions at Affected Plants SO2 | Thousand Tons | 0 | 0 | 0 | 0 | 0 | 0 | 0 | 0
DE Unit Level McKee3 - SO2 Cap Annual v3.1 | 269 | 7300 | Rate Constraint in MTons | FALSE | L | Annual | Allowances Purchased SO2 | Thousand Tons | 0 | 0 | 0 | 0 | 0 | 0 | 0 | 0
DE Unit Level McKee3 - SO2 Cap Annual v3.1 | 269 | 7300 | Rate Constraint in MTons | FALSE | L | Annual | Allowances Sold SO2 | Thousand Tons | 0 | 0 | 0 | 0 | 0 | 0 | 0 | 0
DE Unit Level McKee3 - SO2 Cap Annual v3.1 | 269 | 7300 | Rate Constraint in MTons | FALSE | L | Annual | Allowances Banked | Thousand Tons | 0 | 0 | 0 | 0 | 0 | 0 | 0 | 0
DE Unit Level McKee3 - SO2 Cap Annual v3.1 | 269 | 7300 | Rate Constraint in MTons | FALSE | L | Annual | Allowances Withdrawn (1:1) | Thousand Tons | 0 | 0 | 0 | 0 | 0 | 0 | 0 | 0
DE Unit Level McKee3 - SO2 Cap Annual v3.1 | 269 | 7300 | Rate Constraint in MTons | FALSE | L | Annual | Allowances Withdrawn (n:1) | Thousand Tons | 0 | 0 | 0 | 0 | 0 | 0 | 0 | 0
DE Unit Level McKee3 - SO2 Cap Annual v3.1 | 269 | 7300 | Rate Constraint in MTons | FALSE | L | Annual | Net Emissions Allowance Position | Thousand Tons | 0 | 0 | 0 | 0 | 0 | 0 | 0 | 0
DE Unit Level McKee3 - SO2 Cap Annual v3.1 | 269 | 7300 | Rate Constraint in MTons | FALSE | L | Annual | Fuel Consumed | TBtu | 0 | 0 | 0 | 0 | 0 | 0 | 0 | 0
DE Unit Level McKee3 - SO2 Cap Annual v3.1 | 269 | 7300 | Rate Constraint in MTons | FALSE | L | Annual | Rate | lb/MMBtu | 0 | 0 | 0 | 0 | 0 | 0 | 0 | 0
DE Unit Level McKee3 - SO2 Cap Annual v3.1 | 269 | 7300 | Rate Constraint in MTons | FALSE | L | Annual | Generation | TWh | 0 | 0 | 0 | 0 | 0 | 0 | 0 | 0
DE Unit Level McKee3 - SO2 Cap Annual v3.1 | 269 | 7300 | Rate Constraint in MTons | FALSE | L | Annual | Qualifying Generation | TWh | 0 | 0 | 0 | 0 | 0 | 0 | 0 | 0
DE Unit Level McKee3 - SO2 Cap Annual v3.1 | 269 | 7300 | Rate Constraint in MTons | FALSE | L | Annual | Rate | lb/MWh | 0 | 0 | 0 | 0 | 0 | 0 | 0 | 0
DE Unit Level McKee3 - SO2 Cap Annual v3.1 | 269 | 7300 | Rate Constraint in MTons | FALSE | L | Annual | Constraint Shadow Price | US2019$/Ton | 0 | 0 | 0 | 0 | 0 | 0 | 0 | 0
Dummy Delaware NOx Constraint v4.0 | 270 | 7644 | Rate Constraint in MTons | FALSE | L | Annual | Seasons Included | Seasons | Winter, WintShld, Summer | Winter, WintShld, Summer | Winter, WintShld, Summer | Winter, WintShld, Summer | Winter, WintShld, Summer | Winter, WintShld, Summer | Winter, WintShld, Summer | Winter, WintShld, Summer
Dummy Delaware NOx Constraint v4.0 | 270 | 7644 | Rate Constraint in MTons | FALSE | L | Annual | Standard NOX | Thousand Tons | 99999 | 99999 | 99999 | 99999 | 99999 | 99999 | 99999 | 99999
Dummy Delaware NOx Constraint v4.0 | 270 | 7644 | Rate Constraint in MTons | FALSE | L | Annual | Emissions at Affected Plants NOX | Thousand Tons | 0.0043408 | 0.0058601 | 0.0092633 | 0.0059875 | 0.0077676 | 0.0047212 | 0.0045537 | 0.0030722
Dummy Delaware NOx Constraint v4.0 | 270 | 7644 | Rate Constraint in MTons | FALSE | L | Annual | Allowances Purchased NOX | Thousand Tons | 0 | 0 | 0 | 0 | 0 | 0 | 0 | 0
Dummy Delaware NOx Constraint v4.0 | 270 | 7644 | Rate Constraint in MTons | FALSE | L | Annual | Allowances Sold NOX | Thousand Tons | 0 | 0 | 0 | 0 | 0 | 0 | 0 | 0
Dummy Delaware NOx Constraint v4.0 | 270 | 7644 | Rate Constraint in MTons | FALSE | L | Annual | Allowances Banked | Thousand Tons | 0 | 0 | 0 | 0 | 0 | 0 | 0 | 0
Dummy Delaware NOx Constraint v4.0 | 270 | 7644 | Rate Constraint in MTons | FALSE | L | Annual | Allowances Withdrawn (1:1) | Thousand Tons | 0 | 0 | 0 | 0 | 0 | 0 | 0 | 0
Dummy Delaware NOx Constraint v4.0 | 270 | 7644 | Rate Constraint in MTons | FALSE | L | Annual | Allowances Withdrawn (n:1) | Thousand Tons | 0 | 0 | 0 | 0 | 0 | 0 | 0 | 0
Dummy Delaware NOx Constraint v4.0 | 270 | 7644 | Rate Constraint in MTons | FALSE | L | Annual | Net Emissions Allowance Position | Thousand Tons | 0.0043408 | 0.0058601 | 0.0092633 | 0.0059875 | 0.0077676 | 0.0047212 | 0.0045537 | 0.0030722
Dummy Delaware NOx Constraint v4.0 | 270 | 7644 | Rate Constraint in MTons | FALSE | L | Annual | Fuel Consumed | TBtu | 0.61846 | 0.84268 | 1.4169 | 1.192 | 1.4097 | 0.81276 | 0.81802 | 0.73651
Dummy Delaware NOx Constraint v4.0 | 270 | 7644 | Rate Constraint in MTons | FALSE | L | Annual | Rate | lb/MMBtu | 0.014038 | 0.013908 | 0.013076 | 0.010046 | 0.01102 | 0.011618 | 0.011133 | 0.0083428
Dummy Delaware NOx Constraint v4.0 | 270 | 7644 | Rate Constraint in MTons | FALSE | L | Annual | Generation | TWh | 0.074616 | 0.1002 | 0.17528 | 0.1521 | 0.17467 | 0.097356 | 0.098142 | 0.089002
Dummy Delaware NOx Constraint v4.0 | 270 | 7644 | Rate Constraint in MTons | FALSE | L | Annual | Qualifying Generation | TWh | 0.074616 | 0.1002 | 0.17528 | 0.1521 | 0.17467 | 0.097356 | 0.098142 | 0.089002
Dummy Delaware NOx Constraint v4.0 | 270 | 7644 | Rate Constraint in MTons | FALSE | L | Annual | Rate | lb/MWh | 0.11635 | 0.11696 | 0.1057 | 0.078731 | 0.088942 | 0.096989 | 0.092798 | 0.069038
Dummy Delaware NOx Constraint v4.0 | 270 | 7644 | Rate Constraint in MTons | FALSE | L | Annual | Constraint Shadow Price | US2019$/Ton | 0 | 0 | 0 | 0 | 0 | 0 | 0 | 0
Dummy Hg Summer for Mode v5.20 | 271 | 7645 | Rate Constraint in MTons | FALSE | L | Annual | Seasons Included | Seasons | Summer | Summer | Summer | Summer | Summer | Summer | Summer | Summer
Dummy Hg Summer for Mode v5.20 | 271 | 7645 | Rate Constraint in MTons | FALSE | L | Annual | Standard MER | lbs | 199998000000 | 199998000000 | 199998000000 | 199998000000 | 199998000000 | 199998000000 | 199998000000 | 199998000000
Dummy Hg Summer for Mode v5.20 | 271 | 7645 | Rate Constraint in MTons | FALSE | L | Annual | Emissions at Affected Plants MER | lbs | 2489.5107 | 1778.8704 | 1265.8302 | 1184.8498 | 732.8338 | 751.497 | 693.7919 | 580.2657
Dummy Hg Summer for Mode v5.20 | 271 | 7645 | Rate Constraint in MTons | FALSE | L | Annual | Allowances Purchased MER | lbs | 0 | 0 | 0 | 0 | 0 | 0 | 0 | 0
Dummy Hg Summer for Mode v5.20 | 271 | 7645 | Rate Constraint in MTons | FALSE | L | Annual | Allowances Sold MER | lbs | 0 | 0 | 0 | 0 | 0 | 0 | 0 | 0
Dummy Hg Summer for Mode v5.20 | 271 | 7645 | Rate Constraint in MTons | FALSE | L | Annual | Allowances Banked | lbs | 0 | 0 | 0 | 0 | 0 | 0 | 0 | 0
Dummy Hg Summer for Mode v5.20 | 271 | 7645 | Rate Constraint in MTons | FALSE | L | Annual | Allowances Withdrawn (1:1) | lbs | 0 | 0 | 0 | 0 | 0 | 0 | 0 | 0
Dummy Hg Summer for Mode v5.20 | 271 | 7645 | Rate Constraint in MTons | FALSE | L | Annual | Allowances Withdrawn (n:1) | lbs | 0 | 0 | 0 | 0 | 0 | 0 | 0 | 0
Dummy Hg Summer for Mode v5.20 | 271 | 7645 | Rate Constraint in MTons | FALSE | L | Annual | Net Emissions Allowance Position | lbs | 2489.5107 | 1778.8704 | 1265.8302 | 1184.8498 | 732.8338 | 751.497 | 693.7919 | 580.2657
Dummy Hg Summer for Mode v5.20 | 271 | 7645 | Rate Constraint in MTons | FALSE | L | Annual | Fuel Consumed | TBtu | 6657.4451 | 6128.7495 | 5619.686 | 5377.3246 | 3774.8486 | 3283.2709 | 2872.8094 | 2258.8832
Dummy Hg Summer for Mode v5.20 | 271 | 7645 | Rate Constraint in MTons | FALSE | L | Annual | Rate | lb/MMBtu | 3.7394e-07 | 2.9025e-07 | 2.2525e-07 | 2.2034e-07 | 1.9414e-07 | 2.2889e-07 | 2.415e-07 | 2.5688e-07
Dummy Hg Summer for Mode v5.20 | 271 | 7645 | Rate Constraint in MTons | FALSE | L | Annual | Generation | TWh | 773.1626 | 749.1426 | 718.1532 | 687.2995 | 503.5665 | 435.8478 | 385.019 | 305.2666
Dummy Hg Summer for Mode v5.20 | 271 | 7645 | Rate Constraint in MTons | FALSE | L | Annual | Qualifying Generation | TWh | 773.1626 | 749.1426 | 718.1532 | 687.2995 | 503.5665 | 435.8478 | 385.019 | 305.2666
Dummy Hg Summer for Mode v5.20 | 271 | 7645 | Rate Constraint in MTons | FALSE | L | Annual | Rate | lb/MWh | 3.2199e-06 | 2.3745e-06 | 1.7626e-06 | 1.7239e-06 | 1.4553e-06 | 1.7242e-06 | 1.802e-06 | 1.9008e-06
Dummy Hg Summer for Mode v5.20 | 271 | 7645 | Rate Constraint in MTons | FALSE | L | Annual | Constraint Shadow Price | US2019$/Lb | 0 | 0 | 0 | 0 | 0 | 0 | 0 | 0
Dummy Hg Winter for Mode v5.20 | 272 | 7646 | Rate Constraint in MTons | FALSE | L | Annual | Seasons Included | Seasons | Winter, WintShld | Winter, WintShld | Winter, WintShld | Winter, WintShld | Winter, WintShld | Winter, WintShld | Winter, WintShld | Winter, WintShld
Dummy Hg Winter for Mode v5.20 | 272 | 7646 | Rate Constraint in MTons | FALSE | L | Annual | Standard MER | lbs | 199998000000 | 199998000000 | 199998000000 | 199998000000 | 199998000000 | 199998000000 | 199998000000 | 199998000000
Dummy Hg Winter for Mode v5.20 | 272 | 7646 | Rate Constraint in MTons | FALSE | L | Annual | Emissions at Affected Plants MER | lbs | 3116.611 | 2248.0727 | 1687.5787 | 1496.2001 | 1065.9079 | 901.8523 | 820.3564 | 578.428
Dummy Hg Winter for Mode v5.20 | 272 | 7646 | Rate Constraint in MTons | FALSE | L | Annual | Allowances Purchased MER | lbs | 0 | 0 | 0 | 0 | 0 | 0 | 0 | 0
Dummy Hg Winter for Mode v5.20 | 272 | 7646 | Rate Constraint in MTons | FALSE | L | Annual | Allowances Sold MER | lbs | 0 | 0 | 0 | 0 | 0 | 0 | 0 | 0
Dummy Hg Winter for Mode v5.20 | 272 | 7646 | Rate Constraint in MTons | FALSE | L | Annual | Allowances Banked | lbs | 0 | 0 | 0 | 0 | 0 | 0 | 0 | 0
Dummy Hg Winter for Mode v5.20 | 272 | 7646 | Rate Constraint in MTons | FALSE | L | Annual | Allowances Withdrawn (1:1) | lbs | 0 | 0 | 0 | 0 | 0 | 0 | 0 | 0
Dummy Hg Winter for Mode v5.20 | 272 | 7646 | Rate Constraint in MTons | FALSE | L | Annual | Allowances Withdrawn (n:1) | lbs | 0 | 0 | 0 | 0 | 0 | 0 | 0 | 0
Dummy Hg Winter for Mode v5.20 | 272 | 7646 | Rate Constraint in MTons | FALSE | L | Annual | Net Emissions Allowance Position | lbs | 3116.611 | 2248.0727 | 1687.5787 | 1496.2001 | 1065.9079 | 901.8523 | 820.3564 | 578.428
Dummy Hg Winter for Mode v5.20 | 272 | 7646 | Rate Constraint in MTons | FALSE | L | Annual | Fuel Consumed | TBtu | 7477.6756 | 6679.8971 | 6272.0557 | 5804.3681 | 3591.4389 | 2852.1488 | 2353.8036 | 1716.0071
Dummy Hg Winter for Mode v5.20 | 272 | 7646 | Rate Constraint in MTons | FALSE | L | Annual | Rate | lb/MMBtu | 4.1679e-07 | 3.3654e-07 | 2.6906e-07 | 2.5777e-07 | 2.9679e-07 | 3.162e-07 | 3.4852e-07 | 3.3708e-07
Dummy Hg Winter for Mode v5.20 | 272 | 7646 | Rate Constraint in MTons | FALSE | L | Annual | Generation | TWh | 852.455 | 804.4458 | 794.3964 | 737.6208 | 465.2201 | 374.1102 | 311.8512 | 230.3927
Dummy Hg Winter for Mode v5.20 | 272 | 7646 | Rate Constraint in MTons | FALSE | L | Annual | Qualifying Generation | TWh | 852.455 | 804.4458 | 794.3964 | 737.6208 | 465.2201 | 374.1102 | 311.8512 | 230.3927
Dummy Hg Winter for Mode v5.20 | 272 | 7646 | Rate Constraint in MTons | FALSE | L | Annual | Rate | lb/MWh | 3.656e-06 | 2.7946e-06 | 2.1244e-06 | 2.0284e-06 | 2.2912e-06 | 2.4107e-06 | 2.6306e-06 | 2.5106e-06
Dummy Hg Winter for Mode v5.20 | 272 | 7646 | Rate Constraint in MTons | FALSE | L | Annual | Constraint Shadow Price | US2019$/Lb | 0 | 0 | 0 | 0 | 0 | 0 | 0 | 0
Dummy OS Hg Constraint-v620 Based TRC2 | 273 | 7766 | Rate Constraint in MTons | FALSE | L | Annual | Seasons Included | Seasons | Summer | Summer | Summer | Summer | Summer | Summer | Summer | Summer
Dummy OS Hg Constraint-v620 Based TRC2 | 273 | 7766 | Rate Constraint in MTons | FALSE | L | Annual | Standard MER | lbs | 199998000000 | 199998000000 | 199998000000 | 199998000000 | 199998000000 | 199998000000 | 199998000000 | 199998000000
Dummy OS Hg Constraint-v620 Based TRC2 | 273 | 7766 | Rate Constraint in MTons | FALSE | L | Annual | Emissions at Affected Plants MER | lbs | 225.4206 | 116.2671 | 87.9936 | 18.8674 | 7.2366 | 4.5049 | 0 | 0
Dummy OS Hg Constraint-v620 Based TRC2 | 273 | 7766 | Rate Constraint in MTons | FALSE | L | Annual | Allowances Purchased MER | lbs | 0 | 0 | 0 | 0 | 0 | 0 | 0 | 0
Dummy OS Hg Constraint-v620 Based TRC2 | 273 | 7766 | Rate Constraint in MTons | FALSE | L | Annual | Allowances Sold MER | lbs | 0 | 0 | 0 | 0 | 0 | 0 | 0 | 0
Dummy OS Hg Constraint-v620 Based TRC2 | 273 | 7766 | Rate Constraint in MTons | FALSE | L | Annual | Allowances Banked | lbs | 0 | 0 | 0 | 0 | 0 | 0 | 0 | 0
Dummy OS Hg Constraint-v620 Based TRC2 | 273 | 7766 | Rate Constraint in MTons | FALSE | L | Annual | Allowances Withdrawn (1:1) | lbs | 0 | 0 | 0 | 0 | 0 | 0 | 0 | 0
Dummy OS Hg Constraint-v620 Based TRC2 | 273 | 7766 | Rate Constraint in MTons | FALSE | L | Annual | Allowances Withdrawn (n:1) | lbs | 0 | 0 | 0 | 0 | 0 | 0 | 0 | 0
Dummy OS Hg Constraint-v620 Based TRC2 | 273 | 7766 | Rate Constraint in MTons | FALSE | L | Annual | Net Emissions Allowance Position | lbs | 225.4206 | 116.2671 | 87.9936 | 18.8674 | 7.2366 | 4.5049 | 0 | 0
Dummy OS Hg Constraint-v620 Based TRC2 | 273 | 7766 | Rate Constraint in MTons | FALSE | L | Annual | Fuel Consumed | TBtu | 307.973 | 150.1633 | 104.8126 | 36.1143 | 13.4384 | 3.0745 | 0 | 0
Dummy OS Hg Constraint-v620 Based TRC2 | 273 | 7766 | Rate Constraint in MTons | FALSE | L | Annual | Rate | lb/MMBtu | 7.3195e-07 | 7.7427e-07 | 8.3953e-07 | 5.2244e-07 | 5.385e-07 | 1.4653e-06 | 0 | 0
Dummy OS Hg Constraint-v620 Based TRC2 | 273 | 7766 | Rate Constraint in MTons | FALSE | L | Annual | Generation | TWh | 28.8328 | 14.2924 | 9.8499 | 3.4499 | 1.3455 | 0.26718 | 0 | 0
Dummy OS Hg Constraint-v620 Based TRC2 | 273 | 7766 | Rate Constraint in MTons | FALSE | L | Annual | Qualifying Generation | TWh | 28.8328 | 14.2924 | 9.8499 | 3.4499 | 1.3455 | 0.26718 | 0 | 0
Dummy OS Hg Constraint-v620 Based TRC2 | 273 | 7766 | Rate Constraint in MTons | FALSE | L | Annual | Rate | lb/MWh | 7.8182e-06 | 8.1349e-06 | 8.9334e-06 | 5.469e-06 | 5.3784e-06 | 1.6861e-05 | 0 | 0
Dummy OS Hg Constraint-v620 Based TRC2 | 273 | 7766 | Rate Constraint in MTons | FALSE | L | Annual | Constraint Shadow Price | US2019$/Lb | 0 | 0 | 0 | 0 | 0 | 0 | 0 | 0
Dummy OS Hg Constraint-v620 TR24_C2 | 274 | 7774 | Rate Constraint in MTons | FALSE | L | Annual | Seasons Included | Seasons |  | Summer | Summer | Summer | Summer | Summer | Summer | Summer
Dummy OS Hg Constraint-v620 TR24_C2 | 274 | 7774 | Rate Constraint in MTons | FALSE | L | Annual | Standard MER | lbs | 0 | 199998000000 | 199998000000 | 199998000000 | 199998000000 | 199998000000 | 199998000000 | 199998000000
Dummy OS Hg Constraint-v620 TR24_C2 | 274 | 7774 | Rate Constraint in MTons | FALSE | L | Annual | Emissions at Affected Plants MER | lbs | 0 | 43.7393 | 35.949 | 28.6813 | 0.6104 | 0 | 0 | 0
Dummy OS Hg Constraint-v620 TR24_C2 | 274 | 7774 | Rate Constraint in MTons | FALSE | L | Annual | Allowances Purchased MER | lbs | 0 | 0 | 0 | 0 | 0 | 0 | 0 | 0
Dummy OS Hg Constraint-v620 TR24_C2 | 274 | 7774 | Rate Constraint in MTons | FALSE | L | Annual | Allowances Sold MER | lbs | 0 | 0 | 0 | 0 | 0 | 0 | 0 | 0
Dummy OS Hg Constraint-v620 TR24_C2 | 274 | 7774 | Rate Constraint in MTons | FALSE | L | Annual | Allowances Banked | lbs | 0 | 0 | 0 | 0 | 0 | 0 | 0 | 0
Dummy OS Hg Constraint-v620 TR24_C2 | 274 | 7774 | Rate Constraint in MTons | FALSE | L | Annual | Allowances Withdrawn (1:1) | lbs | 0 | 0 | 0 | 0 | 0 | 0 | 0 | 0
Dummy OS Hg Constraint-v620 TR24_C2 | 274 | 7774 | Rate Constraint in MTons | FALSE | L | Annual | Allowances Withdrawn (n:1) | lbs | 0 | 0 | 0 | 0 | 0 | 0 | 0 | 0
Dummy OS Hg Constraint-v620 TR24_C2 | 274 | 7774 | Rate Constraint in MTons | FALSE | L | Annual | Net Emissions Allowance Position | lbs | 0 | 43.7393 | 35.949 | 28.6813 | 0.6104 | 0 | 0 | 0
Dummy OS Hg Constraint-v620 TR24_C2 | 274 | 7774 | Rate Constraint in MTons | FALSE | L | Annual | Fuel Consumed | TBtu | 0 | 75.4115 | 62.3921 | 49.4574 | 0.97605 | 0 | 0 | 0
Dummy OS Hg Constraint-v620 TR24_C2 | 274 | 7774 | Rate Constraint in MTons | FALSE | L | Annual | Rate | lb/MMBtu | 0 | 5.8001e-07 | 5.7618e-07 | 5.7992e-07 | 6.2537e-07 | 0 | 0 | 0
Dummy OS Hg Constraint-v620 TR24_C2 | 274 | 7774 | Rate Constraint in MTons | FALSE | L | Annual | Generation | TWh | 0 | 7.2779 | 6.0044 | 4.8487 | 0.087155 | 0 | 0 | 0
Dummy OS Hg Constraint-v620 TR24_C2 | 274 | 7774 | Rate Constraint in MTons | FALSE | L | Annual | Qualifying Generation | TWh | 0 | 7.2779 | 6.0044 | 4.8487 | 0.087155 | 0 | 0 | 0
Dummy OS Hg Constraint-v620 TR24_C2 | 274 | 7774 | Rate Constraint in MTons | FALSE | L | Annual | Rate | lb/MWh | 0 | 6.0099e-06 | 5.9871e-06 | 5.9153e-06 | 7.0036e-06 | 0 | 0 | 0
Dummy OS Hg Constraint-v620 TR24_C2 | 274 | 7774 | Rate Constraint in MTons | FALSE | L | Annual | Constraint Shadow Price | US2019$/Lb | 0 | 0 | 0 | 0 | 0 | 0 | 0 | 0
Dummy OS NOx Constraint-v620 Based TRC13 | 275 | 7765 | Rate Constraint in MTons | FALSE | L | Annual | Seasons Included | Seasons | Summer | Summer | Summer | Summer | Summer | Summer | Summer | Summer
Dummy OS NOx Constraint-v620 Based TRC13 | 275 | 7765 | Rate Constraint in MTons | FALSE | L | Annual | Standard NOX | Thousand Tons | 99999 | 99999 | 99999 | 99999 | 99999 | 99999 | 99999 | 99999
Dummy OS NOx Constraint-v620 Based TRC13 | 275 | 7765 | Rate Constraint in MTons | FALSE | L | Annual | Emissions at Affected Plants NOX | Thousand Tons | 175.61 | 113.0649 | 87.9486 | 59.4084 | 29.9508 | 25.0572 | 20.8193 | 16.3552
Dummy OS NOx Constraint-v620 Based TRC13 | 275 | 7765 | Rate Constraint in MTons | FALSE | L | Annual | Allowances Purchased NOX | Thousand Tons | 0 | 0 | 0 | 0 | 0 | 0 | 0 | 0
Dummy OS NOx Constraint-v620 Based TRC13 | 275 | 7765 | Rate Constraint in MTons | FALSE | L | Annual | Allowances Sold NOX | Thousand Tons | 0 | 0 | 0 | 0 | 0 | 0 | 0 | 0
Dummy OS NOx Constraint-v620 Based TRC13 | 275 | 7765 | Rate Constraint in MTons | FALSE | L | Annual | Allowances Banked | Thousand Tons | 0 | 0 | 0 | 0 | 0 | 0 | 0 | 0
Dummy OS NOx Constraint-v620 Based TRC13 | 275 | 7765 | Rate Constraint in MTons | FALSE | L | Annual | Allowances Withdrawn (1:1) | Thousand Tons | 0 | 0 | 0 | 0 | 0 | 0 | 0 | 0
Dummy OS NOx Constraint-v620 Based TRC13 | 275 | 7765 | Rate Constraint in MTons | FALSE | L | Annual | Allowances Withdrawn (n:1) | Thousand Tons | 0 | 0 | 0 | 0 | 0 | 0 | 0 | 0
Dummy OS NOx Constraint-v620 Based TRC13 | 275 | 7765 | Rate Constraint in MTons | FALSE | L | Annual | Net Emissions Allowance Position | Thousand Tons | 175.61 | 113.0649 | 87.9486 | 59.4084 | 29.9508 | 25.0572 | 20.8193 | 16.3552
Dummy OS NOx Constraint-v620 Based TRC13 | 275 | 7765 | Rate Constraint in MTons | FALSE | L | Annual | Fuel Consumed | TBtu | 5211.2982 | 4663.5567 | 4405.9093 | 3905.7615 | 2856.2655 | 2385.3811 | 2110.5677 | 1626.3395
Dummy OS NOx Constraint-v620 Based TRC13 | 275 | 7765 | Rate Constraint in MTons | FALSE | L | Annual | Rate | lb/MMBtu | 0.067396 | 0.048489 | 0.039923 | 0.030421 | 0.020972 | 0.021009 | 0.019729 | 0.020113
Dummy OS NOx Constraint-v620 Based TRC13 | 275 | 7765 | Rate Constraint in MTons | FALSE | L | Annual | Generation | TWh | 596.1275 | 566.2639 | 559.3041 | 506.8205 | 388.7547 | 325.9139 | 291.1609 | 227.6646
Dummy OS NOx Constraint-v620 Based TRC13 | 275 | 7765 | Rate Constraint in MTons | FALSE | L | Annual | Qualifying Generation | TWh | 596.1275 | 566.2639 | 559.3041 | 506.8205 | 388.7547 | 325.9139 | 291.1609 | 227.6646
Dummy OS NOx Constraint-v620 Based TRC13 | 275 | 7765 | Rate Constraint in MTons | FALSE | L | Annual | Rate | lb/MWh | 0.58917 | 0.39934 | 0.31449 | 0.23444 | 0.15409 | 0.15377 | 0.14301 | 0.14368
Dummy OS NOx Constraint-v620 Based TRC13 | 275 | 7765 | Rate Constraint in MTons | FALSE | L | Annual | Constraint Shadow Price | US2019$/Ton | 0 | 0 | 0 | 0 | 0 | 0 | 0 | 0
Dummy OS NOx Constraint-v620 Based TRC4 | 276 | 7767 | Rate Constraint in MTons | FALSE | L | Annual | Seasons Included | Seasons |  |  |  | Summer | Summer | Summer | Summer | Summer
Dummy OS NOx Constraint-v620 Based TRC4 | 276 | 7767 | Rate Constraint in MTons | FALSE | L | Annual | Standard NOX | Thousand Tons | 0 | 0 | 0 | 99999 | 99999 | 99999 | 99999 | 99999
Dummy OS NOx Constraint-v620 Based TRC4 | 276 | 7767 | Rate Constraint in MTons | FALSE | L | Annual | Emissions at Affected Plants NOX | Thousand Tons | 0 | 0 | 0 | 0.10053 | 0.003197 | 0.003197 | 0.003197 | 0.003197
Dummy OS NOx Constraint-v620 Based TRC4 | 276 | 7767 | Rate Constraint in MTons | FALSE | L | Annual | Allowances Purchased NOX | Thousand Tons | 0 | 0 | 0 | 0 | 0 | 0 | 0 | 0
Dummy OS NOx Constraint-v620 Based TRC4 | 276 | 7767 | Rate Constraint in MTons | FALSE | L | Annual | Allowances Sold NOX | Thousand Tons | 0 | 0 | 0 | 0 | 0 | 0 | 0 | 0
Dummy OS NOx Constraint-v620 Based TRC4 | 276 | 7767 | Rate Constraint in MTons | FALSE | L | Annual | Allowances Banked | Thousand Tons | 0 | 0 | 0 | 0 | 0 | 0 | 0 | 0
Dummy OS NOx Constraint-v620 Based TRC4 | 276 | 7767 | Rate Constraint in MTons | FALSE | L | Annual | Allowances Withdrawn (1:1) | Thousand Tons | 0 | 0 | 0 | 0 | 0 | 0 | 0 | 0
Dummy OS NOx Constraint-v620 Based TRC4 | 276 | 7767 | Rate Constraint in MTons | FALSE | L | Annual | Allowances Withdrawn (n:1) | Thousand Tons | 0 | 0 | 0 | 0 | 0 | 0 | 0 | 0
Dummy OS NOx Constraint-v620 Based TRC4 | 276 | 7767 | Rate Constraint in MTons | FALSE | L | Annual | Net Emissions Allowance Position | Thousand Tons | 0 | 0 | 0 | 0.10053 | 0.003197 | 0.003197 | 0.003197 | 0.003197
Dummy OS NOx Constraint-v620 Based TRC4 | 276 | 7767 | Rate Constraint in MTons | FALSE | L | Annual | Fuel Consumed | TBtu | 0 | 0 | 0 | 4.0212 | 0.12788 | 0.12788 | 0.12788 | 0.12788
Dummy OS NOx Constraint-v620 Based TRC4 | 276 | 7767 | Rate Constraint in MTons | FALSE | L | Annual | Rate | lb/MMBtu | 0 | 0 | 0 | 0.05 | 0.05 | 0.05 | 0.05 | 0.05
Dummy OS NOx Constraint-v620 Based TRC4 | 276 | 7767 | Rate Constraint in MTons | FALSE | L | Annual | Generation | TWh | 0 | 0 | 0 | 0.37089 | 0.0086554 | 0.0086554 | 0.0086554 | 0.0086554
Dummy OS NOx Constraint-v620 Based TRC4 | 276 | 7767 | Rate Constraint in MTons | FALSE | L | Annual | Qualifying Generation | TWh | 0 | 0 | 0 | 0.37089 | 0.0086554 | 0.0086554 | 0.0086554 | 0.0086554
Dummy OS NOx Constraint-v620 Based TRC4 | 276 | 7767 | Rate Constraint in MTons | FALSE | L | Annual | Rate | lb/MWh | 0 | 0 | 0 | 0.5421 | 0.73874 | 0.73874 | 0.73874 | 0.73874
Dummy OS NOx Constraint-v620 Based TRC4 | 276 | 7767 | Rate Constraint in MTons | FALSE | L | Annual | Constraint Shadow Price | US2019$/Ton | 0 | 0 | 0 | 0 | 0 | 0 | 0 | 0
Dummy OS NOx Constraint-v620 TR24_C13 | 277 | 7773 | Rate Constraint in MTons | FALSE | L | Annual | Seasons Included | Seasons |  | Summer | Summer | Summer | Summer | Summer | Summer | Summer
Dummy OS NOx Constraint-v620 TR24_C13 | 277 | 7773 | Rate Constraint in MTons | FALSE | L | Annual | Standard NOX | Thousand Tons | 0 | 99999 | 99999 | 99999 | 99999 | 99999 | 99999 | 99999
Dummy OS NOx Constraint-v620 TR24_C13 | 277 | 7773 | Rate Constraint in MTons | FALSE | L | Annual | Emissions at Affected Plants NOX | Thousand Tons | 0 | 10.8754 | 7.0268 | 6.1992 | 2.3053 | 2.3099 | 2.2805 | 0.39505
Dummy OS NOx Constraint-v620 TR24_C13 | 277 | 7773 | Rate Constraint in MTons | FALSE | L | Annual | Allowances Purchased NOX | Thousand Tons | 0 | 0 | 0 | 0 | 0 | 0 | 0 | 0
Dummy OS NOx Constraint-v620 TR24_C13 | 277 | 7773 | Rate Constraint in MTons | FALSE | L | Annual | Allowances Sold NOX | Thousand Tons | 0 | 0 | 0 | 0 | 0 | 0 | 0 | 0
Dummy OS NOx Constraint-v620 TR24_C13 | 277 | 7773 | Rate Constraint in MTons | FALSE | L | Annual | Allowances Banked | Thousand Tons | 0 | 0 | 0 | 0 | 0 | 0 | 0 | 0
Dummy OS NOx Constraint-v620 TR24_C13 | 277 | 7773 | Rate Constraint in MTons | FALSE | L | Annual | Allowances Withdrawn (1:1) | Thousand Tons | 0 | 0 | 0 | 0 | 0 | 0 | 0 | 0
Dummy OS NOx Constraint-v620 TR24_C13 | 277 | 7773 | Rate Constraint in MTons | FALSE | L | Annual | Allowances Withdrawn (n:1) | Thousand Tons | 0 | 0 | 0 | 0 | 0 | 0 | 0 | 0
Dummy OS NOx Constraint-v620 TR24_C13 | 277 | 7773 | Rate Constraint in MTons | FALSE | L | Annual | Net Emissions Allowance Position | Thousand Tons | 0 | 10.8754 | 7.0268 | 6.1992 | 2.3053 | 2.3099 | 2.2805 | 0.39505
Dummy OS NOx Constraint-v620 TR24_C13 | 277 | 7773 | Rate Constraint in MTons | FALSE | L | Annual | Fuel Consumed | TBtu | 0 | 205.8417 | 131.1487 | 115.7864 | 51.5707 | 57.1484 | 56.4199 | 31.3836
Dummy OS NOx Constraint-v620 TR24_C13 | 277 | 7773 | Rate Constraint in MTons | FALSE | L | Annual | Rate | lb/MMBtu | 0 | 0.10567 | 0.10716 | 0.10708 | 0.089402 | 0.080838 | 0.080839 | 0.025176
Dummy OS NOx Constraint-v620 TR24_C13 | 277 | 7773 | Rate Constraint in MTons | FALSE | L | Annual | Generation | TWh | 0 | 21.1348 | 13.9471 | 12.4785 | 6.0621 | 6.5993 | 6.5334 | 4.0797
Dummy OS NOx Constraint-v620 TR24_C13 | 277 | 7773 | Rate Constraint in MTons | FALSE | L | Annual | Qualifying Generation | TWh | 0 | 21.1348 | 13.9471 | 12.4785 | 6.0621 | 6.5993 | 6.5334 | 4.0797
Dummy OS NOx Constraint-v620 TR24_C13 | 277 | 7773 | Rate Constraint in MTons | FALSE | L | Annual | Rate | lb/MWh | 0 | 1.0291 | 1.0076 | 0.99359 | 0.76055 | 0.70003 | 0.6981 | 0.19367
Dummy OS NOx Constraint-v620 TR24_C13 | 277 | 7773 | Rate Constraint in MTons | FALSE | L | Annual | Constraint Shadow Price | US2019$/Ton | 0 | 0 | 0 | 0 | 0 | 0 | 0 | 0
IA Riverside NOX Rate Annual v5.14 | 278 | 7272 | Rate Constraint in lbs/MMBtu | FALSE | L | Annual | Seasons Included | Seasons | Winter, WintShld, Summer | Winter, WintShld, Summer | Winter, WintShld, Summer | Winter, WintShld, Summer | Winter, WintShld, Summer | Winter, WintShld, Summer | Winter, WintShld, Summer | Winter, WintShld, Summer
IA Riverside NOX Rate Annual v5.14 | 278 | 7272 | Rate Constraint in lbs/MMBtu | FALSE | L | Annual | Standard NOX | lb/MMBtu | 0.16 | 0.16 | 0.16 | 0.16 | 0.16 | 0.16 | 0.16 | 0.16
IA Riverside NOX Rate Annual v5.14 | 278 | 7272 | Rate Constraint in lbs/MMBtu | FALSE | L | Annual | Emissions at Affected Plants NOX | Thousand Tons | 0 | 0 | 0 | 0 | 0 | 0 | 0 | 0
IA Riverside NOX Rate Annual v5.14 | 278 | 7272 | Rate Constraint in lbs/MMBtu | FALSE | L | Annual | Allowances Purchased NOX | Thousand Tons | 0 | 0 | 0 | 0 | 0 | 0 | 0 | 0
IA Riverside NOX Rate Annual v5.14 | 278 | 7272 | Rate Constraint in lbs/MMBtu | FALSE | L | Annual | Allowances Sold NOX | Thousand Tons | 0 | 0 | 0 | 0 | 0 | 0 | 0 | 0
IA Riverside NOX Rate Annual v5.14 | 278 | 7272 | Rate Constraint in lbs/MMBtu | FALSE | L | Annual | Allowances Banked | Thousand Tons | 0 | 0 | 0 | 0 | 0 | 0 | 0 | 0
IA Riverside NOX Rate Annual v5.14 | 278 | 7272 | Rate Constraint in lbs/MMBtu | FALSE | L | Annual | Allowances Withdrawn (1:1) | Thousand Tons | 0 | 0 | 0 | 0 | 0 | 0 | 0 | 0
IA Riverside NOX Rate Annual v5.14 | 278 | 7272 | Rate Constraint in lbs/MMBtu | FALSE | L | Annual | Allowances Withdrawn (n:1) | Thousand Tons | 0 | 0 | 0 | 0 | 0 | 0 | 0 | 0
IA Riverside NOX Rate Annual v5.14 | 278 | 7272 | Rate Constraint in lbs/MMBtu | FALSE | L | Annual | Net Emissions Allowance Position | Thousand Tons | 0 | 0 | 0 | 0 | 0 | 0 | 0 | 0
IA Riverside NOX Rate Annual v5.14 | 278 | 7272 | Rate Constraint in lbs/MMBtu | FALSE | L | Annual | Fuel Consumed | TBtu | 0 | 0 | 0 | 0 | 0 | 0 | 0 | 0
IA Riverside NOX Rate Annual v5.14 | 278 | 7272 | Rate Constraint in lbs/MMBtu | FALSE | L | Annual | Rate | lb/MMBtu | 0 | 0 | 0 | 0 | 0 | 0 | 0 | 0
IA Riverside NOX Rate Annual v5.14 | 278 | 7272 | Rate Constraint in lbs/MMBtu | FALSE | L | Annual | Generation | TWh | 0 | 0 | 0 | 0 | 0 | 0 | 0 | 0
IA Riverside NOX Rate Annual v5.14 | 278 | 7272 | Rate Constraint in lbs/MMBtu | FALSE | L | Annual | Qualifying Generation | TWh | 0 | 0 | 0 | 0 | 0 | 0 | 0 | 0
IA Riverside NOX Rate Annual v5.14 | 278 | 7272 | Rate Constraint in lbs/MMBtu | FALSE | L | Annual | Rate | lb/MWh | 0 | 0 | 0 | 0 | 0 | 0 | 0 | 0
IA Riverside NOX Rate Annual v5.14 | 278 | 7272 | Rate Constraint in lbs/MMBtu | FALSE | L | Annual | Constraint Shadow Price | US2019$/Ton | 0 | 0 | 0 | 0 | 0 | 0 | 0 | 0
IA Riverside SO2 Rate Annual v5.14 | 279 | 7273 | Rate Constraint in lbs/MMBtu | FALSE | L | Annual | Seasons Included | Seasons | Winter, WintShld, Summer | Winter, WintShld, Summer | Winter, WintShld, Summer | Winter, WintShld, Summer | Winter, WintShld, Summer | Winter, WintShld, Summer | Winter, WintShld, Summer | Winter, WintShld, Summer
IA Riverside SO2 Rate Annual v5.14 | 279 | 7273 | Rate Constraint in lbs/MMBtu | FALSE | L | Annual | Standard SO2 | lb/MMBtu | 0.006 | 0.006 | 0.006 | 0.006 | 0.006 | 0.006 | 0.006 | 0.006
IA Riverside SO2 Rate Annual v5.14 | 279 | 7273 | Rate Constraint in lbs/MMBtu | FALSE | L | Annual | Emissions at Affected Plants SO2 | Thousand Tons | 0 | 0 | 0 | 0 | 0 | 0 | 0 | 0
IA Riverside SO2 Rate Annual v5.14 | 279 | 7273 | Rate Constraint in lbs/MMBtu | FALSE | L | Annual | Allowances Purchased SO2 | Thousand Tons | 0 | 0 | 0 | 0 | 0 | 0 | 0 | 0
IA Riverside SO2 Rate Annual v5.14 | 279 | 7273 | Rate Constraint in lbs/MMBtu | FALSE | L | Annual | Allowances Sold SO2 | Thousand Tons | 0 | 0 | 0 | 0 | 0 | 0 | 0 | 0
IA Riverside SO2 Rate Annual v5.14 | 279 | 7273 | Rate Constraint in lbs/MMBtu | FALSE | L | Annual | Allowances Banked | Thousand Tons | 0 | 0 | 0 | 0 | 0 | 0 | 0 | 0
IA Riverside SO2 Rate Annual v5.14 | 279 | 7273 | Rate Constraint in lbs/MMBtu | FALSE | L | Annual | Allowances Withdrawn (1:1) | Thousand Tons | 0 | 0 | 0 | 0 | 0 | 0 | 0 | 0
IA Riverside SO2 Rate Annual v5.14 | 279 | 7273 | Rate Constraint in lbs/MMBtu | FALSE | L | Annual | Allowances Withdrawn (n:1) | Thousand Tons | 0 | 0 | 0 | 0 | 0 | 0 | 0 | 0
IA Riverside SO2 Rate Annual v5.14 | 279 | 7273 | Rate Constraint in lbs/MMBtu | FALSE | L | Annual | Net Emissions Allowance Position | Thousand Tons | 0 | 0 | 0 | 0 | 0 | 0 | 0 | 0
IA Riverside SO2 Rate Annual v5.14 | 279 | 7273 | Rate Constraint in lbs/MMBtu | FALSE | L | Annual | Fuel Consumed | TBtu | 0 | 0 | 0 | 0 | 0 | 0 | 0 | 0
IA Riverside SO2 Rate Annual v5.14 | 279 | 7273 | Rate Constraint in lbs/MMBtu | FALSE | L | Annual | Rate | lb/MMBtu | 0 | 0 | 0 | 0 | 0 | 0 | 0 | 0
IA Riverside SO2 Rate Annual v5.14 | 279 | 7273 | Rate Constraint in lbs/MMBtu | FALSE | L | Annual | Generation | TWh | 0 | 0 | 0 | 0 | 0 | 0 | 0 | 0
IA Riverside SO2 Rate Annual v5.14 | 279 | 7273 | Rate Constraint in lbs/MMBtu | FALSE | L | Annual | Qualifying Generation | TWh | 0 | 0 | 0 | 0 | 0 | 0 | 0 | 0
IA Riverside SO2 Rate Annual v5.14 | 279 | 7273 | Rate Constraint in lbs/MMBtu | FALSE | L | Annual | Rate | lb/MWh | 0 | 0 | 0 | 0 | 0 | 0 | 0 | 0
IA Riverside SO2 Rate Annual v5.14 | 279 | 7273 | Rate Constraint in lbs/MMBtu | FALSE | L | Annual | Constraint Shadow Price | US2019$/Ton | 0 | 0 | 0 | 0 | 0 | 0 | 0 | 0
IL Climate ParentID 1082- CO2 Cap Annual v6.20 | 280 | 7721 | Rate Constraint in MTons | FALSE | L | Annual | Seasons Included | Seasons | Winter, WintShld, Summer | Winter, WintShld, Summer | Winter, WintShld, Summer | Winter, WintShld, Summer | Winter, WintShld, Summer | Winter, WintShld, Summer | Winter, WintShld, Summer | Winter, WintShld, Summer
IL Climate ParentID 1082- CO2 Cap Annual v6.20 | 280 | 7721 | Rate Constraint in MTons | FALSE | L | Annual | Standard CO2 | Thousand Tons | 0 | 0 | 0 | 0 | 16.0643 | 16.0643 | 16.0643 | 16.0643
IL Climate ParentID 1082- CO2 Cap Annual v6.20 | 280 | 7721 | Rate Constraint in MTons | FALSE | L | Annual | Emissions at Affected Plants CO2 | Thousand Tons | 0 | 0 | 0 | 0 | 16.0643 | 0 | 0 | 0
IL Climate ParentID 1082- CO2 Cap Annual v6.20 | 280 | 7721 | Rate Constraint in MTons | FALSE | L | Annual | Allowances Purchased CO2 | Thousand Tons | 0 | 0 | 0 | 0 | 0 | 0 | 0 | 0
IL Climate ParentID 1082- CO2 Cap Annual v6.20 | 280 | 7721 | Rate Constraint in MTons | FALSE | L | Annual | Allowances Sold CO2 | Thousand Tons | 0 | 0 | 0 | 0 | 0 | 0 | 0 | 0
IL Climate ParentID 1082- CO2 Cap Annual v6.20 | 280 | 7721 | Rate Constraint in MTons | FALSE | L | Annual | Allowances Banked | Thousand Tons | 0 | 0 | 0 | 0 | 0 | 0 | 0 | 0
IL Climate ParentID 1082- CO2 Cap Annual v6.20 | 280 | 7721 | Rate Constraint in MTons | FALSE | L | Annual | Allowances Withdrawn (1:1) | Thousand Tons | 0 | 0 | 0 | 0 | 0 | 0 | 0 | 0
IL Climate ParentID 1082- CO2 Cap Annual v6.20 | 280 | 7721 | Rate Constraint in MTons | FALSE | L | Annual | Allowances Withdrawn (n:1) | Thousand Tons | 0 | 0 | 0 | 0 | 0 | 0 | 0 | 0
IL Climate ParentID 1082- CO2 Cap Annual v6.20 | 280 | 7721 | Rate Constraint in MTons | FALSE | L | Annual | Net Emissions Allowance Position | Thousand Tons | 0 | 0 | 0 | 0 | 16.0643 | 0 | 0 | 0
IL Climate ParentID 1082- CO2 Cap Annual v6.20 | 280 | 7721 | Rate Constraint in MTons | FALSE | L | Annual | Fuel Consumed | TBtu | 0 | 0 | 0 | 0 | 0.27442 | 0 | 0 | 0
IL Climate ParentID 1082- CO2 Cap Annual v6.20 | 280 | 7721 | Rate Constraint in MTons | FALSE | L | Annual | Rate | lb/MMBtu | 0 | 0 | 0 | 0 | 117.08 | 0 | 0 | 0
IL Climate ParentID 1082- CO2 Cap Annual v6.20 | 280 | 7721 | Rate Constraint in MTons | FALSE | L | Annual | Generation | TWh | 0 | 0 | 0 | 0 | 0.024048 | 0 | 0 | 0
IL Climate ParentID 1082- CO2 Cap Annual v6.20 | 280 | 7721 | Rate Constraint in MTons | FALSE | L | Annual | Qualifying Generation | TWh | 0 | 0 | 0 | 0 | 0.024048 | 0 | 0 | 0
IL Climate ParentID 1082- CO2 Cap Annual v6.20 | 280 | 7721 | Rate Constraint in MTons | FALSE | L | Annual | Rate | lb/MWh | 0 | 0 | 0 | 0 | 1335.9999 | 0 | 0 | 0
IL Climate ParentID 1082- CO2 Cap Annual v6.20 | 280 | 7721 | Rate Constraint in MTons | FALSE | L | Annual | Constraint Shadow Price | US2019$/Ton | 0 | 0 | 0 | 0 | 4.2571 | 0 | 0 | 0
IL Climate ParentID 1087- CO2 Cap Annual v6.20 | 281 | 7722 | Rate Constraint in MTons | FALSE | L | Annual | Seasons Included | Seasons | Winter, WintShld, Summer | Winter, WintShld, Summer | Winter, WintShld, Summer | Winter, WintShld, Summer | Winter, WintShld, Summer | Winter, WintShld, Summer | Winter, WintShld, Summer | Winter, WintShld, Summer
IL Climate ParentID 1087- CO2 Cap Annual v6.20 | 281 | 7722 | Rate Constraint in MTons | FALSE | L | Annual | Standard CO2 | Thousand Tons | 0 | 0 | 0 | 0 | 0.84671 | 0.84671 | 0.84671 | 0.84671
IL Climate ParentID 1087- CO2 Cap Annual v6.20 | 281 | 7722 | Rate Constraint in MTons | FALSE | L | Annual | Emissions at Affected Plants CO2 | Thousand Tons | 0 | 0 | 0 | 0 | 0.84671 | 0 | 0 | 0
IL Climate ParentID 1087- CO2 Cap Annual v6.20 | 281 | 7722 | Rate Constraint in MTons | FALSE | L | Annual | Allowances Purchased CO2 | Thousand Tons | 0 | 0 | 0 | 0 | 0 | 0 | 0 | 0
IL Climate ParentID 1087- CO2 Cap Annual v6.20 | 281 | 7722 | Rate Constraint in MTons | FALSE | L | Annual | Allowances Sold CO2 | Thousand Tons | 0 | 0 | 0 | 0 | 0 | 0 | 0 | 0
IL Climate ParentID 1087- CO2 Cap Annual v6.20 | 281 | 7722 | Rate Constraint in MTons | FALSE | L | Annual | Allowances Banked | Thousand Tons | 0 | 0 | 0 | 0 | 0 | 0 | 0 | 0
IL Climate ParentID 1087- CO2 Cap Annual v6.20 | 281 | 7722 | Rate Constraint in MTons | FALSE | L | Annual | Allowances Withdrawn (1:1) | Thousand Tons | 0 | 0 | 0 | 0 | 0 | 0 | 0 | 0
IL Climate ParentID 1087- CO2 Cap Annual v6.20 | 281 | 7722 | Rate Constraint in MTons | FALSE | L | Annual | Allowances Withdrawn (n:1) | Thousand Tons | 0 | 0 | 0 | 0 | 0 | 0 | 0 | 0
IL Climate ParentID 1087- CO2 Cap Annual v6.20 | 281 | 7722 | Rate Constraint in MTons | FALSE | L | Annual | Net Emissions Allowance Position | Thousand Tons | 0 | 0 | 0 | 0 | 0.84671 | 0 | 0 | 0
IL Climate ParentID 1087- CO2 Cap Annual v6.20 | 281 | 7722 | Rate Constraint in MTons | FALSE | L | Annual | Fuel Consumed | TBtu | 0 | 0 | 0 | 0 | 0.014464 | 0 | 0 | 0
IL Climate ParentID 1087- CO2 Cap Annual v6.20 | 281 | 7722 | Rate Constraint in MTons | FALSE | L | Annual | Rate | lb/MMBtu | 0 | 0 | 0 | 0 | 117.08 | 0 | 0 | 0
IL Climate ParentID 1087- CO2 Cap Annual v6.20 | 281 | 7722 | Rate Constraint in MTons | FALSE | L | Annual | Generation | TWh | 0 | 0 | 0 | 0 | 0.0012675 | 0 | 0 | 0
IL Climate ParentID 1087- CO2 Cap Annual v6.20 | 281 | 7722 | Rate Constraint in MTons | FALSE | L | Annual | Qualifying Generation | TWh | 0 | 0 | 0 | 0 | 0.0012675 | 0 | 0 | 0
IL Climate ParentID 1087- CO2 Cap Annual v6.20 | 281 | 7722 | Rate Constraint in MTons | FALSE | L | Annual | Rate | lb/MWh | 0 | 0 | 0 | 0 | 1335.9999 | 0 | 0 | 0
IL Climate ParentID 1087- CO2 Cap Annual v6.20 | 281 | 7722 | Rate Constraint in MTons | FALSE | L | Annual | Constraint Shadow Price | US2019$/Ton | 0 | 0 | 0 | 0 | 4.2571 | 0 | 0 | 0
IL Climate ParentID 1583- CO2 Cap Annual v6.20 | 282 | 7723 | Rate Constraint in MTons | FALSE | L | Annual | Seasons Included | Seasons | Winter, WintShld, Summer | Winter, WintShld, Summer | Winter, WintShld, Summer | Winter, WintShld, Summer | Winter, WintShld, Summer | Winter, WintShld, Summer | Winter, WintShld, Summer | Winter, WintShld, Summer
IL Climate ParentID 1583- CO2 Cap Annual v6.20 | 282 | 7723 | Rate Constraint in MTons | FALSE | L | Annual | Standard CO2 | Thousand Tons | 0 | 0 | 0 | 0 | 129.2208 | 129.2208 | 129.2208 | 129.2208
IL Climate ParentID 1583- CO2 Cap Annual v6.20 | 282 | 7723 | Rate Constraint in MTons | FALSE | L | Annual | Emissions at Affected Plants CO2 | Thousand Tons | 0 | 0 | 0 | 0 | 129.2208 | 129.2208 | 0 | 0
IL Climate ParentID 1583- CO2 Cap Annual v6.20 | 282 | 7723 | Rate Constraint in MTons | FALSE | L | Annual | Allowances Purchased CO2 | Thousand Tons | 0 | 0 | 0 | 0 | 0 | 0 | 0 | 0
IL Climate ParentID 1583- CO2 Cap Annual v6.20 | 282 | 7723 | Rate Constraint in MTons | FALSE | L | Annual | Allowances Sold CO2 | Thousand Tons | 0 | 0 | 0 | 0 | 0 | 0 | 0 | 0
IL Climate ParentID 1583- CO2 Cap Annual v6.20 | 282 | 7723 | Rate Constraint in MTons | FALSE | L | Annual | Allowances Banked | Thousand Tons | 0 | 0 | 0 | 0 | 0 | 0 | 0 | 0
IL Climate ParentID 1583- CO2 Cap Annual v6.20 | 282 | 7723 | Rate Constraint in MTons | FALSE | L | Annual | Allowances Withdrawn (1:1) | Thousand Tons | 0 | 0 | 0 | 0 | 0 | 0 | 0 | 0
IL Climate ParentID 1583- CO2 Cap Annual v6.20 | 282 | 7723 | Rate Constraint in MTons | FALSE | L | Annual | Allowances Withdrawn (n:1) | Thousand Tons | 0 | 0 | 0 | 0 | 0 | 0 | 0 | 0
IL Climate ParentID 1583- CO2 Cap Annual v6.20 | 282 | 7723 | Rate Constraint in MTons | FALSE | L | Annual | Net Emissions Allowance Position | Thousand Tons | 0 | 0 | 0 | 0 | 129.2208 | 129.2208 | 0 | 0
IL Climate ParentID 1583- CO2 Cap Annual v6.20 | 282 | 7723 | Rate Constraint in MTons | FALSE | L | Annual | Fuel Consumed | TBtu | 0 | 0 | 0 | 0 | 2.2074 | 2.2074 | 0 | 0
IL Climate ParentID 1583- CO2 Cap Annual v6.20 | 282 | 7723 | Rate Constraint in MTons | FALSE | L | Annual | Rate | lb/MMBtu | 0 | 0 | 0 | 0 | 117.08 | 117.08 | 0 | 0
IL Climate ParentID 1583- CO2 Cap Annual v6.20 | 282 | 7723 | Rate Constraint in MTons | FALSE | L | Annual | Generation | TWh | 0 | 0 | 0 | 0 | 0.30094 | 0.30094 | 0 | 0
IL Climate ParentID 1583- CO2 Cap Annual v6.20 | 282 | 7723 | Rate Constraint in MTons | FALSE | L | Annual | Qualifying Generation | TWh | 0 | 0 | 0 | 0 | 0.30094 | 0.30094 | 0 | 0
IL Climate ParentID 1583- CO2 Cap Annual v6.20 | 282 | 7723 | Rate Constraint in MTons | FALSE | L | Annual | Rate | lb/MWh | 0 | 0 | 0 | 0 | 858.7818 | 858.7818 | 0 | 0
IL Climate ParentID 1583- CO2 Cap Annual v6.20 | 282 | 7723 | Rate Constraint in MTons | FALSE | L | Annual | Constraint Shadow Price | US2019$/Ton | 0 | 0 | 0 | 0 | 1.2137 | 0.74177 | 0 | 0
IL Climate ParentID 1584- CO2 Cap Annual v6.20 | 283 | 7724 | Rate Constraint in MTons | FALSE | L | Annual | Seasons Included | Seasons | Winter, WintShld, Summer | Winter, WintShld, Summer | Winter, WintShld, Summer | Winter, WintShld, Summer | Winter, WintShld, Summer | Winter, WintShld, Summer | Winter, WintShld, Summer | Winter, WintShld, Summer
IL Climate ParentID 1584- CO2 Cap Annual v6.20 | 283 | 7724 | Rate Constraint in MTons | FALSE | L | Annual | Standard CO2 | Thousand Tons | 0 | 0 | 0 | 0 | 789.6032 | 789.6032 | 789.6032 | 789.6032
IL Climate ParentID 1584- CO2 Cap Annual v6.20 | 283 | 7724 | Rate Constraint in MTons | FALSE | L | Annual | Emissions at Affected Plants CO2 | Thousand Tons | 0 | 0 | 0 | 0 | 789.6032 | 488.6813 | 0 | 0
IL Climate ParentID 1584- CO2 Cap Annual v6.20 | 283 | 7724 | Rate Constraint in MTons | FALSE | L | Annual | Allowances Purchased CO2 | Thousand Tons | 0 | 0 | 0 | 0 | 0 | 0 | 0 | 0
IL Climate ParentID 1584- CO2 Cap Annual v6.20 | 283 | 7724 | Rate Constraint in MTons | FALSE | L | Annual | Allowances Sold CO2 | Thousand Tons | 0 | 0 | 0 | 0 | 0 | 0 | 0 | 0
IL Climate ParentID 1584- CO2 Cap Annual v6.20 | 283 | 7724 | Rate Constraint in MTons | FALSE | L | Annual | Allowances Banked | Thousand Tons | 0 | 0 | 0 | 0 | 0 | 0 | 0 | 0
IL Climate ParentID 1584- CO2 Cap Annual v6.20 | 283 | 7724 | Rate Constraint in MTons | FALSE | L | Annual | Allowances Withdrawn (1:1) | Thousand Tons | 0 | 0 | 0 | 0 | 0 | 0 | 0 | 0
IL Climate ParentID 1584- CO2 Cap Annual v6.20 | 283 | 7724 | Rate Constraint in MTons | FALSE | L | Annual | Allowances Withdrawn (n:1) | Thousand Tons | 0 | 0 | 0 | 0 | 0 | 0 | 0 | 0
IL Climate ParentID 1584- CO2 Cap Annual v6.20 | 283 | 7724 | Rate Constraint in MTons | FALSE | L | Annual | Net Emissions Allowance Position | Thousand Tons | 0 | 0 | 0 | 0 | 789.6032 | 488.6813 | 0 | 0
IL Climate ParentID 1584- CO2 Cap Annual v6.20 | 283 | 7724 | Rate Constraint in MTons | FALSE | L | Annual | Fuel Consumed | TBtu | 0 | 0 | 0 | 0 | 13.4883 | 8.3478 | 0 | 0
IL Climate ParentID 1584- CO2 Cap Annual v6.20 | 283 | 7724 | Rate Constraint in MTons | FALSE | L | Annual | Rate | lb/MMBtu | 0 | 0 | 0 | 0 | 117.08 | 117.08 | 0 | 0
IL Climate ParentID 1584- CO2 Cap Annual v6.20 | 283 | 7724 | Rate Constraint in MTons | FALSE | L | Annual | Generation | TWh | 0 | 0 | 0 | 0 | 1.8396 | 1.1385 | 0 | 0
IL Climate ParentID 1584- CO2 Cap Annual v6.20 | 283 | 7724 | Rate Constraint in MTons | FALSE | L | Annual | Qualifying Generation | TWh | 0 | 0 | 0 | 0 | 1.8396 | 1.1385 | 0 | 0
IL Climate ParentID 1584- CO2 Cap Annual v6.20 | 283 | 7724 | Rate Constraint in MTons | FALSE | L | Annual | Rate | lb/MWh | 0 | 0 | 0 | 0 | 858.4306 | 858.4306 | 0 | 0
IL Climate ParentID 1584- CO2 Cap Annual v6.20 | 283 | 7724 | Rate Constraint in MTons | FALSE | L | Annual | Constraint Shadow Price | US2019$/Ton | 0 | 0 | 0 | 0 | 0.12217 | 0 | 0 | 0
IL Climate ParentID 1585- CO2 Cap Annual v6.20 | 284 | 7725 | Rate Constraint in MTons | FALSE | L | Annual | Seasons Included | Seasons | Winter, WintShld, Summer | Winter, WintShld, Summer | Winter, WintShld, Summer | Winter, WintShld, Summer | Winter, WintShld, Summer | Winter, WintShld, Summer | Winter, WintShld, Summer | Winter, WintShld, Summer
IL Climate ParentID 1585- CO2 Cap Annual v6.20 | 284 | 7725 | Rate Constraint in MTons | FALSE | L | Annual | Standard CO2 | Thousand Tons | 0 | 0 | 0 | 0 | 122.4545 | 122.4545 | 122.4545 | 122.4545
IL Climate ParentID 1585- CO2 Cap Annual v6.20 | 284 | 7725 | Rate Constraint in MTons | FALSE | L | Annual | Emissions at Affected Plants CO2 | Thousand Tons | 0 | 0 | 0 | 0 | 122.4545 | 122.4545 | 0 | 0
IL Climate ParentID 1585- CO2 Cap Annual v6.20 | 284 | 7725 | Rate Constraint in MTons | FALSE | L | Annual | Allowances Purchased CO2 | Thousand Tons | 0 | 0 | 0 | 0 | 0 | 0 | 0 | 0
IL Climate ParentID 1585- CO2 Cap Annual v6.20 | 284 | 7725 | Rate Constraint in MTons | FALSE | L | Annual | Allowances Sold CO2 | Thousand Tons | 0 | 0 | 0 | 0 | 0 | 0 | 0 | 0
IL Climate ParentID 1585- CO2 Cap Annual v6.20 | 284 | 7725 | Rate Constraint in MTons | FALSE | L | Annual | Allowances Banked | Thousand Tons | 0 | 0 | 0 | 0 | 0 | 0 | 0 | 0
IL Climate ParentID 1585- CO2 Cap Annual v6.20 | 284 | 7725 | Rate Constraint in MTons | FALSE | L | Annual | Allowances Withdrawn (1:1) | Thousand Tons | 0 | 0 | 0 | 0 | 0 | 0 | 0 | 0
IL Climate ParentID 1585- CO2 Cap Annual v6.20 | 284 | 7725 | Rate Constraint in MTons | FALSE | L | Annual | Allowances Withdrawn (n:1) | Thousand Tons | 0 | 0 | 0 | 0 | 0 | 0 | 0 | 0
IL Climate ParentID 1585- CO2 Cap Annual v6.20 | 284 | 7725 | Rate Constraint in MTons | FALSE | L | Annual | Net Emissions Allowance Position | Thousand Tons | 0 | 0 | 0 | 0 | 122.4545 | 122.4545 | 0 | 0
IL Climate ParentID 1585- CO2 Cap Annual v6.20 | 284 | 7725 | Rate Constraint in MTons | FALSE | L | Annual | Fuel Consumed | TBtu | 0 | 0 | 0 | 0 | 2.0918 | 2.0918 | 0 | 0
IL Climate ParentID 1585- CO2 Cap Annual v6.20 | 284 | 7725 | Rate Constraint in MTons | FALSE | L | Annual | Rate | lb/MMBtu | 0 | 0 | 0 | 0 | 117.08 | 117.08 | 0 | 0
IL Climate ParentID 1585- CO2 Cap Annual v6.20 | 284 | 7725 | Rate Constraint in MTons | FALSE | L | Annual | Generation | TWh | 0 | 0 | 0 | 0 | 0.28518 | 0.28518 | 0 | 0
IL Climate ParentID 1585- CO2 Cap Annual v6.20 | 284 | 7725 | Rate Constraint in MTons | FALSE | L | Annual | Qualifying Generation | TWh | 0 | 0 | 0 | 0 | 0.28518 | 0.28518 | 0 | 0
IL Climate ParentID 1585- CO2 Cap Annual v6.20 | 284 | 7725 | Rate Constraint in MTons | FALSE | L | Annual | Rate | lb/MWh | 0 | 0 | 0 | 0 | 858.7818 | 858.7818 | 0 | 0
IL Climate ParentID 1585- CO2 Cap Annual v6.20 | 284 | 7725 | Rate Constraint in MTons | FALSE | L | Annual | Constraint Shadow Price | US2019$/Ton | 0 | 0 | 0 | 0 | 3.1222 | 2.7827 | 0 | 0
IL Climate ParentID 1586- CO2 Cap Annual v6.20 | 285 | 7726 | Rate Constraint in MTons | FALSE | L | Annual | Seasons Included | Seasons | Winter, WintShld, Summer | Winter, WintShld, Summer | Winter, WintShld, Summer | Winter, WintShld, Summer | Winter, WintShld, Summer | Winter, WintShld, Summer | Winter, WintShld, Summer | Winter, WintShld, Summer
IL Climate ParentID 1586- CO2 Cap Annual v6.20 | 285 | 7726 | Rate Constraint in MTons | FALSE | L | Annual | Standard CO2 | Thousand Tons | 0 | 0 | 0 | 0 | 1517.1052 | 1517.1052 | 1517.1052 | 1517.1052
IL Climate ParentID 1586- CO2 Cap Annual v6.20 | 285 | 7726 | Rate Constraint in MTons | FALSE | L | Annual | Emissions at Affected Plants CO2 | Thousand Tons | 0 | 0 | 0 | 0 | 1364.6068 | 481.535 | 0 | 0
IL Climate ParentID 1586- CO2 Cap Annual v6.20 | 285 | 7726 | Rate Constraint in MTons | FALSE | L | Annual | Allowances Purchased CO2 | Thousand Tons | 0 | 0 | 0 | 0 | 0 | 0 | 0 | 0
IL Climate ParentID 1586- CO2 Cap Annual v6.20 | 285 | 7726 | Rate Constraint in MTons | FALSE | L | Annual | Allowances Sold CO2 | Thousand Tons | 0 | 0 | 0 | 0 | 0 | 0 | 0 | 0
IL Climate ParentID 1586- CO2 Cap Annual v6.20 | 285 | 7726 | Rate Constraint in MTons | FALSE | L | Annual | Allowances Banked | Thousand Tons | 0 | 0 | 0 | 0 | 0 | 0 | 0 | 0
IL Climate ParentID 1586- CO2 Cap Annual v6.20 | 285 | 7726 | Rate Constraint in MTons | FALSE | L | Annual | Allowances Withdrawn (1:1) | Thousand Tons | 0 | 0 | 0 | 0 | 0 | 0 | 0 | 0
IL Climate ParentID 1586- CO2 Cap Annual v6.20 | 285 | 7726 | Rate Constraint in MTons | FALSE | L | Annual | Allowances Withdrawn (n:1) | Thousand Tons | 0 | 0 | 0 | 0 | 0 | 0 | 0 | 0
IL Climate ParentID 1586- CO2 Cap Annual v6.20 | 285 | 7726 | Rate Constraint in MTons | FALSE | L | Annual | Net Emissions Allowance Position | Thousand Tons | 0 | 0 | 0 | 0 | 1364.6068 | 481.535 | 0 | 0
IL Climate ParentID 1586- CO2 Cap Annual v6.20 | 285 | 7726 | Rate Constraint in MTons | FALSE | L | Annual | Fuel Consumed | TBtu | 0 | 0 | 0 | 0 | 23.3107 | 8.2257 | 0 | 0
IL Climate ParentID 1586- CO2 Cap Annual v6.20 | 285 | 7726 | Rate Constraint in MTons | FALSE | L | Annual | Rate | lb/MMBtu | 0 | 0 | 0 | 0 | 117.08 | 117.08 | 0 | 0
IL Climate ParentID 1586- CO2 Cap Annual v6.20 | 285 | 7726 | Rate Constraint in MTons | FALSE | L | Annual | Generation | TWh | 0 | 0 | 0 | 0 | 3.0949 | 1.0921 | 0 | 0
IL Climate ParentID 1586- CO2 Cap Annual v6.20 | 285 | 7726 | Rate Constraint in MTons | FALSE | L | Annual | Qualifying Generation | TWh | 0 | 0 | 0 | 0 | 3.0949 | 1.0921 | 0 | 0
IL Climate ParentID 1586- CO2 Cap Annual v6.20 | 285 | 7726 | Rate Constraint in MTons | FALSE | L | Annual | Rate | lb/MWh | 0 | 0 | 0 | 0 | 881.8466 | 881.8466 | 0 | 0
IL Climate ParentID 1586- CO2 Cap Annual v6.20 | 285 | 7726 | Rate Constraint in MTons | FALSE | L | Annual | Constraint Shadow Price | US2019$/Ton | 0 | 0 | 0 | 0 | 0 | 0 | 0 | 0
IL Climate ParentID 1706- CO2 Cap Annual v6.20 | 286 | 7727 | Rate Constraint in MTons | FALSE | L | Annual | Seasons Included | Seasons | Winter, WintShld, Summer | Winter, WintShld, Summer | Winter, WintShld, Summer | Winter, WintShld, Summer | Winter, WintShld, Summer | Winter, WintShld, Summer | Winter, WintShld, Summer | Winter, WintShld, Summer
IL Climate ParentID 1706- CO2 Cap Annual v6.20 | 286 | 7727 | Rate Constraint in MTons | FALSE | L | Annual | Standard CO2 | Thousand Tons | 0 | 0 | 0 | 0 | 336.292 | 336.292 | 336.292 | 336.292
IL Climate ParentID 1706- CO2 Cap Annual v6.20 | 286 | 7727 | Rate Constraint in MTons | FALSE | L | Annual | Emissions at Affected Plants CO2 | Thousand Tons | 0 | 0 | 0 | 0 | 336.292 | 336.292 | 0 | 0
IL Climate ParentID 1706- CO2 Cap Annual v6.20 | 286 | 7727 | Rate Constraint in MTons | FALSE | L | Annual | Allowances Purchased CO2 | Thousand Tons | 0 | 0 | 0 | 0 | 0 | 0 | 0 | 0
IL Climate ParentID 1706- CO2 Cap Annual v6.20 | 286 | 7727 | Rate Constraint in MTons | FALSE | L | Annual | Allowances Sold CO2 | Thousand Tons | 0 | 0 | 0 | 0 | 0 | 0 | 0 | 0
IL Climate ParentID 1706- CO2 Cap Annual v6.20 | 286 | 7727 | Rate Constraint in MTons | FALSE | L | Annual | Allowances Banked | Thousand Tons | 0 | 0 | 0 | 0 | 0 | 0 | 0 | 0
IL Climate ParentID 1706- CO2 Cap Annual v6.20 | 286 | 7727 | Rate Constraint in MTons | FALSE | L | Annual | Allowances Withdrawn (1:1) | Thousand Tons | 0 | 0 | 0 | 0 | 0 | 0 | 0 | 0
IL Climate ParentID 1706- CO2 Cap Annual v6.20 | 286 | 7727 | Rate Constraint in MTons | FALSE | L | Annual | Allowances Withdrawn (n:1) | Thousand Tons | 0 | 0 | 0 | 0 | 0 | 0 | 0 | 0
IL Climate ParentID 1706- CO2 Cap Annual v6.20 | 286 | 7727 | Rate Constraint in MTons | FALSE | L | Annual | Net Emissions Allowance Position | Thousand Tons | 0 | 0 | 0 | 0 | 336.292 | 336.292 | 0 | 0
IL Climate ParentID 1706- CO2 Cap Annual v6.20 | 286 | 7727 | Rate Constraint in MTons | FALSE | L | Annual | Fuel Consumed | TBtu | 0 | 0 | 0 | 0 | 5.7447 | 5.7447 | 0 | 0
IL Climate ParentID 1706- CO2 Cap Annual v6.20 | 286 | 7727 | Rate Constraint in MTons | FALSE | L | Annual | Rate | lb/MMBtu | 0 | 0 | 0 | 0 | 117.08 | 117.08 | 0 | 0
IL Climate ParentID 1706- CO2 Cap Annual v6.20 | 286 | 7727 | Rate Constraint in MTons | FALSE | L | Annual | Generation | TWh | 0 | 0 | 0 | 0 | 0.74761 | 0.74761 | 0 | 0
IL Climate ParentID 1706- CO2 Cap Annual v6.20 | 286 | 7727 | Rate Constraint in MTons | FALSE | L | Annual | Qualifying Generation | TWh | 0 | 0 | 0 | 0 | 0.74761 | 0.74761 | 0 | 0
IL Climate ParentID 1706- CO2 Cap Annual v6.20 | 286 | 7727 | Rate Constraint in MTons | FALSE | L | Annual | Rate | lb/MWh | 0 | 0 | 0 | 0 | 899.6427 | 899.6427 | 0 | 0
IL Climate ParentID 1706- CO2 Cap Annual v6.20 | 286 | 7727 | Rate Constraint in MTons | FALSE | L | Annual | Constraint Shadow Price | US2019$/Ton | 0 | 0 | 0 | 0 | 5.2336 | 3.6303 | 0 | 0
IL Climate ParentID 1707- CO2 Cap Annual v6.20 | 287 | 7728 | Rate Constraint in MTons | FALSE | L | Annual | Seasons Included | Seasons | Winter, WintShld, Summer | Winter, WintShld, Summer | Winter, WintShld, Summer | Winter, WintShld, Summer | Winter, WintShld, Summer | Winter, WintShld, Summer | Winter, WintShld, Summer | Winter, WintShld, Summer
IL Climate ParentID 1707- CO2 Cap Annual v6.20 | 287 | 7728 | Rate Constraint in MTons | FALSE | L | Annual | Standard CO2 | Thousand Tons | 0 | 0 | 0 | 0 | 246.9432 | 246.9432 | 246.9432 | 246.9432
IL Climate ParentID 1707- CO2 Cap Annual v6.20 | 287 | 7728 | Rate Constraint in MTons | FALSE | L | Annual | Emissions at Affected Plants CO2 | Thousand Tons | 0 | 0 | 0 | 0 | 0 | 0 | 0 | 0
IL Climate ParentID 1707- CO2 Cap Annual v6.20 | 287 | 7728 | Rate Constraint in MTons | FALSE | L | Annual | Allowances Purchased CO2 | Thousand Tons | 0 | 0 | 0 | 0 | 0 | 0 | 0 | 0
IL Climate ParentID 1707- CO2 Cap Annual v6.20 | 287 | 7728 | Rate Constraint in MTons | FALSE | L | Annual | Allowances Sold CO2 | Thousand Tons | 0 | 0 | 0 | 0 | 0 | 0 | 0 | 0
IL Climate ParentID 1707- CO2 Cap Annual v6.20 | 287 | 7728 | Rate Constraint in MTons | FALSE | L | Annual | Allowances Banked | Thousand Tons | 0 | 0 | 0 | 0 | 0 | 0 | 0 | 0
IL Climate ParentID 1707- CO2 Cap Annual v6.20 | 287 | 7728 | Rate Constraint in MTons | FALSE | L | Annual | Allowances Withdrawn (1:1) | Thousand Tons | 0 | 0 | 0 | 0 | 0 | 0 | 0 | 0
IL Climate ParentID 1707- CO2 Cap Annual v6.20 | 287 | 7728 | Rate Constraint in MTons | FALSE | L | Annual | Allowances Withdrawn (n:1) | Thousand Tons | 0 | 0 | 0 | 0 | 0 | 0 | 0 | 0
IL Climate ParentID 1707- CO2 Cap Annual v6.20 | 287 | 7728 | Rate Constraint in MTons | FALSE | L | Annual | Net Emissions Allowance Position | Thousand Tons | 0 | 0 | 0 | 0 | 0 | 0 | 0 | 0
IL Climate ParentID 1707- CO2 Cap Annual v6.20 | 287 | 7728 | Rate Constraint in MTons | FALSE | L | Annual | Fuel Consumed | TBtu | 0 | 0 | 0 | 0 | 0 | 0 | 0 | 0
IL Climate ParentID 1707- CO2 Cap Annual v6.20 | 287 | 7728 | Rate Constraint in MTons | FALSE | L | Annual | Rate | lb/MMBtu | 0 | 0 | 0 | 0 | 0 | 0 | 0 | 0
IL Climate ParentID 1707- CO2 Cap Annual v6.20 | 287 | 7728 | Rate Constraint in MTons | FALSE | L | Annual | Generation | TWh | 0 | 0 | 0 | 0 | 0 | 0 | 0 | 0
IL Climate ParentID 1707- CO2 Cap Annual v6.20 | 287 | 7728 | Rate Constraint in MTons | FALSE | L | Annual | Qualifying Generation | TWh | 0 | 0 | 0 | 0 | 0 | 0 | 0 | 0
IL Climate ParentID 1707- CO2 Cap Annual v6.20 | 287 | 7728 | Rate Constraint in MTons | FALSE | L | Annual | Rate | lb/MWh | 0 | 0 | 0 | 0 | 0 | 0 | 0 | 0
IL Climate ParentID 1707- CO2 Cap Annual v6.20 | 287 | 7728 | Rate Constraint in MTons | FALSE | L | Annual | Constraint Shadow Price | US2019$/Ton | 0 | 0 | 0 | 0 | 0 | 0 | 0 | 0
IL Climate ParentID 2216- CO2 Cap Annual v6.20 | 288 | 7729 | Rate Constraint in MTons | FALSE | L | Annual | Seasons Included | Seasons | Winter, WintShld, Summer | Winter, WintShld, Summer | Winter, WintShld, Summer | Winter, WintShld, Summer | Winter, WintShld, Summer | Winter, WintShld, Summer | Winter, WintShld, Summer | Winter, WintShld, Summer
IL Climate ParentID 2216- CO2 Cap Annual v6.20 | 288 | 7729 | Rate Constraint in MTons | FALSE | L | Annual | Standard CO2 | Thousand Tons | 0 | 0 | 0 | 0 | 72.5534 | 72.5534 | 72.5534 | 72.5534
IL Climate ParentID 2216- CO2 Cap Annual v6.20 | 288 | 7729 | Rate Constraint in MTons | FALSE | L | Annual | Emissions at Affected Plants CO2 | Thousand Tons | 0 | 0 | 0 | 0 | 0 | 0 | 0 | 0
IL Climate ParentID 2216- CO2 Cap Annual v6.20 | 288 | 7729 | Rate Constraint in MTons | FALSE | L | Annual | Allowances Purchased CO2 | Thousand Tons | 0 | 0 | 0 | 0 | 0 | 0 | 0 | 0
IL Climate ParentID 2216- CO2 Cap Annual v6.20 | 288 | 7729 | Rate Constraint in MTons | FALSE | L | Annual | Allowances Sold CO2 | Thousand Tons | 0 | 0 | 0 | 0 | 0 | 0 | 0 | 0
IL Climate ParentID 2216- CO2 Cap Annual v6.20 | 288 | 7729 | Rate Constraint in MTons | FALSE | L | Annual | Allowances Banked | Thousand Tons | 0 | 0 | 0 | 0 | 0 | 0 | 0 | 0
IL Climate ParentID 2216- CO2 Cap Annual v6.20 | 288 | 7729 | Rate Constraint in MTons | FALSE | L | Annual | Allowances Withdrawn (1:1) | Thousand Tons | 0 | 0 | 0 | 0 | 0 | 0 | 0 | 0
IL Climate ParentID 2216- CO2 Cap Annual v6.20 | 288 | 7729 | Rate Constraint in MTons | FALSE | L | Annual | Allowances Withdrawn (n:1) | Thousand Tons | 0 | 0 | 0 | 0 | 0 | 0 | 0 | 0
IL Climate ParentID 2216- CO2 Cap Annual v6.20 | 288 | 7729 | Rate Constraint in MTons | FALSE | L | Annual | Net Emissions Allowance Position | Thousand Tons | 0 | 0 | 0 | 0 | 0 | 0 | 0 | 0
IL Climate ParentID 2216- CO2 Cap Annual v6.20 | 288 | 7729 | Rate Constraint in MTons | FALSE | L | Annual | Fuel Consumed | TBtu | 0 | 0 | 0 | 0 | 0 | 0 | 0 | 0
IL Climate ParentID 2216- CO2 Cap Annual v6.20 | 288 | 7729 | Rate Constraint in MTons | FALSE | L | Annual | Rate | lb/MMBtu | 0 | 0 | 0 | 0 | 0 | 0 | 0 | 0
IL Climate ParentID 2216- CO2 Cap Annual v6.20 | 288 | 7729 | Rate Constraint in MTons | FALSE | L | Annual | Generation | TWh | 0 | 0 | 0 | 0 | 0 | 0 | 0 | 0
IL Climate ParentID 2216- CO2 Cap Annual v6.20 | 288 | 7729 | Rate Constraint in MTons | FALSE | L | Annual | Qualifying Generation | TWh | 0 | 0 | 0 | 0 | 0 | 0 | 0 | 0
IL Climate ParentID 2216- CO2 Cap Annual v6.20 | 288 | 7729 | Rate Constraint in MTons | FALSE | L | Annual | Rate | lb/MWh | 0 | 0 | 0 | 0 | 0 | 0 | 0 | 0
IL Climate ParentID 2216- CO2 Cap Annual v6.20 | 288 | 7729 | Rate Constraint in MTons | FALSE | L | Annual | Constraint Shadow Price | US2019$/Ton | 0 | 0 | 0 | 0 | 0 | 0 | 0 | 0
IL Climate ParentID 2217- CO2 Cap Annual v6.20 | 289 | 7730 | Rate Constraint in MTons | FALSE | L | Annual | Seasons Included | Seasons | Winter, WintShld, Summer | Winter, WintShld, Summer | Winter, WintShld, Summer | Winter, WintShld, Summer | Winter, WintShld, Summer | Winter, WintShld, Summer | Winter, WintShld, Summer | Winter, WintShld, Summer
IL Climate ParentID 2217- CO2 Cap Annual v6.20 | 289 | 7730 | Rate Constraint in MTons | FALSE | L | Annual | Standard CO2 | Thousand Tons | 0 | 0 | 0 | 0 | 85.1224 | 85.1224 | 85.1224 | 85.1224
IL Climate ParentID 2217- CO2 Cap Annual v6.20 | 289 | 7730 | Rate Constraint in MTons | FALSE | L | Annual | Emissions at Affected Plants CO2 | Thousand Tons | 0 | 0 | 0 | 0 | 0 | 0 | 0 | 0
IL Climate ParentID 2217- CO2 Cap Annual v6.20 | 289 | 7730 | Rate Constraint in MTons | FALSE | L | Annual | Allowances Purchased CO2 | Thousand Tons | 0 | 0 | 0 | 0 | 0 | 0 | 0 | 0
IL Climate ParentID 2217- CO2 Cap Annual v6.20 | 289 | 7730 | Rate Constraint in MTons | FALSE | L | Annual | Allowances Sold CO2 | Thousand Tons | 0 | 0 | 0 | 0 | 0 | 0 | 0 | 0
IL Climate ParentID 2217- CO2 Cap Annual v6.20 | 289 | 7730 | Rate Constraint in MTons | FALSE | L | Annual | Allowances Banked | Thousand Tons | 0 | 0 | 0 | 0 | 0 | 0 | 0 | 0
IL Climate ParentID 2217- CO2 Cap Annual v6.20 | 289 | 7730 | Rate Constraint in MTons | FALSE | L | Annual | Allowances Withdrawn (1:1) | Thousand Tons | 0 | 0 | 0 | 0 | 0 | 0 | 0 | 0
IL Climate ParentID 2217- CO2 Cap Annual v6.20 | 289 | 7730 | Rate Constraint in MTons | FALSE | L | Annual | Allowances Withdrawn (n:1) | Thousand Tons | 0 | 0 | 0 | 0 | 0 | 0 | 0 | 0
IL Climate ParentID 2217- CO2 Cap Annual v6.20 | 289 | 7730 | Rate Constraint in MTons | FALSE | L | Annual | Net Emissions Allowance Position | Thousand Tons | 0 | 0 | 0 | 0 | 0 | 0 | 0 | 0
IL Climate ParentID 2217- CO2 Cap Annual v6.20 | 289 | 7730 | Rate Constraint in MTons | FALSE | L | Annual | Fuel Consumed | TBtu | 0 | 0 | 0 | 0 | 0 | 0 | 0 | 0
IL Climate ParentID 2217- CO2 Cap Annual v6.20 | 289 | 7730 | Rate Constraint in MTons | FALSE | L | Annual | Rate | lb/MMBtu | 0 | 0 | 0 | 0 | 0 | 0 | 0 | 0
IL Climate ParentID 2217- CO2 Cap Annual v6.20 | 289 | 7730 | Rate Constraint in MTons | FALSE | L | Annual | Generation | TWh | 0 | 0 | 0 | 0 | 0 | 0 | 0 | 0
IL Climate ParentID 2217- CO2 Cap Annual v6.20 | 289 | 7730 | Rate Constraint in MTons | FALSE | L | Annual | Qualifying Generation | TWh | 0 | 0 | 0 | 0 | 0 | 0 | 0 | 0
IL Climate ParentID 2217- CO2 Cap Annual v6.20 | 289 | 7730 | Rate Constraint in MTons | FALSE | L | Annual | Rate | lb/MWh | 0 | 0 | 0 | 0 | 0 | 0 | 0 | 0
IL Climate ParentID 2217- CO2 Cap Annual v6.20 | 289 | 7730 | Rate Constraint in MTons | FALSE | L | Annual | Constraint Shadow Price | US2019$/Ton | 0 | 0 | 0 | 0 | 0 | 0 | 0 | 0
IL Climate ParentID 2218- CO2 Cap Annual v6.20 | 290 | 7731 | Rate Constraint in MTons | FALSE | L | Annual | Seasons Included | Seasons | Winter, WintShld, Summer | Winter, WintShld, Summer | Winter, WintShld, Summer | Winter, WintShld, Summer | Winter, WintShld, Summer | Winter, WintShld, Summer | Winter, WintShld, Summer | Winter, WintShld, Summer
IL Climate ParentID 2218- CO2 Cap Annual v6.20 | 290 | 7731 | Rate Constraint in MTons | FALSE | L | Annual | Standard CO2 | Thousand Tons | 0 | 0 | 0 | 0 | 89.2382 | 89.2382 | 89.2382 | 89.2382
IL Climate ParentID 2218- CO2 Cap Annual v6.20 | 290 | 7731 | Rate Constraint in MTons | FALSE | L | Annual | Emissions at Affected Plants CO2 | Thousand Tons | 0 | 0 | 0 | 0 | 0 | 0 | 0 | 0
IL Climate ParentID 2218- CO2 Cap Annual v6.20 | 290 | 7731 | Rate Constraint in MTons | FALSE | L | Annual | Allowances Purchased CO2 | Thousand Tons | 0 | 0 | 0 | 0 | 0 | 0 | 0 | 0
IL Climate ParentID 2218- CO2 Cap Annual v6.20 | 290 | 7731 | Rate Constraint in MTons | FALSE | L | Annual | Allowances Sold CO2 | Thousand Tons | 0 | 0 | 0 | 0 | 0 | 0 | 0 | 0
IL Climate ParentID 2218- CO2 Cap Annual v6.20 | 290 | 7731 | Rate Constraint in MTons | FALSE | L | Annual | Allowances Banked | Thousand Tons | 0 | 0 | 0 | 0 | 0 | 0 | 0 | 0
IL Climate ParentID 2218- CO2 Cap Annual v6.20 | 290 | 7731 | Rate Constraint in MTons | FALSE | L | Annual | Allowances Withdrawn (1:1) | Thousand Tons | 0 | 0 | 0 | 0 | 0 | 0 | 0 | 0
IL Climate ParentID 2218- CO2 Cap Annual v6.20 | 290 | 7731 | Rate Constraint in MTons | FALSE | L | Annual | Allowances Withdrawn (n:1) | Thousand Tons | 0 | 0 | 0 | 0 | 0 | 0 | 0 | 0
IL Climate ParentID 2218- CO2 Cap Annual v6.20 | 290 | 7731 | Rate Constraint in MTons | FALSE | L | Annual | Net Emissions Allowance Position | Thousand Tons | 0 | 0 | 0 | 0 | 0 | 0 | 0 | 0
IL Climate ParentID 2218- CO2 Cap Annual v6.20 | 290 | 7731 | Rate Constraint in MTons | FALSE | L | Annual | Fuel Consumed | TBtu | 0 | 0 | 0 | 0 | 0 | 0 | 0 | 0
IL Climate ParentID 2218- CO2 Cap Annual v6.20 | 290 | 7731 | Rate Constraint in MTons | FALSE | L | Annual | Rate | lb/MMBtu | 0 | 0 | 0 | 0 | 0 | 0 | 0 | 0
IL Climate ParentID 2218- CO2 Cap Annual v6.20 | 290 | 7731 | Rate Constraint in MTons | FALSE | L | Annual | Generation | TWh | 0 | 0 | 0 | 0 | 0 | 0 | 0 | 0
IL Climate ParentID 2218- CO2 Cap Annual v6.20 | 290 | 7731 | Rate Constraint in MTons | FALSE | L | Annual | Qualifying Generation | TWh | 0 | 0 | 0 | 0 | 0 | 0 | 0 | 0
IL Climate ParentID 2218- CO2 Cap Annual v6.20 | 290 | 7731 | Rate Constraint in MTons | FALSE | L | Annual | Rate | lb/MWh | 0 | 0 | 0 | 0 | 0 | 0 | 0 | 0
IL Climate ParentID 2218- CO2 Cap Annual v6.20 | 290 | 7731 | Rate Constraint in MTons | FALSE | L | Annual | Constraint Shadow Price | US2019$/Ton | 0 | 0 | 0 | 0 | 0 | 0 | 0 | 0
IL Climate ParentID 2219- CO2 Cap Annual v6.20 | 291 | 7732 | Rate Constraint in MTons | FALSE | L | Annual | Seasons Included | Seasons | Winter, WintShld, Summer | Winter, WintShld, Summer | Winter, WintShld, Summer | Winter, WintShld, Summer | Winter, WintShld, Summer | Winter, WintShld, Summer | Winter, WintShld, Summer | Winter, WintShld, Summer
IL Climate ParentID 2219- CO2 Cap Annual v6.20 | 291 | 7732 | Rate Constraint in MTons | FALSE | L | Annual | Standard CO2 | Thousand Tons | 0 | 0 | 0 | 0 | 78.6449 | 78.6449 | 78.6449 | 78.6449
IL Climate ParentID 2219- CO2 Cap Annual v6.20 | 291 | 7732 | Rate Constraint in MTons | FALSE | L | Annual | Emissions at Affected Plants CO2 | Thousand Tons | 0 | 0 | 0 | 0 | 0 | 0 | 0 | 0
IL Climate ParentID 2219- CO2 Cap Annual v6.20 | 291 | 7732 | Rate Constraint in MTons | FALSE | L | Annual | Allowances Purchased CO2 | Thousand Tons | 0 | 0 | 0 | 0 | 0 | 0 | 0 | 0
IL Climate ParentID 2219- CO2 Cap Annual v6.20 | 291 | 7732 | Rate Constraint in MTons | FALSE | L | Annual | Allowances Sold CO2 | Thousand Tons | 0 | 0 | 0 | 0 | 0 | 0 | 0 | 0
IL Climate ParentID 2219- CO2 Cap Annual v6.20 | 291 | 7732 | Rate Constraint in MTons | FALSE | L | Annual | Allowances Banked | Thousand Tons | 0 | 0 | 0 | 0 | 0 | 0 | 0 | 0
IL Climate ParentID 2219- CO2 Cap Annual v6.20 | 291 | 7732 | Rate Constraint in MTons | FALSE | L | Annual | Allowances Withdrawn (1:1) | Thousand Tons | 0 | 0 | 0 | 0 | 0 | 0 | 0 | 0
IL Climate ParentID 2219- CO2 Cap Annual v6.20 | 291 | 7732 | Rate Constraint in MTons | FALSE | L | Annual | Allowances Withdrawn (n:1) | Thousand Tons | 0 | 0 | 0 | 0 | 0 | 0 | 0 | 0
IL Climate ParentID 2219- CO2 Cap Annual v6.20 | 291 | 7732 | Rate Constraint in MTons | FALSE | L | Annual | Net Emissions Allowance Position | Thousand Tons | 0 | 0 | 0 | 0 | 0 | 0 | 0 | 0
IL Climate ParentID 2219- CO2 Cap Annual v6.20 | 291 | 7732 | Rate Constraint in MTons | FALSE | L | Annual | Fuel Consumed | TBtu | 0 | 0 | 0 | 0 | 0 | 0 | 0 | 0
IL Climate ParentID 2219- CO2 Cap Annual v6.20 | 291 | 7732 | Rate Constraint in MTons | FALSE | L | Annual | Rate | lb/MMBtu | 0 | 0 | 0 | 0 | 0 | 0 | 0 | 0
IL Climate ParentID 2219- CO2 Cap Annual v6.20 | 291 | 7732 | Rate Constraint in MTons | FALSE | L | Annual | Generation | TWh | 0 | 0 | 0 | 0 | 0 | 0 | 0 | 0
IL Climate ParentID 2219- CO2 Cap Annual v6.20 | 291 | 7732 | Rate Constraint in MTons | FALSE | L | Annual | Qualifying Generation | TWh | 0 | 0 | 0 | 0 | 0 | 0 | 0 | 0
IL Climate ParentID 2219- CO2 Cap Annual v6.20 | 291 | 7732 | Rate Constraint in MTons | FALSE | L | Annual | Rate | lb/MWh | 0 | 0 | 0 | 0 | 0 | 0 | 0 | 0
IL Climate ParentID 2219- CO2 Cap Annual v6.20 | 291 | 7732 | Rate Constraint in MTons | FALSE | L | Annual | Constraint Shadow Price | US2019$/Ton | 0 | 0 | 0 | 0 | 0 | 0 | 0 | 0
IL Climate ParentID 2220- CO2 Cap Annual v6.20 | 292 | 7733 | Rate Constraint in MTons | FALSE | L | Annual | Seasons Included | Seasons | Winter, WintShld, Summer | Winter, WintShld, Summer | Winter, WintShld, Summer | Winter, WintShld, Summer | Winter, WintShld, Summer | Winter, WintShld, Summer | Winter, WintShld, Summer | Winter, WintShld, Summer
IL Climate ParentID 2220- CO2 Cap Annual v6.20 | 292 | 7733 | Rate Constraint in MTons | FALSE | L | Annual | Standard CO2 | Thousand Tons | 0 | 0 | 0 | 0 | 5.2842 | 5.2842 | 5.2842 | 5.2842
IL Climate ParentID 2220- CO2 Cap Annual v6.20 | 292 | 7733 | Rate Constraint in MTons | FALSE | L | Annual | Emissions at Affected Plants CO2 | Thousand Tons | 0 | 0 | 0 | 0 | 0 | 0 | 0 | 0
IL Climate ParentID 2220- CO2 Cap Annual v6.20 | 292 | 7733 | Rate Constraint in MTons | FALSE | L | Annual | Allowances Purchased CO2 | Thousand Tons | 0 | 0 | 0 | 0 | 0 | 0 | 0 | 0
IL Climate ParentID 2220- CO2 Cap Annual v6.20 | 292 | 7733 | Rate Constraint in MTons | FALSE | L | Annual | Allowances Sold CO2 | Thousand Tons | 0 | 0 | 0 | 0 | 0 | 0 | 0 | 0
IL Climate ParentID 2220- CO2 Cap Annual v6.20 | 292 | 7733 | Rate Constraint in MTons | FALSE | L | Annual | Allowances Banked | Thousand Tons | 0 | 0 | 0 | 0 | 0 | 0 | 0 | 0
IL Climate ParentID 2220- CO2 Cap Annual v6.20 | 292 | 7733 | Rate Constraint in MTons | FALSE | L | Annual | Allowances Withdrawn (1:1) | Thousand Tons | 0 | 0 | 0 | 0 | 0 | 0 | 0 | 0
IL Climate ParentID 2220- CO2 Cap Annual v6.20 | 292 | 7733 | Rate Constraint in MTons | FALSE | L | Annual | Allowances Withdrawn (n:1) | Thousand Tons | 0 | 0 | 0 | 0 | 0 | 0 | 0 | 0
IL Climate ParentID 2220- CO2 Cap Annual v6.20 | 292 | 7733 | Rate Constraint in MTons | FALSE | L | Annual | Net Emissions Allowance Position | Thousand Tons | 0 | 0 | 0 | 0 | 0 | 0 | 0 | 0
IL Climate ParentID 2220- CO2 Cap Annual v6.20 | 292 | 7733 | Rate Constraint in MTons | FALSE | L | Annual | Fuel Consumed | TBtu | 0 | 0 | 0 | 0 | 0 | 0 | 0 | 0
IL Climate ParentID 2220- CO2 Cap Annual v6.20 | 292 | 7733 | Rate Constraint in MTons | FALSE | L | Annual | Rate | lb/MMBtu | 0 | 0 | 0 | 0 | 0 | 0 | 0 | 0
IL Climate ParentID 2220- CO2 Cap Annual v6.20 | 292 | 7733 | Rate Constraint in MTons | FALSE | L | Annual | Generation | TWh | 0 | 0 | 0 | 0 | 0 | 0 | 0 | 0
IL Climate ParentID 2220- CO2 Cap Annual v6.20 | 292 | 7733 | Rate Constraint in MTons | FALSE | L | Annual | Qualifying Generation | TWh | 0 | 0 | 0 | 0 | 0 | 0 | 0 | 0
IL Climate ParentID 2220- CO2 Cap Annual v6.20 | 292 | 7733 | Rate Constraint in MTons | FALSE | L | Annual | Rate | lb/MWh | 0 | 0 | 0 | 0 | 0 | 0 | 0 | 0
IL Climate ParentID 2220- CO2 Cap Annual v6.20 | 292 | 7733 | Rate Constraint in MTons | FALSE | L | Annual | Constraint Shadow Price | US2019$/Ton | 0 | 0 | 0 | 0 | 0 | 0 | 0 | 0
IL Climate ParentID 2571- CO2 Cap Annual v6.20 | 293 | 7734 | Rate Constraint in MTons | FALSE | L | Annual | Seasons Included | Seasons | Winter, WintShld, Summer | Winter, WintShld, Summer | Winter, WintShld, Summer | Winter, WintShld, Summer | Winter, WintShld, Summer | Winter, WintShld, Summer | Winter, WintShld, Summer | Winter, WintShld, Summer
IL Climate ParentID 2571- CO2 Cap Annual v6.20 | 293 | 7734 | Rate Constraint in MTons | FALSE | L | Annual | Standard CO2 | Thousand Tons | 0 | 0 | 0 | 0 | 555.3467 | 555.3467 | 555.3467 | 555.3467
IL Climate ParentID 2571- CO2 Cap Annual v6.20 | 293 | 7734 | Rate Constraint in MTons | FALSE | L | Annual | Emissions at Affected Plants CO2 | Thousand Tons | 0 | 0 | 0 | 0 | 269.6062 | 0 | 0 | 0
IL Climate ParentID 2571- CO2 Cap Annual v6.20 | 293 | 7734 | Rate Constraint in MTons | FALSE | L | Annual | Allowances Purchased CO2 | Thousand Tons | 0 | 0 | 0 | 0 | 0 | 0 | 0 | 0
IL Climate ParentID 2571- CO2 Cap Annual v6.20 | 293 | 7734 | Rate Constraint in MTons | FALSE | L | Annual | Allowances Sold CO2 | Thousand Tons | 0 | 0 | 0 | 0 | 0 | 0 | 0 | 0
IL Climate ParentID 2571- CO2 Cap Annual v6.20 | 293 | 7734 | Rate Constraint in MTons | FALSE | L | Annual | Allowances Banked | Thousand Tons | 0 | 0 | 0 | 0 | 0 | 0 | 0 | 0
IL Climate ParentID 2571- CO2 Cap Annual v6.20 | 293 | 7734 | Rate Constraint in MTons | FALSE | L | Annual | Allowances Withdrawn (1:1) | Thousand Tons | 0 | 0 | 0 | 0 | 0 | 0 | 0 | 0
IL Climate ParentID 2571- CO2 Cap Annual v6.20 | 293 | 7734 | Rate Constraint in MTons | FALSE | L | Annual | Allowances Withdrawn (n:1) | Thousand Tons | 0 | 0 | 0 | 0 | 0 | 0 | 0 | 0
IL Climate ParentID 2571- CO2 Cap Annual v6.20 | 293 | 7734 | Rate Constraint in MTons | FALSE | L | Annual | Net Emissions Allowance Position | Thousand Tons | 0 | 0 | 0 | 0 | 269.6062 | 0 | 0 | 0
IL Climate ParentID 2571- CO2 Cap Annual v6.20 | 293 | 7734 | Rate Constraint in MTons | FALSE | L | Annual | Fuel Consumed | TBtu | 0 | 0 | 0 | 0 | 2.6167 | 0 | 0 | 0
IL Climate ParentID 2571- CO2 Cap Annual v6.20 | 293 | 7734 | Rate Constraint in MTons | FALSE | L | Annual | Rate | lb/MMBtu | 0 | 0 | 0 | 0 | 206.0663 | 0 | 0 | 0
IL Climate ParentID 2571- CO2 Cap Annual v6.20 | 293 | 7734 | Rate Constraint in MTons | FALSE | L | Annual | Generation | TWh | 0 | 0 | 0 | 0 | 0.22853 | 0 | 0 | 0
IL Climate ParentID 2571- CO2 Cap Annual v6.20 | 293 | 7734 | Rate Constraint in MTons | FALSE | L | Annual | Qualifying Generation | TWh | 0 | 0 | 0 | 0 | 0.22853 | 0 | 0 | 0
IL Climate ParentID 2571- CO2 Cap Annual v6.20 | 293 | 7734 | Rate Constraint in MTons | FALSE | L | Annual | Rate | lb/MWh | 0 | 0 | 0 | 0 | 2359.4589 | 0 | 0 | 0
IL Climate ParentID 2571- CO2 Cap Annual v6.20 | 293 | 7734 | Rate Constraint in MTons | FALSE | L | Annual | Constraint Shadow Price | US2019$/Ton | 0 | 0 | 0 | 0 | 0 | 0 | 0 | 0
IL Climate ParentID 311- CO2 Cap Annual v6.20 | 294 | 7696 | Rate Constraint in MTons | FALSE | L | Annual | Seasons Included | Seasons | Winter, WintShld, Summer | Winter, WintShld, Summer | Winter, WintShld, Summer | Winter, WintShld, Summer | Winter, WintShld, Summer | Winter, WintShld, Summer | Winter, WintShld, Summer | Winter, WintShld, Summer
IL Climate ParentID 311- CO2 Cap Annual v6.20 | 294 | 7696 | Rate Constraint in MTons | FALSE | L | Annual | Standard CO2 | Thousand Tons | 0 | 0 | 0 | 0 | 194.7601 | 194.7601 | 194.7601 | 194.7601
IL Climate ParentID 311- CO2 Cap Annual v6.20 | 294 | 7696 | Rate Constraint in MTons | FALSE | L | Annual | Emissions at Affected Plants CO2 | Thousand Tons | 0 | 0 | 0 | 0 | 129.4737 | 49.4347 | 0 | 0
IL Climate ParentID 311- CO2 Cap Annual v6.20 | 294 | 7696 | Rate Constraint in MTons | FALSE | L | Annual | Allowances Purchased CO2 | Thousand Tons | 0 | 0 | 0 | 0 | 0 | 0 | 0 | 0
IL Climate ParentID 311- CO2 Cap Annual v6.20 | 294 | 7696 | Rate Constraint in MTons | FALSE | L | Annual | Allowances Sold CO2 | Thousand Tons | 0 | 0 | 0 | 0 | 0 | 0 | 0 | 0
IL Climate ParentID 311- CO2 Cap Annual v6.20 | 294 | 7696 | Rate Constraint in MTons | FALSE | L | Annual | Allowances Banked | Thousand Tons | 0 | 0 | 0 | 0 | 0 | 0 | 0 | 0
IL Climate ParentID 311- CO2 Cap Annual v6.20 | 294 | 7696 | Rate Constraint in MTons | FALSE | L | Annual | Allowances Withdrawn (1:1) | Thousand Tons | 0 | 0 | 0 | 0 | 0 | 0 | 0 | 0
IL Climate ParentID 311- CO2 Cap Annual v6.20 | 294 | 7696 | Rate Constraint in MTons | FALSE | L | Annual | Allowances Withdrawn (n:1) | Thousand Tons | 0 | 0 | 0 | 0 | 0 | 0 | 0 | 0
IL Climate ParentID 311- CO2 Cap Annual v6.20 | 294 | 7696 | Rate Constraint in MTons | FALSE | L | Annual | Net Emissions Allowance Position | Thousand Tons | 0 | 0 | 0 | 0 | 129.4737 | 49.4347 | 0 | 0
IL Climate ParentID 311- CO2 Cap Annual v6.20 | 294 | 7696 | Rate Constraint in MTons | FALSE | L | Annual | Fuel Consumed | TBtu | 0 | 0 | 0 | 0 | 2.2117 | 0.84446 | 0 | 0
IL Climate ParentID 311- CO2 Cap Annual v6.20 | 294 | 7696 | Rate Constraint in MTons | FALSE | L | Annual | Rate | lb/MMBtu | 0 | 0 | 0 | 0 | 117.08 | 117.08 | 0 | 0
IL Climate ParentID 311- CO2 Cap Annual v6.20 | 294 | 7696 | Rate Constraint in MTons | FALSE | L | Annual | Generation | TWh | 0 | 0 | 0 | 0 | 0.20584 | 0.078591 | 0 | 0
IL Climate ParentID 311- CO2 Cap Annual v6.20 | 294 | 7696 | Rate Constraint in MTons | FALSE | L | Annual | Qualifying Generation | TWh | 0 | 0 | 0 | 0 | 0.20584 | 0.078591 | 0 | 0
IL Climate ParentID 311- CO2 Cap Annual v6.20 | 294 | 7696 | Rate Constraint in MTons | FALSE | L | Annual | Rate | lb/MWh | 0 | 0 | 0 | 0 | 1258.0246 | 1258.0246 | 0 | 0
IL Climate ParentID 311- CO2 Cap Annual v6.20 | 294 | 7696 | Rate Constraint in MTons | FALSE | L | Annual | Constraint Shadow Price | US2019$/Ton | 0 | 0 | 0 | 0 | 0 | 0 | 0 | 0
IL Climate ParentID 320- CO2 Cap Annual v6.20 | 295 | 7697 | Rate Constraint in MTons | FALSE | L | Annual | Seasons Included | Seasons | Winter, WintShld, Summer | Winter, WintShld, Summer | Winter, WintShld, Summer | Winter, WintShld, Summer | Winter, WintShld, Summer | Winter, WintShld, Summer | Winter, WintShld, Summer | Winter, WintShld, Summer
IL Climate ParentID 320- CO2 Cap Annual v6.20 | 295 | 7697 | Rate Constraint in MTons | FALSE | L | Annual | Standard CO2 | Thousand Tons | 0 | 0 | 0 | 0 | 112.2207 | 112.2207 | 112.2207 | 112.2207
IL Climate ParentID 320- CO2 Cap Annual v6.20 | 295 | 7697 | Rate Constraint in MTons | FALSE | L | Annual | Emissions at Affected Plants CO2 | Thousand Tons | 0 | 0 | 0 | 0 | 112.2207 | 21.2357 | 0 | 0
IL Climate ParentID 320- CO2 Cap Annual v6.20 | 295 | 7697 | Rate Constraint in MTons | FALSE | L | Annual | Allowances Purchased CO2 | Thousand Tons | 0 | 0 | 0 | 0 | 0 | 0 | 0 | 0
IL Climate ParentID 320- CO2 Cap Annual v6.20 | 295 | 7697 | Rate Constraint in MTons | FALSE | L | Annual | Allowances Sold CO2 | Thousand Tons | 0 | 0 | 0 | 0 | 0 | 0 | 0 | 0
IL Climate ParentID 320- CO2 Cap Annual v6.20 | 295 | 7697 | Rate Constraint in MTons | FALSE | L | Annual | Allowances Banked | Thousand Tons | 0 | 0 | 0 | 0 | 0 | 0 | 0 | 0
IL Climate ParentID 320- CO2 Cap Annual v6.20 | 295 | 7697 | Rate Constraint in MTons | FALSE | L | Annual | Allowances Withdrawn (1:1) | Thousand Tons | 0 | 0 | 0 | 0 | 0 | 0 | 0 | 0
IL Climate ParentID 320- CO2 Cap Annual v6.20 | 295 | 7697 | Rate Constraint in MTons | FALSE | L | Annual | Allowances Withdrawn (n:1) | Thousand Tons | 0 | 0 | 0 | 0 | 0 | 0 | 0 | 0
IL Climate ParentID 320- CO2 Cap Annual v6.20 | 295 | 7697 | Rate Constraint in MTons | FALSE | L | Annual | Net Emissions Allowance Position | Thousand Tons | 0 | 0 | 0 | 0 | 112.2207 | 21.2357 | 0 | 0
IL Climate ParentID 320- CO2 Cap Annual v6.20 | 295 | 7697 | Rate Constraint in MTons | FALSE | L | Annual | Fuel Consumed | TBtu | 0 | 0 | 0 | 0 | 1.917 | 0.36275 | 0 | 0
IL Climate ParentID 320- CO2 Cap Annual v6.20 | 295 | 7697 | Rate Constraint in MTons | FALSE | L | Annual | Rate | lb/MMBtu | 0 | 0 | 0 | 0 | 117.08 | 117.08 | 0 | 0
IL Climate ParentID 320- CO2 Cap Annual v6.20 | 295 | 7697 | Rate Constraint in MTons | FALSE | L | Annual | Generation | TWh | 0 | 0 | 0 | 0 | 0.16873 | 0.03193 | 0 | 0
IL Climate ParentID 320- CO2 Cap Annual v6.20 | 295 | 7697 | Rate Constraint in MTons | FALSE | L | Annual | Qualifying Generation | TWh | 0 | 0 | 0 | 0 | 0.16873 | 0.03193 | 0 | 0
IL Climate ParentID 320- CO2 Cap Annual v6.20 | 295 | 7697 | Rate Constraint in MTons | FALSE | L | Annual | Rate | lb/MWh | 0 | 0 | 0 | 0 | 1330.1459 | 1330.1459 | 0 | 0
IL Climate ParentID 320- CO2 Cap Annual v6.20 | 295 | 7697 | Rate Constraint in MTons | FALSE | L | Annual | Constraint Shadow Price | US2019$/Ton | 0 | 0 | 0 | 0 | 0.43128 | 0 | 0 | 0
IL Climate ParentID 321- CO2 Cap Annual v6.20 | 296 | 7698 | Rate Constraint in MTons | FALSE | L | Annual | Seasons Included | Seasons | Winter, WintShld, Summer | Winter, WintShld, Summer | Winter, WintShld, Summer | Winter, WintShld, Summer | Winter, WintShld, Summer | Winter, WintShld, Summer | Winter, WintShld, Summer | Winter, WintShld, Summer
IL Climate ParentID 321- CO2 Cap Annual v6.20 | 296 | 7698 | Rate Constraint in MTons | FALSE | L | Annual | Standard CO2 | Thousand Tons | 0 | 0 | 0 | 0 | 212.9442 | 212.9442 | 212.9442 | 212.9442
IL Climate ParentID 321- CO2 Cap Annual v6.20 | 296 | 7698 | Rate Constraint in MTons | FALSE | L | Annual | Emissions at Affected Plants CO2 | Thousand Tons | 0 | 0 | 0 | 0 | 212.9442 | 147.4898 | 0 | 0
IL Climate ParentID 321- CO2 Cap Annual v6.20 | 296 | 7698 | Rate Constraint in MTons | FALSE | L | Annual | Allowances Purchased CO2 | Thousand Tons | 0 | 0 | 0 | 0 | 0 | 0 | 0 | 0
IL Climate ParentID 321- CO2 Cap Annual v6.20 | 296 | 7698 | Rate Constraint in MTons | FALSE | L | Annual | Allowances Sold CO2 | Thousand Tons | 0 | 0 | 0 | 0 | 0 | 0 | 0 | 0
IL Climate ParentID 321- CO2 Cap Annual v6.20 | 296 | 7698 | Rate Constraint in MTons | FALSE | L | Annual | Allowances Banked | Thousand Tons | 0 | 0 | 0 | 0 | 0 | 0 | 0 | 0
IL Climate ParentID 321- CO2 Cap Annual v6.20 | 296 | 7698 | Rate Constraint in MTons | FALSE | L | Annual | Allowances Withdrawn (1:1) | Thousand Tons | 0 | 0 | 0 | 0 | 0 | 0 | 0 | 0
IL Climate ParentID 321- CO2 Cap Annual v6.20 | 296 | 7698 | Rate Constraint in MTons | FALSE | L | Annual | Allowances Withdrawn (n:1) | Thousand Tons | 0 | 0 | 0 | 0 | 0 | 0 | 0 | 0
IL Climate ParentID 321- CO2 Cap Annual v6.20 | 296 | 7698 | Rate Constraint in MTons | FALSE | L | Annual | Net Emissions Allowance Position | Thousand Tons | 0 | 0 | 0 | 0 | 212.9442 | 147.4898 | 0 | 0
IL Climate ParentID 321- CO2 Cap Annual v6.20 | 296 | 7698 | Rate Constraint in MTons | FALSE | L | Annual | Fuel Consumed | TBtu | 0 | 0 | 0 | 0 | 3.6376 | 2.5195 | 0 | 0
IL Climate ParentID 321- CO2 Cap Annual v6.20 | 296 | 7698 | Rate Constraint in MTons | FALSE | L | Annual | Rate | lb/MMBtu | 0 | 0 | 0 | 0 | 117.08 | 117.08 | 0 | 0
IL Climate ParentID 321- CO2 Cap Annual v6.20 | 296 | 7698 | Rate Constraint in MTons | FALSE | L | Annual | Generation | TWh | 0 | 0 | 0 | 0 | 0.337 | 0.23341 | 0 | 0
IL Climate ParentID 321- CO2 Cap Annual v6.20 | 296 | 7698 | Rate Constraint in MTons | FALSE | L | Annual | Qualifying Generation | TWh | 0 | 0 | 0 | 0 | 0.337 | 0.23341 | 0 | 0
IL Climate ParentID 321- CO2 Cap Annual v6.20 | 296 | 7698 | Rate Constraint in MTons | FALSE | L | Annual | Rate | lb/MWh | 0 | 0 | 0 | 0 | 1263.7819 | 1263.7819 | 0 | 0
IL Climate ParentID 321- CO2 Cap Annual v6.20 | 296 | 7698 | Rate Constraint in MTons | FALSE | L | Annual | Constraint Shadow Price | US2019$/Ton | 0 | 0 | 0 | 0 | 0.72829 | 0 | 0 | 0
IL Climate ParentID 322- CO2 Cap Annual v6.20 | 297 | 7699 | Rate Constraint in MTons | FALSE | L | Annual | Seasons Included | Seasons | Winter, WintShld, Summer | Winter, WintShld, Summer | Winter, WintShld, Summer | Winter, WintShld, Summer | Winter, WintShld, Summer | Winter, WintShld, Summer | Winter, WintShld, Summer | Winter, WintShld, Summer
IL Climate ParentID 322- CO2 Cap Annual v6.20 | 297 | 7699 | Rate Constraint in MTons | FALSE | L | Annual | Standard CO2 | Thousand Tons | 0 | 0 | 0 | 0 | 4.4657 | 4.4657 | 4.4657 | 4.4657
IL Climate ParentID 322- CO2 Cap Annual v6.20 | 297 | 7699 | Rate Constraint in MTons | FALSE | L | Annual | Emissions at Affected Plants CO2 | Thousand Tons | 0 | 0 | 0 | 0 | 4.4657 | 4.4657 | 0 | 0
IL Climate ParentID 322- CO2 Cap Annual v6.20 | 297 | 7699 | Rate Constraint in MTons | FALSE | L | Annual | Allowances Purchased CO2 | Thousand Tons | 0 | 0 | 0 | 0 | 0 | 0 | 0 | 0
IL Climate ParentID 322- CO2 Cap Annual v6.20 | 297 | 7699 | Rate Constraint in MTons | FALSE | L | Annual | Allowances Sold CO2 | Thousand Tons | 0 | 0 | 0 | 0 | 0 | 0 | 0 | 0
IL Climate ParentID 322- CO2 Cap Annual v6.20 | 297 | 7699 | Rate Constraint in MTons | FALSE | L | Annual | Allowances Banked | Thousand Tons | 0 | 0 | 0 | 0 | 0 | 0 | 0 | 0
IL Climate ParentID 322- CO2 Cap Annual v6.20 | 297 | 7699 | Rate Constraint in MTons | FALSE | L | Annual | Allowances Withdrawn (1:1) | Thousand Tons | 0 | 0 | 0 | 0 | 0 | 0 | 0 | 0
IL Climate ParentID 322- CO2 Cap Annual v6.20 | 297 | 7699 | Rate Constraint in MTons | FALSE | L | Annual | Allowances Withdrawn (n:1) | Thousand Tons | 0 | 0 | 0 | 0 | 0 | 0 | 0 | 0
IL Climate ParentID 322- CO2 Cap Annual v6.20 | 297 | 7699 | Rate Constraint in MTons | FALSE | L | Annual | Net Emissions Allowance Position | Thousand Tons | 0 | 0 | 0 | 0 | 4.4657 | 4.4657 | 0 | 0
IL Climate ParentID 322- CO2 Cap Annual v6.20 | 297 | 7699 | Rate Constraint in MTons | FALSE | L | Annual | Fuel Consumed | TBtu | 0 | 0 | 0 | 0 | 0.076284 | 0.076284 | 0 | 0
IL Climate ParentID 322- CO2 Cap Annual v6.20 | 297 | 7699 | Rate Constraint in MTons | FALSE | L | Annual | Rate | lb/MMBtu | 0 | 0 | 0 | 0 | 117.08 | 117.08 | 0 | 0
IL Climate ParentID 322- CO2 Cap Annual v6.20 | 297 | 7699 | Rate Constraint in MTons | FALSE | L | Annual | Generation | TWh | 0 | 0 | 0 | 0 | 0.0070995 | 0.0070995 | 0 | 0
IL Climate ParentID 322- CO2 Cap Annual v6.20 | 297 | 7699 | Rate Constraint in MTons | FALSE | L | Annual | Qualifying Generation | TWh | 0 | 0 | 0 | 0 | 0.0070995 | 0.0070995 | 0 | 0
IL Climate ParentID 322- CO2 Cap Annual v6.20 | 297 | 7699 | Rate Constraint in MTons | FALSE | L | Annual | Rate | lb/MWh | 0 | 0 | 0 | 0 | 1258.0246 | 1258.0246 | 0 | 0
IL Climate ParentID 322- CO2 Cap Annual v6.20 | 297 | 7699 | Rate Constraint in MTons | FALSE | L | Annual | Constraint Shadow Price | US2019$/Ton | 0 | 0 | 0 | 0 | 4.7456 | 2.048 | 0 | 0
IL Climate ParentID 323- CO2 Cap Annual v6.20 | 298 | 7700 | Rate Constraint in MTons | FALSE | L | Annual | Seasons Included | Seasons | Winter, WintShld, Summer | Winter, WintShld, Summer | Winter, WintShld, Summer | Winter, WintShld, Summer | Winter, WintShld, Summer | Winter, WintShld, Summer | Winter, WintShld, Summer | Winter, WintShld, Summer
IL Climate ParentID 323- CO2 Cap Annual v6.20 | 298 | 7700 | Rate Constraint in MTons | FALSE | L | Annual | Standard CO2 | Thousand Tons | 0 | 0 | 0 | 0 | 48.0539 | 48.0539 | 48.0539 | 48.0539
IL Climate ParentID 323- CO2 Cap Annual v6.20 | 298 | 7700 | Rate Constraint in MTons | FALSE | L | Annual | Emissions at Affected Plants CO2 | Thousand Tons | 0 | 0 | 0 | 0 | 48.0539 | 32.8851 | 0 | 0
IL Climate ParentID 323- CO2 Cap Annual v6.20 | 298 | 7700 | Rate Constraint in MTons | FALSE | L | Annual | Allowances Purchased CO2 | Thousand Tons | 0 | 0 | 0 | 0 | 0 | 0 | 0 | 0
IL Climate ParentID 323- CO2 Cap Annual v6.20 | 298 | 7700 | Rate Constraint in MTons | FALSE | L | Annual | Allowances Sold CO2 | Thousand Tons | 0 | 0 | 0 | 0 | 0 | 0 | 0 | 0
IL Climate ParentID 323- CO2 Cap Annual v6.20 | 298 | 7700 | Rate Constraint in MTons | FALSE | L | Annual | Allowances Banked | Thousand Tons | 0 | 0 | 0 | 0 | 0 | 0 | 0 | 0
IL Climate ParentID 323- CO2 Cap Annual v6.20 | 298 | 7700 | Rate Constraint in MTons | FALSE | L | Annual | Allowances Withdrawn (1:1) | Thousand Tons | 0 | 0 | 0 | 0 | 0 | 0 | 0 | 0
IL Climate ParentID 323- CO2 Cap Annual v6.20 | 298 | 7700 | Rate Constraint in MTons | FALSE | L | Annual | Allowances Withdrawn (n:1) | Thousand Tons | 0 | 0 | 0 | 0 | 0 | 0 | 0 | 0
IL Climate ParentID 323- CO2 Cap Annual v6.20 | 298 | 7700 | Rate Constraint in MTons | FALSE | L | Annual | Net Emissions Allowance Position | Thousand Tons | 0 | 0 | 0 | 0 | 48.0539 | 32.8851 | 0 | 0
IL Climate ParentID 323- CO2 Cap Annual v6.20 | 298 | 7700 | Rate Constraint in MTons | FALSE | L | Annual | Fuel Consumed | TBtu | 0 | 0 | 0 | 0 | 0.82087 | 0.56175 | 0 | 0
IL Climate ParentID 323- CO2 Cap Annual v6.20 | 298 | 7700 | Rate Constraint in MTons | FALSE | L | Annual | Rate | lb/MMBtu | 0 | 0 | 0 | 0 | 117.08 | 117.08 | 0 | 0
IL Climate ParentID 323- CO2 Cap Annual v6.20 | 298 | 7700 | Rate Constraint in MTons | FALSE | L | Annual | Generation | TWh | 0 | 0 | 0 | 0 | 0.07473 | 0.051141 | 0 | 0
IL Climate ParentID 323- CO2 Cap Annual v6.20 | 298 | 7700 | Rate Constraint in MTons | FALSE | L | Annual | Qualifying Generation | TWh | 0 | 0 | 0 | 0 | 0.07473 | 0.051141 | 0 | 0
IL Climate ParentID 323- CO2 Cap Annual v6.20 | 298 | 7700 | Rate Constraint in MTons | FALSE | L | Annual | Rate | lb/MWh | 0 | 0 | 0 | 0 | 1286.0649 | 1286.0649 | 0 | 0
IL Climate ParentID 323- CO2 Cap Annual v6.20 | 298 | 7700 | Rate Constraint in MTons | FALSE | L | Annual | Constraint Shadow Price | US2019$/Ton | 0 | 0 | 0 | 0 | 0.9513 | 0 | 0 | 0
IL Climate ParentID 324- CO2 Cap Annual v6.20 | 299 | 7701 | Rate Constraint in MTons | FALSE | L | Annual | Seasons Included | Seasons | Winter, WintShld, Summer | Winter, WintShld, Summer | Winter, WintShld, Summer | Winter, WintShld, Summer | Winter, WintShld, Summer | Winter, WintShld, Summer | Winter, WintShld, Summer | Winter, WintShld, Summer
IL Climate ParentID 324- CO2 Cap Annual v6.20 | 299 | 7701 | Rate Constraint in MTons | FALSE | L | Annual | Standard CO2 | Thousand Tons | 0 | 0 | 0 | 0 | 28.5974 | 28.5974 | 28.5974 | 28.5974
IL Climate ParentID 324- CO2 Cap Annual v6.20 | 299 | 7701 | Rate Constraint in MTons | FALSE | L | Annual | Emissions at Affected Plants CO2 | Thousand Tons | 0 | 0 | 0 | 0 | 28.5974 | 24.746 | 0 | 0
IL Climate ParentID 324- CO2 Cap Annual v6.20 | 299 | 7701 | Rate Constraint in MTons | FALSE | L | Annual | Allowances Purchased CO2 | Thousand Tons | 0 | 0 | 0 | 0 | 0 | 0 | 0 | 0
IL Climate ParentID 324- CO2 Cap Annual v6.20 | 299 | 7701 | Rate Constraint in MTons | FALSE | L | Annual | Allowances Sold CO2 | Thousand Tons | 0 | 0 | 0 | 0 | 0 | 0 | 0 | 0
IL Climate ParentID 324- CO2 Cap Annual v6.20 | 299 | 7701 | Rate Constraint in MTons | FALSE | L | Annual | Allowances Banked | Thousand Tons | 0 | 0 | 0 | 0 | 0 | 0 | 0 | 0
IL Climate ParentID 324- CO2 Cap Annual v6.20 | 299 | 7701 | Rate Constraint in MTons | FALSE | L | Annual | Allowances Withdrawn (1:1) | Thousand Tons | 0 | 0 | 0 | 0 | 0 | 0 | 0 | 0
IL Climate ParentID 324- CO2 Cap Annual v6.20 | 299 | 7701 | Rate Constraint in MTons | FALSE | L | Annual | Allowances Withdrawn (n:1) | Thousand Tons | 0 | 0 | 0 | 0 | 0 | 0 | 0 | 0
IL Climate ParentID 324- CO2 Cap Annual v6.20 | 299 | 7701 | Rate Constraint in MTons | FALSE | L | Annual | Net Emissions Allowance Position | Thousand Tons | 0 | 0 | 0 | 0 | 28.5974 | 24.746 | 0 | 0
IL Climate ParentID 324- CO2 Cap Annual v6.20 | 299 | 7701 | Rate Constraint in MTons | FALSE | L | Annual | Fuel Consumed | TBtu | 0 | 0 | 0 | 0 | 0.48851 | 0.42272 | 0 | 0
IL Climate ParentID 324- CO2 Cap Annual v6.20 | 299 | 7701 | Rate Constraint in MTons | FALSE | L | Annual | Rate | lb/MMBtu | 0 | 0 | 0 | 0 | 117.08 | 117.08 | 0 | 0
IL Climate ParentID 324- CO2 Cap Annual v6.20 | 299 | 7701 | Rate Constraint in MTons | FALSE | L | Annual | Generation | TWh | 0 | 0 | 0 | 0 | 0.045464 | 0.039341 | 0 | 0
IL Climate ParentID 324- CO2 Cap Annual v6.20 | 299 | 7701 | Rate Constraint in MTons | FALSE | L | Annual | Qualifying Generation | TWh | 0 | 0 | 0 | 0 | 0.045464 | 0.039341 | 0 | 0
IL Climate ParentID 324- CO2 Cap Annual v6.20 | 299 | 7701 | Rate Constraint in MTons | FALSE | L | Annual | Rate | lb/MWh | 0 | 0 | 0 | 0 | 1258.0246 | 1258.0246 | 0 | 0
IL Climate ParentID 324- CO2 Cap Annual v6.20 | 299 | 7701 | Rate Constraint in MTons | FALSE | L | Annual | Constraint Shadow Price | US2019$/Ton | 0 | 0 | 0 | 0 | 1.7449 | 0 | 0 | 0
IL Climate ParentID 325- CO2 Cap Annual v6.20 | 300 | 7702 | Rate Constraint in MTons | FALSE | L | Annual | Seasons Included | Seasons | Winter, WintShld, Summer | Winter, WintShld, Summer | Winter, WintShld, Summer | Winter, WintShld, Summer | Winter, WintShld, Summer | Winter, WintShld, Summer | Winter, WintShld, Summer | Winter, WintShld, Summer
IL Climate ParentID 325- CO2 Cap Annual v6.20 | 300 | 7702 | Rate Constraint in MTons | FALSE | L | Annual | Standard CO2 | Thousand Tons | 0 | 0 | 0 | 0 | 19.5472 | 19.5472 | 19.5472 | 19.5472
IL Climate ParentID 325- CO2 Cap Annual v6.20 | 300 | 7702 | Rate Constraint in MTons | FALSE | L | Annual | Emissions at Affected Plants CO2 | Thousand Tons | 0 | 0 | 0 | 0 | 0 | 0 | 0 | 0
IL Climate ParentID 325- CO2 Cap Annual v6.20 | 300 | 7702 | Rate Constraint in MTons | FALSE | L | Annual | Allowances Purchased CO2 | Thousand Tons | 0 | 0 | 0 | 0 | 0 | 0 | 0 | 0
IL Climate ParentID 325- CO2 Cap Annual v6.20 | 300 | 7702 | Rate Constraint in MTons | FALSE | L | Annual | Allowances Sold CO2 | Thousand Tons | 0 | 0 | 0 | 0 | 0 | 0 | 0 | 0
IL Climate ParentID 325- CO2 Cap Annual v6.20 | 300 | 7702 | Rate Constraint in MTons | FALSE | L | Annual | Allowances Banked | Thousand Tons | 0 | 0 | 0 | 0 | 0 | 0 | 0 | 0
IL Climate ParentID 325- CO2 Cap Annual v6.20 | 300 | 7702 | Rate Constraint in MTons | FALSE | L | Annual | Allowances Withdrawn (1:1) | Thousand Tons | 0 | 0 | 0 | 0 | 0 | 0 | 0 | 0
IL Climate ParentID 325- CO2 Cap Annual v6.20 | 300 | 7702 | Rate Constraint in MTons | FALSE | L | Annual | Allowances Withdrawn (n:1) | Thousand Tons | 0 | 0 | 0 | 0 | 0 | 0 | 0 | 0
IL Climate ParentID 325- CO2 Cap Annual v6.20 | 300 | 7702 | Rate Constraint in MTons | FALSE | L | Annual | Net Emissions Allowance Position | Thousand Tons | 0 | 0 | 0 | 0 | 0 | 0 | 0 | 0
IL Climate ParentID 325- CO2 Cap Annual v6.20 | 300 | 7702 | Rate Constraint in MTons | FALSE | L | Annual | Fuel Consumed | TBtu | 0 | 0 | 0 | 0 | 0 | 0 | 0 | 0
IL Climate ParentID 325- CO2 Cap Annual v6.20 | 300 | 7702 | Rate Constraint in MTons | FALSE | L | Annual | Rate | lb/MMBtu | 0 | 0 | 0 | 0 | 0 | 0 | 0 | 0
IL Climate ParentID 325- CO2 Cap Annual v6.20 | 300 | 7702 | Rate Constraint in MTons | FALSE | L | Annual | Generation | TWh | 0 | 0 | 0 | 0 | 0 | 0 | 0 | 0
IL Climate ParentID 325- CO2 Cap Annual v6.20 | 300 | 7702 | Rate Constraint in MTons | FALSE | L | Annual | Qualifying Generation | TWh | 0 | 0 | 0 | 0 | 0 | 0 | 0 | 0
IL Climate ParentID 325- CO2 Cap Annual v6.20 | 300 | 7702 | Rate Constraint in MTons | FALSE | L | Annual | Rate | lb/MWh | 0 | 0 | 0 | 0 | 0 | 0 | 0 | 0
IL Climate ParentID 325- CO2 Cap Annual v6.20 | 300 | 7702 | Rate Constraint in MTons | FALSE | L | Annual | Constraint Shadow Price | US2019$/Ton | 0 | 0 | 0 | 0 | 0 | 0 | 0 | 0
IL Climate ParentID 326- CO2 Cap Annual v6.20 | 301 | 7703 | Rate Constraint in MTons | FALSE | L | Annual | Seasons Included | Seasons | Winter, WintShld, Summer | Winter, WintShld, Summer | Winter, WintShld, Summer | Winter, WintShld, Summer | Winter, WintShld, Summer | Winter, WintShld, Summer | Winter, WintShld, Summer | Winter, WintShld, Summer
IL Climate ParentID 326- CO2 Cap Annual v6.20 | 301 | 7703 | Rate Constraint in MTons | FALSE | L | Annual | Standard CO2 | Thousand Tons | 0 | 0 | 0 | 0 | 63.1947 | 63.1947 | 63.1947 | 63.1947
IL Climate ParentID 326- CO2 Cap Annual v6.20 | 301 | 7703 | Rate Constraint in MTons | FALSE | L | Annual | Emissions at Affected Plants CO2 | Thousand Tons | 0 | 0 | 0 | 0 | 0 | 0 | 0 | 0
IL Climate ParentID 326- CO2 Cap Annual v6.20 | 301 | 7703 | Rate Constraint in MTons | FALSE | L | Annual | Allowances Purchased CO2 | Thousand Tons | 0 | 0 | 0 | 0 | 0 | 0 | 0 | 0
IL Climate ParentID 326- CO2 Cap Annual v6.20 | 301 | 7703 | Rate Constraint in MTons | FALSE | L | Annual | Allowances Sold CO2 | Thousand Tons | 0 | 0 | 0 | 0 | 0 | 0 | 0 | 0
IL Climate ParentID 326- CO2 Cap Annual v6.20 | 301 | 7703 | Rate Constraint in MTons | FALSE | L | Annual | Allowances Banked | Thousand Tons | 0 | 0 | 0 | 0 | 0 | 0 | 0 | 0
IL Climate ParentID 326- CO2 Cap Annual v6.20 | 301 | 7703 | Rate Constraint in MTons | FALSE | L | Annual | Allowances Withdrawn (1:1) | Thousand Tons | 0 | 0 | 0 | 0 | 0 | 0 | 0 | 0
IL Climate ParentID 326- CO2 Cap Annual v6.20 | 301 | 7703 | Rate Constraint in MTons | FALSE | L | Annual | Allowances Withdrawn (n:1) | Thousand Tons | 0 | 0 | 0 | 0 | 0 | 0 | 0 | 0
IL Climate ParentID 326- CO2 Cap Annual v6.20 | 301 | 7703 | Rate Constraint in MTons | FALSE | L | Annual | Net Emissions Allowance Position | Thousand Tons | 0 | 0 | 0 | 0 | 0 | 0 | 0 | 0
IL Climate ParentID 326- CO2 Cap Annual v6.20 | 301 | 7703 | Rate Constraint in MTons | FALSE | L | Annual | Fuel Consumed | TBtu | 0 | 0 | 0 | 0 | 0 | 0 | 0 | 0
IL Climate ParentID 326- CO2 Cap Annual v6.20 | 301 | 7703 | Rate Constraint in MTons | FALSE | L | Annual | Rate | lb/MMBtu | 0 | 0 | 0 | 0 | 0 | 0 | 0 | 0
IL Climate ParentID 326- CO2 Cap Annual v6.20 | 301 | 7703 | Rate Constraint in MTons | FALSE | L | Annual | Generation | TWh | 0 | 0 | 0 | 0 | 0 | 0 | 0 | 0
IL Climate ParentID 326- CO2 Cap Annual v6.20 | 301 | 7703 | Rate Constraint in MTons | FALSE | L | Annual | Qualifying Generation | TWh | 0 | 0 | 0 | 0 | 0 | 0 | 0 | 0
IL Climate ParentID 326- CO2 Cap Annual v6.20 | 301 | 7703 | Rate Constraint in MTons | FALSE | L | Annual | Rate | lb/MWh | 0 | 0 | 0 | 0 | 0 | 0 | 0 | 0
IL Climate ParentID 326- CO2 Cap Annual v6.20 | 301 | 7703 | Rate Constraint in MTons | FALSE | L | Annual | Constraint Shadow Price | US2019$/Ton | 0 | 0 | 0 | 0 | 0 | 0 | 0 | 0
IL Climate ParentID 327- CO2 Cap Annual v6.20 | 302 | 7704 | Rate Constraint in MTons | FALSE | L | Annual | Seasons Included | Seasons | Winter, WintShld, Summer | Winter, WintShld, Summer | Winter, WintShld, Summer | Winter, WintShld, Summer | Winter, WintShld, Summer | Winter, WintShld, Summer | Winter, WintShld, Summer | Winter, WintShld, Summer
IL Climate ParentID 327- CO2 Cap Annual v6.20 | 302 | 7704 | Rate Constraint in MTons | FALSE | L | Annual | Standard CO2 | Thousand Tons | 0 | 0 | 0 | 0 | 21.1592 | 21.1592 | 21.1592 | 21.1592
IL Climate ParentID 327- CO2 Cap Annual v6.20 | 302 | 7704 | Rate Constraint in MTons | FALSE | L | Annual | Emissions at Affected Plants CO2 | Thousand Tons | 0 | 0 | 0 | 0 | 0 | 0 | 0 | 0
IL Climate ParentID 327- CO2 Cap Annual v6.20 | 302 | 7704 | Rate Constraint in MTons | FALSE | L | Annual | Allowances Purchased CO2 | Thousand Tons | 0 | 0 | 0 | 0 | 0 | 0 | 0 | 0
IL Climate ParentID 327- CO2 Cap Annual v6.20 | 302 | 7704 | Rate Constraint in MTons | FALSE | L | Annual | Allowances Sold CO2 | Thousand Tons | 0 | 0 | 0 | 0 | 0 | 0 | 0 | 0
IL Climate ParentID 327- CO2 Cap Annual v6.20 | 302 | 7704 | Rate Constraint in MTons | FALSE | L | Annual | Allowances Banked | Thousand Tons | 0 | 0 | 0 | 0 | 0 | 0 | 0 | 0
IL Climate ParentID 327- CO2 Cap Annual v6.20 | 302 | 7704 | Rate Constraint in MTons | FALSE | L | Annual | Allowances Withdrawn (1:1) | Thousand Tons | 0 | 0 | 0 | 0 | 0 | 0 | 0 | 0
IL Climate ParentID 327- CO2 Cap Annual v6.20 | 302 | 7704 | Rate Constraint in MTons | FALSE | L | Annual | Allowances Withdrawn (n:1) | Thousand Tons | 0 | 0 | 0 | 0 | 0 | 0 | 0 | 0
IL Climate ParentID 327- CO2 Cap Annual v6.20 | 302 | 7704 | Rate Constraint in MTons | FALSE | L | Annual | Net Emissions Allowance Position | Thousand Tons | 0 | 0 | 0 | 0 | 0 | 0 | 0 | 0
IL Climate ParentID 327- CO2 Cap Annual v6.20 | 302 | 7704 | Rate Constraint in MTons | FALSE | L | Annual | Fuel Consumed | TBtu | 0 | 0 | 0 | 0 | 0 | 0 | 0 | 0
IL Climate ParentID 327- CO2 Cap Annual v6.20 | 302 | 7704 | Rate Constraint in MTons | FALSE | L | Annual | Rate | lb/MMBtu | 0 | 0 | 0 | 0 | 0 | 0 | 0 | 0
IL Climate ParentID 327- CO2 Cap Annual v6.20 | 302 | 7704 | Rate Constraint in MTons | FALSE | L | Annual | Generation | TWh | 0 | 0 | 0 | 0 | 0 | 0 | 0 | 0
IL Climate ParentID 327- CO2 Cap Annual v6.20 | 302 | 7704 | Rate Constraint in MTons | FALSE | L | Annual | Qualifying Generation | TWh | 0 | 0 | 0 | 0 | 0 | 0 | 0 | 0
IL Climate ParentID 327- CO2 Cap Annual v6.20 | 302 | 7704 | Rate Constraint in MTons | FALSE | L | Annual | Rate | lb/MWh | 0 | 0 | 0 | 0 | 0 | 0 | 0 | 0
IL Climate ParentID 327- CO2 Cap Annual v6.20 | 302 | 7704 | Rate Constraint in MTons | FALSE | L | Annual | Constraint Shadow Price | US2019$/Ton | 0 | 0 | 0 | 0 | 0 | 0 | 0 | 0
IL Climate ParentID 328- CO2 Cap Annual v6.20 | 303 | 7705 | Rate Constraint in MTons | FALSE | L | Annual | Seasons Included | Seasons | Winter, WintShld, Summer | Winter, WintShld, Summer | Winter, WintShld, Summer | Winter, WintShld, Summer | Winter, WintShld, Summer | Winter, WintShld, Summer | Winter, WintShld, Summer | Winter, WintShld, Summer
IL Climate ParentID 328- CO2 Cap Annual v6.20 | 303 | 7705 | Rate Constraint in MTons | FALSE | L | Annual | Standard CO2 | Thousand Tons | 0 | 0 | 0 | 0 | 4.9553 | 4.9553 | 4.9553 | 4.9553
IL Climate ParentID 328- CO2 Cap Annual v6.20 | 303 | 7705 | Rate Constraint in MTons | FALSE | L | Annual | Emissions at Affected Plants CO2 | Thousand Tons | 0 | 0 | 0 | 0 | 0 | 0 | 0 | 0
IL Climate ParentID 328- CO2 Cap Annual v6.20 | 303 | 7705 | Rate Constraint in MTons | FALSE | L | Annual | Allowances Purchased CO2 | Thousand Tons | 0 | 0 | 0 | 0 | 0 | 0 | 0 | 0
IL Climate ParentID 328- CO2 Cap Annual v6.20 | 303 | 7705 | Rate Constraint in MTons | FALSE | L | Annual | Allowances Sold CO2 | Thousand Tons | 0 | 0 | 0 | 0 | 0 | 0 | 0 | 0
IL Climate ParentID 328- CO2 Cap Annual v6.20 | 303 | 7705 | Rate Constraint in MTons | FALSE | L | Annual | Allowances Banked | Thousand Tons | 0 | 0 | 0 | 0 | 0 | 0 | 0 | 0
IL Climate ParentID 328- CO2 Cap Annual v6.20 | 303 | 7705 | Rate Constraint in MTons | FALSE | L | Annual | Allowances Withdrawn (1:1) | Thousand Tons | 0 | 0 | 0 | 0 | 0 | 0 | 0 | 0
IL Climate ParentID 328- CO2 Cap Annual v6.20 | 303 | 7705 | Rate Constraint in MTons | FALSE | L | Annual | Allowances Withdrawn (n:1) | Thousand Tons | 0 | 0 | 0 | 0 | 0 | 0 | 0 | 0
IL Climate ParentID 328- CO2 Cap Annual v6.20 | 303 | 7705 | Rate Constraint in MTons | FALSE | L | Annual | Net Emissions Allowance Position | Thousand Tons | 0 | 0 | 0 | 0 | 0 | 0 | 0 | 0
IL Climate ParentID 328- CO2 Cap Annual v6.20 | 303 | 7705 | Rate Constraint in MTons | FALSE | L | Annual | Fuel Consumed | TBtu | 0 | 0 | 0 | 0 | 0 | 0 | 0 | 0
IL Climate ParentID 328- CO2 Cap Annual v6.20 | 303 | 7705 | Rate Constraint in MTons | FALSE | L | Annual | Rate | lb/MMBtu | 0 | 0 | 0 | 0 | 0 | 0 | 0 | 0
IL Climate ParentID 328- CO2 Cap Annual v6.20 | 303 | 7705 | Rate Constraint in MTons | FALSE | L | Annual | Generation | TWh | 0 | 0 | 0 | 0 | 0 | 0 | 0 | 0
IL Climate ParentID 328- CO2 Cap Annual v6.20 | 303 | 7705 | Rate Constraint in MTons | FALSE | L | Annual | Qualifying Generation | TWh | 0 | 0 | 0 | 0 | 0 | 0 | 0 | 0
IL Climate ParentID 328- CO2 Cap Annual v6.20 | 303 | 7705 | Rate Constraint in MTons | FALSE | L | Annual | Rate | lb/MWh | 0 | 0 | 0 | 0 | 0 | 0 | 0 | 0
IL Climate ParentID 328- CO2 Cap Annual v6.20 | 303 | 7705 | Rate Constraint in MTons | FALSE | L | Annual | Constraint Shadow Price | US2019$/Ton | 0 | 0 | 0 | 0 | 0 | 0 | 0 | 0
IL Climate ParentID 329- CO2 Cap Annual v6.20 | 304 | 7706 | Rate Constraint in MTons | FALSE | L | Annual | Seasons Included | Seasons | Winter, WintShld, Summer | Winter, WintShld, Summer | Winter, WintShld, Summer | Winter, WintShld, Summer | Winter, WintShld, Summer | Winter, WintShld, Summer | Winter, WintShld, Summer | Winter, WintShld, Summer
IL Climate ParentID 329- CO2 Cap Annual v6.20 | 304 | 7706 | Rate Constraint in MTons | FALSE | L | Annual | Standard CO2 | Thousand Tons | 0 | 0 | 0 | 0 | 24.3959 | 24.3959 | 24.3959 | 24.3959
IL Climate ParentID 329- CO2 Cap Annual v6.20 | 304 | 7706 | Rate Constraint in MTons | FALSE | L | Annual | Emissions at Affected Plants CO2 | Thousand Tons | 0 | 0 | 0 | 0 | 0 | 0 | 0 | 0
IL Climate ParentID 329- CO2 Cap Annual v6.20 | 304 | 7706 | Rate Constraint in MTons | FALSE | L | Annual | Allowances Purchased CO2 | Thousand Tons | 0 | 0 | 0 | 0 | 0 | 0 | 0 | 0
IL Climate ParentID 329- CO2 Cap Annual v6.20 | 304 | 7706 | Rate Constraint in MTons | FALSE | L | Annual | Allowances Sold CO2 | Thousand Tons | 0 | 0 | 0 | 0 | 0 | 0 | 0 | 0
IL Climate ParentID 329- CO2 Cap Annual v6.20 | 304 | 7706 | Rate Constraint in MTons | FALSE | L | Annual | Allowances Banked | Thousand Tons | 0 | 0 | 0 | 0 | 0 | 0 | 0 | 0
IL Climate ParentID 329- CO2 Cap Annual v6.20 | 304 | 7706 | Rate Constraint in MTons | FALSE | L | Annual | Allowances Withdrawn (1:1) | Thousand Tons | 0 | 0 | 0 | 0 | 0 | 0 | 0 | 0
IL Climate ParentID 329- CO2 Cap Annual v6.20 | 304 | 7706 | Rate Constraint in MTons | FALSE | L | Annual | Allowances Withdrawn (n:1) | Thousand Tons | 0 | 0 | 0 | 0 | 0 | 0 | 0 | 0
IL Climate ParentID 329- CO2 Cap Annual v6.20 | 304 | 7706 | Rate Constraint in MTons | FALSE | L | Annual | Net Emissions Allowance Position | Thousand Tons | 0 | 0 | 0 | 0 | 0 | 0 | 0 | 0
IL Climate ParentID 329- CO2 Cap Annual v6.20 | 304 | 7706 | Rate Constraint in MTons | FALSE | L | Annual | Fuel Consumed | TBtu | 0 | 0 | 0 | 0 | 0 | 0 | 0 | 0
IL Climate ParentID 329- CO2 Cap Annual v6.20 | 304 | 7706 | Rate Constraint in MTons | FALSE | L | Annual | Rate | lb/MMBtu | 0 | 0 | 0 | 0 | 0 | 0 | 0 | 0
IL Climate ParentID 329- CO2 Cap Annual v6.20 | 304 | 7706 | Rate Constraint in MTons | FALSE | L | Annual | Generation | TWh | 0 | 0 | 0 | 0 | 0 | 0 | 0 | 0
IL Climate ParentID 329- CO2 Cap Annual v6.20 | 304 | 7706 | Rate Constraint in MTons | FALSE | L | Annual | Qualifying Generation | TWh | 0 | 0 | 0 | 0 | 0 | 0 | 0 | 0
IL Climate ParentID 329- CO2 Cap Annual v6.20 | 304 | 7706 | Rate Constraint in MTons | FALSE | L | Annual | Rate | lb/MWh | 0 | 0 | 0 | 0 | 0 | 0 | 0 | 0
IL Climate ParentID 329- CO2 Cap Annual v6.20 | 304 | 7706 | Rate Constraint in MTons | FALSE | L | Annual | Constraint Shadow Price | US2019$/Ton | 0 | 0 | 0 | 0 | 0 | 0 | 0 | 0
IL Climate ParentID 330- CO2 Cap Annual v6.20 | 305 | 7707 | Rate Constraint in MTons | FALSE | L | Annual | Seasons Included | Seasons | Winter, WintShld, Summer | Winter, WintShld, Summer | Winter, WintShld, Summer | Winter, WintShld, Summer | Winter, WintShld, Summer | Winter, WintShld, Summer | Winter, WintShld, Summer | Winter, WintShld, Summer
IL Climate ParentID 330- CO2 Cap Annual v6.20 | 305 | 7707 | Rate Constraint in MTons | FALSE | L | Annual | Standard CO2 | Thousand Tons | 0 | 0 | 0 | 0 | 99.3289 | 99.3289 | 99.3289 | 99.3289
IL Climate ParentID 330- CO2 Cap Annual v6.20 | 305 | 7707 | Rate Constraint in MTons | FALSE | L | Annual | Emissions at Affected Plants CO2 | Thousand Tons | 0 | 0 | 0 | 0 | 0 | 0 | 0 | 0
IL Climate ParentID 330- CO2 Cap Annual v6.20 | 305 | 7707 | Rate Constraint in MTons | FALSE | L | Annual | Allowances Purchased CO2 | Thousand Tons | 0 | 0 | 0 | 0 | 0 | 0 | 0 | 0
IL Climate ParentID 330- CO2 Cap Annual v6.20 | 305 | 7707 | Rate Constraint in MTons | FALSE | L | Annual | Allowances Sold CO2 | Thousand Tons | 0 | 0 | 0 | 0 | 0 | 0 | 0 | 0
IL Climate ParentID 330- CO2 Cap Annual v6.20 | 305 | 7707 | Rate Constraint in MTons | FALSE | L | Annual | Allowances Banked | Thousand Tons | 0 | 0 | 0 | 0 | 0 | 0 | 0 | 0
IL Climate ParentID 330- CO2 Cap Annual v6.20 | 305 | 7707 | Rate Constraint in MTons | FALSE | L | Annual | Allowances Withdrawn (1:1) | Thousand Tons | 0 | 0 | 0 | 0 | 0 | 0 | 0 | 0
IL Climate ParentID 330- CO2 Cap Annual v6.20 | 305 | 7707 | Rate Constraint in MTons | FALSE | L | Annual | Allowances Withdrawn (n:1) | Thousand Tons | 0 | 0 | 0 | 0 | 0 | 0 | 0 | 0
IL Climate ParentID 330- CO2 Cap Annual v6.20 | 305 | 7707 | Rate Constraint in MTons | FALSE | L | Annual | Net Emissions Allowance Position | Thousand Tons | 0 | 0 | 0 | 0 | 0 | 0 | 0 | 0
IL Climate ParentID 330- CO2 Cap Annual v6.20 | 305 | 7707 | Rate Constraint in MTons | FALSE | L | Annual | Fuel Consumed | TBtu | 0 | 0 | 0 | 0 | 0 | 0 | 0 | 0
IL Climate ParentID 330- CO2 Cap Annual v6.20 | 305 | 7707 | Rate Constraint in MTons | FALSE | L | Annual | Rate | lb/MMBtu | 0 | 0 | 0 | 0 | 0 | 0 | 0 | 0
IL Climate ParentID 330- CO2 Cap Annual v6.20 | 305 | 7707 | Rate Constraint in MTons | FALSE | L | Annual | Generation | TWh | 0 | 0 | 0 | 0 | 0 | 0 | 0 | 0
IL Climate ParentID 330- CO2 Cap Annual v6.20 | 305 | 7707 | Rate Constraint in MTons | FALSE | L | Annual | Qualifying Generation | TWh | 0 | 0 | 0 | 0 | 0 | 0 | 0 | 0
IL Climate ParentID 330- CO2 Cap Annual v6.20 | 305 | 7707 | Rate Constraint in MTons | FALSE | L | Annual | Rate | lb/MWh | 0 | 0 | 0 | 0 | 0 | 0 | 0 | 0
IL Climate ParentID 330- CO2 Cap Annual v6.20 | 305 | 7707 | Rate Constraint in MTons | FALSE | L | Annual | Constraint Shadow Price | US2019$/Ton | 0 | 0 | 0 | 0 | 0 | 0 | 0 | 0
IL Climate ParentID 331- CO2 Cap Annual v6.20 | 306 | 7708 | Rate Constraint in MTons | FALSE | L | Annual | Seasons Included | Seasons | Winter, WintShld, Summer | Winter, WintShld, Summer | Winter, WintShld, Summer | Winter, WintShld, Summer | Winter, WintShld, Summer | Winter, WintShld, Summer | Winter, WintShld, Summer | Winter, WintShld, Summer
IL Climate ParentID 331- CO2 Cap Annual v6.20 | 306 | 7708 | Rate Constraint in MTons | FALSE | L | Annual | Standard CO2 | Thousand Tons | 0 | 0 | 0 | 0 | 43.4235 | 43.4235 | 43.4235 | 43.4235
IL Climate ParentID 331- CO2 Cap Annual v6.20 | 306 | 7708 | Rate Constraint in MTons | FALSE | L | Annual | Emissions at Affected Plants CO2 | Thousand Tons | 0 | 0 | 0 | 0 | 11.4707 | 0 | 0 | 0
IL Climate ParentID 331- CO2 Cap Annual v6.20 | 306 | 7708 | Rate Constraint in MTons | FALSE | L | Annual | Allowances Purchased CO2 | Thousand Tons | 0 | 0 | 0 | 0 | 0 | 0 | 0 | 0
IL Climate ParentID 331- CO2 Cap Annual v6.20 | 306 | 7708 | Rate Constraint in MTons | FALSE | L | Annual | Allowances Sold CO2 | Thousand Tons | 0 | 0 | 0 | 0 | 0 | 0 | 0 | 0
IL Climate ParentID 331- CO2 Cap Annual v6.20 | 306 | 7708 | Rate Constraint in MTons | FALSE | L | Annual | Allowances Banked | Thousand Tons | 0 | 0 | 0 | 0 | 0 | 0 | 0 | 0
IL Climate ParentID 331- CO2 Cap Annual v6.20 | 306 | 7708 | Rate Constraint in MTons | FALSE | L | Annual | Allowances Withdrawn (1:1) | Thousand Tons | 0 | 0 | 0 | 0 | 0 | 0 | 0 | 0
IL Climate ParentID 331- CO2 Cap Annual v6.20 | 306 | 7708 | Rate Constraint in MTons | FALSE | L | Annual | Allowances Withdrawn (n:1) | Thousand Tons | 0 | 0 | 0 | 0 | 0 | 0 | 0 | 0
IL Climate ParentID 331- CO2 Cap Annual v6.20 | 306 | 7708 | Rate Constraint in MTons | FALSE | L | Annual | Net Emissions Allowance Position | Thousand Tons | 0 | 0 | 0 | 0 | 11.4707 | 0 | 0 | 0
IL Climate ParentID 331- CO2 Cap Annual v6.20 | 306 | 7708 | Rate Constraint in MTons | FALSE | L | Annual | Fuel Consumed | TBtu | 0 | 0 | 0 | 0 | 0.19595 | 0 | 0 | 0
IL Climate ParentID 331- CO2 Cap Annual v6.20 | 306 | 7708 | Rate Constraint in MTons | FALSE | L | Annual | Rate | lb/MMBtu | 0 | 0 | 0 | 0 | 117.08 | 0 | 0 | 0
IL Climate ParentID 331- CO2 Cap Annual v6.20 | 306 | 7708 | Rate Constraint in MTons | FALSE | L | Annual | Generation | TWh | 0 | 0 | 0 | 0 | 0.016572 | 0 | 0 | 0
IL Climate ParentID 331- CO2 Cap Annual v6.20 | 306 | 7708 | Rate Constraint in MTons | FALSE | L | Annual | Qualifying Generation | TWh | 0 | 0 | 0 | 0 | 0.016572 | 0 | 0 | 0
IL Climate ParentID 331- CO2 Cap Annual v6.20 | 306 | 7708 | Rate Constraint in MTons | FALSE | L | Annual | Rate | lb/MWh | 0 | 0 | 0 | 0 | 1384.3344 | 0 | 0 | 0
IL Climate ParentID 331- CO2 Cap Annual v6.20 | 306 | 7708 | Rate Constraint in MTons | FALSE | L | Annual | Constraint Shadow Price | US2019$/Ton | 0 | 0 | 0 | 0 | 0 | 0 | 0 | 0
IL Climate ParentID 336- CO2 Cap Annual v6.20 | 307 | 7709 | Rate Constraint in MTons | FALSE | L | Annual | Seasons Included | Seasons | Winter, WintShld, Summer | Winter, WintShld, Summer | Winter, WintShld, Summer | Winter, WintShld, Summer | Winter, WintShld, Summer | Winter, WintShld, Summer | Winter, WintShld, Summer | Winter, WintShld, Summer
IL Climate ParentID 336- CO2 Cap Annual v6.20 | 307 | 7709 | Rate Constraint in MTons | FALSE | L | Annual | Standard CO2 | Thousand Tons | 0 | 0 | 0 | 0 | 190.9653 | 190.9653 | 190.9653 | 190.9653
IL Climate ParentID 336- CO2 Cap Annual v6.20 | 307 | 7709 | Rate Constraint in MTons | FALSE | L | Annual | Emissions at Affected Plants CO2 | Thousand Tons | 0 | 0 | 0 | 0 | 63.6468 | 25.3727 | 0 | 0
IL Climate ParentID 336- CO2 Cap Annual v6.20 | 307 | 7709 | Rate Constraint in MTons | FALSE | L | Annual | Allowances Purchased CO2 | Thousand Tons | 0 | 0 | 0 | 0 | 0 | 0 | 0 | 0
IL Climate ParentID 336- CO2 Cap Annual v6.20 | 307 | 7709 | Rate Constraint in MTons | FALSE | L | Annual | Allowances Sold CO2 | Thousand Tons | 0 | 0 | 0 | 0 | 0 | 0 | 0 | 0
IL Climate ParentID 336- CO2 Cap Annual v6.20 | 307 | 7709 | Rate Constraint in MTons | FALSE | L | Annual | Allowances Banked | Thousand Tons | 0 | 0 | 0 | 0 | 0 | 0 | 0 | 0
IL Climate ParentID 336- CO2 Cap Annual v6.20 | 307 | 7709 | Rate Constraint in MTons | FALSE | L | Annual | Allowances Withdrawn (1:1) | Thousand Tons | 0 | 0 | 0 | 0 | 0 | 0 | 0 | 0
IL Climate ParentID 336- CO2 Cap Annual v6.20 | 307 | 7709 | Rate Constraint in MTons | FALSE | L | Annual | Allowances Withdrawn (n:1) | Thousand Tons | 0 | 0 | 0 | 0 | 0 | 0 | 0 | 0
IL Climate ParentID 336- CO2 Cap Annual v6.20 | 307 | 7709 | Rate Constraint in MTons | FALSE | L | Annual | Net Emissions Allowance Position | Thousand Tons | 0 | 0 | 0 | 0 | 63.6468 | 25.3727 | 0 | 0
IL Climate ParentID 336- CO2 Cap Annual v6.20 | 307 | 7709 | Rate Constraint in MTons | FALSE | L | Annual | Fuel Consumed | TBtu | 0 | 0 | 0 | 0 | 1.0872 | 0.43342 | 0 | 0
IL Climate ParentID 336- CO2 Cap Annual v6.20 | 307 | 7709 | Rate Constraint in MTons | FALSE | L | Annual | Rate | lb/MMBtu | 0 | 0 | 0 | 0 | 117.08 | 117.08 | 0 | 0
IL Climate ParentID 336- CO2 Cap Annual v6.20 | 307 | 7709 | Rate Constraint in MTons | FALSE | L | Annual | Generation | TWh | 0 | 0 | 0 | 0 | 0.096335 | 0.038404 | 0 | 0
IL Climate ParentID 336- CO2 Cap Annual v6.20 | 307 | 7709 | Rate Constraint in MTons | FALSE | L | Annual | Qualifying Generation | TWh | 0 | 0 | 0 | 0 | 0.096335 | 0.038404 | 0 | 0
IL Climate ParentID 336- CO2 Cap Annual v6.20 | 307 | 7709 | Rate Constraint in MTons | FALSE | L | Annual | Rate | lb/MWh | 0 | 0 | 0 | 0 | 1321.3649 | 1321.3649 | 0 | 0
IL Climate ParentID 336- CO2 Cap Annual v6.20 | 307 | 7709 | Rate Constraint in MTons | FALSE | L | Annual | Constraint Shadow Price | US2019$/Ton | 0 | 0 | 0 | 0 | 0 | 0 | 0 | 0
IL Climate ParentID 3563- CO2 Cap Annual v6.20 | 308 | 7735 | Rate Constraint in MTons | FALSE | L | Annual | Seasons Included | Seasons | Winter, WintShld, Summer | Winter, WintShld, Summer | Winter, WintShld, Summer | Winter, WintShld, Summer | Winter, WintShld, Summer | Winter, WintShld, Summer | Winter, WintShld, Summer | Winter, WintShld, Summer
IL Climate ParentID 3563- CO2 Cap Annual v6.20 | 308 | 7735 | Rate Constraint in MTons | FALSE | L | Annual | Standard CO2 | Thousand Tons | 0 | 0 | 0 | 0 | 3726.0581 | 3726.0581 | 3726.0581 | 3726.0581
IL Climate ParentID 3563- CO2 Cap Annual v6.20 | 308 | 7735 | Rate Constraint in MTons | FALSE | L | Annual | Emissions at Affected Plants CO2 | Thousand Tons | 0 | 0 | 0 | 0 | 3333.6542 | 3201.5153 | 6.7105 | 6.7105
IL Climate ParentID 3563- CO2 Cap Annual v6.20 | 308 | 7735 | Rate Constraint in MTons | FALSE | L | Annual | Allowances Purchased CO2 | Thousand Tons | 0 | 0 | 0 | 0 | 0 | 0 | 0 | 0
IL Climate ParentID 3563- CO2 Cap Annual v6.20 | 308 | 7735 | Rate Constraint in MTons | FALSE | L | Annual | Allowances Sold CO2 | Thousand Tons | 0 | 0 | 0 | 0 | 0 | 0 | 0 | 0
IL Climate ParentID 3563- CO2 Cap Annual v6.20 | 308 | 7735 | Rate Constraint in MTons | FALSE | L | Annual | Allowances Banked | Thousand Tons | 0 | 0 | 0 | 0 | 0 | 0 | 0 | 0
IL Climate ParentID 3563- CO2 Cap Annual v6.20 | 308 | 7735 | Rate Constraint in MTons | FALSE | L | Annual | Allowances Withdrawn (1:1) | Thousand Tons | 0 | 0 | 0 | 0 | 0 | 0 | 0 | 0
IL Climate ParentID 3563- CO2 Cap Annual v6.20 | 308 | 7735 | Rate Constraint in MTons | FALSE | L | Annual | Allowances Withdrawn (n:1) | Thousand Tons | 0 | 0 | 0 | 0 | 0 | 0 | 0 | 0
IL Climate ParentID 3563- CO2 Cap Annual v6.20 | 308 | 7735 | Rate Constraint in MTons | FALSE | L | Annual | Net Emissions Allowance Position | Thousand Tons | 0 | 0 | 0 | 0 | 3333.6542 | 3201.5153 | 6.7105 | 6.7105
IL Climate ParentID 3563- CO2 Cap Annual v6.20 | 308 | 7735 | Rate Constraint in MTons | FALSE | L | Annual | Fuel Consumed | TBtu | 0 | 0 | 0 | 0 | 32.8964 | 31.6588 | 0.65129 | 0.65129
IL Climate ParentID 3563- CO2 Cap Annual v6.20 | 308 | 7735 | Rate Constraint in MTons | FALSE | L | Annual | Rate | lb/MMBtu | 0 | 0 | 0 | 0 | 202.6758 | 202.251 | 20.6066 | 20.6066
IL Climate ParentID 3563- CO2 Cap Annual v6.20 | 308 | 7735 | Rate Constraint in MTons | FALSE | L | Annual | Generation | TWh | 0 | 0 | 0 | 0 | 3.4911 | 3.3593 | 0.057452 | 0.057452
IL Climate ParentID 3563- CO2 Cap Annual v6.20 | 308 | 7735 | Rate Constraint in MTons | FALSE | L | Annual | Qualifying Generation | TWh | 0 | 0 | 0 | 0 | 3.4911 | 3.3593 | 0.057452 | 0.057452
IL Climate ParentID 3563- CO2 Cap Annual v6.20 | 308 | 7735 | Rate Constraint in MTons | FALSE | L | Annual | Rate | lb/MWh | 0 | 0 | 0 | 0 | 1909.817 | 1906.0676 | 233.6038 | 233.6038
IL Climate ParentID 3563- CO2 Cap Annual v6.20 | 308 | 7735 | Rate Constraint in MTons | FALSE | L | Annual | Constraint Shadow Price | US2019$/Ton | 0 | 0 | 0 | 0 | 0 | 0 | 0 | 0
IL Climate ParentID 3564- CO2 Cap Annual v6.20 | 309 | 7736 | Rate Constraint in MTons | FALSE | L | Annual | Seasons Included | Seasons | Winter, WintShld, Summer | Winter, WintShld, Summer | Winter, WintShld, Summer | Winter, WintShld, Summer | Winter, WintShld, Summer | Winter, WintShld, Summer | Winter, WintShld, Summer | Winter, WintShld, Summer
IL Climate ParentID 3564- CO2 Cap Annual v6.20 | 309 | 7736 | Rate Constraint in MTons | FALSE | L | Annual | Standard CO2 | Thousand Tons | 0 | 0 | 0 | 0 | 3621.2811 | 3621.2811 | 3621.2811 | 3621.2811
IL Climate ParentID 3564- CO2 Cap Annual v6.20 | 309 | 7736 | Rate Constraint in MTons | FALSE | L | Annual | Emissions at Affected Plants CO2 | Thousand Tons | 0 | 0 | 0 | 0 | 3359.0681 | 3218.9928 | 0 | 0
IL Climate ParentID 3564- CO2 Cap Annual v6.20 | 309 | 7736 | Rate Constraint in MTons | FALSE | L | Annual | Allowances Purchased CO2 | Thousand Tons | 0 | 0 | 0 | 0 | 0 | 0 | 0 | 0
IL Climate ParentID 3564- CO2 Cap Annual v6.20 | 309 | 7736 | Rate Constraint in MTons | FALSE | L | Annual | Allowances Sold CO2 | Thousand Tons | 0 | 0 | 0 | 0 | 0 | 0 | 0 | 0
IL Climate ParentID 3564- CO2 Cap Annual v6.20 | 309 | 7736 | Rate Constraint in MTons | FALSE | L | Annual | Allowances Banked | Thousand Tons | 0 | 0 | 0 | 0 | 0 | 0 | 0 | 0
IL Climate ParentID 3564- CO2 Cap Annual v6.20 | 309 | 7736 | Rate Constraint in MTons | FALSE | L | Annual | Allowances Withdrawn (1:1) | Thousand Tons | 0 | 0 | 0 | 0 | 0 | 0 | 0 | 0
IL Climate ParentID 3564- CO2 Cap Annual v6.20 | 309 | 7736 | Rate Constraint in MTons | FALSE | L | Annual | Allowances Withdrawn (n:1) | Thousand Tons | 0 | 0 | 0 | 0 | 0 | 0 | 0 | 0
IL Climate ParentID 3564- CO2 Cap Annual v6.20 | 309 | 7736 | Rate Constraint in MTons | FALSE | L | Annual | Net Emissions Allowance Position | Thousand Tons | 0 | 0 | 0 | 0 | 3359.0681 | 3218.9928 | 0 | 0
IL Climate ParentID 3564- CO2 Cap Annual v6.20 | 309 | 7736 | Rate Constraint in MTons | FALSE | L | Annual | Fuel Consumed | TBtu | 0 | 0 | 0 | 0 | 32.4893 | 31.2423 | 0 | 0
IL Climate ParentID 3564- CO2 Cap Annual v6.20 | 309 | 7736 | Rate Constraint in MTons | FALSE | L | Annual | Rate | lb/MMBtu | 0 | 0 | 0 | 0 | 206.7803 | 206.0663 | 0 | 0
IL Climate ParentID 3564- CO2 Cap Annual v6.20 | 309 | 7736 | Rate Constraint in MTons | FALSE | L | Annual | Generation | TWh | 0 | 0 | 0 | 0 | 3.4763 | 3.3429 | 0 | 0
IL Climate ParentID 3564- CO2 Cap Annual v6.20 | 309 | 7736 | Rate Constraint in MTons | FALSE | L | Annual | Qualifying Generation | TWh | 0 | 0 | 0 | 0 | 3.4763 | 3.3429 | 0 | 0
IL Climate ParentID 3564- CO2 Cap Annual v6.20 | 309 | 7736 | Rate Constraint in MTons | FALSE | L | Annual | Rate | lb/MWh | 0 | 0 | 0 | 0 | 1932.5682 | 1925.8954 | 0 | 0
IL Climate ParentID 3564- CO2 Cap Annual v6.20 | 309 | 7736 | Rate Constraint in MTons | FALSE | L | Annual | Constraint Shadow Price | US2019$/Ton | 0 | 0 | 0 | 0 | 0 | 0 | 0 | 0
IL Climate ParentID 3789- CO2 Cap Annual v6.20 | 310 | 7737 | Rate Constraint in MTons | FALSE | L | Annual | Seasons Included | Seasons | Winter, WintShld, Summer | Winter, WintShld, Summer | Winter, WintShld, Summer | Winter, WintShld, Summer | Winter, WintShld, Summer | Winter, WintShld, Summer | Winter, WintShld, Summer | Winter, WintShld, Summer
IL Climate ParentID 3789- CO2 Cap Annual v6.20 | 310 | 7737 | Rate Constraint in MTons | FALSE | L | Annual | Standard CO2 | Thousand Tons | 0 | 0 | 0 | 0 | 128.792 | 128.792 | 128.792 | 128.792
IL Climate ParentID 3789- CO2 Cap Annual v6.20 | 310 | 7737 | Rate Constraint in MTons | FALSE | L | Annual | Emissions at Affected Plants CO2 | Thousand Tons | 0 | 0 | 0 | 0 | 0 | 0 | 0 | 0
IL Climate ParentID 3789- CO2 Cap Annual v6.20 | 310 | 7737 | Rate Constraint in MTons | FALSE | L | Annual | Allowances Purchased CO2 | Thousand Tons | 0 | 0 | 0 | 0 | 0 | 0 | 0 | 0
IL Climate ParentID 3789- CO2 Cap Annual v6.20 | 310 | 7737 | Rate Constraint in MTons | FALSE | L | Annual | Allowances Sold CO2 | Thousand Tons | 0 | 0 | 0 | 0 | 0 | 0 | 0 | 0
IL Climate ParentID 3789- CO2 Cap Annual v6.20 | 310 | 7737 | Rate Constraint in MTons | FALSE | L | Annual | Allowances Banked | Thousand Tons | 0 | 0 | 0 | 0 | 0 | 0 | 0 | 0
IL Climate ParentID 3789- CO2 Cap Annual v6.20 | 310 | 7737 | Rate Constraint in MTons | FALSE | L | Annual | Allowances Withdrawn (1:1) | Thousand Tons | 0 | 0 | 0 | 0 | 0 | 0 | 0 | 0
IL Climate ParentID 3789- CO2 Cap Annual v6.20 | 310 | 7737 | Rate Constraint in MTons | FALSE | L | Annual | Allowances Withdrawn (n:1) | Thousand Tons | 0 | 0 | 0 | 0 | 0 | 0 | 0 | 0
IL Climate ParentID 3789- CO2 Cap Annual v6.20 | 310 | 7737 | Rate Constraint in MTons | FALSE | L | Annual | Net Emissions Allowance Position | Thousand Tons | 0 | 0 | 0 | 0 | 0 | 0 | 0 | 0
IL Climate ParentID 3789- CO2 Cap Annual v6.20 | 310 | 7737 | Rate Constraint in MTons | FALSE | L | Annual | Fuel Consumed | TBtu | 0 | 0 | 0 | 0 | 0 | 0 | 0 | 0
IL Climate ParentID 3789- CO2 Cap Annual v6.20 | 310 | 7737 | Rate Constraint in MTons | FALSE | L | Annual | Rate | lb/MMBtu | 0 | 0 | 0 | 0 | 0 | 0 | 0 | 0
IL Climate ParentID 3789- CO2 Cap Annual v6.20 | 310 | 7737 | Rate Constraint in MTons | FALSE | L | Annual | Generation | TWh | 0 | 0 | 0 | 0 | 0 | 0 | 0 | 0
IL Climate ParentID 3789- CO2 Cap Annual v6.20 | 310 | 7737 | Rate Constraint in MTons | FALSE | L | Annual | Qualifying Generation | TWh | 0 | 0 | 0 | 0 | 0 | 0 | 0 | 0
IL Climate ParentID 3789- CO2 Cap Annual v6.20 | 310 | 7737 | Rate Constraint in MTons | FALSE | L | Annual | Rate | lb/MWh | 0 | 0 | 0 | 0 | 0 | 0 | 0 | 0
IL Climate ParentID 3789- CO2 Cap Annual v6.20 | 310 | 7737 | Rate Constraint in MTons | FALSE | L | Annual | Constraint Shadow Price | US2019$/Ton | 0 | 0 | 0 | 0 | 0 | 0 | 0 | 0
IL Climate ParentID 3790- CO2 Cap Annual v6.20 | 311 | 7738 | Rate Constraint in MTons | FALSE | L | Annual | Seasons Included | Seasons | Winter, WintShld, Summer | Winter, WintShld, Summer | Winter, WintShld, Summer | Winter, WintShld, Summer | Winter, WintShld, Summer | Winter, WintShld, Summer | Winter, WintShld, Summer | Winter, WintShld, Summer
IL Climate ParentID 3790- CO2 Cap Annual v6.20 | 311 | 7738 | Rate Constraint in MTons | FALSE | L | Annual | Standard CO2 | Thousand Tons | 0 | 0 | 0 | 0 | 100.1698 | 100.1698 | 100.1698 | 100.1698
IL Climate ParentID 3790- CO2 Cap Annual v6.20 | 311 | 7738 | Rate Constraint in MTons | FALSE | L | Annual | Emissions at Affected Plants CO2 | Thousand Tons | 0 | 0 | 0 | 0 | 0 | 0 | 0 | 0
IL Climate ParentID 3790- CO2 Cap Annual v6.20 | 311 | 7738 | Rate Constraint in MTons | FALSE | L | Annual | Allowances Purchased CO2 | Thousand Tons | 0 | 0 | 0 | 0 | 0 | 0 | 0 | 0
IL Climate ParentID 3790- CO2 Cap Annual v6.20 | 311 | 7738 | Rate Constraint in MTons | FALSE | L | Annual | Allowances Sold CO2 | Thousand Tons | 0 | 0 | 0 | 0 | 0 | 0 | 0 | 0
IL Climate ParentID 3790- CO2 Cap Annual v6.20 | 311 | 7738 | Rate Constraint in MTons | FALSE | L | Annual | Allowances Banked | Thousand Tons | 0 | 0 | 0 | 0 | 0 | 0 | 0 | 0
IL Climate ParentID 3790- CO2 Cap Annual v6.20 | 311 | 7738 | Rate Constraint in MTons | FALSE | L | Annual | Allowances Withdrawn (1:1) | Thousand Tons | 0 | 0 | 0 | 0 | 0 | 0 | 0 | 0
IL Climate ParentID 3790- CO2 Cap Annual v6.20 | 311 | 7738 | Rate Constraint in MTons | FALSE | L | Annual | Allowances Withdrawn (n:1) | Thousand Tons | 0 | 0 | 0 | 0 | 0 | 0 | 0 | 0
IL Climate ParentID 3790- CO2 Cap Annual v6.20 | 311 | 7738 | Rate Constraint in MTons | FALSE | L | Annual | Net Emissions Allowance Position | Thousand Tons | 0 | 0 | 0 | 0 | 0 | 0 | 0 | 0
IL Climate ParentID 3790- CO2 Cap Annual v6.20 | 311 | 7738 | Rate Constraint in MTons | FALSE | L | Annual | Fuel Consumed | TBtu | 0 | 0 | 0 | 0 | 0 | 0 | 0 | 0
IL Climate ParentID 3790- CO2 Cap Annual v6.20 | 311 | 7738 | Rate Constraint in MTons | FALSE | L | Annual | Rate | lb/MMBtu | 0 | 0 | 0 | 0 | 0 | 0 | 0 | 0
IL Climate ParentID 3790- CO2 Cap Annual v6.20 | 311 | 7738 | Rate Constraint in MTons | FALSE | L | Annual | Generation | TWh | 0 | 0 | 0 | 0 | 0 | 0 | 0 | 0
IL Climate ParentID 3790- CO2 Cap Annual v6.20 | 311 | 7738 | Rate Constraint in MTons | FALSE | L | Annual | Qualifying Generation | TWh | 0 | 0 | 0 | 0 | 0 | 0 | 0 | 0
IL Climate ParentID 3790- CO2 Cap Annual v6.20 | 311 | 7738 | Rate Constraint in MTons | FALSE | L | Annual | Rate | lb/MWh | 0 | 0 | 0 | 0 | 0 | 0 | 0 | 0
IL Climate ParentID 3790- CO2 Cap Annual v6.20 | 311 | 7738 | Rate Constraint in MTons | FALSE | L | Annual | Constraint Shadow Price | US2019$/Ton | 0 | 0 | 0 | 0 | 0 | 0 | 0 | 0
IL Climate ParentID 3791- CO2 Cap Annual v6.20 | 312 | 7739 | Rate Constraint in MTons | FALSE | L | Annual | Seasons Included | Seasons | Winter, WintShld, Summer | Winter, WintShld, Summer | Winter, WintShld, Summer | Winter, WintShld, Summer | Winter, WintShld, Summer | Winter, WintShld, Summer | Winter, WintShld, Summer | Winter, WintShld, Summer
IL Climate ParentID 3791- CO2 Cap Annual v6.20 | 312 | 7739 | Rate Constraint in MTons | FALSE | L | Annual | Standard CO2 | Thousand Tons | 0 | 0 | 0 | 0 | 351.7674 | 351.7674 | 351.7674 | 351.7674
IL Climate ParentID 3791- CO2 Cap Annual v6.20 | 312 | 7739 | Rate Constraint in MTons | FALSE | L | Annual | Emissions at Affected Plants CO2 | Thousand Tons | 0 | 0 | 0 | 0 | 0 | 0 | 0 | 0
IL Climate ParentID 3791- CO2 Cap Annual v6.20 | 312 | 7739 | Rate Constraint in MTons | FALSE | L | Annual | Allowances Purchased CO2 | Thousand Tons | 0 | 0 | 0 | 0 | 0 | 0 | 0 | 0
IL Climate ParentID 3791- CO2 Cap Annual v6.20 | 312 | 7739 | Rate Constraint in MTons | FALSE | L | Annual | Allowances Sold CO2 | Thousand Tons | 0 | 0 | 0 | 0 | 0 | 0 | 0 | 0
IL Climate ParentID 3791- CO2 Cap Annual v6.20 | 312 | 7739 | Rate Constraint in MTons | FALSE | L | Annual | Allowances Banked | Thousand Tons | 0 | 0 | 0 | 0 | 0 | 0 | 0 | 0
IL Climate ParentID 3791- CO2 Cap Annual v6.20 | 312 | 7739 | Rate Constraint in MTons | FALSE | L | Annual | Allowances Withdrawn (1:1) | Thousand Tons | 0 | 0 | 0 | 0 | 0 | 0 | 0 | 0
IL Climate ParentID 3791- CO2 Cap Annual v6.20 | 312 | 7739 | Rate Constraint in MTons | FALSE | L | Annual | Allowances Withdrawn (n:1) | Thousand Tons | 0 | 0 | 0 | 0 | 0 | 0 | 0 | 0
IL Climate ParentID 3791- CO2 Cap Annual v6.20 | 312 | 7739 | Rate Constraint in MTons | FALSE | L | Annual | Net Emissions Allowance Position | Thousand Tons | 0 | 0 | 0 | 0 | 0 | 0 | 0 | 0
IL Climate ParentID 3791- CO2 Cap Annual v6.20 | 312 | 7739 | Rate Constraint in MTons | FALSE | L | Annual | Fuel Consumed | TBtu | 0 | 0 | 0 | 0 | 0 | 0 | 0 | 0
IL Climate ParentID 3791- CO2 Cap Annual v6.20 | 312 | 7739 | Rate Constraint in MTons | FALSE | L | Annual | Rate | lb/MMBtu | 0 | 0 | 0 | 0 | 0 | 0 | 0 | 0
IL Climate ParentID 3791- CO2 Cap Annual v6.20 | 312 | 7739 | Rate Constraint in MTons | FALSE | L | Annual | Generation | TWh | 0 | 0 | 0 | 0 | 0 | 0 | 0 | 0
IL Climate ParentID 3791- CO2 Cap Annual v6.20 | 312 | 7739 | Rate Constraint in MTons | FALSE | L | Annual | Qualifying Generation | TWh | 0 | 0 | 0 | 0 | 0 | 0 | 0 | 0
IL Climate ParentID 3791- CO2 Cap Annual v6.20 | 312 | 7739 | Rate Constraint in MTons | FALSE | L | Annual | Rate | lb/MWh | 0 | 0 | 0 | 0 | 0 | 0 | 0 | 0
IL Climate ParentID 3791- CO2 Cap Annual v6.20 | 312 | 7739 | Rate Constraint in MTons | FALSE | L | Annual | Constraint Shadow Price | US2019$/Ton | 0 | 0 | 0 | 0 | 0 | 0 | 0 | 0
IL Climate ParentID 450- CO2 Cap Annual v6.20 | 313 | 7710 | Rate Constraint in MTons | FALSE | L | Annual | Seasons Included | Seasons | Winter, WintShld, Summer | Winter, WintShld, Summer | Winter, WintShld, Summer | Winter, WintShld, Summer | Winter, WintShld, Summer | Winter, WintShld, Summer | Winter, WintShld, Summer | Winter, WintShld, Summer
IL Climate ParentID 450- CO2 Cap Annual v6.20 | 313 | 7710 | Rate Constraint in MTons | FALSE | L | Annual | Standard CO2 | Thousand Tons | 0 | 0 | 0 | 0 | 29.8709 | 29.8709 | 29.8709 | 29.8709
IL Climate ParentID 450- CO2 Cap Annual v6.20 | 313 | 7710 | Rate Constraint in MTons | FALSE | L | Annual | Emissions at Affected Plants CO2 | Thousand Tons | 0 | 0 | 0 | 0 | 29.8709 | 16.1239 | 0 | 0
IL Climate ParentID 450- CO2 Cap Annual v6.20 | 313 | 7710 | Rate Constraint in MTons | FALSE | L | Annual | Allowances Purchased CO2 | Thousand Tons | 0 | 0 | 0 | 0 | 0 | 0 | 0 | 0
IL Climate ParentID 450- CO2 Cap Annual v6.20 | 313 | 7710 | Rate Constraint in MTons | FALSE | L | Annual | Allowances Sold CO2 | Thousand Tons | 0 | 0 | 0 | 0 | 0 | 0 | 0 | 0
IL Climate ParentID 450- CO2 Cap Annual v6.20 | 313 | 7710 | Rate Constraint in MTons | FALSE | L | Annual | Allowances Banked | Thousand Tons | 0 | 0 | 0 | 0 | 0 | 0 | 0 | 0
IL Climate ParentID 450- CO2 Cap Annual v6.20 | 313 | 7710 | Rate Constraint in MTons | FALSE | L | Annual | Allowances Withdrawn (1:1) | Thousand Tons | 0 | 0 | 0 | 0 | 0 | 0 | 0 | 0
IL Climate ParentID 450- CO2 Cap Annual v6.20 | 313 | 7710 | Rate Constraint in MTons | FALSE | L | Annual | Allowances Withdrawn (n:1) | Thousand Tons | 0 | 0 | 0 | 0 | 0 | 0 | 0 | 0
IL Climate ParentID 450- CO2 Cap Annual v6.20 | 313 | 7710 | Rate Constraint in MTons | FALSE | L | Annual | Net Emissions Allowance Position | Thousand Tons | 0 | 0 | 0 | 0 | 29.8709 | 16.1239 | 0 | 0
IL Climate ParentID 450- CO2 Cap Annual v6.20 | 313 | 7710 | Rate Constraint in MTons | FALSE | L | Annual | Fuel Consumed | TBtu | 0 | 0 | 0 | 0 | 0.51026 | 0.27543 | 0 | 0
IL Climate ParentID 450- CO2 Cap Annual v6.20 | 313 | 7710 | Rate Constraint in MTons | FALSE | L | Annual | Rate | lb/MMBtu | 0 | 0 | 0 | 0 | 117.08 | 117.08 | 0 | 0
IL Climate ParentID 450- CO2 Cap Annual v6.20 | 313 | 7710 | Rate Constraint in MTons | FALSE | L | Annual | Generation | TWh | 0 | 0 | 0 | 0 | 0.047489 | 0.025634 | 0 | 0
IL Climate ParentID 450- CO2 Cap Annual v6.20 | 313 | 7710 | Rate Constraint in MTons | FALSE | L | Annual | Qualifying Generation | TWh | 0 | 0 | 0 | 0 | 0.047489 | 0.025634 | 0 | 0
IL Climate ParentID 450- CO2 Cap Annual v6.20 | 313 | 7710 | Rate Constraint in MTons | FALSE | L | Annual | Rate | lb/MWh | 0 | 0 | 0 | 0 | 1258.0246 | 1258.0246 | 0 | 0
IL Climate ParentID 450- CO2 Cap Annual v6.20 | 313 | 7710 | Rate Constraint in MTons | FALSE | L | Annual | Constraint Shadow Price | US2019$/Ton | 0 | 0 | 0 | 0 | 4.7705 | 0 | 0 | 0
IL Climate ParentID 451- CO2 Cap Annual v6.20 | 314 | 7711 | Rate Constraint in MTons | FALSE | L | Annual | Seasons Included | Seasons | Winter, WintShld, Summer | Winter, WintShld, Summer | Winter, WintShld, Summer | Winter, WintShld, Summer | Winter, WintShld, Summer | Winter, WintShld, Summer | Winter, WintShld, Summer | Winter, WintShld, Summer
IL Climate ParentID 451- CO2 Cap Annual v6.20 | 314 | 7711 | Rate Constraint in MTons | FALSE | L | Annual | Standard CO2 | Thousand Tons | 0 | 0 | 0 | 0 | 28.5997 | 28.5997 | 28.5997 | 28.5997
IL Climate ParentID 451- CO2 Cap Annual v6.20 | 314 | 7711 | Rate Constraint in MTons | FALSE | L | Annual | Emissions at Affected Plants CO2 | Thousand Tons | 0 | 0 | 0 | 0 | 27.837 | 9.279 | 0 | 0
IL Climate ParentID 451- CO2 Cap Annual v6.20 | 314 | 7711 | Rate Constraint in MTons | FALSE | L | Annual | Allowances Purchased CO2 | Thousand Tons | 0 | 0 | 0 | 0 | 0 | 0 | 0 | 0
IL Climate ParentID 451- CO2 Cap Annual v6.20 | 314 | 7711 | Rate Constraint in MTons | FALSE | L | Annual | Allowances Sold CO2 | Thousand Tons | 0 | 0 | 0 | 0 | 0 | 0 | 0 | 0
IL Climate ParentID 451- CO2 Cap Annual v6.20 | 314 | 7711 | Rate Constraint in MTons | FALSE | L | Annual | Allowances Banked | Thousand Tons | 0 | 0 | 0 | 0 | 0 | 0 | 0 | 0
IL Climate ParentID 451- CO2 Cap Annual v6.20 | 314 | 7711 | Rate Constraint in MTons | FALSE | L | Annual | Allowances Withdrawn (1:1) | Thousand Tons | 0 | 0 | 0 | 0 | 0 | 0 | 0 | 0
IL Climate ParentID 451- CO2 Cap Annual v6.20 | 314 | 7711 | Rate Constraint in MTons | FALSE | L | Annual | Allowances Withdrawn (n:1) | Thousand Tons | 0 | 0 | 0 | 0 | 0 | 0 | 0 | 0
IL Climate ParentID 451- CO2 Cap Annual v6.20 | 314 | 7711 | Rate Constraint in MTons | FALSE | L | Annual | Net Emissions Allowance Position | Thousand Tons | 0 | 0 | 0 | 0 | 27.837 | 9.279 | 0 | 0
IL Climate ParentID 451- CO2 Cap Annual v6.20 | 314 | 7711 | Rate Constraint in MTons | FALSE | L | Annual | Fuel Consumed | TBtu | 0 | 0 | 0 | 0 | 0.47552 | 0.15851 | 0 | 0
IL Climate ParentID 451- CO2 Cap Annual v6.20 | 314 | 7711 | Rate Constraint in MTons | FALSE | L | Annual | Rate | lb/MMBtu | 0 | 0 | 0 | 0 | 117.08 | 117.08 | 0 | 0
IL Climate ParentID 451- CO2 Cap Annual v6.20 | 314 | 7711 | Rate Constraint in MTons | FALSE | L | Annual | Generation | TWh | 0 | 0 | 0 | 0 | 0.043902 | 0.014634 | 0 | 0
IL Climate ParentID 451- CO2 Cap Annual v6.20 | 314 | 7711 | Rate Constraint in MTons | FALSE | L | Annual | Qualifying Generation | TWh | 0 | 0 | 0 | 0 | 0.043902 | 0.014634 | 0 | 0
IL Climate ParentID 451- CO2 Cap Annual v6.20 | 314 | 7711 | Rate Constraint in MTons | FALSE | L | Annual | Rate | lb/MWh | 0 | 0 | 0 | 0 | 1268.152 | 1268.152 | 0 | 0
IL Climate ParentID 451- CO2 Cap Annual v6.20 | 314 | 7711 | Rate Constraint in MTons | FALSE | L | Annual | Constraint Shadow Price | US2019$/Ton | 0 | 0 | 0 | 0 | 0 | 0 | 0 | 0
IL Climate ParentID 452- CO2 Cap Annual v6.20 | 315 | 7712 | Rate Constraint in MTons | FALSE | L | Annual | Seasons Included | Seasons | Winter, WintShld, Summer | Winter, WintShld, Summer | Winter, WintShld, Summer | Winter, WintShld, Summer | Winter, WintShld, Summer | Winter, WintShld, Summer | Winter, WintShld, Summer | Winter, WintShld, Summer
IL Climate ParentID 452- CO2 Cap Annual v6.20 | 315 | 7712 | Rate Constraint in MTons | FALSE | L | Annual | Standard CO2 | Thousand Tons | 0 | 0 | 0 | 0 | 70.0018 | 70.0018 | 70.0018 | 70.0018
IL Climate ParentID 452- CO2 Cap Annual v6.20 | 315 | 7712 | Rate Constraint in MTons | FALSE | L | Annual | Emissions at Affected Plants CO2 | Thousand Tons | 0 | 0 | 0 | 0 | 51.4332 | 17.1444 | 0 | 0
IL Climate ParentID 452- CO2 Cap Annual v6.20 | 315 | 7712 | Rate Constraint in MTons | FALSE | L | Annual | Allowances Purchased CO2 | Thousand Tons | 0 | 0 | 0 | 0 | 0 | 0 | 0 | 0
IL Climate ParentID 452- CO2 Cap Annual v6.20 | 315 | 7712 | Rate Constraint in MTons | FALSE | L | Annual | Allowances Sold CO2 | Thousand Tons | 0 | 0 | 0 | 0 | 0 | 0 | 0 | 0
IL Climate ParentID 452- CO2 Cap Annual v6.20 | 315 | 7712 | Rate Constraint in MTons | FALSE | L | Annual | Allowances Banked | Thousand Tons | 0 | 0 | 0 | 0 | 0 | 0 | 0 | 0
IL Climate ParentID 452- CO2 Cap Annual v6.20 | 315 | 7712 | Rate Constraint in MTons | FALSE | L | Annual | Allowances Withdrawn (1:1) | Thousand Tons | 0 | 0 | 0 | 0 | 0 | 0 | 0 | 0
IL Climate ParentID 452- CO2 Cap Annual v6.20 | 315 | 7712 | Rate Constraint in MTons | FALSE | L | Annual | Allowances Withdrawn (n:1) | Thousand Tons | 0 | 0 | 0 | 0 | 0 | 0 | 0 | 0
IL Climate ParentID 452- CO2 Cap Annual v6.20 | 315 | 7712 | Rate Constraint in MTons | FALSE | L | Annual | Net Emissions Allowance Position | Thousand Tons | 0 | 0 | 0 | 0 | 51.4332 | 17.1444 | 0 | 0
IL Climate ParentID 452- CO2 Cap Annual v6.20 | 315 | 7712 | Rate Constraint in MTons | FALSE | L | Annual | Fuel Consumed | TBtu | 0 | 0 | 0 | 0 | 0.8786 | 0.29287 | 0 | 0
IL Climate ParentID 452- CO2 Cap Annual v6.20 | 315 | 7712 | Rate Constraint in MTons | FALSE | L | Annual | Rate | lb/MMBtu | 0 | 0 | 0 | 0 | 117.08 | 117.08 | 0 | 0
IL Climate ParentID 452- CO2 Cap Annual v6.20 | 315 | 7712 | Rate Constraint in MTons | FALSE | L | Annual | Generation | TWh | 0 | 0 | 0 | 0 | 0.081768 | 0.027256 | 0 | 0
IL Climate ParentID 452- CO2 Cap Annual v6.20 | 315 | 7712 | Rate Constraint in MTons | FALSE | L | Annual | Qualifying Generation | TWh | 0 | 0 | 0 | 0 | 0.081768 | 0.027256 | 0 | 0
IL Climate ParentID 452- CO2 Cap Annual v6.20 | 315 | 7712 | Rate Constraint in MTons | FALSE | L | Annual | Rate | lb/MWh | 0 | 0 | 0 | 0 | 1258.0246 | 1258.0246 | 0 | 0
IL Climate ParentID 452- CO2 Cap Annual v6.20 | 315 | 7712 | Rate Constraint in MTons | FALSE | L | Annual | Constraint Shadow Price | US2019$/Ton | 0 | 0 | 0 | 0 | 0 | 0 | 0 | 0
IL Climate ParentID 453- CO2 Cap Annual v6.20 | 316 | 7713 | Rate Constraint in MTons | FALSE | L | Annual | Seasons Included | Seasons | Winter, WintShld, Summer | Winter, WintShld, Summer | Winter, WintShld, Summer | Winter, WintShld, Summer | Winter, WintShld, Summer | Winter, WintShld, Summer | Winter, WintShld, Summer | Winter, WintShld, Summer
IL Climate ParentID 453- CO2 Cap Annual v6.20 | 316 | 7713 | Rate Constraint in MTons | FALSE | L | Annual | Standard CO2 | Thousand Tons | 0 | 0 | 0 | 0 | 0.28801 | 0.28801 | 0.28801 | 0.28801
IL Climate ParentID 453- CO2 Cap Annual v6.20 | 316 | 7713 | Rate Constraint in MTons | FALSE | L | Annual | Emissions at Affected Plants CO2 | Thousand Tons | 0 | 0 | 0 | 0 | 0.28801 | 0.28801 | 0 | 0
IL Climate ParentID 453- CO2 Cap Annual v6.20 | 316 | 7713 | Rate Constraint in MTons | FALSE | L | Annual | Allowances Purchased CO2 | Thousand Tons | 0 | 0 | 0 | 0 | 0 | 0 | 0 | 0
IL Climate ParentID 453- CO2 Cap Annual v6.20 | 316 | 7713 | Rate Constraint in MTons | FALSE | L | Annual | Allowances Sold CO2 | Thousand Tons | 0 | 0 | 0 | 0 | 0 | 0 | 0 | 0
IL Climate ParentID 453- CO2 Cap Annual v6.20 | 316 | 7713 | Rate Constraint in MTons | FALSE | L | Annual | Allowances Banked | Thousand Tons | 0 | 0 | 0 | 0 | 0 | 0 | 0 | 0
IL Climate ParentID 453- CO2 Cap Annual v6.20 | 316 | 7713 | Rate Constraint in MTons | FALSE | L | Annual | Allowances Withdrawn (1:1) | Thousand Tons | 0 | 0 | 0 | 0 | 0 | 0 | 0 | 0
IL Climate ParentID 453- CO2 Cap Annual v6.20 | 316 | 7713 | Rate Constraint in MTons | FALSE | L | Annual | Allowances Withdrawn (n:1) | Thousand Tons | 0 | 0 | 0 | 0 | 0 | 0 | 0 | 0
IL Climate ParentID 453- CO2 Cap Annual v6.20 | 316 | 7713 | Rate Constraint in MTons | FALSE | L | Annual | Net Emissions Allowance Position | Thousand Tons | 0 | 0 | 0 | 0 | 0.28801 | 0.28801 | 0 | 0
IL Climate ParentID 453- CO2 Cap Annual v6.20 | 316 | 7713 | Rate Constraint in MTons | FALSE | L | Annual | Fuel Consumed | TBtu | 0 | 0 | 0 | 0 | 0.0049199 | 0.0049199 | 0 | 0
IL Climate ParentID 453- CO2 Cap Annual v6.20 | 316 | 7713 | Rate Constraint in MTons | FALSE | L | Annual | Rate | lb/MMBtu | 0 | 0 | 0 | 0 | 117.08 | 117.08 | 0 | 0
IL Climate ParentID 453- CO2 Cap Annual v6.20 | 316 | 7713 | Rate Constraint in MTons | FALSE | L | Annual | Generation | TWh | 0 | 0 | 0 | 0 | 0.00045788 | 0.00045788 | 0 | 0
IL Climate ParentID 453- CO2 Cap Annual v6.20 | 316 | 7713 | Rate Constraint in MTons | FALSE | L | Annual | Qualifying Generation | TWh | 0 | 0 | 0 | 0 | 0.00045788 | 0.00045788 | 0 | 0
IL Climate ParentID 453- CO2 Cap Annual v6.20 | 316 | 7713 | Rate Constraint in MTons | FALSE | L | Annual | Rate | lb/MWh | 0 | 0 | 0 | 0 | 1258.0246 | 1258.0246 | 0 | 0
IL Climate ParentID 453- CO2 Cap Annual v6.20 | 316 | 7713 | Rate Constraint in MTons | FALSE | L | Annual | Constraint Shadow Price | US2019$/Ton | 0 | 0 | 0 | 0 | 8.2604 | 1.8314 | 0 | 0
IL Climate ParentID 455- CO2 Cap Annual v6.20 | 317 | 7714 | Rate Constraint in MTons | FALSE | L | Annual | Seasons Included | Seasons | Winter, WintShld, Summer | Winter, WintShld, Summer | Winter, WintShld, Summer | Winter, WintShld, Summer | Winter, WintShld, Summer | Winter, WintShld, Summer | Winter, WintShld, Summer | Winter, WintShld, Summer
IL Climate ParentID 455- CO2 Cap Annual v6.20 | 317 | 7714 | Rate Constraint in MTons | FALSE | L | Annual | Standard CO2 | Thousand Tons | 0 | 0 | 0 | 0 | 6.7789 | 6.7789 | 6.7789 | 6.7789
IL Climate ParentID 455- CO2 Cap Annual v6.20 | 317 | 7714 | Rate Constraint in MTons | FALSE | L | Annual | Emissions at Affected Plants CO2 | Thousand Tons | 0 | 0 | 0 | 0 | 0 | 0 | 0 | 0
IL Climate ParentID 455- CO2 Cap Annual v6.20 | 317 | 7714 | Rate Constraint in MTons | FALSE | L | Annual | Allowances Purchased CO2 | Thousand Tons | 0 | 0 | 0 | 0 | 0 | 0 | 0 | 0
IL Climate ParentID 455- CO2 Cap Annual v6.20 | 317 | 7714 | Rate Constraint in MTons | FALSE | L | Annual | Allowances Sold CO2 | Thousand Tons | 0 | 0 | 0 | 0 | 0 | 0 | 0 | 0
IL Climate ParentID 455- CO2 Cap Annual v6.20 | 317 | 7714 | Rate Constraint in MTons | FALSE | L | Annual | Allowances Banked | Thousand Tons | 0 | 0 | 0 | 0 | 0 | 0 | 0 | 0
IL Climate ParentID 455- CO2 Cap Annual v6.20 | 317 | 7714 | Rate Constraint in MTons | FALSE | L | Annual | Allowances Withdrawn (1:1) | Thousand Tons | 0 | 0 | 0 | 0 | 0 | 0 | 0 | 0
IL Climate ParentID 455- CO2 Cap Annual v6.20 | 317 | 7714 | Rate Constraint in MTons | FALSE | L | Annual | Allowances Withdrawn (n:1) | Thousand Tons | 0 | 0 | 0 | 0 | 0 | 0 | 0 | 0
IL Climate ParentID 455- CO2 Cap Annual v6.20 | 317 | 7714 | Rate Constraint in MTons | FALSE | L | Annual | Net Emissions Allowance Position | Thousand Tons | 0 | 0 | 0 | 0 | 0 | 0 | 0 | 0
IL Climate ParentID 455- CO2 Cap Annual v6.20 | 317 | 7714 | Rate Constraint in MTons | FALSE | L | Annual | Fuel Consumed | TBtu | 0 | 0 | 0 | 0 | 0 | 0 | 0 | 0
IL Climate ParentID 455- CO2 Cap Annual v6.20 | 317 | 7714 | Rate Constraint in MTons | FALSE | L | Annual | Rate | lb/MMBtu | 0 | 0 | 0 | 0 | 0 | 0 | 0 | 0
IL Climate ParentID 455- CO2 Cap Annual v6.20 | 317 | 7714 | Rate Constraint in MTons | FALSE | L | Annual | Generation | TWh | 0 | 0 | 0 | 0 | 0 | 0 | 0 | 0
IL Climate ParentID 455- CO2 Cap Annual v6.20 | 317 | 7714 | Rate Constraint in MTons | FALSE | L | Annual | Qualifying Generation | TWh | 0 | 0 | 0 | 0 | 0 | 0 | 0 | 0
IL Climate ParentID 455- CO2 Cap Annual v6.20 | 317 | 7714 | Rate Constraint in MTons | FALSE | L | Annual | Rate | lb/MWh | 0 | 0 | 0 | 0 | 0 | 0 | 0 | 0
IL Climate ParentID 455- CO2 Cap Annual v6.20 | 317 | 7714 | Rate Constraint in MTons | FALSE | L | Annual | Constraint Shadow Price | US2019$/Ton | 0 | 0 | 0 | 0 | 0 | 0 | 0 | 0
IL Climate ParentID 456- CO2 Cap Annual v6.20 | 318 | 7715 | Rate Constraint in MTons | FALSE | L | Annual | Seasons Included | Seasons | Winter, WintShld, Summer | Winter, WintShld, Summer | Winter, WintShld, Summer | Winter, WintShld, Summer | Winter, WintShld, Summer | Winter, WintShld, Summer | Winter, WintShld, Summer | Winter, WintShld, Summer
IL Climate ParentID 456- CO2 Cap Annual v6.20 | 318 | 7715 | Rate Constraint in MTons | FALSE | L | Annual | Standard CO2 | Thousand Tons | 0 | 0 | 0 | 0 | 2.0526 | 2.0526 | 2.0526 | 2.0526
IL Climate ParentID 456- CO2 Cap Annual v6.20 | 318 | 7715 | Rate Constraint in MTons | FALSE | L | Annual | Emissions at Affected Plants CO2 | Thousand Tons | 0 | 0 | 0 | 0 | 0 | 0 | 0 | 0
IL Climate ParentID 456- CO2 Cap Annual v6.20 | 318 | 7715 | Rate Constraint in MTons | FALSE | L | Annual | Allowances Purchased CO2 | Thousand Tons | 0 | 0 | 0 | 0 | 0 | 0 | 0 | 0
IL Climate ParentID 456- CO2 Cap Annual v6.20 | 318 | 7715 | Rate Constraint in MTons | FALSE | L | Annual | Allowances Sold CO2 | Thousand Tons | 0 | 0 | 0 | 0 | 0 | 0 | 0 | 0
IL Climate ParentID 456- CO2 Cap Annual v6.20 | 318 | 7715 | Rate Constraint in MTons | FALSE | L | Annual | Allowances Banked | Thousand Tons | 0 | 0 | 0 | 0 | 0 | 0 | 0 | 0
IL Climate ParentID 456- CO2 Cap Annual v6.20 | 318 | 7715 | Rate Constraint in MTons | FALSE | L | Annual | Allowances Withdrawn (1:1) | Thousand Tons | 0 | 0 | 0 | 0 | 0 | 0 | 0 | 0
IL Climate ParentID 456- CO2 Cap Annual v6.20 | 318 | 7715 | Rate Constraint in MTons | FALSE | L | Annual | Allowances Withdrawn (n:1) | Thousand Tons | 0 | 0 | 0 | 0 | 0 | 0 | 0 | 0
IL Climate ParentID 456- CO2 Cap Annual v6.20 | 318 | 7715 | Rate Constraint in MTons | FALSE | L | Annual | Net Emissions Allowance Position | Thousand Tons | 0 | 0 | 0 | 0 | 0 | 0 | 0 | 0
IL Climate ParentID 456- CO2 Cap Annual v6.20 | 318 | 7715 | Rate Constraint in MTons | FALSE | L | Annual | Fuel Consumed | TBtu | 0 | 0 | 0 | 0 | 0 | 0 | 0 | 0
IL Climate ParentID 456- CO2 Cap Annual v6.20 | 318 | 7715 | Rate Constraint in MTons | FALSE | L | Annual | Rate | lb/MMBtu | 0 | 0 | 0 | 0 | 0 | 0 | 0 | 0
IL Climate ParentID 456- CO2 Cap Annual v6.20 | 318 | 7715 | Rate Constraint in MTons | FALSE | L | Annual | Generation | TWh | 0 | 0 | 0 | 0 | 0 | 0 | 0 | 0
IL Climate ParentID 456- CO2 Cap Annual v6.20 | 318 | 7715 | Rate Constraint in MTons | FALSE | L | Annual | Qualifying Generation | TWh | 0 | 0 | 0 | 0 | 0 | 0 | 0 | 0
IL Climate ParentID 456- CO2 Cap Annual v6.20 | 318 | 7715 | Rate Constraint in MTons | FALSE | L | Annual | Rate | lb/MWh | 0 | 0 | 0 | 0 | 0 | 0 | 0 | 0
IL Climate ParentID 456- CO2 Cap Annual v6.20 | 318 | 7715 | Rate Constraint in MTons | FALSE | L | Annual | Constraint Shadow Price | US2019$/Ton | 0 | 0 | 0 | 0 | 0 | 0 | 0 | 0
IL Climate ParentID 463- CO2 Cap Annual v6.20 | 319 | 7716 | Rate Constraint in MTons | FALSE | L | Annual | Seasons Included | Seasons | Winter, WintShld, Summer | Winter, WintShld, Summer | Winter, WintShld, Summer | Winter, WintShld, Summer | Winter, WintShld, Summer | Winter, WintShld, Summer | Winter, WintShld, Summer | Winter, WintShld, Summer
IL Climate ParentID 463- CO2 Cap Annual v6.20 | 319 | 7716 | Rate Constraint in MTons | FALSE | L | Annual | Standard CO2 | Thousand Tons | 0 | 0 | 0 | 0 | 4.0397 | 4.0397 | 4.0397 | 4.0397
IL Climate ParentID 463- CO2 Cap Annual v6.20 | 319 | 7716 | Rate Constraint in MTons | FALSE | L | Annual | Emissions at Affected Plants CO2 | Thousand Tons | 0 | 0 | 0 | 0 | 4.0397 | 2.1885 | 0 | 0
IL Climate ParentID 463- CO2 Cap Annual v6.20 | 319 | 7716 | Rate Constraint in MTons | FALSE | L | Annual | Allowances Purchased CO2 | Thousand Tons | 0 | 0 | 0 | 0 | 0 | 0 | 0 | 0
IL Climate ParentID 463- CO2 Cap Annual v6.20 | 319 | 7716 | Rate Constraint in MTons | FALSE | L | Annual | Allowances Sold CO2 | Thousand Tons | 0 | 0 | 0 | 0 | 0 | 0 | 0 | 0
IL Climate ParentID 463- CO2 Cap Annual v6.20 | 319 | 7716 | Rate Constraint in MTons | FALSE | L | Annual | Allowances Banked | Thousand Tons | 0 | 0 | 0 | 0 | 0 | 0 | 0 | 0
IL Climate ParentID 463- CO2 Cap Annual v6.20 | 319 | 7716 | Rate Constraint in MTons | FALSE | L | Annual | Allowances Withdrawn (1:1) | Thousand Tons | 0 | 0 | 0 | 0 | 0 | 0 | 0 | 0
IL Climate ParentID 463- CO2 Cap Annual v6.20 | 319 | 7716 | Rate Constraint in MTons | FALSE | L | Annual | Allowances Withdrawn (n:1) | Thousand Tons | 0 | 0 | 0 | 0 | 0 | 0 | 0 | 0
IL Climate ParentID 463- CO2 Cap Annual v6.20 | 319 | 7716 | Rate Constraint in MTons | FALSE | L | Annual | Net Emissions Allowance Position | Thousand Tons | 0 | 0 | 0 | 0 | 4.0397 | 2.1885 | 0 | 0
IL Climate ParentID 463- CO2 Cap Annual v6.20 | 319 | 7716 | Rate Constraint in MTons | FALSE | L | Annual | Fuel Consumed | TBtu | 0 | 0 | 0 | 0 | 0.069007 | 0.037385 | 0 | 0
IL Climate ParentID 463- CO2 Cap Annual v6.20 | 319 | 7716 | Rate Constraint in MTons | FALSE | L | Annual | Rate | lb/MMBtu | 0 | 0 | 0 | 0 | 117.08 | 117.08 | 0 | 0
IL Climate ParentID 463- CO2 Cap Annual v6.20 | 319 | 7716 | Rate Constraint in MTons | FALSE | L | Annual | Generation | TWh | 0 | 0 | 0 | 0 | 0.0062888 | 0.003407 | 0 | 0
IL Climate ParentID 463- CO2 Cap Annual v6.20 | 319 | 7716 | Rate Constraint in MTons | FALSE | L | Annual | Qualifying Generation | TWh | 0 | 0 | 0 | 0 | 0.0062888 | 0.003407 | 0 | 0
IL Climate ParentID 463- CO2 Cap Annual v6.20 | 319 | 7716 | Rate Constraint in MTons | FALSE | L | Annual | Rate | lb/MWh | 0 | 0 | 0 | 0 | 1284.7188 | 1284.7188 | 0 | 0
IL Climate ParentID 463- CO2 Cap Annual v6.20 | 319 | 7716 | Rate Constraint in MTons | FALSE | L | Annual | Constraint Shadow Price | US2019$/Ton | 0 | 0 | 0 | 0 | 3.9545 | 0 | 0 | 0
IL Climate ParentID 465- CO2 Cap Annual v6.20 | 320 | 7717 | Rate Constraint in MTons | FALSE | L | Annual | Seasons Included | Seasons | Winter, WintShld, Summer | Winter, WintShld, Summer | Winter, WintShld, Summer | Winter, WintShld, Summer | Winter, WintShld, Summer | Winter, WintShld, Summer | Winter, WintShld, Summer | Winter, WintShld, Summer
IL Climate ParentID 465- CO2 Cap Annual v6.20 | 320 | 7717 | Rate Constraint in MTons | FALSE | L | Annual | Standard CO2 | Thousand Tons | 0 | 0 | 0 | 0 | 3.2636 | 3.2636 | 3.2636 | 3.2636
IL Climate ParentID 465- CO2 Cap Annual v6.20 | 320 | 7717 | Rate Constraint in MTons | FALSE | L | Annual | Emissions at Affected Plants CO2 | Thousand Tons | 0 | 0 | 0 | 0 | 0 | 0 | 0 | 0
IL Climate ParentID 465- CO2 Cap Annual v6.20 | 320 | 7717 | Rate Constraint in MTons | FALSE | L | Annual | Allowances Purchased CO2 | Thousand Tons | 0 | 0 | 0 | 0 | 0 | 0 | 0 | 0
IL Climate ParentID 465- CO2 Cap Annual v6.20 | 320 | 7717 | Rate Constraint in MTons | FALSE | L | Annual | Allowances Sold CO2 | Thousand Tons | 0 | 0 | 0 | 0 | 0 | 0 | 0 | 0
IL Climate ParentID 465- CO2 Cap Annual v6.20 | 320 | 7717 | Rate Constraint in MTons | FALSE | L | Annual | Allowances Banked | Thousand Tons | 0 | 0 | 0 | 0 | 0 | 0 | 0 | 0
IL Climate ParentID 465- CO2 Cap Annual v6.20 | 320 | 7717 | Rate Constraint in MTons | FALSE | L | Annual | Allowances Withdrawn (1:1) | Thousand Tons | 0 | 0 | 0 | 0 | 0 | 0 | 0 | 0
IL Climate ParentID 465- CO2 Cap Annual v6.20 | 320 | 7717 | Rate Constraint in MTons | FALSE | L | Annual | Allowances Withdrawn (n:1) | Thousand Tons | 0 | 0 | 0 | 0 | 0 | 0 | 0 | 0
IL Climate ParentID 465- CO2 Cap Annual v6.20 | 320 | 7717 | Rate Constraint in MTons | FALSE | L | Annual | Net Emissions Allowance Position | Thousand Tons | 0 | 0 | 0 | 0 | 0 | 0 | 0 | 0
IL Climate ParentID 465- CO2 Cap Annual v6.20 | 320 | 7717 | Rate Constraint in MTons | FALSE | L | Annual | Fuel Consumed | TBtu | 0 | 0 | 0 | 0 | 0 | 0 | 0 | 0
IL Climate ParentID 465- CO2 Cap Annual v6.20 | 320 | 7717 | Rate Constraint in MTons | FALSE | L | Annual | Rate | lb/MMBtu | 0 | 0 | 0 | 0 | 0 | 0 | 0 | 0
IL Climate ParentID 465- CO2 Cap Annual v6.20 | 320 | 7717 | Rate Constraint in MTons | FALSE | L | Annual | Generation | TWh | 0 | 0 | 0 | 0 | 0 | 0 | 0 | 0
IL Climate ParentID 465- CO2 Cap Annual v6.20 | 320 | 7717 | Rate Constraint in MTons | FALSE | L | Annual | Qualifying Generation | TWh | 0 | 0 | 0 | 0 | 0 | 0 | 0 | 0
IL Climate ParentID 465- CO2 Cap Annual v6.20 | 320 | 7717 | Rate Constraint in MTons | FALSE | L | Annual | Rate | lb/MWh | 0 | 0 | 0 | 0 | 0 | 0 | 0 | 0
IL Climate ParentID 465- CO2 Cap Annual v6.20 | 320 | 7717 | Rate Constraint in MTons | FALSE | L | Annual | Constraint Shadow Price | US2019$/Ton | 0 | 0 | 0 | 0 | 0 | 0 | 0 | 0
IL Climate ParentID 466- CO2 Cap Annual v6.20 | 321 | 7718 | Rate Constraint in MTons | FALSE | L | Annual | Seasons Included | Seasons | Winter, WintShld, Summer | Winter, WintShld, Summer | Winter, WintShld, Summer | Winter, WintShld, Summer | Winter, WintShld, Summer | Winter, WintShld, Summer | Winter, WintShld, Summer | Winter, WintShld, Summer
IL Climate ParentID 466- CO2 Cap Annual v6.20 | 321 | 7718 | Rate Constraint in MTons | FALSE | L | Annual | Standard CO2 | Thousand Tons | 0 | 0 | 0 | 0 | 3.9303 | 3.9303 | 3.9303 | 3.9303
IL Climate ParentID 466- CO2 Cap Annual v6.20 | 321 | 7718 | Rate Constraint in MTons | FALSE | L | Annual | Emissions at Affected Plants CO2 | Thousand Tons | 0 | 0 | 0 | 0 | 0 | 0 | 0 | 0
IL Climate ParentID 466- CO2 Cap Annual v6.20 | 321 | 7718 | Rate Constraint in MTons | FALSE | L | Annual | Allowances Purchased CO2 | Thousand Tons | 0 | 0 | 0 | 0 | 0 | 0 | 0 | 0
IL Climate ParentID 466- CO2 Cap Annual v6.20 | 321 | 7718 | Rate Constraint in MTons | FALSE | L | Annual | Allowances Sold CO2 | Thousand Tons | 0 | 0 | 0 | 0 | 0 | 0 | 0 | 0
IL Climate ParentID 466- CO2 Cap Annual v6.20 | 321 | 7718 | Rate Constraint in MTons | FALSE | L | Annual | Allowances Banked | Thousand Tons | 0 | 0 | 0 | 0 | 0 | 0 | 0 | 0
IL Climate ParentID 466- CO2 Cap Annual v6.20 | 321 | 7718 | Rate Constraint in MTons | FALSE | L | Annual | Allowances Withdrawn (1:1) | Thousand Tons | 0 | 0 | 0 | 0 | 0 | 0 | 0 | 0
IL Climate ParentID 466- CO2 Cap Annual v6.20 | 321 | 7718 | Rate Constraint in MTons | FALSE | L | Annual | Allowances Withdrawn (n:1) | Thousand Tons | 0 | 0 | 0 | 0 | 0 | 0 | 0 | 0
IL Climate ParentID 466- CO2 Cap Annual v6.20 | 321 | 7718 | Rate Constraint in MTons | FALSE | L | Annual | Net Emissions Allowance Position | Thousand Tons | 0 | 0 | 0 | 0 | 0 | 0 | 0 | 0
IL Climate ParentID 466- CO2 Cap Annual v6.20 | 321 | 7718 | Rate Constraint in MTons | FALSE | L | Annual | Fuel Consumed | TBtu | 0 | 0 | 0 | 0 | 0 | 0 | 0 | 0
IL Climate ParentID 466- CO2 Cap Annual v6.20 | 321 | 7718 | Rate Constraint in MTons | FALSE | L | Annual | Rate | lb/MMBtu | 0 | 0 | 0 | 0 | 0 | 0 | 0 | 0
IL Climate ParentID 466- CO2 Cap Annual v6.20 | 321 | 7718 | Rate Constraint in MTons | FALSE | L | Annual | Generation | TWh | 0 | 0 | 0 | 0 | 0 | 0 | 0 | 0
IL Climate ParentID 466- CO2 Cap Annual v6.20 | 321 | 7718 | Rate Constraint in MTons | FALSE | L | Annual | Qualifying Generation | TWh | 0 | 0 | 0 | 0 | 0 | 0 | 0 | 0
IL Climate ParentID 466- CO2 Cap Annual v6.20 | 321 | 7718 | Rate Constraint in MTons | FALSE | L | Annual | Rate | lb/MWh | 0 | 0 | 0 | 0 | 0 | 0 | 0 | 0
IL Climate ParentID 466- CO2 Cap Annual v6.20 | 321 | 7718 | Rate Constraint in MTons | FALSE | L | Annual | Constraint Shadow Price | US2019$/Ton | 0 | 0 | 0 | 0 | 0 | 0 | 0 | 0
IL Climate ParentID 467- CO2 Cap Annual v6.20 | 322 | 7719 | Rate Constraint in MTons | FALSE | L | Annual | Seasons Included | Seasons | Winter, WintShld, Summer | Winter, WintShld, Summer | Winter, WintShld, Summer | Winter, WintShld, Summer | Winter, WintShld, Summer | Winter, WintShld, Summer | Winter, WintShld, Summer | Winter, WintShld, Summer
IL Climate ParentID 467- CO2 Cap Annual v6.20 | 322 | 7719 | Rate Constraint in MTons | FALSE | L | Annual | Standard CO2 | Thousand Tons | 0 | 0 | 0 | 0 | 45.8853 | 45.8853 | 45.8853 | 45.8853
IL Climate ParentID 467- CO2 Cap Annual v6.20 | 322 | 7719 | Rate Constraint in MTons | FALSE | L | Annual | Emissions at Affected Plants CO2 | Thousand Tons | 0 | 0 | 0 | 0 | 9.4208 | 0 | 0 | 0
IL Climate ParentID 467- CO2 Cap Annual v6.20 | 322 | 7719 | Rate Constraint in MTons | FALSE | L | Annual | Allowances Purchased CO2 | Thousand Tons | 0 | 0 | 0 | 0 | 0 | 0 | 0 | 0
IL Climate ParentID 467- CO2 Cap Annual v6.20 | 322 | 7719 | Rate Constraint in MTons | FALSE | L | Annual | Allowances Sold CO2 | Thousand Tons | 0 | 0 | 0 | 0 | 0 | 0 | 0 | 0
IL Climate ParentID 467- CO2 Cap Annual v6.20 | 322 | 7719 | Rate Constraint in MTons | FALSE | L | Annual | Allowances Banked | Thousand Tons | 0 | 0 | 0 | 0 | 0 | 0 | 0 | 0
IL Climate ParentID 467- CO2 Cap Annual v6.20 | 322 | 7719 | Rate Constraint in MTons | FALSE | L | Annual | Allowances Withdrawn (1:1) | Thousand Tons | 0 | 0 | 0 | 0 | 0 | 0 | 0 | 0
IL Climate ParentID 467- CO2 Cap Annual v6.20 | 322 | 7719 | Rate Constraint in MTons | FALSE | L | Annual | Allowances Withdrawn (n:1) | Thousand Tons | 0 | 0 | 0 | 0 | 0 | 0 | 0 | 0
IL Climate ParentID 467- CO2 Cap Annual v6.20 | 322 | 7719 | Rate Constraint in MTons | FALSE | L | Annual | Net Emissions Allowance Position | Thousand Tons | 0 | 0 | 0 | 0 | 9.4208 | 0 | 0 | 0
IL Climate ParentID 467- CO2 Cap Annual v6.20 | 322 | 7719 | Rate Constraint in MTons | FALSE | L | Annual | Fuel Consumed | TBtu | 0 | 0 | 0 | 0 | 0.16093 | 0 | 0 | 0
IL Climate ParentID 467- CO2 Cap Annual v6.20 | 322 | 7719 | Rate Constraint in MTons | FALSE | L | Annual | Rate | lb/MMBtu | 0 | 0 | 0 | 0 | 117.08 | 0 | 0 | 0
IL Climate ParentID 467- CO2 Cap Annual v6.20 | 322 | 7719 | Rate Constraint in MTons | FALSE | L | Annual | Generation | TWh | 0 | 0 | 0 | 0 | 0.013214 | 0 | 0 | 0
IL Climate ParentID 467- CO2 Cap Annual v6.20 | 322 | 7719 | Rate Constraint in MTons | FALSE | L | Annual | Qualifying Generation | TWh | 0 | 0 | 0 | 0 | 0.013214 | 0 | 0 | 0
IL Climate ParentID 467- CO2 Cap Annual v6.20 | 322 | 7719 | Rate Constraint in MTons | FALSE | L | Annual | Rate | lb/MWh | 0 | 0 | 0 | 0 | 1425.8588 | 0 | 0 | 0
IL Climate ParentID 467- CO2 Cap Annual v6.20 | 322 | 7719 | Rate Constraint in MTons | FALSE | L | Annual | Constraint Shadow Price | US2019$/Ton | 0 | 0 | 0 | 0 | 0 | 0 | 0 | 0
IL Climate ParentID 891- CO2 Cap Annual v6.20 | 323 | 7720 | Rate Constraint in MTons | FALSE | L | Annual | Seasons Included | Seasons | Winter, WintShld, Summer | Winter, WintShld, Summer | Winter, WintShld, Summer | Winter, WintShld, Summer | Winter, WintShld, Summer | Winter, WintShld, Summer | Winter, WintShld, Summer | Winter, WintShld, Summer
IL Climate ParentID 891- CO2 Cap Annual v6.20 | 323 | 7720 | Rate Constraint in MTons | FALSE | L | Annual | Standard CO2 | Thousand Tons | 0 | 0 | 0 | 0 | 4.9038 | 4.9038 | 4.9038 | 4.9038
IL Climate ParentID 891- CO2 Cap Annual v6.20 | 323 | 7720 | Rate Constraint in MTons | FALSE | L | Annual | Emissions at Affected Plants CO2 | Thousand Tons | 0 | 0 | 0 | 0 | 0 | 0 | 0 | 0
IL Climate ParentID 891- CO2 Cap Annual v6.20 | 323 | 7720 | Rate Constraint in MTons | FALSE | L | Annual | Allowances Purchased CO2 | Thousand Tons | 0 | 0 | 0 | 0 | 0 | 0 | 0 | 0
IL Climate ParentID 891- CO2 Cap Annual v6.20 | 323 | 7720 | Rate Constraint in MTons | FALSE | L | Annual | Allowances Sold CO2 | Thousand Tons | 0 | 0 | 0 | 0 | 0 | 0 | 0 | 0
IL Climate ParentID 891- CO2 Cap Annual v6.20 | 323 | 7720 | Rate Constraint in MTons | FALSE | L | Annual | Allowances Banked | Thousand Tons | 0 | 0 | 0 | 0 | 0 | 0 | 0 | 0
IL Climate ParentID 891- CO2 Cap Annual v6.20 | 323 | 7720 | Rate Constraint in MTons | FALSE | L | Annual | Allowances Withdrawn (1:1) | Thousand Tons | 0 | 0 | 0 | 0 | 0 | 0 | 0 | 0
IL Climate ParentID 891- CO2 Cap Annual v6.20 | 323 | 7720 | Rate Constraint in MTons | FALSE | L | Annual | Allowances Withdrawn (n:1) | Thousand Tons | 0 | 0 | 0 | 0 | 0 | 0 | 0 | 0
IL Climate ParentID 891- CO2 Cap Annual v6.20 | 323 | 7720 | Rate Constraint in MTons | FALSE | L | Annual | Net Emissions Allowance Position | Thousand Tons | 0 | 0 | 0 | 0 | 0 | 0 | 0 | 0
IL Climate ParentID 891- CO2 Cap Annual v6.20 | 323 | 7720 | Rate Constraint in MTons | FALSE | L | Annual | Fuel Consumed | TBtu | 0 | 0 | 0 | 0 | 0 | 0 | 0 | 0
IL Climate ParentID 891- CO2 Cap Annual v6.20 | 323 | 7720 | Rate Constraint in MTons | FALSE | L | Annual | Rate | lb/MMBtu | 0 | 0 | 0 | 0 | 0 | 0 | 0 | 0
IL Climate ParentID 891- CO2 Cap Annual v6.20 | 323 | 7720 | Rate Constraint in MTons | FALSE | L | Annual | Generation | TWh | 0 | 0 | 0 | 0 | 0 | 0 | 0 | 0
IL Climate ParentID 891- CO2 Cap Annual v6.20 | 323 | 7720 | Rate Constraint in MTons | FALSE | L | Annual | Qualifying Generation | TWh | 0 | 0 | 0 | 0 | 0 | 0 | 0 | 0
IL Climate ParentID 891- CO2 Cap Annual v6.20 | 323 | 7720 | Rate Constraint in MTons | FALSE | L | Annual | Rate | lb/MWh | 0 | 0 | 0 | 0 | 0 | 0 | 0 | 0
IL Climate ParentID 891- CO2 Cap Annual v6.20 | 323 | 7720 | Rate Constraint in MTons | FALSE | L | Annual | Constraint Shadow Price | US2019$/Ton | 0 | 0 | 0 | 0 | 0 | 0 | 0 | 0
IL CPS- Midwest MER Rate Annual v5.12 | 324 | 7317 | MACT Fuel Choice Floor in lbs/MMBtu | FALSE | L | Annual | Seasons Included | Seasons | Winter, WintShld, Summer | Winter, WintShld, Summer | Winter, WintShld, Summer | Winter, WintShld, Summer | Winter, WintShld, Summer | Winter, WintShld, Summer | Winter, WintShld, Summer | Winter, WintShld, Summer
IL CPS- Midwest MER Rate Annual v5.12 | 324 | 7317 | MACT Fuel Choice Floor in lbs/MMBtu | FALSE | L | Annual | Emission Floor | lbs/MMBtu | 7.4e-07 | 7.4e-07 | 7.4e-07 | 7.4e-07 | 7.4e-07 | 7.4e-07 | 7.4e-07 | 7.4e-07
IL CPS- Midwest MER Rate Annual v5.12 | 324 | 7317 | MACT Fuel Choice Floor in lbs/MMBtu | FALSE | L | Annual | Emissions at Affected Plants MER | lbs | 0 | 0 | 0 | 0 | 0 | 0 | 0 | 0
IL CPS- Midwest MER Rate Annual v5.12 | 324 | 7317 | MACT Fuel Choice Floor in lbs/MMBtu | FALSE | L | Annual | Allowances Purchased MER | lbs | 0 | 0 | 0 | 0 | 0 | 0 | 0 | 0
IL CPS- Midwest MER Rate Annual v5.12 | 324 | 7317 | MACT Fuel Choice Floor in lbs/MMBtu | FALSE | L | Annual | Allowances Sold MER | lbs | 0 | 0 | 0 | 0 | 0 | 0 | 0 | 0
IL CPS- Midwest MER Rate Annual v5.12 | 324 | 7317 | MACT Fuel Choice Floor in lbs/MMBtu | FALSE | L | Annual | Allowances Banked | lbs | 0 | 0 | 0 | 0 | 0 | 0 | 0 | 0
IL CPS- Midwest MER Rate Annual v5.12 | 324 | 7317 | MACT Fuel Choice Floor in lbs/MMBtu | FALSE | L | Annual | Allowances Withdrawn (1:1) | lbs | 0 | 0 | 0 | 0 | 0 | 0 | 0 | 0
IL CPS- Midwest MER Rate Annual v5.12 | 324 | 7317 | MACT Fuel Choice Floor in lbs/MMBtu | FALSE | L | Annual | Allowances Withdrawn (n:1) | lbs | 0 | 0 | 0 | 0 | 0 | 0 | 0 | 0
IL CPS- Midwest MER Rate Annual v5.12 | 324 | 7317 | MACT Fuel Choice Floor in lbs/MMBtu | FALSE | L | Annual | Net Emissions Allowance Position | lbs | 0 | 0 | 0 | 0 | 0 | 0 | 0 | 0
IL CPS- Midwest MER Rate Annual v5.12 | 324 | 7317 | MACT Fuel Choice Floor in lbs/MMBtu | FALSE | L | Annual | Fuel Consumed | TBtu | 0 | 0 | 0 | 0 | 0 | 0 | 0 | 0
IL CPS- Midwest MER Rate Annual v5.12 | 324 | 7317 | MACT Fuel Choice Floor in lbs/MMBtu | FALSE | L | Annual | Rate | lb/MMBtu | 0 | 0 | 0 | 0 | 0 | 0 | 0 | 0
IL CPS- Midwest MER Rate Annual v5.12 | 324 | 7317 | MACT Fuel Choice Floor in lbs/MMBtu | FALSE | L | Annual | Generation | TWh | 0 | 0 | 0 | 0 | 0 | 0 | 0 | 0
IL CPS- Midwest MER Rate Annual v5.12 | 324 | 7317 | MACT Fuel Choice Floor in lbs/MMBtu | FALSE | L | Annual | Qualifying Generation | TWh | 0 | 0 | 0 | 0 | 0 | 0 | 0 | 0
IL CPS- Midwest MER Rate Annual v5.12 | 324 | 7317 | MACT Fuel Choice Floor in lbs/MMBtu | FALSE | L | Annual | Constraint Shadow Price | US2019$/Lb | 0 | 0 | 0 | 0 | 0 | 0 | 0 | 0
IL CPS- Midwest NOX rate Annual v5.12 | 325 | 7308 | Rate Constraint in lbs/MMBtu | FALSE | L | Annual | Seasons Included | Seasons | Winter, WintShld, Summer | Winter, WintShld, Summer | Winter, WintShld, Summer | Winter, WintShld, Summer | Winter, WintShld, Summer | Winter, WintShld, Summer | Winter, WintShld, Summer | Winter, WintShld, Summer
IL CPS- Midwest NOX rate Annual v5.12 | 325 | 7308 | Rate Constraint in lbs/MMBtu | FALSE | L | Annual | Standard NOX | lb/MMBtu | 0.11 | 0.11 | 0.11 | 0.11 | 0.11 | 0.11 | 0.11 | 0.11
IL CPS- Midwest NOX rate Annual v5.12 | 325 | 7308 | Rate Constraint in lbs/MMBtu | FALSE | L | Annual | Emissions at Affected Plants NOX | Thousand Tons | 0 | 0 | 0 | 0 | 0 | 0 | 0 | 0
IL CPS- Midwest NOX rate Annual v5.12 | 325 | 7308 | Rate Constraint in lbs/MMBtu | FALSE | L | Annual | Allowances Purchased NOX | Thousand Tons | 0 | 0 | 0 | 0 | 0 | 0 | 0 | 0
IL CPS- Midwest NOX rate Annual v5.12 | 325 | 7308 | Rate Constraint in lbs/MMBtu | FALSE | L | Annual | Allowances Sold NOX | Thousand Tons | 0 | 0 | 0 | 0 | 0 | 0 | 0 | 0
IL CPS- Midwest NOX rate Annual v5.12 | 325 | 7308 | Rate Constraint in lbs/MMBtu | FALSE | L | Annual | Allowances Banked | Thousand Tons | 0 | 0 | 0 | 0 | 0 | 0 | 0 | 0
IL CPS- Midwest NOX rate Annual v5.12 | 325 | 7308 | Rate Constraint in lbs/MMBtu | FALSE | L | Annual | Allowances Withdrawn (1:1) | Thousand Tons | 0 | 0 | 0 | 0 | 0 | 0 | 0 | 0
IL CPS- Midwest NOX rate Annual v5.12 | 325 | 7308 | Rate Constraint in lbs/MMBtu | FALSE | L | Annual | Allowances Withdrawn (n:1) | Thousand Tons | 0 | 0 | 0 | 0 | 0 | 0 | 0 | 0
IL CPS- Midwest NOX rate Annual v5.12 | 325 | 7308 | Rate Constraint in lbs/MMBtu | FALSE | L | Annual | Net Emissions Allowance Position | Thousand Tons | 0 | 0 | 0 | 0 | 0 | 0 | 0 | 0
IL CPS- Midwest NOX rate Annual v5.12 | 325 | 7308 | Rate Constraint in lbs/MMBtu | FALSE | L | Annual | Fuel Consumed | TBtu | 0 | 0 | 0 | 0 | 0 | 0 | 0 | 0
IL CPS- Midwest NOX rate Annual v5.12 | 325 | 7308 | Rate Constraint in lbs/MMBtu | FALSE | L | Annual | Rate | lb/MMBtu | 0 | 0 | 0 | 0 | 0 | 0 | 0 | 0
IL CPS- Midwest NOX rate Annual v5.12 | 325 | 7308 | Rate Constraint in lbs/MMBtu | FALSE | L | Annual | Generation | TWh | 0 | 0 | 0 | 0 | 0 | 0 | 0 | 0
IL CPS- Midwest NOX rate Annual v5.12 | 325 | 7308 | Rate Constraint in lbs/MMBtu | FALSE | L | Annual | Qualifying Generation | TWh | 0 | 0 | 0 | 0 | 0 | 0 | 0 | 0
IL CPS- Midwest NOX rate Annual v5.12 | 325 | 7308 | Rate Constraint in lbs/MMBtu | FALSE | L | Annual | Rate | lb/MWh | 0 | 0 | 0 | 0 | 0 | 0 | 0 | 0
IL CPS- Midwest NOX rate Annual v5.12 | 325 | 7308 | Rate Constraint in lbs/MMBtu | FALSE | L | Annual | Constraint Shadow Price | US2019$/Ton | 0 | 0 | 0 | 665.4925 | 0 | 415.3509 | 0 | 0
IL CPS- Midwest NOX rate Summer v5.12 | 326 | 7310 | Rate Constraint in lbs/MMBtu | FALSE | L | Annual | Seasons Included | Seasons | Summer | Summer | Summer | Summer | Summer | Summer | Summer | Summer
IL CPS- Midwest NOX rate Summer v5.12 | 326 | 7310 | Rate Constraint in lbs/MMBtu | FALSE | L | Annual | Standard NOX | lb/MMBtu | 0.11 | 0.11 | 0.11 | 0.11 | 0.11 | 0.11 | 0.11 | 0.11
IL CPS- Midwest NOX rate Summer v5.12 | 326 | 7310 | Rate Constraint in lbs/MMBtu | FALSE | L | Annual | Emissions at Affected Plants NOX | Thousand Tons | 0 | 0 | 0 | 0 | 0 | 0 | 0 | 0
IL CPS- Midwest NOX rate Summer v5.12 | 326 | 7310 | Rate Constraint in lbs/MMBtu | FALSE | L | Annual | Allowances Purchased NOX | Thousand Tons | 0 | 0 | 0 | 0 | 0 | 0 | 0 | 0
IL CPS- Midwest NOX rate Summer v5.12 | 326 | 7310 | Rate Constraint in lbs/MMBtu | FALSE | L | Annual | Allowances Sold NOX | Thousand Tons | 0 | 0 | 0 | 0 | 0 | 0 | 0 | 0
IL CPS- Midwest NOX rate Summer v5.12 | 326 | 7310 | Rate Constraint in lbs/MMBtu | FALSE | L | Annual | Allowances Banked | Thousand Tons | 0 | 0 | 0 | 0 | 0 | 0 | 0 | 0
IL CPS- Midwest NOX rate Summer v5.12 | 326 | 7310 | Rate Constraint in lbs/MMBtu | FALSE | L | Annual | Allowances Withdrawn (1:1) | Thousand Tons | 0 | 0 | 0 | 0 | 0 | 0 | 0 | 0
IL CPS- Midwest NOX rate Summer v5.12 | 326 | 7310 | Rate Constraint in lbs/MMBtu | FALSE | L | Annual | Allowances Withdrawn (n:1) | Thousand Tons | 0 | 0 | 0 | 0 | 0 | 0 | 0 | 0
IL CPS- Midwest NOX rate Summer v5.12 | 326 | 7310 | Rate Constraint in lbs/MMBtu | FALSE | L | Annual | Net Emissions Allowance Position | Thousand Tons | 0 | 0 | 0 | 0 | 0 | 0 | 0 | 0
IL CPS- Midwest NOX rate Summer v5.12 | 326 | 7310 | Rate Constraint in lbs/MMBtu | FALSE | L | Annual | Fuel Consumed | TBtu | 0 | 0 | 0 | 0 | 0 | 0 | 0 | 0
IL CPS- Midwest NOX rate Summer v5.12 | 326 | 7310 | Rate Constraint in lbs/MMBtu | FALSE | L | Annual | Rate | lb/MMBtu | 0 | 0 | 0 | 0 | 0 | 0 | 0 | 0
IL CPS- Midwest NOX rate Summer v5.12 | 326 | 7310 | Rate Constraint in lbs/MMBtu | FALSE | L | Annual | Generation | TWh | 0 | 0 | 0 | 0 | 0 | 0 | 0 | 0
IL CPS- Midwest NOX rate Summer v5.12 | 326 | 7310 | Rate Constraint in lbs/MMBtu | FALSE | L | Annual | Qualifying Generation | TWh | 0 | 0 | 0 | 0 | 0 | 0 | 0 | 0
IL CPS- Midwest NOX rate Summer v5.12 | 326 | 7310 | Rate Constraint in lbs/MMBtu | FALSE | L | Annual | Rate | lb/MWh | 0 | 0 | 0 | 0 | 0 | 0 | 0 | 0
IL CPS- Midwest NOX rate Summer v5.12 | 326 | 7310 | Rate Constraint in lbs/MMBtu | FALSE | L | Annual | Constraint Shadow Price | US2019$/Ton | 0 | 0 | 0 | 0 | 0 | 0 | 0 | 5217.1794
IL CPS- Midwest SO2 Rate Annual v5.12 | 327 | 7314 | Rate Constraint in lbs/MMBtu | FALSE | L | Annual | Seasons Included | Seasons | Winter, WintShld, Summer | Winter, WintShld, Summer | Winter, WintShld, Summer | Winter, WintShld, Summer | Winter, WintShld, Summer | Winter, WintShld, Summer | Winter, WintShld, Summer | Winter, WintShld, Summer
IL CPS- Midwest SO2 Rate Annual v5.12 | 327 | 7314 | Rate Constraint in lbs/MMBtu | FALSE | L | Annual | Standard SO2 | lb/MMBtu | 0.11 | 0.11 | 0.11 | 0.11 | 0.11 | 0.11 | 0.11 | 0.11
IL CPS- Midwest SO2 Rate Annual v5.12 | 327 | 7314 | Rate Constraint in lbs/MMBtu | FALSE | L | Annual | Emissions at Affected Plants SO2 | Thousand Tons | 0 | 0 | 0 | 0 | 0 | 0 | 0 | 0
IL CPS- Midwest SO2 Rate Annual v5.12 | 327 | 7314 | Rate Constraint in lbs/MMBtu | FALSE | L | Annual | Allowances Purchased SO2 | Thousand Tons | 0 | 0 | 0 | 0 | 0 | 0 | 0 | 0
IL CPS- Midwest SO2 Rate Annual v5.12 | 327 | 7314 | Rate Constraint in lbs/MMBtu | FALSE | L | Annual | Allowances Sold SO2 | Thousand Tons | 0 | 0 | 0 | 0 | 0 | 0 | 0 | 0
IL CPS- Midwest SO2 Rate Annual v5.12 | 327 | 7314 | Rate Constraint in lbs/MMBtu | FALSE | L | Annual | Allowances Banked | Thousand Tons | 0 | 0 | 0 | 0 | 0 | 0 | 0 | 0
IL CPS- Midwest SO2 Rate Annual v5.12 | 327 | 7314 | Rate Constraint in lbs/MMBtu | FALSE | L | Annual | Allowances Withdrawn (1:1) | Thousand Tons | 0 | 0 | 0 | 0 | 0 | 0 | 0 | 0
IL CPS- Midwest SO2 Rate Annual v5.12 | 327 | 7314 | Rate Constraint in lbs/MMBtu | FALSE | L | Annual | Allowances Withdrawn (n:1) | Thousand Tons | 0 | 0 | 0 | 0 | 0 | 0 | 0 | 0
IL CPS- Midwest SO2 Rate Annual v5.12 | 327 | 7314 | Rate Constraint in lbs/MMBtu | FALSE | L | Annual | Net Emissions Allowance Position | Thousand Tons | 0 | 0 | 0 | 0 | 0 | 0 | 0 | 0
IL CPS- Midwest SO2 Rate Annual v5.12 | 327 | 7314 | Rate Constraint in lbs/MMBtu | FALSE | L | Annual | Fuel Consumed | TBtu | 0 | 0 | 0 | 0 | 0 | 0 | 0 | 0
IL CPS- Midwest SO2 Rate Annual v5.12 | 327 | 7314 | Rate Constraint in lbs/MMBtu | FALSE | L | Annual | Rate | lb/MMBtu | 0 | 0 | 0 | 0 | 0 | 0 | 0 | 0
IL CPS- Midwest SO2 Rate Annual v5.12 | 327 | 7314 | Rate Constraint in lbs/MMBtu | FALSE | L | Annual | Generation | TWh | 0 | 0 | 0 | 0 | 0 | 0 | 0 | 0
IL CPS- Midwest SO2 Rate Annual v5.12 | 327 | 7314 | Rate Constraint in lbs/MMBtu | FALSE | L | Annual | Qualifying Generation | TWh | 0 | 0 | 0 | 0 | 0 | 0 | 0 | 0
IL CPS- Midwest SO2 Rate Annual v5.12 | 327 | 7314 | Rate Constraint in lbs/MMBtu | FALSE | L | Annual | Rate | lb/MWh | 0 | 0 | 0 | 0 | 0 | 0 | 0 | 0
IL CPS- Midwest SO2 Rate Annual v5.12 | 327 | 7314 | Rate Constraint in lbs/MMBtu | FALSE | L | Annual | Constraint Shadow Price | US2019$/Ton | 355968.215 | 22568.0891 | 11095.7221 | 6243.0356 | 1699.4294 | 2264.2907 | 92.307 | 0
IL Fac. Spec. - NOX Rate Summer v3.1, Unit 2216 and retrofits | 328 | 7305 | Rate Constraint in lbs/MMBtu | FALSE | L | Annual | Seasons Included | Seasons | Summer | Summer | Summer | Summer | Summer | Summer | Summer | Summer
IL Fac. Spec. - NOX Rate Summer v3.1, Unit 2216 and retrofits | 328 | 7305 | Rate Constraint in lbs/MMBtu | FALSE | L | Annual | Standard NOX | lb/MMBtu | 0.25 | 0.25 | 0.25 | 0.25 | 0.25 | 0.25 | 0.25 | 0.25
IL Fac. Spec. - NOX Rate Summer v3.1, Unit 2216 and retrofits | 328 | 7305 | Rate Constraint in lbs/MMBtu | FALSE | L | Annual | Emissions at Affected Plants NOX | Thousand Tons | 0 | 0 | 0 | 0 | 0 | 0 | 0 | 0
IL Fac. Spec. - NOX Rate Summer v3.1, Unit 2216 and retrofits | 328 | 7305 | Rate Constraint in lbs/MMBtu | FALSE | L | Annual | Allowances Purchased NOX | Thousand Tons | 0 | 0 | 0 | 0 | 0 | 0 | 0 | 0
IL Fac. Spec. - NOX Rate Summer v3.1, Unit 2216 and retrofits | 328 | 7305 | Rate Constraint in lbs/MMBtu | FALSE | L | Annual | Allowances Sold NOX | Thousand Tons | 0 | 0 | 0 | 0 | 0 | 0 | 0 | 0
IL Fac. Spec. - NOX Rate Summer v3.1, Unit 2216 and retrofits | 328 | 7305 | Rate Constraint in lbs/MMBtu | FALSE | L | Annual | Allowances Banked | Thousand Tons | 0 | 0 | 0 | 0 | 0 | 0 | 0 | 0
IL Fac. Spec. - NOX Rate Summer v3.1, Unit 2216 and retrofits | 328 | 7305 | Rate Constraint in lbs/MMBtu | FALSE | L | Annual | Allowances Withdrawn (1:1) | Thousand Tons | 0 | 0 | 0 | 0 | 0 | 0 | 0 | 0
IL Fac. Spec. - NOX Rate Summer v3.1, Unit 2216 and retrofits | 328 | 7305 | Rate Constraint in lbs/MMBtu | FALSE | L | Annual | Allowances Withdrawn (n:1) | Thousand Tons | 0 | 0 | 0 | 0 | 0 | 0 | 0 | 0
IL Fac. Spec. - NOX Rate Summer v3.1, Unit 2216 and retrofits | 328 | 7305 | Rate Constraint in lbs/MMBtu | FALSE | L | Annual | Net Emissions Allowance Position | Thousand Tons | 0 | 0 | 0 | 0 | 0 | 0 | 0 | 0
IL Fac. Spec. - NOX Rate Summer v3.1, Unit 2216 and retrofits | 328 | 7305 | Rate Constraint in lbs/MMBtu | FALSE | L | Annual | Fuel Consumed | TBtu | 0 | 0 | 0 | 0 | 0 | 0 | 0 | 0
IL Fac. Spec. - NOX Rate Summer v3.1, Unit 2216 and retrofits | 328 | 7305 | Rate Constraint in lbs/MMBtu | FALSE | L | Annual | Rate | lb/MMBtu | 0 | 0 | 0 | 0 | 0 | 0 | 0 | 0
IL Fac. Spec. - NOX Rate Summer v3.1, Unit 2216 and retrofits | 328 | 7305 | Rate Constraint in lbs/MMBtu | FALSE | L | Annual | Generation | TWh | 0 | 0 | 0 | 0 | 0 | 0 | 0 | 0
IL Fac. Spec. - NOX Rate Summer v3.1, Unit 2216 and retrofits | 328 | 7305 | Rate Constraint in lbs/MMBtu | FALSE | L | Annual | Qualifying Generation | TWh | 0 | 0 | 0 | 0 | 0 | 0 | 0 | 0
IL Fac. Spec. - NOX Rate Summer v3.1, Unit 2216 and retrofits | 328 | 7305 | Rate Constraint in lbs/MMBtu | FALSE | L | Annual | Rate | lb/MWh | 0 | 0 | 0 | 0 | 0 | 0 | 0 | 0
IL Fac. Spec. - NOX Rate Summer v3.1, Unit 2216 and retrofits | 328 | 7305 | Rate Constraint in lbs/MMBtu | FALSE | L | Annual | Constraint Shadow Price | US2019$/Ton | 0 | 0 | 0 | 0 | 0 | 0 | 0 | 0
IL Fac. Spec. - NOX Rate Summer v3.1, Unit 2217 and retrofits | 329 | 7305 | Rate Constraint in lbs/MMBtu | FALSE | L | Annual | Seasons Included | Seasons | Summer | Summer | Summer | Summer | Summer | Summer | Summer | Summer
IL Fac. Spec. - NOX Rate Summer v3.1, Unit 2217 and retrofits | 329 | 7305 | Rate Constraint in lbs/MMBtu | FALSE | L | Annual | Standard NOX | lb/MMBtu | 0.25 | 0.25 | 0.25 | 0.25 | 0.25 | 0.25 | 0.25 | 0.25
IL Fac. Spec. - NOX Rate Summer v3.1, Unit 2217 and retrofits | 329 | 7305 | Rate Constraint in lbs/MMBtu | FALSE | L | Annual | Emissions at Affected Plants NOX | Thousand Tons | 0 | 0 | 0 | 0 | 0 | 0 | 0 | 0
IL Fac. Spec. - NOX Rate Summer v3.1, Unit 2217 and retrofits | 329 | 7305 | Rate Constraint in lbs/MMBtu | FALSE | L | Annual | Allowances Purchased NOX | Thousand Tons | 0 | 0 | 0 | 0 | 0 | 0 | 0 | 0
IL Fac. Spec. - NOX Rate Summer v3.1, Unit 2217 and retrofits | 329 | 7305 | Rate Constraint in lbs/MMBtu | FALSE | L | Annual | Allowances Sold NOX | Thousand Tons | 0 | 0 | 0 | 0 | 0 | 0 | 0 | 0
IL Fac. Spec. - NOX Rate Summer v3.1, Unit 2217 and retrofits | 329 | 7305 | Rate Constraint in lbs/MMBtu | FALSE | L | Annual | Allowances Banked | Thousand Tons | 0 | 0 | 0 | 0 | 0 | 0 | 0 | 0
IL Fac. Spec. - NOX Rate Summer v3.1, Unit 2217 and retrofits | 329 | 7305 | Rate Constraint in lbs/MMBtu | FALSE | L | Annual | Allowances Withdrawn (1:1) | Thousand Tons | 0 | 0 | 0 | 0 | 0 | 0 | 0 | 0
IL Fac. Spec. - NOX Rate Summer v3.1, Unit 2217 and retrofits | 329 | 7305 | Rate Constraint in lbs/MMBtu | FALSE | L | Annual | Allowances Withdrawn (n:1) | Thousand Tons | 0 | 0 | 0 | 0 | 0 | 0 | 0 | 0
IL Fac. Spec. - NOX Rate Summer v3.1, Unit 2217 and retrofits | 329 | 7305 | Rate Constraint in lbs/MMBtu | FALSE | L | Annual | Net Emissions Allowance Position | Thousand Tons | 0 | 0 | 0 | 0 | 0 | 0 | 0 | 0
IL Fac. Spec. - NOX Rate Summer v3.1, Unit 2217 and retrofits | 329 | 7305 | Rate Constraint in lbs/MMBtu | FALSE | L | Annual | Fuel Consumed | TBtu | 0 | 0 | 0 | 0 | 0 | 0 | 0 | 0
IL Fac. Spec. - NOX Rate Summer v3.1, Unit 2217 and retrofits | 329 | 7305 | Rate Constraint in lbs/MMBtu | FALSE | L | Annual | Rate | lb/MMBtu | 0 | 0 | 0 | 0 | 0 | 0 | 0 | 0
IL Fac. Spec. - NOX Rate Summer v3.1, Unit 2217 and retrofits | 329 | 7305 | Rate Constraint in lbs/MMBtu | FALSE | L | Annual | Generation | TWh | 0 | 0 | 0 | 0 | 0 | 0 | 0 | 0
IL Fac. Spec. - NOX Rate Summer v3.1, Unit 2217 and retrofits | 329 | 7305 | Rate Constraint in lbs/MMBtu | FALSE | L | Annual | Qualifying Generation | TWh | 0 | 0 | 0 | 0 | 0 | 0 | 0 | 0
IL Fac. Spec. - NOX Rate Summer v3.1, Unit 2217 and retrofits | 329 | 7305 | Rate Constraint in lbs/MMBtu | FALSE | L | Annual | Rate | lb/MWh | 0 | 0 | 0 | 0 | 0 | 0 | 0 | 0
IL Fac. Spec. - NOX Rate Summer v3.1, Unit 2217 and retrofits | 329 | 7305 | Rate Constraint in lbs/MMBtu | FALSE | L | Annual | Constraint Shadow Price | US2019$/Ton | 0 | 0 | 0 | 0 | 0 | 0 | 0 | 0
IL Fac. Spec. - NOX Rate Summer v3.1, Unit 2218 and retrofits | 330 | 7305 | Rate Constraint in lbs/MMBtu | FALSE | L | Annual | Seasons Included | Seasons | Summer | Summer | Summer | Summer | Summer | Summer | Summer | Summer
IL Fac. Spec. - NOX Rate Summer v3.1, Unit 2218 and retrofits | 330 | 7305 | Rate Constraint in lbs/MMBtu | FALSE | L | Annual | Standard NOX | lb/MMBtu | 0.25 | 0.25 | 0.25 | 0.25 | 0.25 | 0.25 | 0.25 | 0.25
IL Fac. Spec. - NOX Rate Summer v3.1, Unit 2218 and retrofits | 330 | 7305 | Rate Constraint in lbs/MMBtu | FALSE | L | Annual | Emissions at Affected Plants NOX | Thousand Tons | 0 | 0 | 0 | 0 | 0 | 0 | 0 | 0
IL Fac. Spec. - NOX Rate Summer v3.1, Unit 2218 and retrofits | 330 | 7305 | Rate Constraint in lbs/MMBtu | FALSE | L | Annual | Allowances Purchased NOX | Thousand Tons | 0 | 0 | 0 | 0 | 0 | 0 | 0 | 0
IL Fac. Spec. - NOX Rate Summer v3.1, Unit 2218 and retrofits | 330 | 7305 | Rate Constraint in lbs/MMBtu | FALSE | L | Annual | Allowances Sold NOX | Thousand Tons | 0 | 0 | 0 | 0 | 0 | 0 | 0 | 0
IL Fac. Spec. - NOX Rate Summer v3.1, Unit 2218 and retrofits | 330 | 7305 | Rate Constraint in lbs/MMBtu | FALSE | L | Annual | Allowances Banked | Thousand Tons | 0 | 0 | 0 | 0 | 0 | 0 | 0 | 0
IL Fac. Spec. - NOX Rate Summer v3.1, Unit 2218 and retrofits | 330 | 7305 | Rate Constraint in lbs/MMBtu | FALSE | L | Annual | Allowances Withdrawn (1:1) | Thousand Tons | 0 | 0 | 0 | 0 | 0 | 0 | 0 | 0
IL Fac. Spec. - NOX Rate Summer v3.1, Unit 2218 and retrofits | 330 | 7305 | Rate Constraint in lbs/MMBtu | FALSE | L | Annual | Allowances Withdrawn (n:1) | Thousand Tons | 0 | 0 | 0 | 0 | 0 | 0 | 0 | 0
IL Fac. Spec. - NOX Rate Summer v3.1, Unit 2218 and retrofits | 330 | 7305 | Rate Constraint in lbs/MMBtu | FALSE | L | Annual | Net Emissions Allowance Position | Thousand Tons | 0 | 0 | 0 | 0 | 0 | 0 | 0 | 0
IL Fac. Spec. - NOX Rate Summer v3.1, Unit 2218 and retrofits | 330 | 7305 | Rate Constraint in lbs/MMBtu | FALSE | L | Annual | Fuel Consumed | TBtu | 0 | 0 | 0 | 0 | 0 | 0 | 0 | 0
IL Fac. Spec. - NOX Rate Summer v3.1, Unit 2218 and retrofits | 330 | 7305 | Rate Constraint in lbs/MMBtu | FALSE | L | Annual | Rate | lb/MMBtu | 0 | 0 | 0 | 0 | 0 | 0 | 0 | 0
IL Fac. Spec. - NOX Rate Summer v3.1, Unit 2218 and retrofits | 330 | 7305 | Rate Constraint in lbs/MMBtu | FALSE | L | Annual | Generation | TWh | 0 | 0 | 0 | 0 | 0 | 0 | 0 | 0
IL Fac. Spec. - NOX Rate Summer v3.1, Unit 2218 and retrofits | 330 | 7305 | Rate Constraint in lbs/MMBtu | FALSE | L | Annual | Qualifying Generation | TWh | 0 | 0 | 0 | 0 | 0 | 0 | 0 | 0
IL Fac. Spec. - NOX Rate Summer v3.1, Unit 2218 and retrofits | 330 | 7305 | Rate Constraint in lbs/MMBtu | FALSE | L | Annual | Rate | lb/MWh | 0 | 0 | 0 | 0 | 0 | 0 | 0 | 0
IL Fac. Spec. - NOX Rate Summer v3.1, Unit 2218 and retrofits | 330 | 7305 | Rate Constraint in lbs/MMBtu | FALSE | L | Annual | Constraint Shadow Price | US2019$/Ton | 0 | 0 | 0 | 0 | 0 | 0 | 0 | 0
IL Fac. Spec. - NOX Rate Summer v3.1, Unit 2219 and retrofits | 331 | 7305 | Rate Constraint in lbs/MMBtu | FALSE | L | Annual | Seasons Included | Seasons | Summer | Summer | Summer | Summer | Summer | Summer | Summer | Summer
IL Fac. Spec. - NOX Rate Summer v3.1, Unit 2219 and retrofits | 331 | 7305 | Rate Constraint in lbs/MMBtu | FALSE | L | Annual | Standard NOX | lb/MMBtu | 0.25 | 0.25 | 0.25 | 0.25 | 0.25 | 0.25 | 0.25 | 0.25
IL Fac. Spec. - NOX Rate Summer v3.1, Unit 2219 and retrofits | 331 | 7305 | Rate Constraint in lbs/MMBtu | FALSE | L | Annual | Emissions at Affected Plants NOX | Thousand Tons | 0 | 0 | 0 | 0 | 0 | 0 | 0 | 0
IL Fac. Spec. - NOX Rate Summer v3.1, Unit 2219 and retrofits | 331 | 7305 | Rate Constraint in lbs/MMBtu | FALSE | L | Annual | Allowances Purchased NOX | Thousand Tons | 0 | 0 | 0 | 0 | 0 | 0 | 0 | 0
IL Fac. Spec. - NOX Rate Summer v3.1, Unit 2219 and retrofits | 331 | 7305 | Rate Constraint in lbs/MMBtu | FALSE | L | Annual | Allowances Sold NOX | Thousand Tons | 0 | 0 | 0 | 0 | 0 | 0 | 0 | 0
IL Fac. Spec. - NOX Rate Summer v3.1, Unit 2219 and retrofits | 331 | 7305 | Rate Constraint in lbs/MMBtu | FALSE | L | Annual | Allowances Banked | Thousand Tons | 0 | 0 | 0 | 0 | 0 | 0 | 0 | 0
IL Fac. Spec. - NOX Rate Summer v3.1, Unit 2219 and retrofits | 331 | 7305 | Rate Constraint in lbs/MMBtu | FALSE | L | Annual | Allowances Withdrawn (1:1) | Thousand Tons | 0 | 0 | 0 | 0 | 0 | 0 | 0 | 0
IL Fac. Spec. - NOX Rate Summer v3.1, Unit 2219 and retrofits | 331 | 7305 | Rate Constraint in lbs/MMBtu | FALSE | L | Annual | Allowances Withdrawn (n:1) | Thousand Tons | 0 | 0 | 0 | 0 | 0 | 0 | 0 | 0
IL Fac. Spec. - NOX Rate Summer v3.1, Unit 2219 and retrofits | 331 | 7305 | Rate Constraint in lbs/MMBtu | FALSE | L | Annual | Net Emissions Allowance Position | Thousand Tons | 0 | 0 | 0 | 0 | 0 | 0 | 0 | 0
IL Fac. Spec. - NOX Rate Summer v3.1, Unit 2219 and retrofits | 331 | 7305 | Rate Constraint in lbs/MMBtu | FALSE | L | Annual | Fuel Consumed | TBtu | 0 | 0 | 0 | 0 | 0 | 0 | 0 | 0
IL Fac. Spec. - NOX Rate Summer v3.1, Unit 2219 and retrofits | 331 | 7305 | Rate Constraint in lbs/MMBtu | FALSE | L | Annual | Rate | lb/MMBtu | 0 | 0 | 0 | 0 | 0 | 0 | 0 | 0
IL Fac. Spec. - NOX Rate Summer v3.1, Unit 2219 and retrofits | 331 | 7305 | Rate Constraint in lbs/MMBtu | FALSE | L | Annual | Generation | TWh | 0 | 0 | 0 | 0 | 0 | 0 | 0 | 0
IL Fac. Spec. - NOX Rate Summer v3.1, Unit 2219 and retrofits | 331 | 7305 | Rate Constraint in lbs/MMBtu | FALSE | L | Annual | Qualifying Generation | TWh | 0 | 0 | 0 | 0 | 0 | 0 | 0 | 0
IL Fac. Spec. - NOX Rate Summer v3.1, Unit 2219 and retrofits | 331 | 7305 | Rate Constraint in lbs/MMBtu | FALSE | L | Annual | Rate | lb/MWh | 0 | 0 | 0 | 0 | 0 | 0 | 0 | 0
IL Fac. Spec. - NOX Rate Summer v3.1, Unit 2219 and retrofits | 331 | 7305 | Rate Constraint in lbs/MMBtu | FALSE | L | Annual | Constraint Shadow Price | US2019$/Ton | 0 | 0 | 0 | 0 | 0 | 0 | 0 | 0
IL Fac. Spec. - NOX Rate Summer v3.1, Unit 2220 and retrofits | 332 | 7305 | Rate Constraint in lbs/MMBtu | FALSE | L | Annual | Seasons Included | Seasons | Summer | Summer | Summer | Summer | Summer | Summer | Summer | Summer
IL Fac. Spec. - NOX Rate Summer v3.1, Unit 2220 and retrofits | 332 | 7305 | Rate Constraint in lbs/MMBtu | FALSE | L | Annual | Standard NOX | lb/MMBtu | 0.25 | 0.25 | 0.25 | 0.25 | 0.25 | 0.25 | 0.25 | 0.25
IL Fac. Spec. - NOX Rate Summer v3.1, Unit 2220 and retrofits | 332 | 7305 | Rate Constraint in lbs/MMBtu | FALSE | L | Annual | Emissions at Affected Plants NOX | Thousand Tons | 0 | 0 | 0 | 0 | 0 | 0 | 0 | 0
IL Fac. Spec. - NOX Rate Summer v3.1, Unit 2220 and retrofits | 332 | 7305 | Rate Constraint in lbs/MMBtu | FALSE | L | Annual | Allowances Purchased NOX | Thousand Tons | 0 | 0 | 0 | 0 | 0 | 0 | 0 | 0
IL Fac. Spec. - NOX Rate Summer v3.1, Unit 2220 and retrofits | 332 | 7305 | Rate Constraint in lbs/MMBtu | FALSE | L | Annual | Allowances Sold NOX | Thousand Tons | 0 | 0 | 0 | 0 | 0 | 0 | 0 | 0
IL Fac. Spec. - NOX Rate Summer v3.1, Unit 2220 and retrofits | 332 | 7305 | Rate Constraint in lbs/MMBtu | FALSE | L | Annual | Allowances Banked | Thousand Tons | 0 | 0 | 0 | 0 | 0 | 0 | 0 | 0
IL Fac. Spec. - NOX Rate Summer v3.1, Unit 2220 and retrofits | 332 | 7305 | Rate Constraint in lbs/MMBtu | FALSE | L | Annual | Allowances Withdrawn (1:1) | Thousand Tons | 0 | 0 | 0 | 0 | 0 | 0 | 0 | 0
IL Fac. Spec. - NOX Rate Summer v3.1, Unit 2220 and retrofits | 332 | 7305 | Rate Constraint in lbs/MMBtu | FALSE | L | Annual | Allowances Withdrawn (n:1) | Thousand Tons | 0 | 0 | 0 | 0 | 0 | 0 | 0 | 0
IL Fac. Spec. - NOX Rate Summer v3.1, Unit 2220 and retrofits | 332 | 7305 | Rate Constraint in lbs/MMBtu | FALSE | L | Annual | Net Emissions Allowance Position | Thousand Tons | 0 | 0 | 0 | 0 | 0 | 0 | 0 | 0
IL Fac. Spec. - NOX Rate Summer v3.1, Unit 2220 and retrofits | 332 | 7305 | Rate Constraint in lbs/MMBtu | FALSE | L | Annual | Fuel Consumed | TBtu | 0 | 0 | 0 | 0 | 0 | 0 | 0 | 0
IL Fac. Spec. - NOX Rate Summer v3.1, Unit 2220 and retrofits | 332 | 7305 | Rate Constraint in lbs/MMBtu | FALSE | L | Annual | Rate | lb/MMBtu | 0 | 0 | 0 | 0 | 0 | 0 | 0 | 0
IL Fac. Spec. - NOX Rate Summer v3.1, Unit 2220 and retrofits | 332 | 7305 | Rate Constraint in lbs/MMBtu | FALSE | L | Annual | Generation | TWh | 0 | 0 | 0 | 0 | 0 | 0 | 0 | 0
IL Fac. Spec. - NOX Rate Summer v3.1, Unit 2220 and retrofits | 332 | 7305 | Rate Constraint in lbs/MMBtu | FALSE | L | Annual | Qualifying Generation | TWh | 0 | 0 | 0 | 0 | 0 | 0 | 0 | 0
IL Fac. Spec. - NOX Rate Summer v3.1, Unit 2220 and retrofits | 332 | 7305 | Rate Constraint in lbs/MMBtu | FALSE | L | Annual | Rate | lb/MWh | 0 | 0 | 0 | 0 | 0 | 0 | 0 | 0
IL Fac. Spec. - NOX Rate Summer v3.1, Unit 2220 and retrofits | 332 | 7305 | Rate Constraint in lbs/MMBtu | FALSE | L | Annual | Constraint Shadow Price | US2019$/Ton | 0 | 0 | 0 | 0 | 0 | 0 | 0 | 0
IL Fac. Spec. - NOX Rate Summer v3.1, Unit 2571 and retrofits | 333 | 7305 | Rate Constraint in lbs/MMBtu | FALSE | L | Annual | Seasons Included | Seasons | Summer | Summer | Summer | Summer | Summer | Summer | Summer | Summer
IL Fac. Spec. - NOX Rate Summer v3.1, Unit 2571 and retrofits | 333 | 7305 | Rate Constraint in lbs/MMBtu | FALSE | L | Annual | Standard NOX | lb/MMBtu | 0.25 | 0.25 | 0.25 | 0.25 | 0.25 | 0.25 | 0.25 | 0.25
IL Fac. Spec. - NOX Rate Summer v3.1, Unit 2571 and retrofits | 333 | 7305 | Rate Constraint in lbs/MMBtu | FALSE | L | Annual | Emissions at Affected Plants NOX | Thousand Tons | 0.21039 | 0.23683 | 0.16815 | 0.18742 | 0 | 0 | 0 | 0
IL Fac. Spec. - NOX Rate Summer v3.1, Unit 2571 and retrofits | 333 | 7305 | Rate Constraint in lbs/MMBtu | FALSE | L | Annual | Allowances Purchased NOX | Thousand Tons | 0 | 0 | 0 | 0 | 0 | 0 | 0 | 0
IL Fac. Spec. - NOX Rate Summer v3.1, Unit 2571 and retrofits | 333 | 7305 | Rate Constraint in lbs/MMBtu | FALSE | L | Annual | Allowances Sold NOX | Thousand Tons | 0 | 0 | 0 | 0 | 0 | 0 | 0 | 0
IL Fac. Spec. - NOX Rate Summer v3.1, Unit 2571 and retrofits | 333 | 7305 | Rate Constraint in lbs/MMBtu | FALSE | L | Annual | Allowances Banked | Thousand Tons | 0 | 0 | 0 | 0 | 0 | 0 | 0 | 0
IL Fac. Spec. - NOX Rate Summer v3.1, Unit 2571 and retrofits | 333 | 7305 | Rate Constraint in lbs/MMBtu | FALSE | L | Annual | Allowances Withdrawn (1:1) | Thousand Tons | 0 | 0 | 0 | 0 | 0 | 0 | 0 | 0
IL Fac. Spec. - NOX Rate Summer v3.1, Unit 2571 and retrofits | 333 | 7305 | Rate Constraint in lbs/MMBtu | FALSE | L | Annual | Allowances Withdrawn (n:1) | Thousand Tons | 0 | 0 | 0 | 0 | 0 | 0 | 0 | 0
IL Fac. Spec. - NOX Rate Summer v3.1, Unit 2571 and retrofits | 333 | 7305 | Rate Constraint in lbs/MMBtu | FALSE | L | Annual | Net Emissions Allowance Position | Thousand Tons | 0.21039 | 0.23683 | 0.16815 | 0.18742 | 0 | 0 | 0 | 0
IL Fac. Spec. - NOX Rate Summer v3.1, Unit 2571 and retrofits | 333 | 7305 | Rate Constraint in lbs/MMBtu | FALSE | L | Annual | Fuel Consumed | TBtu | 6.3506 | 7.1484 | 5.0756 | 5.6571 | 0 | 0 | 0 | 0
IL Fac. Spec. - NOX Rate Summer v3.1, Unit 2571 and retrofits | 333 | 7305 | Rate Constraint in lbs/MMBtu | FALSE | L | Annual | Rate | lb/MMBtu | 0.06626 | 0.06626 | 0.06626 | 0.06626 | 0 | 0 | 0 | 0
IL Fac. Spec. - NOX Rate Summer v3.1, Unit 2571 and retrofits | 333 | 7305 | Rate Constraint in lbs/MMBtu | FALSE | L | Annual | Generation | TWh | 0.55464 | 0.62432 | 0.44328 | 0.49407 | 0 | 0 | 0 | 0
IL Fac. Spec. - NOX Rate Summer v3.1, Unit 2571 and retrofits | 333 | 7305 | Rate Constraint in lbs/MMBtu | FALSE | L | Annual | Qualifying Generation | TWh | 0.55464 | 0.62432 | 0.44328 | 0.49407 | 0 | 0 | 0 | 0
IL Fac. Spec. - NOX Rate Summer v3.1, Unit 2571 and retrofits | 333 | 7305 | Rate Constraint in lbs/MMBtu | FALSE | L | Annual | Rate | lb/MWh | 0.75868 | 0.75868 | 0.75868 | 0.75868 | 0 | 0 | 0 | 0
IL Fac. Spec. - NOX Rate Summer v3.1, Unit 2571 and retrofits | 333 | 7305 | Rate Constraint in lbs/MMBtu | FALSE | L | Annual | Constraint Shadow Price | US2019$/Ton | 0 | 0 | 0 | 0 | 0 | 0 | 0 | 0
IL Fac. Spec. - NOX Rate Summer v3.1, Unit 2646 and retrofits | 334 | 7305 | Rate Constraint in lbs/MMBtu | FALSE | L | Annual | Seasons Included | Seasons | Summer | Summer | Summer | Summer | Summer | Summer | Summer | Summer
IL Fac. Spec. - NOX Rate Summer v3.1, Unit 2646 and retrofits | 334 | 7305 | Rate Constraint in lbs/MMBtu | FALSE | L | Annual | Standard NOX | lb/MMBtu | 0.25 | 0.25 | 0.25 | 0.25 | 0.25 | 0.25 | 0.25 | 0.25
IL Fac. Spec. - NOX Rate Summer v3.1, Unit 2646 and retrofits | 334 | 7305 | Rate Constraint in lbs/MMBtu | FALSE | L | Annual | Emissions at Affected Plants NOX | Thousand Tons | 0.73049 | 0 | 0 | 0 | 0 | 0 | 0 | 0
IL Fac. Spec. - NOX Rate Summer v3.1, Unit 2646 and retrofits | 334 | 7305 | Rate Constraint in lbs/MMBtu | FALSE | L | Annual | Allowances Purchased NOX | Thousand Tons | 0 | 0 | 0 | 0 | 0 | 0 | 0 | 0
IL Fac. Spec. - NOX Rate Summer v3.1, Unit 2646 and retrofits | 334 | 7305 | Rate Constraint in lbs/MMBtu | FALSE | L | Annual | Allowances Sold NOX | Thousand Tons | 0 | 0 | 0 | 0 | 0 | 0 | 0 | 0
IL Fac. Spec. - NOX Rate Summer v3.1, Unit 2646 and retrofits | 334 | 7305 | Rate Constraint in lbs/MMBtu | FALSE | L | Annual | Allowances Banked | Thousand Tons | 0 | 0 | 0 | 0 | 0 | 0 | 0 | 0
IL Fac. Spec. - NOX Rate Summer v3.1, Unit 2646 and retrofits | 334 | 7305 | Rate Constraint in lbs/MMBtu | FALSE | L | Annual | Allowances Withdrawn (1:1) | Thousand Tons | 0 | 0 | 0 | 0 | 0 | 0 | 0 | 0
IL Fac. Spec. - NOX Rate Summer v3.1, Unit 2646 and retrofits | 334 | 7305 | Rate Constraint in lbs/MMBtu | FALSE | L | Annual | Allowances Withdrawn (n:1) | Thousand Tons | 0 | 0 | 0 | 0 | 0 | 0 | 0 | 0
IL Fac. Spec. - NOX Rate Summer v3.1, Unit 2646 and retrofits | 334 | 7305 | Rate Constraint in lbs/MMBtu | FALSE | L | Annual | Net Emissions Allowance Position | Thousand Tons | 0.73049 | 0 | 0 | 0 | 0 | 0 | 0 | 0
IL Fac. Spec. - NOX Rate Summer v3.1, Unit 2646 and retrofits | 334 | 7305 | Rate Constraint in lbs/MMBtu | FALSE | L | Annual | Fuel Consumed | TBtu | 18.2623 | 0 | 0 | 0 | 0 | 0 | 0 | 0
IL Fac. Spec. - NOX Rate Summer v3.1, Unit 2646 and retrofits | 334 | 7305 | Rate Constraint in lbs/MMBtu | FALSE | L | Annual | Rate | lb/MMBtu | 0.08 | 0 | 0 | 0 | 0 | 0 | 0 | 0
IL Fac. Spec. - NOX Rate Summer v3.1, Unit 2646 and retrofits | 334 | 7305 | Rate Constraint in lbs/MMBtu | FALSE | L | Annual | Generation | TWh | 1.77 | 0 | 0 | 0 | 0 | 0 | 0 | 0
IL Fac. Spec. - NOX Rate Summer v3.1, Unit 2646 and retrofits | 334 | 7305 | Rate Constraint in lbs/MMBtu | FALSE | L | Annual | Qualifying Generation | TWh | 1.77 | 0 | 0 | 0 | 0 | 0 | 0 | 0
IL Fac. Spec. - NOX Rate Summer v3.1, Unit 2646 and retrofits | 334 | 7305 | Rate Constraint in lbs/MMBtu | FALSE | L | Annual | Rate | lb/MWh | 0.82544 | 0 | 0 | 0 | 0 | 0 | 0 | 0
IL Fac. Spec. - NOX Rate Summer v3.1, Unit 2646 and retrofits | 334 | 7305 | Rate Constraint in lbs/MMBtu | FALSE | L | Annual | Constraint Shadow Price | US2019$/Ton | 0 | 0 | 0 | 0 | 0 | 0 | 0 | 0
IL Fac. Spec. - NOX Rate Summer v3.1, Unit 2647 and retrofits | 335 | 7305 | Rate Constraint in lbs/MMBtu | FALSE | L | Annual | Seasons Included | Seasons | Summer | Summer | Summer | Summer | Summer | Summer | Summer | Summer
IL Fac. Spec. - NOX Rate Summer v3.1, Unit 2647 and retrofits | 335 | 7305 | Rate Constraint in lbs/MMBtu | FALSE | L | Annual | Standard NOX | lb/MMBtu | 0.25 | 0.25 | 0.25 | 0.25 | 0.25 | 0.25 | 0.25 | 0.25
IL Fac. Spec. - NOX Rate Summer v3.1, Unit 2647 and retrofits | 335 | 7305 | Rate Constraint in lbs/MMBtu | FALSE | L | Annual | Emissions at Affected Plants NOX | Thousand Tons | 0.72727 | 0.005007 | 0.0034645 | 0 | 0 | 0 | 0 | 0
IL Fac. Spec. - NOX Rate Summer v3.1, Unit 2647 and retrofits | 335 | 7305 | Rate Constraint in lbs/MMBtu | FALSE | L | Annual | Allowances Purchased NOX | Thousand Tons | 0 | 0 | 0 | 0 | 0 | 0 | 0 | 0
IL Fac. Spec. - NOX Rate Summer v3.1, Unit 2647 and retrofits | 335 | 7305 | Rate Constraint in lbs/MMBtu | FALSE | L | Annual | Allowances Sold NOX | Thousand Tons | 0 | 0 | 0 | 0 | 0 | 0 | 0 | 0
IL Fac. Spec. - NOX Rate Summer v3.1, Unit 2647 and retrofits | 335 | 7305 | Rate Constraint in lbs/MMBtu | FALSE | L | Annual | Allowances Banked | Thousand Tons | 0 | 0 | 0 | 0 | 0 | 0 | 0 | 0
IL Fac. Spec. - NOX Rate Summer v3.1, Unit 2647 and retrofits | 335 | 7305 | Rate Constraint in lbs/MMBtu | FALSE | L | Annual | Allowances Withdrawn (1:1) | Thousand Tons | 0 | 0 | 0 | 0 | 0 | 0 | 0 | 0
IL Fac. Spec. - NOX Rate Summer v3.1, Unit 2647 and retrofits | 335 | 7305 | Rate Constraint in lbs/MMBtu | FALSE | L | Annual | Allowances Withdrawn (n:1) | Thousand Tons | 0 | 0 | 0 | 0 | 0 | 0 | 0 | 0
IL Fac. Spec. - NOX Rate Summer v3.1, Unit 2647 and retrofits | 335 | 7305 | Rate Constraint in lbs/MMBtu | FALSE | L | Annual | Net Emissions Allowance Position | Thousand Tons | 0.72727 | 0.005007 | 0.0034645 | 0 | 0 | 0 | 0 | 0
IL Fac. Spec. - NOX Rate Summer v3.1, Unit 2647 and retrofits | 335 | 7305 | Rate Constraint in lbs/MMBtu | FALSE | L | Annual | Fuel Consumed | TBtu | 18.1816 | 0.12517 | 0.086613 | 0 | 0 | 0 | 0 | 0
IL Fac. Spec. - NOX Rate Summer v3.1, Unit 2647 and retrofits | 335 | 7305 | Rate Constraint in lbs/MMBtu | FALSE | L | Annual | Rate | lb/MMBtu | 0.08 | 0.08 | 0.08 | 0 | 0 | 0 | 0 | 0
IL Fac. Spec. - NOX Rate Summer v3.1, Unit 2647 and retrofits | 335 | 7305 | Rate Constraint in lbs/MMBtu | FALSE | L | Annual | Generation | TWh | 1.7853 | 0.012291 | 0.0085048 | 0 | 0 | 0 | 0 | 0
IL Fac. Spec. - NOX Rate Summer v3.1, Unit 2647 and retrofits | 335 | 7305 | Rate Constraint in lbs/MMBtu | FALSE | L | Annual | Qualifying Generation | TWh | 1.7853 | 0.012291 | 0.0085048 | 0 | 0 | 0 | 0 | 0
IL Fac. Spec. - NOX Rate Summer v3.1, Unit 2647 and retrofits | 335 | 7305 | Rate Constraint in lbs/MMBtu | FALSE | L | Annual | Rate | lb/MWh | 0.81472 | 0.81472 | 0.81472 | 0 | 0 | 0 | 0 | 0
IL Fac. Spec. - NOX Rate Summer v3.1, Unit 2647 and retrofits | 335 | 7305 | Rate Constraint in lbs/MMBtu | FALSE | L | Annual | Constraint Shadow Price | US2019$/Ton | 0 | 0 | 0 | 0 | 0 | 0 | 0 | 0
IL Fac. Spec. - NOX Rate Summer v3.1, Unit 2706 and retrofits | 336 | 7305 | Rate Constraint in lbs/MMBtu | FALSE | L | Annual | Seasons Included | Seasons | Summer | Summer | Summer | Summer | Summer | Summer | Summer | Summer
IL Fac. Spec. - NOX Rate Summer v3.1, Unit 2706 and retrofits | 336 | 7305 | Rate Constraint in lbs/MMBtu | FALSE | L | Annual | Standard NOX | lb/MMBtu | 0.25 | 0.25 | 0.25 | 0.25 | 0.25 | 0.25 | 0.25 | 0.25
IL Fac. Spec. - NOX Rate Summer v3.1, Unit 2706 and retrofits | 336 | 7305 | Rate Constraint in lbs/MMBtu | FALSE | L | Annual | Emissions at Affected Plants NOX | Thousand Tons | 0 | 0 | 0 | 0 | 0 | 0 | 0 | 0
IL Fac. Spec. - NOX Rate Summer v3.1, Unit 2706 and retrofits | 336 | 7305 | Rate Constraint in lbs/MMBtu | FALSE | L | Annual | Allowances Purchased NOX | Thousand Tons | 0 | 0 | 0 | 0 | 0 | 0 | 0 | 0
IL Fac. Spec. - NOX Rate Summer v3.1, Unit 2706 and retrofits | 336 | 7305 | Rate Constraint in lbs/MMBtu | FALSE | L | Annual | Allowances Sold NOX | Thousand Tons | 0 | 0 | 0 | 0 | 0 | 0 | 0 | 0
IL Fac. Spec. - NOX Rate Summer v3.1, Unit 2706 and retrofits | 336 | 7305 | Rate Constraint in lbs/MMBtu | FALSE | L | Annual | Allowances Banked | Thousand Tons | 0 | 0 | 0 | 0 | 0 | 0 | 0 | 0
IL Fac. Spec. - NOX Rate Summer v3.1, Unit 2706 and retrofits | 336 | 7305 | Rate Constraint in lbs/MMBtu | FALSE | L | Annual | Allowances Withdrawn (1:1) | Thousand Tons | 0 | 0 | 0 | 0 | 0 | 0 | 0 | 0
IL Fac. Spec. - NOX Rate Summer v3.1, Unit 2706 and retrofits | 336 | 7305 | Rate Constraint in lbs/MMBtu | FALSE | L | Annual | Allowances Withdrawn (n:1) | Thousand Tons | 0 | 0 | 0 | 0 | 0 | 0 | 0 | 0
IL Fac. Spec. - NOX Rate Summer v3.1, Unit 2706 and retrofits | 336 | 7305 | Rate Constraint in lbs/MMBtu | FALSE | L | Annual | Net Emissions Allowance Position | Thousand Tons | 0 | 0 | 0 | 0 | 0 | 0 | 0 | 0
IL Fac. Spec. - NOX Rate Summer v3.1, Unit 2706 and retrofits | 336 | 7305 | Rate Constraint in lbs/MMBtu | FALSE | L | Annual | Fuel Consumed | TBtu | 0 | 0 | 0 | 0 | 0 | 0 | 0 | 0
IL Fac. Spec. - NOX Rate Summer v3.1, Unit 2706 and retrofits | 336 | 7305 | Rate Constraint in lbs/MMBtu | FALSE | L | Annual | Rate | lb/MMBtu | 0 | 0 | 0 | 0 | 0 | 0 | 0 | 0
IL Fac. Spec. - NOX Rate Summer v3.1, Unit 2706 and retrofits | 336 | 7305 | Rate Constraint in lbs/MMBtu | FALSE | L | Annual | Generation | TWh | 0 | 0 | 0 | 0 | 0 | 0 | 0 | 0
IL Fac. Spec. - NOX Rate Summer v3.1, Unit 2706 and retrofits | 336 | 7305 | Rate Constraint in lbs/MMBtu | FALSE | L | Annual | Qualifying Generation | TWh | 0 | 0 | 0 | 0 | 0 | 0 | 0 | 0
IL Fac. Spec. - NOX Rate Summer v3.1, Unit 2706 and retrofits | 336 | 7305 | Rate Constraint in lbs/MMBtu | FALSE | L | Annual | Rate | lb/MWh | 0 | 0 | 0 | 0 | 0 | 0 | 0 | 0
IL Fac. Spec. - NOX Rate Summer v3.1, Unit 2706 and retrofits | 336 | 7305 | Rate Constraint in lbs/MMBtu | FALSE | L | Annual | Constraint Shadow Price | US2019$/Ton | 0 | 0 | 0 | 0 | 0 | 0 | 0 | 0
IL Fac. Spec. - NOX Rate Summer v3.1, Unit 2718 and retrofits | 337 | 7305 | Rate Constraint in lbs/MMBtu | FALSE | L | Annual | Seasons Included | Seasons | Summer | Summer | Summer | Summer | Summer | Summer | Summer | Summer
IL Fac. Spec. - NOX Rate Summer v3.1, Unit 2718 and retrofits | 337 | 7305 | Rate Constraint in lbs/MMBtu | FALSE | L | Annual | Standard NOX | lb/MMBtu | 0.25 | 0.25 | 0.25 | 0.25 | 0.25 | 0.25 | 0.25 | 0.25
IL Fac. Spec. - NOX Rate Summer v3.1, Unit 2718 and retrofits | 337 | 7305 | Rate Constraint in lbs/MMBtu | FALSE | L | Annual | Emissions at Affected Plants NOX | Thousand Tons | 0 | 0 | 0 | 0 | 0 | 0 | 0 | 0
IL Fac. Spec. - NOX Rate Summer v3.1, Unit 2718 and retrofits | 337 | 7305 | Rate Constraint in lbs/MMBtu | FALSE | L | Annual | Allowances Purchased NOX | Thousand Tons | 0 | 0 | 0 | 0 | 0 | 0 | 0 | 0
IL Fac. Spec. - NOX Rate Summer v3.1, Unit 2718 and retrofits | 337 | 7305 | Rate Constraint in lbs/MMBtu | FALSE | L | Annual | Allowances Sold NOX | Thousand Tons | 0 | 0 | 0 | 0 | 0 | 0 | 0 | 0
IL Fac. Spec. - NOX Rate Summer v3.1, Unit 2718 and retrofits | 337 | 7305 | Rate Constraint in lbs/MMBtu | FALSE | L | Annual | Allowances Banked | Thousand Tons | 0 | 0 | 0 | 0 | 0 | 0 | 0 | 0
IL Fac. Spec. - NOX Rate Summer v3.1, Unit 2718 and retrofits | 337 | 7305 | Rate Constraint in lbs/MMBtu | FALSE | L | Annual | Allowances Withdrawn (1:1) | Thousand Tons | 0 | 0 | 0 | 0 | 0 | 0 | 0 | 0
IL Fac. Spec. - NOX Rate Summer v3.1, Unit 2718 and retrofits | 337 | 7305 | Rate Constraint in lbs/MMBtu | FALSE | L | Annual | Allowances Withdrawn (n:1) | Thousand Tons | 0 | 0 | 0 | 0 | 0 | 0 | 0 | 0
IL Fac. Spec. - NOX Rate Summer v3.1, Unit 2718 and retrofits | 337 | 7305 | Rate Constraint in lbs/MMBtu | FALSE | L | Annual | Net Emissions Allowance Position | Thousand Tons | 0 | 0 | 0 | 0 | 0 | 0 | 0 | 0
IL Fac. Spec. - NOX Rate Summer v3.1, Unit 2718 and retrofits | 337 | 7305 | Rate Constraint in lbs/MMBtu | FALSE | L | Annual | Fuel Consumed | TBtu | 0 | 0 | 0 | 0 | 0 | 0 | 0 | 0
IL Fac. Spec. - NOX Rate Summer v3.1, Unit 2718 and retrofits | 337 | 7305 | Rate Constraint in lbs/MMBtu | FALSE | L | Annual | Rate | lb/MMBtu | 0 | 0 | 0 | 0 | 0 | 0 | 0 | 0
IL Fac. Spec. - NOX Rate Summer v3.1, Unit 2718 and retrofits | 337 | 7305 | Rate Constraint in lbs/MMBtu | FALSE | L | Annual | Generation | TWh | 0 | 0 | 0 | 0 | 0 | 0 | 0 | 0
IL Fac. Spec. - NOX Rate Summer v3.1, Unit 2718 and retrofits | 337 | 7305 | Rate Constraint in lbs/MMBtu | FALSE | L | Annual | Qualifying Generation | TWh | 0 | 0 | 0 | 0 | 0 | 0 | 0 | 0
IL Fac. Spec. - NOX Rate Summer v3.1, Unit 2718 and retrofits | 337 | 7305 | Rate Constraint in lbs/MMBtu | FALSE | L | Annual | Rate | lb/MWh | 0 | 0 | 0 | 0 | 0 | 0 | 0 | 0
IL Fac. Spec. - NOX Rate Summer v3.1, Unit 2718 and retrofits | 337 | 7305 | Rate Constraint in lbs/MMBtu | FALSE | L | Annual | Constraint Shadow Price | US2019$/Ton | 0 | 0 | 0 | 0 | 0 | 0 | 0 | 0
IL Fac. Spec. - NOX Rate Summer v3.1, Unit 2721 and retrofits | 338 | 7305 | Rate Constraint in lbs/MMBtu | FALSE | L | Annual | Seasons Included | Seasons | Summer | Summer | Summer | Summer | Summer | Summer | Summer | Summer
IL Fac. Spec. - NOX Rate Summer v3.1, Unit 2721 and retrofits | 338 | 7305 | Rate Constraint in lbs/MMBtu | FALSE | L | Annual | Standard NOX | lb/MMBtu | 0.25 | 0.25 | 0.25 | 0.25 | 0.25 | 0.25 | 0.25 | 0.25
IL Fac. Spec. - NOX Rate Summer v3.1, Unit 2721 and retrofits | 338 | 7305 | Rate Constraint in lbs/MMBtu | FALSE | L | Annual | Emissions at Affected Plants NOX | Thousand Tons | 0 | 0 | 0 | 0 | 0 | 0 | 0 | 0
IL Fac. Spec. - NOX Rate Summer v3.1, Unit 2721 and retrofits | 338 | 7305 | Rate Constraint in lbs/MMBtu | FALSE | L | Annual | Allowances Purchased NOX | Thousand Tons | 0 | 0 | 0 | 0 | 0 | 0 | 0 | 0
IL Fac. Spec. - NOX Rate Summer v3.1, Unit 2721 and retrofits | 338 | 7305 | Rate Constraint in lbs/MMBtu | FALSE | L | Annual | Allowances Sold NOX | Thousand Tons | 0 | 0 | 0 | 0 | 0 | 0 | 0 | 0
IL Fac. Spec. - NOX Rate Summer v3.1, Unit 2721 and retrofits | 338 | 7305 | Rate Constraint in lbs/MMBtu | FALSE | L | Annual | Allowances Banked | Thousand Tons | 0 | 0 | 0 | 0 | 0 | 0 | 0 | 0
IL Fac. Spec. - NOX Rate Summer v3.1, Unit 2721 and retrofits | 338 | 7305 | Rate Constraint in lbs/MMBtu | FALSE | L | Annual | Allowances Withdrawn (1:1) | Thousand Tons | 0 | 0 | 0 | 0 | 0 | 0 | 0 | 0
IL Fac. Spec. - NOX Rate Summer v3.1, Unit 2721 and retrofits | 338 | 7305 | Rate Constraint in lbs/MMBtu | FALSE | L | Annual | Allowances Withdrawn (n:1) | Thousand Tons | 0 | 0 | 0 | 0 | 0 | 0 | 0 | 0
IL Fac. Spec. - NOX Rate Summer v3.1, Unit 2721 and retrofits | 338 | 7305 | Rate Constraint in lbs/MMBtu | FALSE | L | Annual | Net Emissions Allowance Position | Thousand Tons | 0 | 0 | 0 | 0 | 0 | 0 | 0 | 0
IL Fac. Spec. - NOX Rate Summer v3.1, Unit 2721 and retrofits | 338 | 7305 | Rate Constraint in lbs/MMBtu | FALSE | L | Annual | Fuel Consumed | TBtu | 0 | 0 | 0 | 0 | 0 | 0 | 0 | 0
IL Fac. Spec. - NOX Rate Summer v3.1, Unit 2721 and retrofits | 338 | 7305 | Rate Constraint in lbs/MMBtu | FALSE | L | Annual | Rate | lb/MMBtu | 0 | 0 | 0 | 0 | 0 | 0 | 0 | 0
IL Fac. Spec. - NOX Rate Summer v3.1, Unit 2721 and retrofits | 338 | 7305 | Rate Constraint in lbs/MMBtu | FALSE | L | Annual | Generation | TWh | 0 | 0 | 0 | 0 | 0 | 0 | 0 | 0
IL Fac. Spec. - NOX Rate Summer v3.1, Unit 2721 and retrofits | 338 | 7305 | Rate Constraint in lbs/MMBtu | FALSE | L | Annual | Qualifying Generation | TWh | 0 | 0 | 0 | 0 | 0 | 0 | 0 | 0
IL Fac. Spec. - NOX Rate Summer v3.1, Unit 2721 and retrofits | 338 | 7305 | Rate Constraint in lbs/MMBtu | FALSE | L | Annual | Rate | lb/MWh | 0 | 0 | 0 | 0 | 0 | 0 | 0 | 0
IL Fac. Spec. - NOX Rate Summer v3.1, Unit 2721 and retrofits | 338 | 7305 | Rate Constraint in lbs/MMBtu | FALSE | L | Annual | Constraint Shadow Price | US2019$/Ton | 0 | 0 | 0 | 0 | 0 | 0 | 0 | 0
IL Fac. Spec. - NOX Rate Summer v3.1, Unit 2722 and retrofits | 339 | 7305 | Rate Constraint in lbs/MMBtu | FALSE | L | Annual | Seasons Included | Seasons | Summer | Summer | Summer | Summer | Summer | Summer | Summer | Summer
IL Fac. Spec. - NOX Rate Summer v3.1, Unit 2722 and retrofits | 339 | 7305 | Rate Constraint in lbs/MMBtu | FALSE | L | Annual | Standard NOX | lb/MMBtu | 0.25 | 0.25 | 0.25 | 0.25 | 0.25 | 0.25 | 0.25 | 0.25
IL Fac. Spec. - NOX Rate Summer v3.1, Unit 2722 and retrofits | 339 | 7305 | Rate Constraint in lbs/MMBtu | FALSE | L | Annual | Emissions at Affected Plants NOX | Thousand Tons | 0 | 0 | 0 | 0 | 0 | 0 | 0 | 0
IL Fac. Spec. - NOX Rate Summer v3.1, Unit 2722 and retrofits | 339 | 7305 | Rate Constraint in lbs/MMBtu | FALSE | L | Annual | Allowances Purchased NOX | Thousand Tons | 0 | 0 | 0 | 0 | 0 | 0 | 0 | 0
IL Fac. Spec. - NOX Rate Summer v3.1, Unit 2722 and retrofits | 339 | 7305 | Rate Constraint in lbs/MMBtu | FALSE | L | Annual | Allowances Sold NOX | Thousand Tons | 0 | 0 | 0 | 0 | 0 | 0 | 0 | 0
IL Fac. Spec. - NOX Rate Summer v3.1, Unit 2722 and retrofits | 339 | 7305 | Rate Constraint in lbs/MMBtu | FALSE | L | Annual | Allowances Banked | Thousand Tons | 0 | 0 | 0 | 0 | 0 | 0 | 0 | 0
IL Fac. Spec. - NOX Rate Summer v3.1, Unit 2722 and retrofits | 339 | 7305 | Rate Constraint in lbs/MMBtu | FALSE | L | Annual | Allowances Withdrawn (1:1) | Thousand Tons | 0 | 0 | 0 | 0 | 0 | 0 | 0 | 0
IL Fac. Spec. - NOX Rate Summer v3.1, Unit 2722 and retrofits | 339 | 7305 | Rate Constraint in lbs/MMBtu | FALSE | L | Annual | Allowances Withdrawn (n:1) | Thousand Tons | 0 | 0 | 0 | 0 | 0 | 0 | 0 | 0
IL Fac. Spec. - NOX Rate Summer v3.1, Unit 2722 and retrofits | 339 | 7305 | Rate Constraint in lbs/MMBtu | FALSE | L | Annual | Net Emissions Allowance Position | Thousand Tons | 0 | 0 | 0 | 0 | 0 | 0 | 0 | 0
IL Fac. Spec. - NOX Rate Summer v3.1, Unit 2722 and retrofits | 339 | 7305 | Rate Constraint in lbs/MMBtu | FALSE | L | Annual | Fuel Consumed | TBtu | 0 | 0 | 0 | 0 | 0 | 0 | 0 | 0
IL Fac. Spec. - NOX Rate Summer v3.1, Unit 2722 and retrofits | 339 | 7305 | Rate Constraint in lbs/MMBtu | FALSE | L | Annual | Rate | lb/MMBtu | 0 | 0 | 0 | 0 | 0 | 0 | 0 | 0
IL Fac. Spec. - NOX Rate Summer v3.1, Unit 2722 and retrofits | 339 | 7305 | Rate Constraint in lbs/MMBtu | FALSE | L | Annual | Generation | TWh | 0 | 0 | 0 | 0 | 0 | 0 | 0 | 0
IL Fac. Spec. - NOX Rate Summer v3.1, Unit 2722 and retrofits | 339 | 7305 | Rate Constraint in lbs/MMBtu | FALSE | L | Annual | Qualifying Generation | TWh | 0 | 0 | 0 | 0 | 0 | 0 | 0 | 0
IL Fac. Spec. - NOX Rate Summer v3.1, Unit 2722 and retrofits | 339 | 7305 | Rate Constraint in lbs/MMBtu | FALSE | L | Annual | Rate | lb/MWh | 0 | 0 | 0 | 0 | 0 | 0 | 0 | 0
IL Fac. Spec. - NOX Rate Summer v3.1, Unit 2722 and retrofits | 339 | 7305 | Rate Constraint in lbs/MMBtu | FALSE | L | Annual | Constraint Shadow Price | US2019$/Ton | 0 | 0 | 0 | 0 | 0 | 0 | 0 | 0
IL Fac. Spec. - NOX Rate Summer v3.1, Unit 2723 and retrofits | 340 | 7305 | Rate Constraint in lbs/MMBtu | FALSE | L | Annual | Seasons Included | Seasons | Summer | Summer | Summer | Summer | Summer | Summer | Summer | Summer
IL Fac. Spec. - NOX Rate Summer v3.1, Unit 2723 and retrofits | 340 | 7305 | Rate Constraint in lbs/MMBtu | FALSE | L | Annual | Standard NOX | lb/MMBtu | 0.25 | 0.25 | 0.25 | 0.25 | 0.25 | 0.25 | 0.25 | 0.25
IL Fac. Spec. - NOX Rate Summer v3.1, Unit 2723 and retrofits | 340 | 7305 | Rate Constraint in lbs/MMBtu | FALSE | L | Annual | Emissions at Affected Plants NOX | Thousand Tons | 0 | 0 | 0 | 0 | 0 | 0 | 0 | 0
IL Fac. Spec. - NOX Rate Summer v3.1, Unit 2723 and retrofits | 340 | 7305 | Rate Constraint in lbs/MMBtu | FALSE | L | Annual | Allowances Purchased NOX | Thousand Tons | 0 | 0 | 0 | 0 | 0 | 0 | 0 | 0
IL Fac. Spec. - NOX Rate Summer v3.1, Unit 2723 and retrofits | 340 | 7305 | Rate Constraint in lbs/MMBtu | FALSE | L | Annual | Allowances Sold NOX | Thousand Tons | 0 | 0 | 0 | 0 | 0 | 0 | 0 | 0
IL Fac. Spec. - NOX Rate Summer v3.1, Unit 2723 and retrofits | 340 | 7305 | Rate Constraint in lbs/MMBtu | FALSE | L | Annual | Allowances Banked | Thousand Tons | 0 | 0 | 0 | 0 | 0 | 0 | 0 | 0
IL Fac. Spec. - NOX Rate Summer v3.1, Unit 2723 and retrofits | 340 | 7305 | Rate Constraint in lbs/MMBtu | FALSE | L | Annual | Allowances Withdrawn (1:1) | Thousand Tons | 0 | 0 | 0 | 0 | 0 | 0 | 0 | 0
IL Fac. Spec. - NOX Rate Summer v3.1, Unit 2723 and retrofits | 340 | 7305 | Rate Constraint in lbs/MMBtu | FALSE | L | Annual | Allowances Withdrawn (n:1) | Thousand Tons | 0 | 0 | 0 | 0 | 0 | 0 | 0 | 0
IL Fac. Spec. - NOX Rate Summer v3.1, Unit 2723 and retrofits | 340 | 7305 | Rate Constraint in lbs/MMBtu | FALSE | L | Annual | Net Emissions Allowance Position | Thousand Tons | 0 | 0 | 0 | 0 | 0 | 0 | 0 | 0
IL Fac. Spec. - NOX Rate Summer v3.1, Unit 2723 and retrofits | 340 | 7305 | Rate Constraint in lbs/MMBtu | FALSE | L | Annual | Fuel Consumed | TBtu | 0 | 0 | 0 | 0 | 0 | 0 | 0 | 0
IL Fac. Spec. - NOX Rate Summer v3.1, Unit 2723 and retrofits | 340 | 7305 | Rate Constraint in lbs/MMBtu | FALSE | L | Annual | Rate | lb/MMBtu | 0 | 0 | 0 | 0 | 0 | 0 | 0 | 0
IL Fac. Spec. - NOX Rate Summer v3.1, Unit 2723 and retrofits | 340 | 7305 | Rate Constraint in lbs/MMBtu | FALSE | L | Annual | Generation | TWh | 0 | 0 | 0 | 0 | 0 | 0 | 0 | 0
IL Fac. Spec. - NOX Rate Summer v3.1, Unit 2723 and retrofits | 340 | 7305 | Rate Constraint in lbs/MMBtu | FALSE | L | Annual | Qualifying Generation | TWh | 0 | 0 | 0 | 0 | 0 | 0 | 0 | 0
IL Fac. Spec. - NOX Rate Summer v3.1, Unit 2723 and retrofits | 340 | 7305 | Rate Constraint in lbs/MMBtu | FALSE | L | Annual | Rate | lb/MWh | 0 | 0 | 0 | 0 | 0 | 0 | 0 | 0
IL Fac. Spec. - NOX Rate Summer v3.1, Unit 2723 and retrofits | 340 | 7305 | Rate Constraint in lbs/MMBtu | FALSE | L | Annual | Constraint Shadow Price | US2019$/Ton | 0 | 0 | 0 | 0 | 0 | 0 | 0 | 0
IL Fac. Spec. - NOX Rate Summer v3.1, Unit 2724 and retrofits | 341 | 7305 | Rate Constraint in lbs/MMBtu | FALSE | L | Annual | Seasons Included | Seasons | Summer | Summer | Summer | Summer | Summer | Summer | Summer | Summer
IL Fac. Spec. - NOX Rate Summer v3.1, Unit 2724 and retrofits | 341 | 7305 | Rate Constraint in lbs/MMBtu | FALSE | L | Annual | Standard NOX | lb/MMBtu | 0.25 | 0.25 | 0.25 | 0.25 | 0.25 | 0.25 | 0.25 | 0.25
IL Fac. Spec. - NOX Rate Summer v3.1, Unit 2724 and retrofits | 341 | 7305 | Rate Constraint in lbs/MMBtu | FALSE | L | Annual | Emissions at Affected Plants NOX | Thousand Tons | 0 | 0 | 0 | 0 | 0 | 0 | 0 | 0
IL Fac. Spec. - NOX Rate Summer v3.1, Unit 2724 and retrofits | 341 | 7305 | Rate Constraint in lbs/MMBtu | FALSE | L | Annual | Allowances Purchased NOX | Thousand Tons | 0 | 0 | 0 | 0 | 0 | 0 | 0 | 0
IL Fac. Spec. - NOX Rate Summer v3.1, Unit 2724 and retrofits | 341 | 7305 | Rate Constraint in lbs/MMBtu | FALSE | L | Annual | Allowances Sold NOX | Thousand Tons | 0 | 0 | 0 | 0 | 0 | 0 | 0 | 0
IL Fac. Spec. - NOX Rate Summer v3.1, Unit 2724 and retrofits | 341 | 7305 | Rate Constraint in lbs/MMBtu | FALSE | L | Annual | Allowances Banked | Thousand Tons | 0 | 0 | 0 | 0 | 0 | 0 | 0 | 0
IL Fac. Spec. - NOX Rate Summer v3.1, Unit 2724 and retrofits | 341 | 7305 | Rate Constraint in lbs/MMBtu | FALSE | L | Annual | Allowances Withdrawn (1:1) | Thousand Tons | 0 | 0 | 0 | 0 | 0 | 0 | 0 | 0
IL Fac. Spec. - NOX Rate Summer v3.1, Unit 2724 and retrofits | 341 | 7305 | Rate Constraint in lbs/MMBtu | FALSE | L | Annual | Allowances Withdrawn (n:1) | Thousand Tons | 0 | 0 | 0 | 0 | 0 | 0 | 0 | 0
IL Fac. Spec. - NOX Rate Summer v3.1, Unit 2724 and retrofits | 341 | 7305 | Rate Constraint in lbs/MMBtu | FALSE | L | Annual | Net Emissions Allowance Position | Thousand Tons | 0 | 0 | 0 | 0 | 0 | 0 | 0 | 0
IL Fac. Spec. - NOX Rate Summer v3.1, Unit 2724 and retrofits | 341 | 7305 | Rate Constraint in lbs/MMBtu | FALSE | L | Annual | Fuel Consumed | TBtu | 0 | 0 | 0 | 0 | 0 | 0 | 0 | 0
IL Fac. Spec. - NOX Rate Summer v3.1, Unit 2724 and retrofits | 341 | 7305 | Rate Constraint in lbs/MMBtu | FALSE | L | Annual | Rate | lb/MMBtu | 0 | 0 | 0 | 0 | 0 | 0 | 0 | 0
IL Fac. Spec. - NOX Rate Summer v3.1, Unit 2724 and retrofits | 341 | 7305 | Rate Constraint in lbs/MMBtu | FALSE | L | Annual | Generation | TWh | 0 | 0 | 0 | 0 | 0 | 0 | 0 | 0
IL Fac. Spec. - NOX Rate Summer v3.1, Unit 2724 and retrofits | 341 | 7305 | Rate Constraint in lbs/MMBtu | FALSE | L | Annual | Qualifying Generation | TWh | 0 | 0 | 0 | 0 | 0 | 0 | 0 | 0
IL Fac. Spec. - NOX Rate Summer v3.1, Unit 2724 and retrofits | 341 | 7305 | Rate Constraint in lbs/MMBtu | FALSE | L | Annual | Rate | lb/MWh | 0 | 0 | 0 | 0 | 0 | 0 | 0 | 0
IL Fac. Spec. - NOX Rate Summer v3.1, Unit 2724 and retrofits | 341 | 7305 | Rate Constraint in lbs/MMBtu | FALSE | L | Annual | Constraint Shadow Price | US2019$/Ton | 0 | 0 | 0 | 0 | 0 | 0 | 0 | 0
IL Fac. Spec. - NOX Rate Summer v3.1, Unit 2725 and retrofits | 342 | 7305 | Rate Constraint in lbs/MMBtu | FALSE | L | Annual | Seasons Included | Seasons | Summer | Summer | Summer | Summer | Summer | Summer | Summer | Summer
IL Fac. Spec. - NOX Rate Summer v3.1, Unit 2725 and retrofits | 342 | 7305 | Rate Constraint in lbs/MMBtu | FALSE | L | Annual | Standard NOX | lb/MMBtu | 0.25 | 0.25 | 0.25 | 0.25 | 0.25 | 0.25 | 0.25 | 0.25
IL Fac. Spec. - NOX Rate Summer v3.1, Unit 2725 and retrofits | 342 | 7305 | Rate Constraint in lbs/MMBtu | FALSE | L | Annual | Emissions at Affected Plants NOX | Thousand Tons | 0 | 0 | 0 | 0 | 0 | 0 | 0 | 0
IL Fac. Spec. - NOX Rate Summer v3.1, Unit 2725 and retrofits | 342 | 7305 | Rate Constraint in lbs/MMBtu | FALSE | L | Annual | Allowances Purchased NOX | Thousand Tons | 0 | 0 | 0 | 0 | 0 | 0 | 0 | 0
IL Fac. Spec. - NOX Rate Summer v3.1, Unit 2725 and retrofits | 342 | 7305 | Rate Constraint in lbs/MMBtu | FALSE | L | Annual | Allowances Sold NOX | Thousand Tons | 0 | 0 | 0 | 0 | 0 | 0 | 0 | 0
IL Fac. Spec. - NOX Rate Summer v3.1, Unit 2725 and retrofits | 342 | 7305 | Rate Constraint in lbs/MMBtu | FALSE | L | Annual | Allowances Banked | Thousand Tons | 0 | 0 | 0 | 0 | 0 | 0 | 0 | 0
IL Fac. Spec. - NOX Rate Summer v3.1, Unit 2725 and retrofits | 342 | 7305 | Rate Constraint in lbs/MMBtu | FALSE | L | Annual | Allowances Withdrawn (1:1) | Thousand Tons | 0 | 0 | 0 | 0 | 0 | 0 | 0 | 0
IL Fac. Spec. - NOX Rate Summer v3.1, Unit 2725 and retrofits | 342 | 7305 | Rate Constraint in lbs/MMBtu | FALSE | L | Annual | Allowances Withdrawn (n:1) | Thousand Tons | 0 | 0 | 0 | 0 | 0 | 0 | 0 | 0
IL Fac. Spec. - NOX Rate Summer v3.1, Unit 2725 and retrofits | 342 | 7305 | Rate Constraint in lbs/MMBtu | FALSE | L | Annual | Net Emissions Allowance Position | Thousand Tons | 0 | 0 | 0 | 0 | 0 | 0 | 0 | 0
IL Fac. Spec. - NOX Rate Summer v3.1, Unit 2725 and retrofits | 342 | 7305 | Rate Constraint in lbs/MMBtu | FALSE | L | Annual | Fuel Consumed | TBtu | 0 | 0 | 0 | 0 | 0 | 0 | 0 | 0
IL Fac. Spec. - NOX Rate Summer v3.1, Unit 2725 and retrofits | 342 | 7305 | Rate Constraint in lbs/MMBtu | FALSE | L | Annual | Rate | lb/MMBtu | 0 | 0 | 0 | 0 | 0 | 0 | 0 | 0
IL Fac. Spec. - NOX Rate Summer v3.1, Unit 2725 and retrofits | 342 | 7305 | Rate Constraint in lbs/MMBtu | FALSE | L | Annual | Generation | TWh | 0 | 0 | 0 | 0 | 0 | 0 | 0 | 0
IL Fac. Spec. - NOX Rate Summer v3.1, Unit 2725 and retrofits | 342 | 7305 | Rate Constraint in lbs/MMBtu | FALSE | L | Annual | Qualifying Generation | TWh | 0 | 0 | 0 | 0 | 0 | 0 | 0 | 0
IL Fac. Spec. - NOX Rate Summer v3.1, Unit 2725 and retrofits | 342 | 7305 | Rate Constraint in lbs/MMBtu | FALSE | L | Annual | Rate | lb/MWh | 0 | 0 | 0 | 0 | 0 | 0 | 0 | 0
IL Fac. Spec. - NOX Rate Summer v3.1, Unit 2725 and retrofits | 342 | 7305 | Rate Constraint in lbs/MMBtu | FALSE | L | Annual | Constraint Shadow Price | US2019$/Ton | 0 | 0 | 0 | 0 | 0 | 0 | 0 | 0
IL Fac. Spec. - NOX Rate Summer v3.1, Unit 2726 and retrofits | 343 | 7305 | Rate Constraint in lbs/MMBtu | FALSE | L | Annual | Seasons Included | Seasons | Summer | Summer | Summer | Summer | Summer | Summer | Summer | Summer
IL Fac. Spec. - NOX Rate Summer v3.1, Unit 2726 and retrofits | 343 | 7305 | Rate Constraint in lbs/MMBtu | FALSE | L | Annual | Standard NOX | lb/MMBtu | 0.25 | 0.25 | 0.25 | 0.25 | 0.25 | 0.25 | 0.25 | 0.25
IL Fac. Spec. - NOX Rate Summer v3.1, Unit 2726 and retrofits | 343 | 7305 | Rate Constraint in lbs/MMBtu | FALSE | L | Annual | Emissions at Affected Plants NOX | Thousand Tons | 0 | 0 | 0 | 0 | 0 | 0 | 0 | 0
IL Fac. Spec. - NOX Rate Summer v3.1, Unit 2726 and retrofits | 343 | 7305 | Rate Constraint in lbs/MMBtu | FALSE | L | Annual | Allowances Purchased NOX | Thousand Tons | 0 | 0 | 0 | 0 | 0 | 0 | 0 | 0
IL Fac. Spec. - NOX Rate Summer v3.1, Unit 2726 and retrofits | 343 | 7305 | Rate Constraint in lbs/MMBtu | FALSE | L | Annual | Allowances Sold NOX | Thousand Tons | 0 | 0 | 0 | 0 | 0 | 0 | 0 | 0
IL Fac. Spec. - NOX Rate Summer v3.1, Unit 2726 and retrofits | 343 | 7305 | Rate Constraint in lbs/MMBtu | FALSE | L | Annual | Allowances Banked | Thousand Tons | 0 | 0 | 0 | 0 | 0 | 0 | 0 | 0
IL Fac. Spec. - NOX Rate Summer v3.1, Unit 2726 and retrofits | 343 | 7305 | Rate Constraint in lbs/MMBtu | FALSE | L | Annual | Allowances Withdrawn (1:1) | Thousand Tons | 0 | 0 | 0 | 0 | 0 | 0 | 0 | 0
IL Fac. Spec. - NOX Rate Summer v3.1, Unit 2726 and retrofits | 343 | 7305 | Rate Constraint in lbs/MMBtu | FALSE | L | Annual | Allowances Withdrawn (n:1) | Thousand Tons | 0 | 0 | 0 | 0 | 0 | 0 | 0 | 0
IL Fac. Spec. - NOX Rate Summer v3.1, Unit 2726 and retrofits | 343 | 7305 | Rate Constraint in lbs/MMBtu | FALSE | L | Annual | Net Emissions Allowance Position | Thousand Tons | 0 | 0 | 0 | 0 | 0 | 0 | 0 | 0
IL Fac. Spec. - NOX Rate Summer v3.1, Unit 2726 and retrofits | 343 | 7305 | Rate Constraint in lbs/MMBtu | FALSE | L | Annual | Fuel Consumed | TBtu | 0 | 0 | 0 | 0 | 0 | 0 | 0 | 0
IL Fac. Spec. - NOX Rate Summer v3.1, Unit 2726 and retrofits | 343 | 7305 | Rate Constraint in lbs/MMBtu | FALSE | L | Annual | Rate | lb/MMBtu | 0 | 0 | 0 | 0 | 0 | 0 | 0 | 0
IL Fac. Spec. - NOX Rate Summer v3.1, Unit 2726 and retrofits | 343 | 7305 | Rate Constraint in lbs/MMBtu | FALSE | L | Annual | Generation | TWh | 0 | 0 | 0 | 0 | 0 | 0 | 0 | 0
IL Fac. Spec. - NOX Rate Summer v3.1, Unit 2726 and retrofits | 343 | 7305 | Rate Constraint in lbs/MMBtu | FALSE | L | Annual | Qualifying Generation | TWh | 0 | 0 | 0 | 0 | 0 | 0 | 0 | 0
IL Fac. Spec. - NOX Rate Summer v3.1, Unit 2726 and retrofits | 343 | 7305 | Rate Constraint in lbs/MMBtu | FALSE | L | Annual | Rate | lb/MWh | 0 | 0 | 0 | 0 | 0 | 0 | 0 | 0
IL Fac. Spec. - NOX Rate Summer v3.1, Unit 2726 and retrofits | 343 | 7305 | Rate Constraint in lbs/MMBtu | FALSE | L | Annual | Constraint Shadow Price | US2019$/Ton | 0 | 0 | 0 | 0 | 0 | 0 | 0 | 0
IL Fac. Spec. - NOX Rate Summer v3.1, Unit 3246 and retrofits | 344 | 7305 | Rate Constraint in lbs/MMBtu | FALSE | L | Annual | Seasons Included | Seasons | Summer | Summer | Summer | Summer | Summer | Summer | Summer | Summer
IL Fac. Spec. - NOX Rate Summer v3.1, Unit 3246 and retrofits | 344 | 7305 | Rate Constraint in lbs/MMBtu | FALSE | L | Annual | Standard NOX | lb/MMBtu | 0.25 | 0.25 | 0.25 | 0.25 | 0.25 | 0.25 | 0.25 | 0.25
IL Fac. Spec. - NOX Rate Summer v3.1, Unit 3246 and retrofits | 344 | 7305 | Rate Constraint in lbs/MMBtu | FALSE | L | Annual | Emissions at Affected Plants NOX | Thousand Tons | 0 | 0 | 0 | 0 | 0 | 0 | 0 | 0
IL Fac. Spec. - NOX Rate Summer v3.1, Unit 3246 and retrofits | 344 | 7305 | Rate Constraint in lbs/MMBtu | FALSE | L | Annual | Allowances Purchased NOX | Thousand Tons | 0 | 0 | 0 | 0 | 0 | 0 | 0 | 0
IL Fac. Spec. - NOX Rate Summer v3.1, Unit 3246 and retrofits | 344 | 7305 | Rate Constraint in lbs/MMBtu | FALSE | L | Annual | Allowances Sold NOX | Thousand Tons | 0 | 0 | 0 | 0 | 0 | 0 | 0 | 0
IL Fac. Spec. - NOX Rate Summer v3.1, Unit 3246 and retrofits | 344 | 7305 | Rate Constraint in lbs/MMBtu | FALSE | L | Annual | Allowances Banked | Thousand Tons | 0 | 0 | 0 | 0 | 0 | 0 | 0 | 0
IL Fac. Spec. - NOX Rate Summer v3.1, Unit 3246 and retrofits | 344 | 7305 | Rate Constraint in lbs/MMBtu | FALSE | L | Annual | Allowances Withdrawn (1:1) | Thousand Tons | 0 | 0 | 0 | 0 | 0 | 0 | 0 | 0
IL Fac. Spec. - NOX Rate Summer v3.1, Unit 3246 and retrofits | 344 | 7305 | Rate Constraint in lbs/MMBtu | FALSE | L | Annual | Allowances Withdrawn (n:1) | Thousand Tons | 0 | 0 | 0 | 0 | 0 | 0 | 0 | 0
IL Fac. Spec. - NOX Rate Summer v3.1, Unit 3246 and retrofits | 344 | 7305 | Rate Constraint in lbs/MMBtu | FALSE | L | Annual | Net Emissions Allowance Position | Thousand Tons | 0 | 0 | 0 | 0 | 0 | 0 | 0 | 0
IL Fac. Spec. - NOX Rate Summer v3.1, Unit 3246 and retrofits | 344 | 7305 | Rate Constraint in lbs/MMBtu | FALSE | L | Annual | Fuel Consumed | TBtu | 0 | 0 | 0 | 0 | 0 | 0 | 0 | 0
IL Fac. Spec. - NOX Rate Summer v3.1, Unit 3246 and retrofits | 344 | 7305 | Rate Constraint in lbs/MMBtu | FALSE | L | Annual | Rate | lb/MMBtu | 0 | 0 | 0 | 0 | 0 | 0 | 0 | 0
IL Fac. Spec. - NOX Rate Summer v3.1, Unit 3246 and retrofits | 344 | 7305 | Rate Constraint in lbs/MMBtu | FALSE | L | Annual | Generation | TWh | 0 | 0 | 0 | 0 | 0 | 0 | 0 | 0
IL Fac. Spec. - NOX Rate Summer v3.1, Unit 3246 and retrofits | 344 | 7305 | Rate Constraint in lbs/MMBtu | FALSE | L | Annual | Qualifying Generation | TWh | 0 | 0 | 0 | 0 | 0 | 0 | 0 | 0
IL Fac. Spec. - NOX Rate Summer v3.1, Unit 3246 and retrofits | 344 | 7305 | Rate Constraint in lbs/MMBtu | FALSE | L | Annual | Rate | lb/MWh | 0 | 0 | 0 | 0 | 0 | 0 | 0 | 0
IL Fac. Spec. - NOX Rate Summer v3.1, Unit 3246 and retrofits | 344 | 7305 | Rate Constraint in lbs/MMBtu | FALSE | L | Annual | Constraint Shadow Price | US2019$/Ton | 0 | 0 | 0 | 0 | 0 | 0 | 0 | 0
IL Fac. Spec. - NOX Rate Summer v3.1, Unit 3247 and retrofits | 345 | 7305 | Rate Constraint in lbs/MMBtu | FALSE | L | Annual | Seasons Included | Seasons | Summer | Summer | Summer | Summer | Summer | Summer | Summer | Summer
IL Fac. Spec. - NOX Rate Summer v3.1, Unit 3247 and retrofits | 345 | 7305 | Rate Constraint in lbs/MMBtu | FALSE | L | Annual | Standard NOX | lb/MMBtu | 0.25 | 0.25 | 0.25 | 0.25 | 0.25 | 0.25 | 0.25 | 0.25
IL Fac. Spec. - NOX Rate Summer v3.1, Unit 3247 and retrofits | 345 | 7305 | Rate Constraint in lbs/MMBtu | FALSE | L | Annual | Emissions at Affected Plants NOX | Thousand Tons | 0 | 0 | 0 | 0 | 0 | 0 | 0 | 0
IL Fac. Spec. - NOX Rate Summer v3.1, Unit 3247 and retrofits | 345 | 7305 | Rate Constraint in lbs/MMBtu | FALSE | L | Annual | Allowances Purchased NOX | Thousand Tons | 0 | 0 | 0 | 0 | 0 | 0 | 0 | 0
IL Fac. Spec. - NOX Rate Summer v3.1, Unit 3247 and retrofits | 345 | 7305 | Rate Constraint in lbs/MMBtu | FALSE | L | Annual | Allowances Sold NOX | Thousand Tons | 0 | 0 | 0 | 0 | 0 | 0 | 0 | 0
IL Fac. Spec. - NOX Rate Summer v3.1, Unit 3247 and retrofits | 345 | 7305 | Rate Constraint in lbs/MMBtu | FALSE | L | Annual | Allowances Banked | Thousand Tons | 0 | 0 | 0 | 0 | 0 | 0 | 0 | 0
IL Fac. Spec. - NOX Rate Summer v3.1, Unit 3247 and retrofits | 345 | 7305 | Rate Constraint in lbs/MMBtu | FALSE | L | Annual | Allowances Withdrawn (1:1) | Thousand Tons | 0 | 0 | 0 | 0 | 0 | 0 | 0 | 0
IL Fac. Spec. - NOX Rate Summer v3.1, Unit 3247 and retrofits | 345 | 7305 | Rate Constraint in lbs/MMBtu | FALSE | L | Annual | Allowances Withdrawn (n:1) | Thousand Tons | 0 | 0 | 0 | 0 | 0 | 0 | 0 | 0
IL Fac. Spec. - NOX Rate Summer v3.1, Unit 3247 and retrofits | 345 | 7305 | Rate Constraint in lbs/MMBtu | FALSE | L | Annual | Net Emissions Allowance Position | Thousand Tons | 0 | 0 | 0 | 0 | 0 | 0 | 0 | 0
IL Fac. Spec. - NOX Rate Summer v3.1, Unit 3247 and retrofits | 345 | 7305 | Rate Constraint in lbs/MMBtu | FALSE | L | Annual | Fuel Consumed | TBtu | 0 | 0 | 0 | 0 | 0 | 0 | 0 | 0
IL Fac. Spec. - NOX Rate Summer v3.1, Unit 3247 and retrofits | 345 | 7305 | Rate Constraint in lbs/MMBtu | FALSE | L | Annual | Rate | lb/MMBtu | 0 | 0 | 0 | 0 | 0 | 0 | 0 | 0
IL Fac. Spec. - NOX Rate Summer v3.1, Unit 3247 and retrofits | 345 | 7305 | Rate Constraint in lbs/MMBtu | FALSE | L | Annual | Generation | TWh | 0 | 0 | 0 | 0 | 0 | 0 | 0 | 0
IL Fac. Spec. - NOX Rate Summer v3.1, Unit 3247 and retrofits | 345 | 7305 | Rate Constraint in lbs/MMBtu | FALSE | L | Annual | Qualifying Generation | TWh | 0 | 0 | 0 | 0 | 0 | 0 | 0 | 0
IL Fac. Spec. - NOX Rate Summer v3.1, Unit 3247 and retrofits | 345 | 7305 | Rate Constraint in lbs/MMBtu | FALSE | L | Annual | Rate | lb/MWh | 0 | 0 | 0 | 0 | 0 | 0 | 0 | 0
IL Fac. Spec. - NOX Rate Summer v3.1, Unit 3247 and retrofits | 345 | 7305 | Rate Constraint in lbs/MMBtu | FALSE | L | Annual | Constraint Shadow Price | US2019$/Ton | 0 | 0 | 0 | 0 | 0 | 0 | 0 | 0
IL Fac. Spec. - NOX Rate Summer v3.1, Unit 3248 and retrofits | 346 | 7305 | Rate Constraint in lbs/MMBtu | FALSE | L | Annual | Seasons Included | Seasons | Summer | Summer | Summer | Summer | Summer | Summer | Summer | Summer
IL Fac. Spec. - NOX Rate Summer v3.1, Unit 3248 and retrofits | 346 | 7305 | Rate Constraint in lbs/MMBtu | FALSE | L | Annual | Standard NOX | lb/MMBtu | 0.25 | 0.25 | 0.25 | 0.25 | 0.25 | 0.25 | 0.25 | 0.25
IL Fac. Spec. - NOX Rate Summer v3.1, Unit 3248 and retrofits | 346 | 7305 | Rate Constraint in lbs/MMBtu | FALSE | L | Annual | Emissions at Affected Plants NOX | Thousand Tons | 0 | 0 | 0 | 0 | 0 | 0 | 0 | 0
IL Fac. Spec. - NOX Rate Summer v3.1, Unit 3248 and retrofits | 346 | 7305 | Rate Constraint in lbs/MMBtu | FALSE | L | Annual | Allowances Purchased NOX | Thousand Tons | 0 | 0 | 0 | 0 | 0 | 0 | 0 | 0
IL Fac. Spec. - NOX Rate Summer v3.1, Unit 3248 and retrofits | 346 | 7305 | Rate Constraint in lbs/MMBtu | FALSE | L | Annual | Allowances Sold NOX | Thousand Tons | 0 | 0 | 0 | 0 | 0 | 0 | 0 | 0
IL Fac. Spec. - NOX Rate Summer v3.1, Unit 3248 and retrofits | 346 | 7305 | Rate Constraint in lbs/MMBtu | FALSE | L | Annual | Allowances Banked | Thousand Tons | 0 | 0 | 0 | 0 | 0 | 0 | 0 | 0
IL Fac. Spec. - NOX Rate Summer v3.1, Unit 3248 and retrofits | 346 | 7305 | Rate Constraint in lbs/MMBtu | FALSE | L | Annual | Allowances Withdrawn (1:1) | Thousand Tons | 0 | 0 | 0 | 0 | 0 | 0 | 0 | 0
IL Fac. Spec. - NOX Rate Summer v3.1, Unit 3248 and retrofits | 346 | 7305 | Rate Constraint in lbs/MMBtu | FALSE | L | Annual | Allowances Withdrawn (n:1) | Thousand Tons | 0 | 0 | 0 | 0 | 0 | 0 | 0 | 0
IL Fac. Spec. - NOX Rate Summer v3.1, Unit 3248 and retrofits | 346 | 7305 | Rate Constraint in lbs/MMBtu | FALSE | L | Annual | Net Emissions Allowance Position | Thousand Tons | 0 | 0 | 0 | 0 | 0 | 0 | 0 | 0
IL Fac. Spec. - NOX Rate Summer v3.1, Unit 3248 and retrofits | 346 | 7305 | Rate Constraint in lbs/MMBtu | FALSE | L | Annual | Fuel Consumed | TBtu | 0 | 0 | 0 | 0 | 0 | 0 | 0 | 0
IL Fac. Spec. - NOX Rate Summer v3.1, Unit 3248 and retrofits | 346 | 7305 | Rate Constraint in lbs/MMBtu | FALSE | L | Annual | Rate | lb/MMBtu | 0 | 0 | 0 | 0 | 0 | 0 | 0 | 0
IL Fac. Spec. - NOX Rate Summer v3.1, Unit 3248 and retrofits | 346 | 7305 | Rate Constraint in lbs/MMBtu | FALSE | L | Annual | Generation | TWh | 0 | 0 | 0 | 0 | 0 | 0 | 0 | 0
IL Fac. Spec. - NOX Rate Summer v3.1, Unit 3248 and retrofits | 346 | 7305 | Rate Constraint in lbs/MMBtu | FALSE | L | Annual | Qualifying Generation | TWh | 0 | 0 | 0 | 0 | 0 | 0 | 0 | 0
IL Fac. Spec. - NOX Rate Summer v3.1, Unit 3248 and retrofits | 346 | 7305 | Rate Constraint in lbs/MMBtu | FALSE | L | Annual | Rate | lb/MWh | 0 | 0 | 0 | 0 | 0 | 0 | 0 | 0
IL Fac. Spec. - NOX Rate Summer v3.1, Unit 3248 and retrofits | 346 | 7305 | Rate Constraint in lbs/MMBtu | FALSE | L | Annual | Constraint Shadow Price | US2019$/Ton | 0 | 0 | 0 | 0 | 0 | 0 | 0 | 0
IL Fac. Spec. - NOX Rate Summer v3.1, Unit 3249 and retrofits | 347 | 7305 | Rate Constraint in lbs/MMBtu | FALSE | L | Annual | Seasons Included | Seasons | Summer | Summer | Summer | Summer | Summer | Summer | Summer | Summer
IL Fac. Spec. - NOX Rate Summer v3.1, Unit 3249 and retrofits | 347 | 7305 | Rate Constraint in lbs/MMBtu | FALSE | L | Annual | Standard NOX | lb/MMBtu | 0.25 | 0.25 | 0.25 | 0.25 | 0.25 | 0.25 | 0.25 | 0.25
IL Fac. Spec. - NOX Rate Summer v3.1, Unit 3249 and retrofits | 347 | 7305 | Rate Constraint in lbs/MMBtu | FALSE | L | Annual | Emissions at Affected Plants NOX | Thousand Tons | 0 | 0 | 0 | 0 | 0 | 0 | 0 | 0
IL Fac. Spec. - NOX Rate Summer v3.1, Unit 3249 and retrofits | 347 | 7305 | Rate Constraint in lbs/MMBtu | FALSE | L | Annual | Allowances Purchased NOX | Thousand Tons | 0 | 0 | 0 | 0 | 0 | 0 | 0 | 0
IL Fac. Spec. - NOX Rate Summer v3.1, Unit 3249 and retrofits | 347 | 7305 | Rate Constraint in lbs/MMBtu | FALSE | L | Annual | Allowances Sold NOX | Thousand Tons | 0 | 0 | 0 | 0 | 0 | 0 | 0 | 0
IL Fac. Spec. - NOX Rate Summer v3.1, Unit 3249 and retrofits | 347 | 7305 | Rate Constraint in lbs/MMBtu | FALSE | L | Annual | Allowances Banked | Thousand Tons | 0 | 0 | 0 | 0 | 0 | 0 | 0 | 0
IL Fac. Spec. - NOX Rate Summer v3.1, Unit 3249 and retrofits | 347 | 7305 | Rate Constraint in lbs/MMBtu | FALSE | L | Annual | Allowances Withdrawn (1:1) | Thousand Tons | 0 | 0 | 0 | 0 | 0 | 0 | 0 | 0
IL Fac. Spec. - NOX Rate Summer v3.1, Unit 3249 and retrofits | 347 | 7305 | Rate Constraint in lbs/MMBtu | FALSE | L | Annual | Allowances Withdrawn (n:1) | Thousand Tons | 0 | 0 | 0 | 0 | 0 | 0 | 0 | 0
IL Fac. Spec. - NOX Rate Summer v3.1, Unit 3249 and retrofits | 347 | 7305 | Rate Constraint in lbs/MMBtu | FALSE | L | Annual | Net Emissions Allowance Position | Thousand Tons | 0 | 0 | 0 | 0 | 0 | 0 | 0 | 0
IL Fac. Spec. - NOX Rate Summer v3.1, Unit 3249 and retrofits | 347 | 7305 | Rate Constraint in lbs/MMBtu | FALSE | L | Annual | Fuel Consumed | TBtu | 0 | 0 | 0 | 0 | 0 | 0 | 0 | 0
IL Fac. Spec. - NOX Rate Summer v3.1, Unit 3249 and retrofits | 347 | 7305 | Rate Constraint in lbs/MMBtu | FALSE | L | Annual | Rate | lb/MMBtu | 0 | 0 | 0 | 0 | 0 | 0 | 0 | 0
IL Fac. Spec. - NOX Rate Summer v3.1, Unit 3249 and retrofits | 347 | 7305 | Rate Constraint in lbs/MMBtu | FALSE | L | Annual | Generation | TWh | 0 | 0 | 0 | 0 | 0 | 0 | 0 | 0
IL Fac. Spec. - NOX Rate Summer v3.1, Unit 3249 and retrofits | 347 | 7305 | Rate Constraint in lbs/MMBtu | FALSE | L | Annual | Qualifying Generation | TWh | 0 | 0 | 0 | 0 | 0 | 0 | 0 | 0
IL Fac. Spec. - NOX Rate Summer v3.1, Unit 3249 and retrofits | 347 | 7305 | Rate Constraint in lbs/MMBtu | FALSE | L | Annual | Rate | lb/MWh | 0 | 0 | 0 | 0 | 0 | 0 | 0 | 0
IL Fac. Spec. - NOX Rate Summer v3.1, Unit 3249 and retrofits | 347 | 7305 | Rate Constraint in lbs/MMBtu | FALSE | L | Annual | Constraint Shadow Price | US2019$/Ton | 0 | 0 | 0 | 0 | 0 | 0 | 0 | 0
IL Fac. Spec. - NOX Rate Summer v3.1, Unit 3250 and retrofits | 348 | 7305 | Rate Constraint in lbs/MMBtu | FALSE | L | Annual | Seasons Included | Seasons | Summer | Summer | Summer | Summer | Summer | Summer | Summer | Summer
IL Fac. Spec. - NOX Rate Summer v3.1, Unit 3250 and retrofits | 348 | 7305 | Rate Constraint in lbs/MMBtu | FALSE | L | Annual | Standard NOX | lb/MMBtu | 0.25 | 0.25 | 0.25 | 0.25 | 0.25 | 0.25 | 0.25 | 0.25
IL Fac. Spec. - NOX Rate Summer v3.1, Unit 3250 and retrofits | 348 | 7305 | Rate Constraint in lbs/MMBtu | FALSE | L | Annual | Emissions at Affected Plants NOX | Thousand Tons | 0 | 0 | 0 | 0 | 0 | 0 | 0 | 0
IL Fac. Spec. - NOX Rate Summer v3.1, Unit 3250 and retrofits | 348 | 7305 | Rate Constraint in lbs/MMBtu | FALSE | L | Annual | Allowances Purchased NOX | Thousand Tons | 0 | 0 | 0 | 0 | 0 | 0 | 0 | 0
IL Fac. Spec. - NOX Rate Summer v3.1, Unit 3250 and retrofits | 348 | 7305 | Rate Constraint in lbs/MMBtu | FALSE | L | Annual | Allowances Sold NOX | Thousand Tons | 0 | 0 | 0 | 0 | 0 | 0 | 0 | 0
IL Fac. Spec. - NOX Rate Summer v3.1, Unit 3250 and retrofits | 348 | 7305 | Rate Constraint in lbs/MMBtu | FALSE | L | Annual | Allowances Banked | Thousand Tons | 0 | 0 | 0 | 0 | 0 | 0 | 0 | 0
IL Fac. Spec. - NOX Rate Summer v3.1, Unit 3250 and retrofits | 348 | 7305 | Rate Constraint in lbs/MMBtu | FALSE | L | Annual | Allowances Withdrawn (1:1) | Thousand Tons | 0 | 0 | 0 | 0 | 0 | 0 | 0 | 0
IL Fac. Spec. - NOX Rate Summer v3.1, Unit 3250 and retrofits | 348 | 7305 | Rate Constraint in lbs/MMBtu | FALSE | L | Annual | Allowances Withdrawn (n:1) | Thousand Tons | 0 | 0 | 0 | 0 | 0 | 0 | 0 | 0
IL Fac. Spec. - NOX Rate Summer v3.1, Unit 3250 and retrofits | 348 | 7305 | Rate Constraint in lbs/MMBtu | FALSE | L | Annual | Net Emissions Allowance Position | Thousand Tons | 0 | 0 | 0 | 0 | 0 | 0 | 0 | 0
IL Fac. Spec. - NOX Rate Summer v3.1, Unit 3250 and retrofits | 348 | 7305 | Rate Constraint in lbs/MMBtu | FALSE | L | Annual | Fuel Consumed | TBtu | 0 | 0 | 0 | 0 | 0 | 0 | 0 | 0
IL Fac. Spec. - NOX Rate Summer v3.1, Unit 3250 and retrofits | 348 | 7305 | Rate Constraint in lbs/MMBtu | FALSE | L | Annual | Rate | lb/MMBtu | 0 | 0 | 0 | 0 | 0 | 0 | 0 | 0
IL Fac. Spec. - NOX Rate Summer v3.1, Unit 3250 and retrofits | 348 | 7305 | Rate Constraint in lbs/MMBtu | FALSE | L | Annual | Generation | TWh | 0 | 0 | 0 | 0 | 0 | 0 | 0 | 0
IL Fac. Spec. - NOX Rate Summer v3.1, Unit 3250 and retrofits | 348 | 7305 | Rate Constraint in lbs/MMBtu | FALSE | L | Annual | Qualifying Generation | TWh | 0 | 0 | 0 | 0 | 0 | 0 | 0 | 0
IL Fac. Spec. - NOX Rate Summer v3.1, Unit 3250 and retrofits | 348 | 7305 | Rate Constraint in lbs/MMBtu | FALSE | L | Annual | Rate | lb/MWh | 0 | 0 | 0 | 0 | 0 | 0 | 0 | 0
IL Fac. Spec. - NOX Rate Summer v3.1, Unit 3250 and retrofits | 348 | 7305 | Rate Constraint in lbs/MMBtu | FALSE | L | Annual | Constraint Shadow Price | US2019$/Ton | 0 | 0 | 0 | 0 | 0 | 0 | 0 | 0
IL Fac. Spec. - NOX Rate Summer v3.1, Unit 3266 and retrofits | 349 | 7305 | Rate Constraint in lbs/MMBtu | FALSE | L | Annual | Seasons Included | Seasons | Summer | Summer | Summer | Summer | Summer | Summer | Summer | Summer
IL Fac. Spec. - NOX Rate Summer v3.1, Unit 3266 and retrofits | 349 | 7305 | Rate Constraint in lbs/MMBtu | FALSE | L | Annual | Standard NOX | lb/MMBtu | 0.25 | 0.25 | 0.25 | 0.25 | 0.25 | 0.25 | 0.25 | 0.25
IL Fac. Spec. - NOX Rate Summer v3.1, Unit 3266 and retrofits | 349 | 7305 | Rate Constraint in lbs/MMBtu | FALSE | L | Annual | Emissions at Affected Plants NOX | Thousand Tons | 0 | 0 | 0 | 0 | 0 | 0 | 0 | 0
IL Fac. Spec. - NOX Rate Summer v3.1, Unit 3266 and retrofits | 349 | 7305 | Rate Constraint in lbs/MMBtu | FALSE | L | Annual | Allowances Purchased NOX | Thousand Tons | 0 | 0 | 0 | 0 | 0 | 0 | 0 | 0
IL Fac. Spec. - NOX Rate Summer v3.1, Unit 3266 and retrofits | 349 | 7305 | Rate Constraint in lbs/MMBtu | FALSE | L | Annual | Allowances Sold NOX | Thousand Tons | 0 | 0 | 0 | 0 | 0 | 0 | 0 | 0
IL Fac. Spec. - NOX Rate Summer v3.1, Unit 3266 and retrofits | 349 | 7305 | Rate Constraint in lbs/MMBtu | FALSE | L | Annual | Allowances Banked | Thousand Tons | 0 | 0 | 0 | 0 | 0 | 0 | 0 | 0
IL Fac. Spec. - NOX Rate Summer v3.1, Unit 3266 and retrofits | 349 | 7305 | Rate Constraint in lbs/MMBtu | FALSE | L | Annual | Allowances Withdrawn (1:1) | Thousand Tons | 0 | 0 | 0 | 0 | 0 | 0 | 0 | 0
IL Fac. Spec. - NOX Rate Summer v3.1, Unit 3266 and retrofits | 349 | 7305 | Rate Constraint in lbs/MMBtu | FALSE | L | Annual | Allowances Withdrawn (n:1) | Thousand Tons | 0 | 0 | 0 | 0 | 0 | 0 | 0 | 0
IL Fac. Spec. - NOX Rate Summer v3.1, Unit 3266 and retrofits | 349 | 7305 | Rate Constraint in lbs/MMBtu | FALSE | L | Annual | Net Emissions Allowance Position | Thousand Tons | 0 | 0 | 0 | 0 | 0 | 0 | 0 | 0
IL Fac. Spec. - NOX Rate Summer v3.1, Unit 3266 and retrofits | 349 | 7305 | Rate Constraint in lbs/MMBtu | FALSE | L | Annual | Fuel Consumed | TBtu | 0 | 0 | 0 | 0 | 0 | 0 | 0 | 0
IL Fac. Spec. - NOX Rate Summer v3.1, Unit 3266 and retrofits | 349 | 7305 | Rate Constraint in lbs/MMBtu | FALSE | L | Annual | Rate | lb/MMBtu | 0 | 0 | 0 | 0 | 0 | 0 | 0 | 0
IL Fac. Spec. - NOX Rate Summer v3.1, Unit 3266 and retrofits | 349 | 7305 | Rate Constraint in lbs/MMBtu | FALSE | L | Annual | Generation | TWh | 0 | 0 | 0 | 0 | 0 | 0 | 0 | 0
IL Fac. Spec. - NOX Rate Summer v3.1, Unit 3266 and retrofits | 349 | 7305 | Rate Constraint in lbs/MMBtu | FALSE | L | Annual | Qualifying Generation | TWh | 0 | 0 | 0 | 0 | 0 | 0 | 0 | 0
IL Fac. Spec. - NOX Rate Summer v3.1, Unit 3266 and retrofits | 349 | 7305 | Rate Constraint in lbs/MMBtu | FALSE | L | Annual | Rate | lb/MWh | 0 | 0 | 0 | 0 | 0 | 0 | 0 | 0
IL Fac. Spec. - NOX Rate Summer v3.1, Unit 3266 and retrofits | 349 | 7305 | Rate Constraint in lbs/MMBtu | FALSE | L | Annual | Constraint Shadow Price | US2019$/Ton | 0 | 0 | 0 | 0 | 0 | 0 | 0 | 0
IL Fac. Spec. - NOX Rate Summer v3.1, Unit 3267 and retrofits | 350 | 7305 | Rate Constraint in lbs/MMBtu | FALSE | L | Annual | Seasons Included | Seasons | Summer | Summer | Summer | Summer | Summer | Summer | Summer | Summer
IL Fac. Spec. - NOX Rate Summer v3.1, Unit 3267 and retrofits | 350 | 7305 | Rate Constraint in lbs/MMBtu | FALSE | L | Annual | Standard NOX | lb/MMBtu | 0.25 | 0.25 | 0.25 | 0.25 | 0.25 | 0.25 | 0.25 | 0.25
IL Fac. Spec. - NOX Rate Summer v3.1, Unit 3267 and retrofits | 350 | 7305 | Rate Constraint in lbs/MMBtu | FALSE | L | Annual | Emissions at Affected Plants NOX | Thousand Tons | 0 | 0 | 0 | 0 | 0 | 0 | 0 | 0
IL Fac. Spec. - NOX Rate Summer v3.1, Unit 3267 and retrofits | 350 | 7305 | Rate Constraint in lbs/MMBtu | FALSE | L | Annual | Allowances Purchased NOX | Thousand Tons | 0 | 0 | 0 | 0 | 0 | 0 | 0 | 0
IL Fac. Spec. - NOX Rate Summer v3.1, Unit 3267 and retrofits | 350 | 7305 | Rate Constraint in lbs/MMBtu | FALSE | L | Annual | Allowances Sold NOX | Thousand Tons | 0 | 0 | 0 | 0 | 0 | 0 | 0 | 0
IL Fac. Spec. - NOX Rate Summer v3.1, Unit 3267 and retrofits | 350 | 7305 | Rate Constraint in lbs/MMBtu | FALSE | L | Annual | Allowances Banked | Thousand Tons | 0 | 0 | 0 | 0 | 0 | 0 | 0 | 0
IL Fac. Spec. - NOX Rate Summer v3.1, Unit 3267 and retrofits | 350 | 7305 | Rate Constraint in lbs/MMBtu | FALSE | L | Annual | Allowances Withdrawn (1:1) | Thousand Tons | 0 | 0 | 0 | 0 | 0 | 0 | 0 | 0
IL Fac. Spec. - NOX Rate Summer v3.1, Unit 3267 and retrofits | 350 | 7305 | Rate Constraint in lbs/MMBtu | FALSE | L | Annual | Allowances Withdrawn (n:1) | Thousand Tons | 0 | 0 | 0 | 0 | 0 | 0 | 0 | 0
IL Fac. Spec. - NOX Rate Summer v3.1, Unit 3267 and retrofits | 350 | 7305 | Rate Constraint in lbs/MMBtu | FALSE | L | Annual | Net Emissions Allowance Position | Thousand Tons | 0 | 0 | 0 | 0 | 0 | 0 | 0 | 0
IL Fac. Spec. - NOX Rate Summer v3.1, Unit 3267 and retrofits | 350 | 7305 | Rate Constraint in lbs/MMBtu | FALSE | L | Annual | Fuel Consumed | TBtu | 0 | 0 | 0 | 0 | 0 | 0 | 0 | 0
IL Fac. Spec. - NOX Rate Summer v3.1, Unit 3267 and retrofits | 350 | 7305 | Rate Constraint in lbs/MMBtu | FALSE | L | Annual | Rate | lb/MMBtu | 0 | 0 | 0 | 0 | 0 | 0 | 0 | 0
IL Fac. Spec. - NOX Rate Summer v3.1, Unit 3267 and retrofits | 350 | 7305 | Rate Constraint in lbs/MMBtu | FALSE | L | Annual | Generation | TWh | 0 | 0 | 0 | 0 | 0 | 0 | 0 | 0
IL Fac. Spec. - NOX Rate Summer v3.1, Unit 3267 and retrofits | 350 | 7305 | Rate Constraint in lbs/MMBtu | FALSE | L | Annual | Qualifying Generation | TWh | 0 | 0 | 0 | 0 | 0 | 0 | 0 | 0
IL Fac. Spec. - NOX Rate Summer v3.1, Unit 3267 and retrofits | 350 | 7305 | Rate Constraint in lbs/MMBtu | FALSE | L | Annual | Rate | lb/MWh | 0 | 0 | 0 | 0 | 0 | 0 | 0 | 0
IL Fac. Spec. - NOX Rate Summer v3.1, Unit 3267 and retrofits | 350 | 7305 | Rate Constraint in lbs/MMBtu | FALSE | L | Annual | Constraint Shadow Price | US2019$/Ton | 0 | 0 | 0 | 0 | 0 | 0 | 0 | 0
IL Fac. Spec. - NOX Rate Summer v3.1, Unit 3268 and retrofits | 351 | 7305 | Rate Constraint in lbs/MMBtu | FALSE | L | Annual | Seasons Included | Seasons | Summer | Summer | Summer | Summer | Summer | Summer | Summer | Summer
IL Fac. Spec. - NOX Rate Summer v3.1, Unit 3268 and retrofits | 351 | 7305 | Rate Constraint in lbs/MMBtu | FALSE | L | Annual | Standard NOX | lb/MMBtu | 0.25 | 0.25 | 0.25 | 0.25 | 0.25 | 0.25 | 0.25 | 0.25
IL Fac. Spec. - NOX Rate Summer v3.1, Unit 3268 and retrofits | 351 | 7305 | Rate Constraint in lbs/MMBtu | FALSE | L | Annual | Emissions at Affected Plants NOX | Thousand Tons | 1.1237 | 1.1237 | 0 | 0 | 0 | 0 | 0 | 0
IL Fac. Spec. - NOX Rate Summer v3.1, Unit 3268 and retrofits | 351 | 7305 | Rate Constraint in lbs/MMBtu | FALSE | L | Annual | Allowances Purchased NOX | Thousand Tons | 0 | 0 | 0 | 0 | 0 | 0 | 0 | 0
IL Fac. Spec. - NOX Rate Summer v3.1, Unit 3268 and retrofits | 351 | 7305 | Rate Constraint in lbs/MMBtu | FALSE | L | Annual | Allowances Sold NOX | Thousand Tons | 0 | 0 | 0 | 0 | 0 | 0 | 0 | 0
IL Fac. Spec. - NOX Rate Summer v3.1, Unit 3268 and retrofits | 351 | 7305 | Rate Constraint in lbs/MMBtu | FALSE | L | Annual | Allowances Banked | Thousand Tons | 0 | 0 | 0 | 0 | 0 | 0 | 0 | 0
IL Fac. Spec. - NOX Rate Summer v3.1, Unit 3268 and retrofits | 351 | 7305 | Rate Constraint in lbs/MMBtu | FALSE | L | Annual | Allowances Withdrawn (1:1) | Thousand Tons | 0 | 0 | 0 | 0 | 0 | 0 | 0 | 0
IL Fac. Spec. - NOX Rate Summer v3.1, Unit 3268 and retrofits | 351 | 7305 | Rate Constraint in lbs/MMBtu | FALSE | L | Annual | Allowances Withdrawn (n:1) | Thousand Tons | 0 | 0 | 0 | 0 | 0 | 0 | 0 | 0
IL Fac. Spec. - NOX Rate Summer v3.1, Unit 3268 and retrofits | 351 | 7305 | Rate Constraint in lbs/MMBtu | FALSE | L | Annual | Net Emissions Allowance Position | Thousand Tons | 1.1237 | 1.1237 | 0 | 0 | 0 | 0 | 0 | 0
IL Fac. Spec. - NOX Rate Summer v3.1, Unit 3268 and retrofits | 351 | 7305 | Rate Constraint in lbs/MMBtu | FALSE | L | Annual | Fuel Consumed | TBtu | 19.1829 | 19.1829 | 0 | 0 | 0 | 0 | 0 | 0
IL Fac. Spec. - NOX Rate Summer v3.1, Unit 3268 and retrofits | 351 | 7305 | Rate Constraint in lbs/MMBtu | FALSE | L | Annual | Rate | lb/MMBtu | 0.11716 | 0.11716 | 0 | 0 | 0 | 0 | 0 | 0
IL Fac. Spec. - NOX Rate Summer v3.1, Unit 3268 and retrofits | 351 | 7305 | Rate Constraint in lbs/MMBtu | FALSE | L | Annual | Generation | TWh | 1.8283 | 1.8283 | 0 | 0 | 0 | 0 | 0 | 0
IL Fac. Spec. - NOX Rate Summer v3.1, Unit 3268 and retrofits | 351 | 7305 | Rate Constraint in lbs/MMBtu | FALSE | L | Annual | Qualifying Generation | TWh | 1.8283 | 1.8283 | 0 | 0 | 0 | 0 | 0 | 0
IL Fac. Spec. - NOX Rate Summer v3.1, Unit 3268 and retrofits | 351 | 7305 | Rate Constraint in lbs/MMBtu | FALSE | L | Annual | Rate | lb/MWh | 1.2292 | 1.2292 | 0 | 0 | 0 | 0 | 0 | 0
IL Fac. Spec. - NOX Rate Summer v3.1, Unit 3268 and retrofits | 351 | 7305 | Rate Constraint in lbs/MMBtu | FALSE | L | Annual | Constraint Shadow Price | US2019$/Ton | 0 | 0 | 0 | 0 | 0 | 0 | 0 | 0
IL Fac. Spec. - NOX Rate Summer v3.1, Unit 3537 and retrofits | 352 | 7305 | Rate Constraint in lbs/MMBtu | FALSE | L | Annual | Seasons Included | Seasons | Summer | Summer | Summer | Summer | Summer | Summer | Summer | Summer
IL Fac. Spec. - NOX Rate Summer v3.1, Unit 3537 and retrofits | 352 | 7305 | Rate Constraint in lbs/MMBtu | FALSE | L | Annual | Standard NOX | lb/MMBtu | 0.25 | 0.25 | 0.25 | 0.25 | 0.25 | 0.25 | 0.25 | 0.25
IL Fac. Spec. - NOX Rate Summer v3.1, Unit 3537 and retrofits | 352 | 7305 | Rate Constraint in lbs/MMBtu | FALSE | L | Annual | Emissions at Affected Plants NOX | Thousand Tons | 0.37012 | 0 | 0 | 0 | 0 | 0 | 0 | 0
IL Fac. Spec. - NOX Rate Summer v3.1, Unit 3537 and retrofits | 352 | 7305 | Rate Constraint in lbs/MMBtu | FALSE | L | Annual | Allowances Purchased NOX | Thousand Tons | 0 | 0 | 0 | 0 | 0 | 0 | 0 | 0
IL Fac. Spec. - NOX Rate Summer v3.1, Unit 3537 and retrofits | 352 | 7305 | Rate Constraint in lbs/MMBtu | FALSE | L | Annual | Allowances Sold NOX | Thousand Tons | 0 | 0 | 0 | 0 | 0 | 0 | 0 | 0
IL Fac. Spec. - NOX Rate Summer v3.1, Unit 3537 and retrofits | 352 | 7305 | Rate Constraint in lbs/MMBtu | FALSE | L | Annual | Allowances Banked | Thousand Tons | 0 | 0 | 0 | 0 | 0 | 0 | 0 | 0
IL Fac. Spec. - NOX Rate Summer v3.1, Unit 3537 and retrofits | 352 | 7305 | Rate Constraint in lbs/MMBtu | FALSE | L | Annual | Allowances Withdrawn (1:1) | Thousand Tons | 0 | 0 | 0 | 0 | 0 | 0 | 0 | 0
IL Fac. Spec. - NOX Rate Summer v3.1, Unit 3537 and retrofits | 352 | 7305 | Rate Constraint in lbs/MMBtu | FALSE | L | Annual | Allowances Withdrawn (n:1) | Thousand Tons | 0 | 0 | 0 | 0 | 0 | 0 | 0 | 0
IL Fac. Spec. - NOX Rate Summer v3.1, Unit 3537 and retrofits | 352 | 7305 | Rate Constraint in lbs/MMBtu | FALSE | L | Annual | Net Emissions Allowance Position | Thousand Tons | 0.37012 | 0 | 0 | 0 | 0 | 0 | 0 | 0
IL Fac. Spec. - NOX Rate Summer v3.1, Unit 3537 and retrofits | 352 | 7305 | Rate Constraint in lbs/MMBtu | FALSE | L | Annual | Fuel Consumed | TBtu | 13.1609 | 0 | 0 | 0 | 0 | 0 | 0 | 0
IL Fac. Spec. - NOX Rate Summer v3.1, Unit 3537 and retrofits | 352 | 7305 | Rate Constraint in lbs/MMBtu | FALSE | L | Annual | Rate | lb/MMBtu | 0.056245 | 0 | 0 | 0 | 0 | 0 | 0 | 0
IL Fac. Spec. - NOX Rate Summer v3.1, Unit 3537 and retrofits | 352 | 7305 | Rate Constraint in lbs/MMBtu | FALSE | L | Annual | Generation | TWh | 1.1937 | 0 | 0 | 0 | 0 | 0 | 0 | 0
IL Fac. Spec. - NOX Rate Summer v3.1, Unit 3537 and retrofits | 352 | 7305 | Rate Constraint in lbs/MMBtu | FALSE | L | Annual | Qualifying Generation | TWh | 1.1937 | 0 | 0 | 0 | 0 | 0 | 0 | 0
IL Fac. Spec. - NOX Rate Summer v3.1, Unit 3537 and retrofits | 352 | 7305 | Rate Constraint in lbs/MMBtu | FALSE | L | Annual | Rate | lb/MWh | 0.62012 | 0 | 0 | 0 | 0 | 0 | 0 | 0
IL Fac. Spec. - NOX Rate Summer v3.1, Unit 3537 and retrofits | 352 | 7305 | Rate Constraint in lbs/MMBtu | FALSE | L | Annual | Constraint Shadow Price | US2019$/Ton | 0 | 0 | 0 | 0 | 0 | 0 | 0 | 0
IL Fac. Spec. - NOX Rate Summer v3.1, Unit 3538 and retrofits | 353 | 7305 | Rate Constraint in lbs/MMBtu | FALSE | L | Annual | Seasons Included | Seasons | Summer | Summer | Summer | Summer | Summer | Summer | Summer | Summer
IL Fac. Spec. - NOX Rate Summer v3.1, Unit 3538 and retrofits | 353 | 7305 | Rate Constraint in lbs/MMBtu | FALSE | L | Annual | Standard NOX | lb/MMBtu | 0.25 | 0.25 | 0.25 | 0.25 | 0.25 | 0.25 | 0.25 | 0.25
IL Fac. Spec. - NOX Rate Summer v3.1, Unit 3538 and retrofits | 353 | 7305 | Rate Constraint in lbs/MMBtu | FALSE | L | Annual | Emissions at Affected Plants NOX | Thousand Tons | 0.35897 | 0 | 0 | 0 | 0 | 0 | 0 | 0
IL Fac. Spec. - NOX Rate Summer v3.1, Unit 3538 and retrofits | 353 | 7305 | Rate Constraint in lbs/MMBtu | FALSE | L | Annual | Allowances Purchased NOX | Thousand Tons | 0 | 0 | 0 | 0 | 0 | 0 | 0 | 0
IL Fac. Spec. - NOX Rate Summer v3.1, Unit 3538 and retrofits | 353 | 7305 | Rate Constraint in lbs/MMBtu | FALSE | L | Annual | Allowances Sold NOX | Thousand Tons | 0 | 0 | 0 | 0 | 0 | 0 | 0 | 0
IL Fac. Spec. - NOX Rate Summer v3.1, Unit 3538 and retrofits | 353 | 7305 | Rate Constraint in lbs/MMBtu | FALSE | L | Annual | Allowances Banked | Thousand Tons | 0 | 0 | 0 | 0 | 0 | 0 | 0 | 0
IL Fac. Spec. - NOX Rate Summer v3.1, Unit 3538 and retrofits | 353 | 7305 | Rate Constraint in lbs/MMBtu | FALSE | L | Annual | Allowances Withdrawn (1:1) | Thousand Tons | 0 | 0 | 0 | 0 | 0 | 0 | 0 | 0
IL Fac. Spec. - NOX Rate Summer v3.1, Unit 3538 and retrofits | 353 | 7305 | Rate Constraint in lbs/MMBtu | FALSE | L | Annual | Allowances Withdrawn (n:1) | Thousand Tons | 0 | 0 | 0 | 0 | 0 | 0 | 0 | 0
IL Fac. Spec. - NOX Rate Summer v3.1, Unit 3538 and retrofits | 353 | 7305 | Rate Constraint in lbs/MMBtu | FALSE | L | Annual | Net Emissions Allowance Position | Thousand Tons | 0.35897 | 0 | 0 | 0 | 0 | 0 | 0 | 0
IL Fac. Spec. - NOX Rate Summer v3.1, Unit 3538 and retrofits | 353 | 7305 | Rate Constraint in lbs/MMBtu | FALSE | L | Annual | Fuel Consumed | TBtu | 12.0338 | 0 | 0 | 0 | 0 | 0 | 0 | 0
IL Fac. Spec. - NOX Rate Summer v3.1, Unit 3538 and retrofits | 353 | 7305 | Rate Constraint in lbs/MMBtu | FALSE | L | Annual | Rate | lb/MMBtu | 0.05966 | 0 | 0 | 0 | 0 | 0 | 0 | 0
IL Fac. Spec. - NOX Rate Summer v3.1, Unit 3538 and retrofits | 353 | 7305 | Rate Constraint in lbs/MMBtu | FALSE | L | Annual | Generation | TWh | 1.1177 | 0 | 0 | 0 | 0 | 0 | 0 | 0
IL Fac. Spec. - NOX Rate Summer v3.1, Unit 3538 and retrofits | 353 | 7305 | Rate Constraint in lbs/MMBtu | FALSE | L | Annual | Qualifying Generation | TWh | 1.1177 | 0 | 0 | 0 | 0 | 0 | 0 | 0
IL Fac. Spec. - NOX Rate Summer v3.1, Unit 3538 and retrofits | 353 | 7305 | Rate Constraint in lbs/MMBtu | FALSE | L | Annual | Rate | lb/MWh | 0.64236 | 0 | 0 | 0 | 0 | 0 | 0 | 0
IL Fac. Spec. - NOX Rate Summer v3.1, Unit 3538 and retrofits | 353 | 7305 | Rate Constraint in lbs/MMBtu | FALSE | L | Annual | Constraint Shadow Price | US2019$/Ton | 0 | 0 | 0 | 0 | 0 | 0 | 0 | 0
IL Fac. Spec. - NOX Rate Summer v3.1, Unit 3563 and retrofits | 354 | 7305 | Rate Constraint in lbs/MMBtu | FALSE | L | Annual | Seasons Included | Seasons | Summer | Summer | Summer | Summer | Summer | Summer | Summer | Summer
IL Fac. Spec. - NOX Rate Summer v3.1, Unit 3563 and retrofits | 354 | 7305 | Rate Constraint in lbs/MMBtu | FALSE | L | Annual | Standard NOX | lb/MMBtu | 0.25 | 0.25 | 0.25 | 0.25 | 0.25 | 0.25 | 0.25 | 0.25
IL Fac. Spec. - NOX Rate Summer v3.1, Unit 3563 and retrofits | 354 | 7305 | Rate Constraint in lbs/MMBtu | FALSE | L | Annual | Emissions at Affected Plants NOX | Thousand Tons | 0.72137 | 0.72137 | 0.72137 | 0.72137 | 0.61705 | 0.61705 | 0.0088511 | 0.0088511
IL Fac. Spec. - NOX Rate Summer v3.1, Unit 3563 and retrofits | 354 | 7305 | Rate Constraint in lbs/MMBtu | FALSE | L | Annual | Allowances Purchased NOX | Thousand Tons | 0 | 0 | 0 | 0 | 0 | 0 | 0 | 0
IL Fac. Spec. - NOX Rate Summer v3.1, Unit 3563 and retrofits | 354 | 7305 | Rate Constraint in lbs/MMBtu | FALSE | L | Annual | Allowances Sold NOX | Thousand Tons | 0 | 0 | 0 | 0 | 0 | 0 | 0 | 0
IL Fac. Spec. - NOX Rate Summer v3.1, Unit 3563 and retrofits | 354 | 7305 | Rate Constraint in lbs/MMBtu | FALSE | L | Annual | Allowances Banked | Thousand Tons | 0 | 0 | 0 | 0 | 0 | 0 | 0 | 0
IL Fac. Spec. - NOX Rate Summer v3.1, Unit 3563 and retrofits | 354 | 7305 | Rate Constraint in lbs/MMBtu | FALSE | L | Annual | Allowances Withdrawn (1:1) | Thousand Tons | 0 | 0 | 0 | 0 | 0 | 0 | 0 | 0
IL Fac. Spec. - NOX Rate Summer v3.1, Unit 3563 and retrofits | 354 | 7305 | Rate Constraint in lbs/MMBtu | FALSE | L | Annual | Allowances Withdrawn (n:1) | Thousand Tons | 0 | 0 | 0 | 0 | 0 | 0 | 0 | 0
IL Fac. Spec. - NOX Rate Summer v3.1, Unit 3563 and retrofits | 354 | 7305 | Rate Constraint in lbs/MMBtu | FALSE | L | Annual | Net Emissions Allowance Position | Thousand Tons | 0.72137 | 0.72137 | 0.72137 | 0.72137 | 0.61705 | 0.61705 | 0.0088511 | 0.0088511
IL Fac. Spec. - NOX Rate Summer v3.1, Unit 3563 and retrofits | 354 | 7305 | Rate Constraint in lbs/MMBtu | FALSE | L | Annual | Fuel Consumed | TBtu | 23.5664 | 23.5664 | 23.5664 | 23.5664 | 20.1585 | 20.1585 | 0.28916 | 0.28916
IL Fac. Spec. - NOX Rate Summer v3.1, Unit 3563 and retrofits | 354 | 7305 | Rate Constraint in lbs/MMBtu | FALSE | L | Annual | Rate | lb/MMBtu | 0.06122 | 0.06122 | 0.06122 | 0.06122 | 0.06122 | 0.06122 | 0.06122 | 0.06122
IL Fac. Spec. - NOX Rate Summer v3.1, Unit 3563 and retrofits | 354 | 7305 | Rate Constraint in lbs/MMBtu | FALSE | L | Annual | Generation | TWh | 2.5095 | 2.5095 | 2.5095 | 2.5095 | 2.1413 | 2.1413 | 0.025507 | 0.025507
IL Fac. Spec. - NOX Rate Summer v3.1, Unit 3563 and retrofits | 354 | 7305 | Rate Constraint in lbs/MMBtu | FALSE | L | Annual | Qualifying Generation | TWh | 2.5095 | 2.5095 | 2.5095 | 2.5095 | 2.1413 | 2.1413 | 0.025507 | 0.025507
IL Fac. Spec. - NOX Rate Summer v3.1, Unit 3563 and retrofits | 354 | 7305 | Rate Constraint in lbs/MMBtu | FALSE | L | Annual | Rate | lb/MWh | 0.57492 | 0.57492 | 0.57492 | 0.57492 | 0.57634 | 0.57634 | 0.69401 | 0.69401
IL Fac. Spec. - NOX Rate Summer v3.1, Unit 3563 and retrofits | 354 | 7305 | Rate Constraint in lbs/MMBtu | FALSE | L | Annual | Constraint Shadow Price | US2019$/Ton | 0 | 0 | 0 | 0 | 0 | 0 | 0 | 0
IL Fac. Spec. - NOX Rate Summer v3.1, Unit 3564 and retrofits | 355 | 7305 | Rate Constraint in lbs/MMBtu | FALSE | L | Annual | Seasons Included | Seasons | Summer | Summer | Summer | Summer | Summer | Summer | Summer | Summer
IL Fac. Spec. - NOX Rate Summer v3.1, Unit 3564 and retrofits | 355 | 7305 | Rate Constraint in lbs/MMBtu | FALSE | L | Annual | Standard NOX | lb/MMBtu | 0.25 | 0.25 | 0.25 | 0.25 | 0.25 | 0.25 | 0.25 | 0.25
IL Fac. Spec. - NOX Rate Summer v3.1, Unit 3564 and retrofits | 355 | 7305 | Rate Constraint in lbs/MMBtu | FALSE | L | Annual | Emissions at Affected Plants NOX | Thousand Tons | 0.71486 | 0.71486 | 0.71486 | 0.71486 | 0.6102 | 0.6102 | 0 | 0
IL Fac. Spec. - NOX Rate Summer v3.1, Unit 3564 and retrofits | 355 | 7305 | Rate Constraint in lbs/MMBtu | FALSE | L | Annual | Allowances Purchased NOX | Thousand Tons | 0 | 0 | 0 | 0 | 0 | 0 | 0 | 0
IL Fac. Spec. - NOX Rate Summer v3.1, Unit 3564 and retrofits | 355 | 7305 | Rate Constraint in lbs/MMBtu | FALSE | L | Annual | Allowances Sold NOX | Thousand Tons | 0 | 0 | 0 | 0 | 0 | 0 | 0 | 0
IL Fac. Spec. - NOX Rate Summer v3.1, Unit 3564 and retrofits | 355 | 7305 | Rate Constraint in lbs/MMBtu | FALSE | L | Annual | Allowances Banked | Thousand Tons | 0 | 0 | 0 | 0 | 0 | 0 | 0 | 0
IL Fac. Spec. - NOX Rate Summer v3.1, Unit 3564 and retrofits | 355 | 7305 | Rate Constraint in lbs/MMBtu | FALSE | L | Annual | Allowances Withdrawn (1:1) | Thousand Tons | 0 | 0 | 0 | 0 | 0 | 0 | 0 | 0
IL Fac. Spec. - NOX Rate Summer v3.1, Unit 3564 and retrofits | 355 | 7305 | Rate Constraint in lbs/MMBtu | FALSE | L | Annual | Allowances Withdrawn (n:1) | Thousand Tons | 0 | 0 | 0 | 0 | 0 | 0 | 0 | 0
IL Fac. Spec. - NOX Rate Summer v3.1, Unit 3564 and retrofits | 355 | 7305 | Rate Constraint in lbs/MMBtu | FALSE | L | Annual | Net Emissions Allowance Position | Thousand Tons | 0.71486 | 0.71486 | 0.71486 | 0.71486 | 0.6102 | 0.6102 | 0 | 0
IL Fac. Spec. - NOX Rate Summer v3.1, Unit 3564 and retrofits | 355 | 7305 | Rate Constraint in lbs/MMBtu | FALSE | L | Annual | Fuel Consumed | TBtu | 23.4535 | 23.4535 | 23.4535 | 23.4535 | 20.0198 | 20.0198 | 0 | 0
IL Fac. Spec. - NOX Rate Summer v3.1, Unit 3564 and retrofits | 355 | 7305 | Rate Constraint in lbs/MMBtu | FALSE | L | Annual | Rate | lb/MMBtu | 0.06096 | 0.06096 | 0.06096 | 0.06096 | 0.06096 | 0.06096 | 0 | 0
IL Fac. Spec. - NOX Rate Summer v3.1, Unit 3564 and retrofits | 355 | 7305 | Rate Constraint in lbs/MMBtu | FALSE | L | Annual | Generation | TWh | 2.5095 | 2.5095 | 2.5095 | 2.5095 | 2.1421 | 2.1421 | 0 | 0
IL Fac. Spec. - NOX Rate Summer v3.1, Unit 3564 and retrofits | 355 | 7305 | Rate Constraint in lbs/MMBtu | FALSE | L | Annual | Qualifying Generation | TWh | 2.5095 | 2.5095 | 2.5095 | 2.5095 | 2.1421 | 2.1421 | 0 | 0
IL Fac. Spec. - NOX Rate Summer v3.1, Unit 3564 and retrofits | 355 | 7305 | Rate Constraint in lbs/MMBtu | FALSE | L | Annual | Rate | lb/MWh | 0.56973 | 0.56973 | 0.56973 | 0.56973 | 0.56973 | 0.56973 | 0 | 0
IL Fac. Spec. - NOX Rate Summer v3.1, Unit 3564 and retrofits | 355 | 7305 | Rate Constraint in lbs/MMBtu | FALSE | L | Annual | Constraint Shadow Price | US2019$/Ton | 0 | 0 | 0 | 0 | 0 | 0 | 0 | 0
IL Fac. Spec. - NOX Rate Summer v3.1, Unit 3607 and retrofits | 356 | 7305 | Rate Constraint in lbs/MMBtu | FALSE | L | Annual | Seasons Included | Seasons | Summer | Summer | Summer | Summer | Summer | Summer | Summer | Summer
IL Fac. Spec. - NOX Rate Summer v3.1, Unit 3607 and retrofits | 356 | 7305 | Rate Constraint in lbs/MMBtu | FALSE | L | Annual | Standard NOX | lb/MMBtu | 0.25 | 0.25 | 0.25 | 0.25 | 0.25 | 0.25 | 0.25 | 0.25
IL Fac. Spec. - NOX Rate Summer v3.1, Unit 3607 and retrofits | 356 | 7305 | Rate Constraint in lbs/MMBtu | FALSE | L | Annual | Emissions at Affected Plants NOX | Thousand Tons | 0.1349 | 0.16594 | 0.1349 | 0 | 0 | 0 | 0 | 0
IL Fac. Spec. - NOX Rate Summer v3.1, Unit 3607 and retrofits | 356 | 7305 | Rate Constraint in lbs/MMBtu | FALSE | L | Annual | Allowances Purchased NOX | Thousand Tons | 0 | 0 | 0 | 0 | 0 | 0 | 0 | 0
IL Fac. Spec. - NOX Rate Summer v3.1, Unit 3607 and retrofits | 356 | 7305 | Rate Constraint in lbs/MMBtu | FALSE | L | Annual | Allowances Sold NOX | Thousand Tons | 0 | 0 | 0 | 0 | 0 | 0 | 0 | 0
IL Fac. Spec. - NOX Rate Summer v3.1, Unit 3607 and retrofits | 356 | 7305 | Rate Constraint in lbs/MMBtu | FALSE | L | Annual | Allowances Banked | Thousand Tons | 0 | 0 | 0 | 0 | 0 | 0 | 0 | 0
IL Fac. Spec. - NOX Rate Summer v3.1, Unit 3607 and retrofits | 356 | 7305 | Rate Constraint in lbs/MMBtu | FALSE | L | Annual | Allowances Withdrawn (1:1) | Thousand Tons | 0 | 0 | 0 | 0 | 0 | 0 | 0 | 0
IL Fac. Spec. - NOX Rate Summer v3.1, Unit 3607 and retrofits | 356 | 7305 | Rate Constraint in lbs/MMBtu | FALSE | L | Annual | Allowances Withdrawn (n:1) | Thousand Tons | 0 | 0 | 0 | 0 | 0 | 0 | 0 | 0
IL Fac. Spec. - NOX Rate Summer v3.1, Unit 3607 and retrofits | 356 | 7305 | Rate Constraint in lbs/MMBtu | FALSE | L | Annual | Net Emissions Allowance Position | Thousand Tons | 0.1349 | 0.16594 | 0.1349 | 0 | 0 | 0 | 0 | 0
IL Fac. Spec. - NOX Rate Summer v3.1, Unit 3607 and retrofits | 356 | 7305 | Rate Constraint in lbs/MMBtu | FALSE | L | Annual | Fuel Consumed | TBtu | 3.5269 | 4.3383 | 3.5269 | 0 | 0 | 0 | 0 | 0
IL Fac. Spec. - NOX Rate Summer v3.1, Unit 3607 and retrofits | 356 | 7305 | Rate Constraint in lbs/MMBtu | FALSE | L | Annual | Rate | lb/MMBtu | 0.0765 | 0.0765 | 0.0765 | 0 | 0 | 0 | 0 | 0
IL Fac. Spec. - NOX Rate Summer v3.1, Unit 3607 and retrofits | 356 | 7305 | Rate Constraint in lbs/MMBtu | FALSE | L | Annual | Generation | TWh | 0.30703 | 0.37767 | 0.30703 | 0 | 0 | 0 | 0 | 0
IL Fac. Spec. - NOX Rate Summer v3.1, Unit 3607 and retrofits | 356 | 7305 | Rate Constraint in lbs/MMBtu | FALSE | L | Annual | Qualifying Generation | TWh | 0.30703 | 0.37767 | 0.30703 | 0 | 0 | 0 | 0 | 0
IL Fac. Spec. - NOX Rate Summer v3.1, Unit 3607 and retrofits | 356 | 7305 | Rate Constraint in lbs/MMBtu | FALSE | L | Annual | Rate | lb/MWh | 0.87876 | 0.87876 | 0.87876 | 0 | 0 | 0 | 0 | 0
IL Fac. Spec. - NOX Rate Summer v3.1, Unit 3607 and retrofits | 356 | 7305 | Rate Constraint in lbs/MMBtu | FALSE | L | Annual | Constraint Shadow Price | US2019$/Ton | 0 | 0 | 0 | 0 | 0 | 0 | 0 | 0
IL Fac. Spec. - NOX Rate Summer v3.1, Unit 3789 and retrofits | 357 | 7305 | Rate Constraint in lbs/MMBtu | FALSE | L | Annual | Seasons Included | Seasons | Summer | Summer | Summer | Summer | Summer | Summer | Summer | Summer
IL Fac. Spec. - NOX Rate Summer v3.1, Unit 3789 and retrofits | 357 | 7305 | Rate Constraint in lbs/MMBtu | FALSE | L | Annual | Standard NOX | lb/MMBtu | 0.25 | 0.25 | 0.25 | 0.25 | 0.25 | 0.25 | 0.25 | 0.25
IL Fac. Spec. - NOX Rate Summer v3.1, Unit 3789 and retrofits | 357 | 7305 | Rate Constraint in lbs/MMBtu | FALSE | L | Annual | Emissions at Affected Plants NOX | Thousand Tons | 0 | 0 | 0 | 0 | 0 | 0 | 0 | 0
IL Fac. Spec. - NOX Rate Summer v3.1, Unit 3789 and retrofits | 357 | 7305 | Rate Constraint in lbs/MMBtu | FALSE | L | Annual | Allowances Purchased NOX | Thousand Tons | 0 | 0 | 0 | 0 | 0 | 0 | 0 | 0
IL Fac. Spec. - NOX Rate Summer v3.1, Unit 3789 and retrofits | 357 | 7305 | Rate Constraint in lbs/MMBtu | FALSE | L | Annual | Allowances Sold NOX | Thousand Tons | 0 | 0 | 0 | 0 | 0 | 0 | 0 | 0
IL Fac. Spec. - NOX Rate Summer v3.1, Unit 3789 and retrofits | 357 | 7305 | Rate Constraint in lbs/MMBtu | FALSE | L | Annual | Allowances Banked | Thousand Tons | 0 | 0 | 0 | 0 | 0 | 0 | 0 | 0
IL Fac. Spec. - NOX Rate Summer v3.1, Unit 3789 and retrofits | 357 | 7305 | Rate Constraint in lbs/MMBtu | FALSE | L | Annual | Allowances Withdrawn (1:1) | Thousand Tons | 0 | 0 | 0 | 0 | 0 | 0 | 0 | 0
IL Fac. Spec. - NOX Rate Summer v3.1, Unit 3789 and retrofits | 357 | 7305 | Rate Constraint in lbs/MMBtu | FALSE | L | Annual | Allowances Withdrawn (n:1) | Thousand Tons | 0 | 0 | 0 | 0 | 0 | 0 | 0 | 0
IL Fac. Spec. - NOX Rate Summer v3.1, Unit 3789 and retrofits | 357 | 7305 | Rate Constraint in lbs/MMBtu | FALSE | L | Annual | Net Emissions Allowance Position | Thousand Tons | 0 | 0 | 0 | 0 | 0 | 0 | 0 | 0
IL Fac. Spec. - NOX Rate Summer v3.1, Unit 3789 and retrofits | 357 | 7305 | Rate Constraint in lbs/MMBtu | FALSE | L | Annual | Fuel Consumed | TBtu | 0 | 0 | 0 | 0 | 0 | 0 | 0 | 0
IL Fac. Spec. - NOX Rate Summer v3.1, Unit 3789 and retrofits | 357 | 7305 | Rate Constraint in lbs/MMBtu | FALSE | L | Annual | Rate | lb/MMBtu | 0 | 0 | 0 | 0 | 0 | 0 | 0 | 0
IL Fac. Spec. - NOX Rate Summer v3.1, Unit 3789 and retrofits | 357 | 7305 | Rate Constraint in lbs/MMBtu | FALSE | L | Annual | Generation | TWh | 0 | 0 | 0 | 0 | 0 | 0 | 0 | 0
IL Fac. Spec. - NOX Rate Summer v3.1, Unit 3789 and retrofits | 357 | 7305 | Rate Constraint in lbs/MMBtu | FALSE | L | Annual | Qualifying Generation | TWh | 0 | 0 | 0 | 0 | 0 | 0 | 0 | 0
IL Fac. Spec. - NOX Rate Summer v3.1, Unit 3789 and retrofits | 357 | 7305 | Rate Constraint in lbs/MMBtu | FALSE | L | Annual | Rate | lb/MWh | 0 | 0 | 0 | 0 | 0 | 0 | 0 | 0
IL Fac. Spec. - NOX Rate Summer v3.1, Unit 3789 and retrofits | 357 | 7305 | Rate Constraint in lbs/MMBtu | FALSE | L | Annual | Constraint Shadow Price | US2019$/Ton | 0 | 0 | 0 | 0 | 0 | 0 | 0 | 0
IL Fac. Spec. - NOX Rate Summer v3.1, Unit 3790 and retrofits | 358 | 7305 | Rate Constraint in lbs/MMBtu | FALSE | L | Annual | Seasons Included | Seasons | Summer | Summer | Summer | Summer | Summer | Summer | Summer | Summer
IL Fac. Spec. - NOX Rate Summer v3.1, Unit 3790 and retrofits | 358 | 7305 | Rate Constraint in lbs/MMBtu | FALSE | L | Annual | Standard NOX | lb/MMBtu | 0.25 | 0.25 | 0.25 | 0.25 | 0.25 | 0.25 | 0.25 | 0.25
IL Fac. Spec. - NOX Rate Summer v3.1, Unit 3790 and retrofits | 358 | 7305 | Rate Constraint in lbs/MMBtu | FALSE | L | Annual | Emissions at Affected Plants NOX | Thousand Tons | 0 | 0 | 0 | 0 | 0 | 0 | 0 | 0
IL Fac. Spec. - NOX Rate Summer v3.1, Unit 3790 and retrofits | 358 | 7305 | Rate Constraint in lbs/MMBtu | FALSE | L | Annual | Allowances Purchased NOX | Thousand Tons | 0 | 0 | 0 | 0 | 0 | 0 | 0 | 0
IL Fac. Spec. - NOX Rate Summer v3.1, Unit 3790 and retrofits | 358 | 7305 | Rate Constraint in lbs/MMBtu | FALSE | L | Annual | Allowances Sold NOX | Thousand Tons | 0 | 0 | 0 | 0 | 0 | 0 | 0 | 0
IL Fac. Spec. - NOX Rate Summer v3.1, Unit 3790 and retrofits | 358 | 7305 | Rate Constraint in lbs/MMBtu | FALSE | L | Annual | Allowances Banked | Thousand Tons | 0 | 0 | 0 | 0 | 0 | 0 | 0 | 0
IL Fac. Spec. - NOX Rate Summer v3.1, Unit 3790 and retrofits | 358 | 7305 | Rate Constraint in lbs/MMBtu | FALSE | L | Annual | Allowances Withdrawn (1:1) | Thousand Tons | 0 | 0 | 0 | 0 | 0 | 0 | 0 | 0
IL Fac. Spec. - NOX Rate Summer v3.1, Unit 3790 and retrofits | 358 | 7305 | Rate Constraint in lbs/MMBtu | FALSE | L | Annual | Allowances Withdrawn (n:1) | Thousand Tons | 0 | 0 | 0 | 0 | 0 | 0 | 0 | 0
IL Fac. Spec. - NOX Rate Summer v3.1, Unit 3790 and retrofits | 358 | 7305 | Rate Constraint in lbs/MMBtu | FALSE | L | Annual | Net Emissions Allowance Position | Thousand Tons | 0 | 0 | 0 | 0 | 0 | 0 | 0 | 0
IL Fac. Spec. - NOX Rate Summer v3.1, Unit 3790 and retrofits | 358 | 7305 | Rate Constraint in lbs/MMBtu | FALSE | L | Annual | Fuel Consumed | TBtu | 0 | 0 | 0 | 0 | 0 | 0 | 0 | 0
IL Fac. Spec. - NOX Rate Summer v3.1, Unit 3790 and retrofits | 358 | 7305 | Rate Constraint in lbs/MMBtu | FALSE | L | Annual | Rate | lb/MMBtu | 0 | 0 | 0 | 0 | 0 | 0 | 0 | 0
IL Fac. Spec. - NOX Rate Summer v3.1, Unit 3790 and retrofits | 358 | 7305 | Rate Constraint in lbs/MMBtu | FALSE | L | Annual | Generation | TWh | 0 | 0 | 0 | 0 | 0 | 0 | 0 | 0
IL Fac. Spec. - NOX Rate Summer v3.1, Unit 3790 and retrofits | 358 | 7305 | Rate Constraint in lbs/MMBtu | FALSE | L | Annual | Qualifying Generation | TWh | 0 | 0 | 0 | 0 | 0 | 0 | 0 | 0
IL Fac. Spec. - NOX Rate Summer v3.1, Unit 3790 and retrofits | 358 | 7305 | Rate Constraint in lbs/MMBtu | FALSE | L | Annual | Rate | lb/MWh | 0 | 0 | 0 | 0 | 0 | 0 | 0 | 0
IL Fac. Spec. - NOX Rate Summer v3.1, Unit 3790 and retrofits | 358 | 7305 | Rate Constraint in lbs/MMBtu | FALSE | L | Annual | Constraint Shadow Price | US2019$/Ton | 0 | 0 | 0 | 0 | 0 | 0 | 0 | 0
IL Fac. Spec. - NOX Rate Summer v3.1, Unit 3791 and retrofits | 359 | 7305 | Rate Constraint in lbs/MMBtu | FALSE | L | Annual | Seasons Included | Seasons | Summer | Summer | Summer | Summer | Summer | Summer | Summer | Summer
IL Fac. Spec. - NOX Rate Summer v3.1, Unit 3791 and retrofits | 359 | 7305 | Rate Constraint in lbs/MMBtu | FALSE | L | Annual | Standard NOX | lb/MMBtu | 0.25 | 0.25 | 0.25 | 0.25 | 0.25 | 0.25 | 0.25 | 0.25
IL Fac. Spec. - NOX Rate Summer v3.1, Unit 3791 and retrofits | 359 | 7305 | Rate Constraint in lbs/MMBtu | FALSE | L | Annual | Emissions at Affected Plants NOX | Thousand Tons | 0 | 0 | 0 | 0 | 0 | 0 | 0 | 0
IL Fac. Spec. - NOX Rate Summer v3.1, Unit 3791 and retrofits | 359 | 7305 | Rate Constraint in lbs/MMBtu | FALSE | L | Annual | Allowances Purchased NOX | Thousand Tons | 0 | 0 | 0 | 0 | 0 | 0 | 0 | 0
IL Fac. Spec. - NOX Rate Summer v3.1, Unit 3791 and retrofits | 359 | 7305 | Rate Constraint in lbs/MMBtu | FALSE | L | Annual | Allowances Sold NOX | Thousand Tons | 0 | 0 | 0 | 0 | 0 | 0 | 0 | 0
IL Fac. Spec. - NOX Rate Summer v3.1, Unit 3791 and retrofits | 359 | 7305 | Rate Constraint in lbs/MMBtu | FALSE | L | Annual | Allowances Banked | Thousand Tons | 0 | 0 | 0 | 0 | 0 | 0 | 0 | 0
IL Fac. Spec. - NOX Rate Summer v3.1, Unit 3791 and retrofits | 359 | 7305 | Rate Constraint in lbs/MMBtu | FALSE | L | Annual | Allowances Withdrawn (1:1) | Thousand Tons | 0 | 0 | 0 | 0 | 0 | 0 | 0 | 0
IL Fac. Spec. - NOX Rate Summer v3.1, Unit 3791 and retrofits | 359 | 7305 | Rate Constraint in lbs/MMBtu | FALSE | L | Annual | Allowances Withdrawn (n:1) | Thousand Tons | 0 | 0 | 0 | 0 | 0 | 0 | 0 | 0
IL Fac. Spec. - NOX Rate Summer v3.1, Unit 3791 and retrofits | 359 | 7305 | Rate Constraint in lbs/MMBtu | FALSE | L | Annual | Net Emissions Allowance Position | Thousand Tons | 0 | 0 | 0 | 0 | 0 | 0 | 0 | 0
IL Fac. Spec. - NOX Rate Summer v3.1, Unit 3791 and retrofits | 359 | 7305 | Rate Constraint in lbs/MMBtu | FALSE | L | Annual | Fuel Consumed | TBtu | 0 | 0 | 0 | 0 | 0 | 0 | 0 | 0
IL Fac. Spec. - NOX Rate Summer v3.1, Unit 3791 and retrofits | 359 | 7305 | Rate Constraint in lbs/MMBtu | FALSE | L | Annual | Rate | lb/MMBtu | 0 | 0 | 0 | 0 | 0 | 0 | 0 | 0
IL Fac. Spec. - NOX Rate Summer v3.1, Unit 3791 and retrofits | 359 | 7305 | Rate Constraint in lbs/MMBtu | FALSE | L | Annual | Generation | TWh | 0 | 0 | 0 | 0 | 0 | 0 | 0 | 0
IL Fac. Spec. - NOX Rate Summer v3.1, Unit 3791 and retrofits | 359 | 7305 | Rate Constraint in lbs/MMBtu | FALSE | L | Annual | Qualifying Generation | TWh | 0 | 0 | 0 | 0 | 0 | 0 | 0 | 0
IL Fac. Spec. - NOX Rate Summer v3.1, Unit 3791 and retrofits | 359 | 7305 | Rate Constraint in lbs/MMBtu | FALSE | L | Annual | Rate | lb/MWh | 0 | 0 | 0 | 0 | 0 | 0 | 0 | 0
IL Fac. Spec. - NOX Rate Summer v3.1, Unit 3791 and retrofits | 359 | 7305 | Rate Constraint in lbs/MMBtu | FALSE | L | Annual | Constraint Shadow Price | US2019$/Ton | 0 | 0 | 0 | 0 | 0 | 0 | 0 | 0
IL Fac. Spec. - NOX Rate Summer v3.1, Unit 3792 and retrofits | 360 | 7305 | Rate Constraint in lbs/MMBtu | FALSE | L | Annual | Seasons Included | Seasons | Summer | Summer | Summer | Summer | Summer | Summer | Summer | Summer
IL Fac. Spec. - NOX Rate Summer v3.1, Unit 3792 and retrofits | 360 | 7305 | Rate Constraint in lbs/MMBtu | FALSE | L | Annual | Standard NOX | lb/MMBtu | 0.25 | 0.25 | 0.25 | 0.25 | 0.25 | 0.25 | 0.25 | 0.25
IL Fac. Spec. - NOX Rate Summer v3.1, Unit 3792 and retrofits | 360 | 7305 | Rate Constraint in lbs/MMBtu | FALSE | L | Annual | Emissions at Affected Plants NOX | Thousand Tons | 0 | 0 | 0 | 0 | 0 | 0 | 0 | 0
IL Fac. Spec. - NOX Rate Summer v3.1, Unit 3792 and retrofits | 360 | 7305 | Rate Constraint in lbs/MMBtu | FALSE | L | Annual | Allowances Purchased NOX | Thousand Tons | 0 | 0 | 0 | 0 | 0 | 0 | 0 | 0
IL Fac. Spec. - NOX Rate Summer v3.1, Unit 3792 and retrofits | 360 | 7305 | Rate Constraint in lbs/MMBtu | FALSE | L | Annual | Allowances Sold NOX | Thousand Tons | 0 | 0 | 0 | 0 | 0 | 0 | 0 | 0
IL Fac. Spec. - NOX Rate Summer v3.1, Unit 3792 and retrofits | 360 | 7305 | Rate Constraint in lbs/MMBtu | FALSE | L | Annual | Allowances Banked | Thousand Tons | 0 | 0 | 0 | 0 | 0 | 0 | 0 | 0
IL Fac. Spec. - NOX Rate Summer v3.1, Unit 3792 and retrofits | 360 | 7305 | Rate Constraint in lbs/MMBtu | FALSE | L | Annual | Allowances Withdrawn (1:1) | Thousand Tons | 0 | 0 | 0 | 0 | 0 | 0 | 0 | 0
IL Fac. Spec. - NOX Rate Summer v3.1, Unit 3792 and retrofits | 360 | 7305 | Rate Constraint in lbs/MMBtu | FALSE | L | Annual | Allowances Withdrawn (n:1) | Thousand Tons | 0 | 0 | 0 | 0 | 0 | 0 | 0 | 0
IL Fac. Spec. - NOX Rate Summer v3.1, Unit 3792 and retrofits | 360 | 7305 | Rate Constraint in lbs/MMBtu | FALSE | L | Annual | Net Emissions Allowance Position | Thousand Tons | 0 | 0 | 0 | 0 | 0 | 0 | 0 | 0
IL Fac. Spec. - NOX Rate Summer v3.1, Unit 3792 and retrofits | 360 | 7305 | Rate Constraint in lbs/MMBtu | FALSE | L | Annual | Fuel Consumed | TBtu | 0 | 0 | 0 | 0 | 0 | 0 | 0 | 0
IL Fac. Spec. - NOX Rate Summer v3.1, Unit 3792 and retrofits | 360 | 7305 | Rate Constraint in lbs/MMBtu | FALSE | L | Annual | Rate | lb/MMBtu | 0 | 0 | 0 | 0 | 0 | 0 | 0 | 0
IL Fac. Spec. - NOX Rate Summer v3.1, Unit 3792 and retrofits | 360 | 7305 | Rate Constraint in lbs/MMBtu | FALSE | L | Annual | Generation | TWh | 0 | 0 | 0 | 0 | 0 | 0 | 0 | 0
IL Fac. Spec. - NOX Rate Summer v3.1, Unit 3792 and retrofits | 360 | 7305 | Rate Constraint in lbs/MMBtu | FALSE | L | Annual | Qualifying Generation | TWh | 0 | 0 | 0 | 0 | 0 | 0 | 0 | 0
IL Fac. Spec. - NOX Rate Summer v3.1, Unit 3792 and retrofits | 360 | 7305 | Rate Constraint in lbs/MMBtu | FALSE | L | Annual | Rate | lb/MWh | 0 | 0 | 0 | 0 | 0 | 0 | 0 | 0
IL Fac. Spec. - NOX Rate Summer v3.1, Unit 3792 and retrofits | 360 | 7305 | Rate Constraint in lbs/MMBtu | FALSE | L | Annual | Constraint Shadow Price | US2019$/Ton | 0 | 0 | 0 | 0 | 0 | 0 | 0 | 0
IL Facility Average - NOX Rate Summer v3.1 | 361 | 7306 | Rate Constraint in lbs/MMBtu | FALSE | L | Annual | Seasons Included | Seasons | Summer | Summer | Summer | Summer | Summer | Summer | Summer | Summer
IL Facility Average - NOX Rate Summer v3.1 | 361 | 7306 | Rate Constraint in lbs/MMBtu | FALSE | L | Annual | Standard NOX | lb/MMBtu | 0.25 | 0.25 | 0.25 | 0.25 | 0.25 | 0.25 | 0.25 | 0.25
IL Facility Average - NOX Rate Summer v3.1 | 361 | 7306 | Rate Constraint in lbs/MMBtu | FALSE | L | Annual | Emissions at Affected Plants NOX | Thousand Tons | 5.2919 | 3.4919 | 2.4947 | 2.2688 | 1.887 | 1.5518 | 0.013195 | 0.013195
IL Facility Average - NOX Rate Summer v3.1 | 361 | 7306 | Rate Constraint in lbs/MMBtu | FALSE | L | Annual | Allowances Purchased NOX | Thousand Tons | 0 | 0 | 0 | 0 | 0 | 0 | 0 | 0
IL Facility Average - NOX Rate Summer v3.1 | 361 | 7306 | Rate Constraint in lbs/MMBtu | FALSE | L | Annual | Allowances Sold NOX | Thousand Tons | 0 | 0 | 0 | 0 | 0 | 0 | 0 | 0
IL Facility Average - NOX Rate Summer v3.1 | 361 | 7306 | Rate Constraint in lbs/MMBtu | FALSE | L | Annual | Allowances Banked | Thousand Tons | 0 | 0 | 0 | 0 | 0 | 0 | 0 | 0
IL Facility Average - NOX Rate Summer v3.1 | 361 | 7306 | Rate Constraint in lbs/MMBtu | FALSE | L | Annual | Allowances Withdrawn (1:1) | Thousand Tons | 0 | 0 | 0 | 0 | 0 | 0 | 0 | 0
IL Facility Average - NOX Rate Summer v3.1 | 361 | 7306 | Rate Constraint in lbs/MMBtu | FALSE | L | Annual | Allowances Withdrawn (n:1) | Thousand Tons | 0 | 0 | 0 | 0 | 0 | 0 | 0 | 0
IL Facility Average - NOX Rate Summer v3.1 | 361 | 7306 | Rate Constraint in lbs/MMBtu | FALSE | L | Annual | Net Emissions Allowance Position | Thousand Tons | 5.2919 | 3.4919 | 2.4947 | 2.2688 | 1.887 | 1.5518 | 0.013195 | 0.013195
IL Facility Average - NOX Rate Summer v3.1 | 361 | 7306 | Rate Constraint in lbs/MMBtu | FALSE | L | Annual | Fuel Consumed | TBtu | 154.5594 | 108.3294 | 118.2632 | 104.4464 | 96.5504 | 63.3504 | 0.39155 | 0.39155
IL Facility Average - NOX Rate Summer v3.1 | 361 | 7306 | Rate Constraint in lbs/MMBtu | FALSE | L | Annual | Rate | lb/MMBtu | 0.068477 | 0.064469 | 0.042188 | 0.043444 | 0.039089 | 0.04899 | 0.0674 | 0.0674
IL Facility Average - NOX Rate Summer v3.1 | 361 | 7306 | Rate Constraint in lbs/MMBtu | FALSE | L | Annual | Generation | TWh | 15.7527 | 11.6292 | 13.8644 | 12.2002 | 11.4967 | 7.3444 | 0.050602 | 0.050602
IL Facility Average - NOX Rate Summer v3.1 | 361 | 7306 | Rate Constraint in lbs/MMBtu | FALSE | L | Annual | Qualifying Generation | TWh | 15.7017 | 11.4738 | 13.6581 | 11.9938 | 11.2903 | 7.138 | 0.039964 | 0.039964
IL Facility Average - NOX Rate Summer v3.1 | 361 | 7306 | Rate Constraint in lbs/MMBtu | FALSE | L | Annual | Rate | lb/MWh | 0.67405 | 0.60868 | 0.3653 | 0.37832 | 0.33428 | 0.43479 | 0.66037 | 0.66037
IL Facility Average - NOX Rate Summer v3.1 | 361 | 7306 | Rate Constraint in lbs/MMBtu | FALSE | L | Annual | Constraint Shadow Price | US2019$/Ton | 0 | 0 | 0 | 0 | 0 | 0 | 0 | 0
IL MPS- Ameren MER Rate Annual v5.12 | 362 | 7318 | MACT Fuel Choice Floor in lbs/MMBtu | FALSE | L | Annual | Seasons Included | Seasons | Winter, WintShld, Summer | Winter, WintShld, Summer | Winter, WintShld, Summer | Winter, WintShld, Summer | Winter, WintShld, Summer | Winter, WintShld, Summer | Winter, WintShld, Summer | Winter, WintShld, Summer
IL MPS- Ameren MER Rate Annual v5.12 | 362 | 7318 | MACT Fuel Choice Floor in lbs/MMBtu | FALSE | L | Annual | Emission Floor | lbs/MMBtu | 7.349e-07 | 7.349e-07 | 7.349e-07 | 7.349e-07 | 7.349e-07 | 7.349e-07 | 7.349e-07 | 7.349e-07
IL MPS- Ameren MER Rate Annual v5.12 | 362 | 7318 | MACT Fuel Choice Floor in lbs/MMBtu | FALSE | L | Annual | Emissions at Affected Plants MER | lbs | 27.0621 | 23.5462 | 0 | 0 | 0 | 0 | 0 | 0
IL MPS- Ameren MER Rate Annual v5.12 | 362 | 7318 | MACT Fuel Choice Floor in lbs/MMBtu | FALSE | L | Annual | Allowances Purchased MER | lbs | 0 | 0 | 0 | 0 | 0 | 0 | 0 | 0
IL MPS- Ameren MER Rate Annual v5.12 | 362 | 7318 | MACT Fuel Choice Floor in lbs/MMBtu | FALSE | L | Annual | Allowances Sold MER | lbs | 0 | 0 | 0 | 0 | 0 | 0 | 0 | 0
IL MPS- Ameren MER Rate Annual v5.12 | 362 | 7318 | MACT Fuel Choice Floor in lbs/MMBtu | FALSE | L | Annual | Allowances Banked | lbs | 0 | 0 | 0 | 0 | 0 | 0 | 0 | 0
IL MPS- Ameren MER Rate Annual v5.12 | 362 | 7318 | MACT Fuel Choice Floor in lbs/MMBtu | FALSE | L | Annual | Allowances Withdrawn (1:1) | lbs | 0 | 0 | 0 | 0 | 0 | 0 | 0 | 0
IL MPS- Ameren MER Rate Annual v5.12 | 362 | 7318 | MACT Fuel Choice Floor in lbs/MMBtu | FALSE | L | Annual | Allowances Withdrawn (n:1) | lbs | 0 | 0 | 0 | 0 | 0 | 0 | 0 | 0
IL MPS- Ameren MER Rate Annual v5.12 | 362 | 7318 | MACT Fuel Choice Floor in lbs/MMBtu | FALSE | L | Annual | Net Emissions Allowance Position | lbs | 27.0621 | 23.5462 | 0 | 0 | 0 | 0 | 0 | 0
IL MPS- Ameren MER Rate Annual v5.12 | 362 | 7318 | MACT Fuel Choice Floor in lbs/MMBtu | FALSE | L | Annual | Fuel Consumed | TBtu | 43.2734 | 41.9625 | 0 | 0 | 0 | 0 | 0 | 0
IL MPS- Ameren MER Rate Annual v5.12 | 362 | 7318 | MACT Fuel Choice Floor in lbs/MMBtu | FALSE | L | Annual | Rate | lb/MMBtu | 6.2537e-07 | 5.6112e-07 | 0 | 0 | 0 | 0 | 0 | 0
IL MPS- Ameren MER Rate Annual v5.12 | 362 | 7318 | MACT Fuel Choice Floor in lbs/MMBtu | FALSE | L | Annual | Generation | TWh | 4.1244 | 3.9995 | 0 | 0 | 0 | 0 | 0 | 0
IL MPS- Ameren MER Rate Annual v5.12 | 362 | 7318 | MACT Fuel Choice Floor in lbs/MMBtu | FALSE | L | Annual | Qualifying Generation | TWh | 4.1244 | 3.9995 | 0 | 0 | 0 | 0 | 0 | 0
IL MPS- Ameren MER Rate Annual v5.12 | 362 | 7318 | MACT Fuel Choice Floor in lbs/MMBtu | FALSE | L | Annual | Constraint Shadow Price | US2019$/Lb | 0 | 0 | 0 | 0 | 0 | 0 | 0 | 0
IL MPS- Dynegy MER Rate Annual v5.12 | 366 | 7316 | MACT Fuel Choice Floor in lbs/MMBtu | FALSE | L | Annual | Seasons Included | Seasons | Winter, WintShld, Summer | Winter, WintShld, Summer | Winter, WintShld, Summer | Winter, WintShld, Summer | Winter, WintShld, Summer | Winter, WintShld, Summer | Winter, WintShld, Summer | Winter, WintShld, Summer
IL MPS- Dynegy MER Rate Annual v5.12 | 366 | 7316 | MACT Fuel Choice Floor in lbs/MMBtu | FALSE | L | Annual | Emission Floor | lbs/MMBtu | 7.8e-07 | 7.8e-07 | 7.8e-07 | 7.8e-07 | 7.8e-07 | 7.8e-07 | 7.8e-07 | 7.8e-07
IL MPS- Dynegy MER Rate Annual v5.12 | 366 | 7316 | MACT Fuel Choice Floor in lbs/MMBtu | FALSE | L | Annual | Emissions at Affected Plants MER | lbs | 46.1309 | 0.15845 | 0.12739 | 0 | 0 | 0 | 0 | 0
IL MPS- Dynegy MER Rate Annual v5.12 | 366 | 7316 | MACT Fuel Choice Floor in lbs/MMBtu | FALSE | L | Annual | Allowances Purchased MER | lbs | 0 | 0 | 0 | 0 | 0 | 0 | 0 | 0
IL MPS- Dynegy MER Rate Annual v5.12 | 366 | 7316 | MACT Fuel Choice Floor in lbs/MMBtu | FALSE | L | Annual | Allowances Sold MER | lbs | 0 | 0 | 0 | 0 | 0 | 0 | 0 | 0
IL MPS- Dynegy MER Rate Annual v5.12 | 366 | 7316 | MACT Fuel Choice Floor in lbs/MMBtu | FALSE | L | Annual | Allowances Banked | lbs | 0 | 0 | 0 | 0 | 0 | 0 | 0 | 0
IL MPS- Dynegy MER Rate Annual v5.12 | 366 | 7316 | MACT Fuel Choice Floor in lbs/MMBtu | FALSE | L | Annual | Allowances Withdrawn (1:1) | lbs | 0 | 0 | 0 | 0 | 0 | 0 | 0 | 0
IL MPS- Dynegy MER Rate Annual v5.12 | 366 | 7316 | MACT Fuel Choice Floor in lbs/MMBtu | FALSE | L | Annual | Allowances Withdrawn (n:1) | lbs | 0 | 0 | 0 | 0 | 0 | 0 | 0 | 0
IL MPS- Dynegy MER Rate Annual v5.12 | 366 | 7316 | MACT Fuel Choice Floor in lbs/MMBtu | FALSE | L | Annual | Net Emissions Allowance Position | lbs | 46.1309 | 0.15845 | 0.12739 | 0 | 0 | 0 | 0 | 0
IL MPS- Dynegy MER Rate Annual v5.12 | 366 | 7316 | MACT Fuel Choice Floor in lbs/MMBtu | FALSE | L | Annual | Fuel Consumed | TBtu | 82.2115 | 0.28237 | 0.22703 | 0 | 0 | 0 | 0 | 0
IL MPS- Dynegy MER Rate Annual v5.12 | 366 | 7316 | MACT Fuel Choice Floor in lbs/MMBtu | FALSE | L | Annual | Rate | lb/MMBtu | 5.6112e-07 | 5.6112e-07 | 5.6112e-07 | 0 | 0 | 0 | 0 | 0
IL MPS- Dynegy MER Rate Annual v5.12 | 366 | 7316 | MACT Fuel Choice Floor in lbs/MMBtu | FALSE | L | Annual | Generation | TWh | 8.0201 | 0.027727 | 0.022293 | 0 | 0 | 0 | 0 | 0
IL MPS- Dynegy MER Rate Annual v5.12 | 366 | 7316 | MACT Fuel Choice Floor in lbs/MMBtu | FALSE | L | Annual | Qualifying Generation | TWh | 8.0201 | 0.027727 | 0.022293 | 0 | 0 | 0 | 0 | 0
IL MPS- Dynegy MER Rate Annual v5.12 | 366 | 7316 | MACT Fuel Choice Floor in lbs/MMBtu | FALSE | L | Annual | Constraint Shadow Price | US2019$/Lb | 0 | 0 | 0 | 0 | 0 | 0 | 0 | 0
IL MPS- NOX Cap Annual v6.20 | 370 | 7650 | Rate Constraint in MTons | FALSE | L | Annual | Seasons Included | Seasons | Winter, WintShld, Summer | Winter, WintShld, Summer | Winter, WintShld, Summer | Winter, WintShld, Summer | Winter, WintShld, Summer | Winter, WintShld, Summer | Winter, WintShld, Summer | Winter, WintShld, Summer
IL MPS- NOX Cap Annual v6.20 | 370 | 7650 | Rate Constraint in MTons | FALSE | L | Annual | Standard NOX | Thousand Tons | 13.37 | 13.37 | 13.37 | 13.37 | 13.37 | 13.37 | 13.37 | 13.37
IL MPS- NOX Cap Annual v6.20 | 370 | 7650 | Rate Constraint in MTons | FALSE | L | Annual | Emissions at Affected Plants NOX | Thousand Tons | 5.9969 | 2.47 | 0.0095986 | 0 | 0 | 0 | 0 | 0
IL MPS- NOX Cap Annual v6.20 | 370 | 7650 | Rate Constraint in MTons | FALSE | L | Annual | Allowances Purchased NOX | Thousand Tons | 0 | 0 | 0 | 0 | 0 | 0 | 0 | 0
IL MPS- NOX Cap Annual v6.20 | 370 | 7650 | Rate Constraint in MTons | FALSE | L | Annual | Allowances Sold NOX | Thousand Tons | 0 | 0 | 0 | 0 | 0 | 0 | 0 | 0
IL MPS- NOX Cap Annual v6.20 | 370 | 7650 | Rate Constraint in MTons | FALSE | L | Annual | Allowances Banked | Thousand Tons | 0 | 0 | 0 | 0 | 0 | 0 | 0 | 0
IL MPS- NOX Cap Annual v6.20 | 370 | 7650 | Rate Constraint in MTons | FALSE | L | Annual | Allowances Withdrawn (1:1) | Thousand Tons | 0 | 0 | 0 | 0 | 0 | 0 | 0 | 0
IL MPS- NOX Cap Annual v6.20 | 370 | 7650 | Rate Constraint in MTons | FALSE | L | Annual | Allowances Withdrawn (n:1) | Thousand Tons | 0 | 0 | 0 | 0 | 0 | 0 | 0 | 0
IL MPS- NOX Cap Annual v6.20 | 370 | 7650 | Rate Constraint in MTons | FALSE | L | Annual | Net Emissions Allowance Position | Thousand Tons | 5.9969 | 2.47 | 0.0095986 | 0 | 0 | 0 | 0 | 0
IL MPS- NOX Cap Annual v6.20 | 370 | 7650 | Rate Constraint in MTons | FALSE | L | Annual | Fuel Consumed | TBtu | 125.4849 | 42.2449 | 0.22703 | 0 | 0 | 0 | 0 | 0
IL MPS- NOX Cap Annual v6.20 | 370 | 7650 | Rate Constraint in MTons | FALSE | L | Annual | Rate | lb/MMBtu | 0.095579 | 0.11694 | 0.084558 | 0 | 0 | 0 | 0 | 0
IL MPS- NOX Cap Annual v6.20 | 370 | 7650 | Rate Constraint in MTons | FALSE | L | Annual | Generation | TWh | 12.1445 | 4.0272 | 0.022293 | 0 | 0 | 0 | 0 | 0
IL MPS- NOX Cap Annual v6.20 | 370 | 7650 | Rate Constraint in MTons | FALSE | L | Annual | Qualifying Generation | TWh | 12.1445 | 4.0272 | 0.022293 | 0 | 0 | 0 | 0 | 0
IL MPS- NOX Cap Annual v6.20 | 370 | 7650 | Rate Constraint in MTons | FALSE | L | Annual | Rate | lb/MWh | 0.98759 | 1.2267 | 0.86114 | 0 | 0 | 0 | 0 | 0
IL MPS- NOX Cap Annual v6.20 | 370 | 7650 | Rate Constraint in MTons | FALSE | L | Annual | Constraint Shadow Price | US2019$/Ton | 0 | 0 | 0 | 0 | 0 | 0 | 0 | 0
IL MPS- NOX Cap OzoneSeason v6.20 | 371 | 7651 | Rate Constraint in MTons | FALSE | L | Annual | Seasons Included | Seasons | Summer | Summer | Summer | Summer | Summer | Summer | Summer | Summer
IL MPS- NOX Cap OzoneSeason v6.20 | 371 | 7651 | Rate Constraint in MTons | FALSE | L | Annual | Standard NOX | Thousand Tons | 6.675 | 6.675 | 6.675 | 6.675 | 6.675 | 6.675 | 6.675 | 6.675
IL MPS- NOX Cap OzoneSeason v6.20 | 371 | 7651 | Rate Constraint in MTons | FALSE | L | Annual | Emissions at Affected Plants NOX | Thousand Tons | 2.5815 | 1.1287 | 0.0034645 | 0 | 0 | 0 | 0 | 0
IL MPS- NOX Cap OzoneSeason v6.20 | 371 | 7651 | Rate Constraint in MTons | FALSE | L | Annual | Allowances Purchased NOX | Thousand Tons | 0 | 0 | 0 | 0 | 0 | 0 | 0 | 0
IL MPS- NOX Cap OzoneSeason v6.20 | 371 | 7651 | Rate Constraint in MTons | FALSE | L | Annual | Allowances Sold NOX | Thousand Tons | 0 | 0 | 0 | 0 | 0 | 0 | 0 | 0
IL MPS- NOX Cap OzoneSeason v6.20 | 371 | 7651 | Rate Constraint in MTons | FALSE | L | Annual | Allowances Banked | Thousand Tons | 0 | 0 | 0 | 0 | 0 | 0 | 0 | 0
IL MPS- NOX Cap OzoneSeason v6.20 | 371 | 7651 | Rate Constraint in MTons | FALSE | L | Annual | Allowances Withdrawn (1:1) | Thousand Tons | 0 | 0 | 0 | 0 | 0 | 0 | 0 | 0
IL MPS- NOX Cap OzoneSeason v6.20 | 371 | 7651 | Rate Constraint in MTons | FALSE | L | Annual | Allowances Withdrawn (n:1) | Thousand Tons | 0 | 0 | 0 | 0 | 0 | 0 | 0 | 0
IL MPS- NOX Cap OzoneSeason v6.20 | 371 | 7651 | Rate Constraint in MTons | FALSE | L | Annual | Net Emissions Allowance Position | Thousand Tons | 2.5815 | 1.1287 | 0.0034645 | 0 | 0 | 0 | 0 | 0
IL MPS- NOX Cap OzoneSeason v6.20 | 371 | 7651 | Rate Constraint in MTons | FALSE | L | Annual | Fuel Consumed | TBtu | 55.6269 | 19.3081 | 0.086613 | 0 | 0 | 0 | 0 | 0
IL MPS- NOX Cap OzoneSeason v6.20 | 371 | 7651 | Rate Constraint in MTons | FALSE | L | Annual | Rate | lb/MMBtu | 0.092815 | 0.11692 | 0.08 | 0 | 0 | 0 | 0 | 0
IL MPS- NOX Cap OzoneSeason v6.20 | 371 | 7651 | Rate Constraint in MTons | FALSE | L | Annual | Generation | TWh | 5.3836 | 1.8406 | 0.0085048 | 0 | 0 | 0 | 0 | 0
IL MPS- NOX Cap OzoneSeason v6.20 | 371 | 7651 | Rate Constraint in MTons | FALSE | L | Annual | Qualifying Generation | TWh | 5.3836 | 1.8406 | 0.0085048 | 0 | 0 | 0 | 0 | 0
IL MPS- NOX Cap OzoneSeason v6.20 | 371 | 7651 | Rate Constraint in MTons | FALSE | L | Annual | Rate | lb/MWh | 0.95902 | 1.2265 | 0.81472 | 0 | 0 | 0 | 0 | 0
IL MPS- NOX Cap OzoneSeason v6.20 | 371 | 7651 | Rate Constraint in MTons | FALSE | L | Annual | Constraint Shadow Price | US2019$/Ton | 0 | 0 | 0 | 0 | 0 | 0 | 0 | 0
IL MPS- SO2 Cap Annual v6.20 | 372 | 7652 | Rate Constraint in MTons | FALSE | L | Annual | Seasons Included | Seasons | Winter, WintShld, Summer | Winter, WintShld, Summer | Winter, WintShld, Summer | Winter, WintShld, Summer | Winter, WintShld, Summer | Winter, WintShld, Summer | Winter, WintShld, Summer | Winter, WintShld, Summer
IL MPS- SO2 Cap Annual v6.20 | 372 | 7652 | Rate Constraint in MTons | FALSE | L | Annual | Standard SO2 | Thousand Tons | 34.34 | 34.34 | 34.34 | 34.34 | 34.34 | 34.34 | 34.34 | 34.34
IL MPS- SO2 Cap Annual v6.20 | 372 | 7652 | Rate Constraint in MTons | FALSE | L | Annual | Emissions at Affected Plants SO2 | Thousand Tons | 14.1284 | 6.0749 | 0.0082742 | 0 | 0 | 0 | 0 | 0
IL MPS- SO2 Cap Annual v6.20 | 372 | 7652 | Rate Constraint in MTons | FALSE | L | Annual | Allowances Purchased SO2 | Thousand Tons | 0 | 0 | 0 | 0 | 0 | 0 | 0 | 0
IL MPS- SO2 Cap Annual v6.20 | 372 | 7652 | Rate Constraint in MTons | FALSE | L | Annual | Allowances Sold SO2 | Thousand Tons | 0 | 0 | 0 | 0 | 0 | 0 | 0 | 0
IL MPS- SO2 Cap Annual v6.20 | 372 | 7652 | Rate Constraint in MTons | FALSE | L | Annual | Allowances Banked | Thousand Tons | 0 | 0 | 0 | 0 | 0 | 0 | 0 | 0
IL MPS- SO2 Cap Annual v6.20 | 372 | 7652 | Rate Constraint in MTons | FALSE | L | Annual | Allowances Withdrawn (1:1) | Thousand Tons | 0 | 0 | 0 | 0 | 0 | 0 | 0 | 0
IL MPS- SO2 Cap Annual v6.20 | 372 | 7652 | Rate Constraint in MTons | FALSE | L | Annual | Allowances Withdrawn (n:1) | Thousand Tons | 0 | 0 | 0 | 0 | 0 | 0 | 0 | 0
IL MPS- SO2 Cap Annual v6.20 | 372 | 7652 | Rate Constraint in MTons | FALSE | L | Annual | Net Emissions Allowance Position | Thousand Tons | 14.1284 | 6.0749 | 0.0082742 | 0 | 0 | 0 | 0 | 0
IL MPS- SO2 Cap Annual v6.20 | 372 | 7652 | Rate Constraint in MTons | FALSE | L | Annual | Fuel Consumed | TBtu | 125.4849 | 42.2449 | 0.22703 | 0 | 0 | 0 | 0 | 0
IL MPS- SO2 Cap Annual v6.20 | 372 | 7652 | Rate Constraint in MTons | FALSE | L | Annual | Rate | lb/MMBtu | 0.22518 | 0.28761 | 0.072891 | 0 | 0 | 0 | 0 | 0
IL MPS- SO2 Cap Annual v6.20 | 372 | 7652 | Rate Constraint in MTons | FALSE | L | Annual | Generation | TWh | 12.1445 | 4.0272 | 0.022293 | 0 | 0 | 0 | 0 | 0
IL MPS- SO2 Cap Annual v6.20 | 372 | 7652 | Rate Constraint in MTons | FALSE | L | Annual | Qualifying Generation | TWh | 12.1445 | 4.0272 | 0.022293 | 0 | 0 | 0 | 0 | 0
IL MPS- SO2 Cap Annual v6.20 | 372 | 7652 | Rate Constraint in MTons | FALSE | L | Annual | Rate | lb/MWh | 2.3267 | 3.017 | 0.74232 | 0 | 0 | 0 | 0 | 0
IL MPS- SO2 Cap Annual v6.20 | 372 | 7652 | Rate Constraint in MTons | FALSE | L | Annual | Constraint Shadow Price | US2019$/Ton | 0 | 0 | 0 | 0 | 0 | 0 | 0 | 0
Kansas Nearman Unit 1NOx Rate Annual v4.10 | 373 | 7320 | Rate Constraint in lbs/MMBtu | FALSE | L | Annual | Seasons Included | Seasons | Winter, WintShld, Summer | Winter, WintShld, Summer | Winter, WintShld, Summer | Winter, WintShld, Summer | Winter, WintShld, Summer | Winter, WintShld, Summer | Winter, WintShld, Summer | Winter, WintShld, Summer
Kansas Nearman Unit 1NOx Rate Annual v4.10 | 373 | 7320 | Rate Constraint in lbs/MMBtu | FALSE | L | Annual | Standard NOX | lb/MMBtu | 0.26 | 0.26 | 0.26 | 0.26 | 0.26 | 0.26 | 0.26 | 0.26
Kansas Nearman Unit 1NOx Rate Annual v4.10 | 373 | 7320 | Rate Constraint in lbs/MMBtu | FALSE | L | Annual | Emissions at Affected Plants NOX | Thousand Tons | 1.7889 | 0.62169 | 0.50586 | 0.33715 | 0.26106 | 0.060055 | 0.060055 | 0
Kansas Nearman Unit 1NOx Rate Annual v4.10 | 373 | 7320 | Rate Constraint in lbs/MMBtu | FALSE | L | Annual | Allowances Purchased NOX | Thousand Tons | 0 | 0 | 0 | 0 | 0 | 0 | 0 | 0
Kansas Nearman Unit 1NOx Rate Annual v4.10 | 373 | 7320 | Rate Constraint in lbs/MMBtu | FALSE | L | Annual | Allowances Sold NOX | Thousand Tons | 0 | 0 | 0 | 0 | 0 | 0 | 0 | 0
Kansas Nearman Unit 1NOx Rate Annual v4.10 | 373 | 7320 | Rate Constraint in lbs/MMBtu | FALSE | L | Annual | Allowances Banked | Thousand Tons | 0 | 0 | 0 | 0 | 0 | 0 | 0 | 0
Kansas Nearman Unit 1NOx Rate Annual v4.10 | 373 | 7320 | Rate Constraint in lbs/MMBtu | FALSE | L | Annual | Allowances Withdrawn (1:1) | Thousand Tons | 0 | 0 | 0 | 0 | 0 | 0 | 0 | 0
Kansas Nearman Unit 1NOx Rate Annual v4.10 | 373 | 7320 | Rate Constraint in lbs/MMBtu | FALSE | L | Annual | Allowances Withdrawn (n:1) | Thousand Tons | 0 | 0 | 0 | 0 | 0 | 0 | 0 | 0
Kansas Nearman Unit 1NOx Rate Annual v4.10 | 373 | 7320 | Rate Constraint in lbs/MMBtu | FALSE | L | Annual | Net Emissions Allowance Position | Thousand Tons | 1.7889 | 0.62169 | 0.50586 | 0.33715 | 0.26106 | 0.060055 | 0.060055 | 0
Kansas Nearman Unit 1NOx Rate Annual v4.10 | 373 | 7320 | Rate Constraint in lbs/MMBtu | FALSE | L | Annual | Fuel Consumed | TBtu | 16.4613 | 11.465 | 9.0998 | 3.1023 | 2.4022 | 2.4022 | 2.4022 | 0
Kansas Nearman Unit 1NOx Rate Annual v4.10 | 373 | 7320 | Rate Constraint in lbs/MMBtu | FALSE | L | Annual | Rate | lb/MMBtu | 0.21735 | 0.10845 | 0.11118 | 0.21735 | 0.21735 | 0.05 | 0.05 | 0
Kansas Nearman Unit 1NOx Rate Annual v4.10 | 373 | 7320 | Rate Constraint in lbs/MMBtu | FALSE | L | Annual | Generation | TWh | 1.4407 | 1.0034 | 0.79641 | 0.27152 | 0.21024 | 0.21024 | 0.21024 | 0
Kansas Nearman Unit 1NOx Rate Annual v4.10 | 373 | 7320 | Rate Constraint in lbs/MMBtu | FALSE | L | Annual | Qualifying Generation | TWh | 1.4407 | 1.0034 | 0.79641 | 0.27152 | 0.21024 | 0.21024 | 0.21024 | 0
Kansas Nearman Unit 1NOx Rate Annual v4.10 | 373 | 7320 | Rate Constraint in lbs/MMBtu | FALSE | L | Annual | Rate | lb/MWh | 2.4834 | 1.2392 | 1.2703 | 2.4834 | 2.4834 | 0.5713 | 0.5713 | 0
Kansas Nearman Unit 1NOx Rate Annual v4.10 | 373 | 7320 | Rate Constraint in lbs/MMBtu | FALSE | L | Annual | Constraint Shadow Price | US2019$/Ton | 0 | 0 | 0 | 0 | 0 | 0 | 0 | 0
Kansas Quindaro Unit 2 Nox Rate Annual v4.10 | 374 | 7319 | Rate Constraint in lbs/MMBtu | FALSE | L | Annual | Seasons Included | Seasons | Winter, WintShld, Summer | Winter, WintShld, Summer | Winter, WintShld, Summer | Winter, WintShld, Summer | Winter, WintShld, Summer | Winter, WintShld, Summer | Winter, WintShld, Summer | Winter, WintShld, Summer
Kansas Quindaro Unit 2 Nox Rate Annual v4.10 | 374 | 7319 | Rate Constraint in lbs/MMBtu | FALSE | L | Annual | Standard NOX | lb/MMBtu | 0.2 | 0.2 | 0.2 | 0.2 | 0.2 | 0.2 | 0.2 | 0.2
Kansas Quindaro Unit 2 Nox Rate Annual v4.10 | 374 | 7319 | Rate Constraint in lbs/MMBtu | FALSE | L | Annual | Emissions at Affected Plants NOX | Thousand Tons | 0.0022784 | 0.011582 | 0.011582 | 0.011582 | 0.011582 | 0 | 0 | 0
Kansas Quindaro Unit 2 Nox Rate Annual v4.10 | 374 | 7319 | Rate Constraint in lbs/MMBtu | FALSE | L | Annual | Allowances Purchased NOX | Thousand Tons | 0 | 0 | 0 | 0 | 0 | 0 | 0 | 0
Kansas Quindaro Unit 2 Nox Rate Annual v4.10 | 374 | 7319 | Rate Constraint in lbs/MMBtu | FALSE | L | Annual | Allowances Sold NOX | Thousand Tons | 0 | 0 | 0 | 0 | 0 | 0 | 0 | 0
Kansas Quindaro Unit 2 Nox Rate Annual v4.10 | 374 | 7319 | Rate Constraint in lbs/MMBtu | FALSE | L | Annual | Allowances Banked | Thousand Tons | 0 | 0 | 0 | 0 | 0 | 0 | 0 | 0
Kansas Quindaro Unit 2 Nox Rate Annual v4.10 | 374 | 7319 | Rate Constraint in lbs/MMBtu | FALSE | L | Annual | Allowances Withdrawn (1:1) | Thousand Tons | 0 | 0 | 0 | 0 | 0 | 0 | 0 | 0
Kansas Quindaro Unit 2 Nox Rate Annual v4.10 | 374 | 7319 | Rate Constraint in lbs/MMBtu | FALSE | L | Annual | Allowances Withdrawn (n:1) | Thousand Tons | 0 | 0 | 0 | 0 | 0 | 0 | 0 | 0
Kansas Quindaro Unit 2 Nox Rate Annual v4.10 | 374 | 7319 | Rate Constraint in lbs/MMBtu | FALSE | L | Annual | Net Emissions Allowance Position | Thousand Tons | 0.0022784 | 0.011582 | 0.011582 | 0.011582 | 0.011582 | 0 | 0 | 0
Kansas Quindaro Unit 2 Nox Rate Annual v4.10 | 374 | 7319 | Rate Constraint in lbs/MMBtu | FALSE | L | Annual | Fuel Consumed | TBtu | 0.031917 | 0.16224 | 0.16224 | 0.16224 | 0.16224 | 0 | 0 | 0
Kansas Quindaro Unit 2 Nox Rate Annual v4.10 | 374 | 7319 | Rate Constraint in lbs/MMBtu | FALSE | L | Annual | Rate | lb/MMBtu | 0.14277 | 0.14277 | 0.14277 | 0.14277 | 0.14277 | 0 | 0 | 0
Kansas Quindaro Unit 2 Nox Rate Annual v4.10 | 374 | 7319 | Rate Constraint in lbs/MMBtu | FALSE | L | Annual | Generation | TWh | 0.0026183 | 0.013309 | 0.013309 | 0.013309 | 0.013309 | 0 | 0 | 0
Kansas Quindaro Unit 2 Nox Rate Annual v4.10 | 374 | 7319 | Rate Constraint in lbs/MMBtu | FALSE | L | Annual | Qualifying Generation | TWh | 0.0026183 | 0.013309 | 0.013309 | 0.013309 | 0.013309 | 0 | 0 | 0
Kansas Quindaro Unit 2 Nox Rate Annual v4.10 | 374 | 7319 | Rate Constraint in lbs/MMBtu | FALSE | L | Annual | Rate | lb/MWh | 1.7404 | 1.7404 | 1.7404 | 1.7404 | 1.7404 | 0 | 0 | 0
Kansas Quindaro Unit 2 Nox Rate Annual v4.10 | 374 | 7319 | Rate Constraint in lbs/MMBtu | FALSE | L | Annual | Constraint Shadow Price | US2019$/Ton | 0 | 0 | 0 | 0 | 0 | 0 | 0 | 0
KS La Cygne NOX Rate Annual v5.14 | 375 | 7274 | Rate Constraint in lbs/MMBtu | FALSE | L | Annual | Seasons Included | Seasons | Winter, WintShld, Summer | Winter, WintShld, Summer | Winter, WintShld, Summer | Winter, WintShld, Summer | Winter, WintShld, Summer | Winter, WintShld, Summer | Winter, WintShld, Summer | Winter, WintShld, Summer
KS La Cygne NOX Rate Annual v5.14 | 375 | 7274 | Rate Constraint in lbs/MMBtu | FALSE | L | Annual | Standard NOX | lb/MMBtu | 0.13 | 0.13 | 0.13 | 0.13 | 0.13 | 0.13 | 0.13 | 0.13
KS La Cygne NOX Rate Annual v5.14 | 375 | 7274 | Rate Constraint in lbs/MMBtu | FALSE | L | Annual | Emissions at Affected Plants NOX | Thousand Tons | 4.6477 | 2.1038 | 1.5746 | 1.2029 | 0.29128 | 0 | 0 | 0
KS La Cygne NOX Rate Annual v5.14 | 375 | 7274 | Rate Constraint in lbs/MMBtu | FALSE | L | Annual | Allowances Purchased NOX | Thousand Tons | 0 | 0 | 0 | 0 | 0 | 0 | 0 | 0
KS La Cygne NOX Rate Annual v5.14 | 375 | 7274 | Rate Constraint in lbs/MMBtu | FALSE | L | Annual | Allowances Sold NOX | Thousand Tons | 0 | 0 | 0 | 0 | 0 | 0 | 0 | 0
KS La Cygne NOX Rate Annual v5.14 | 375 | 7274 | Rate Constraint in lbs/MMBtu | FALSE | L | Annual | Allowances Banked | Thousand Tons | 0 | 0 | 0 | 0 | 0 | 0 | 0 | 0
KS La Cygne NOX Rate Annual v5.14 | 375 | 7274 | Rate Constraint in lbs/MMBtu | FALSE | L | Annual | Allowances Withdrawn (1:1) | Thousand Tons | 0 | 0 | 0 | 0 | 0 | 0 | 0 | 0
KS La Cygne NOX Rate Annual v5.14 | 375 | 7274 | Rate Constraint in lbs/MMBtu | FALSE | L | Annual | Allowances Withdrawn (n:1) | Thousand Tons | 0 | 0 | 0 | 0 | 0 | 0 | 0 | 0
KS La Cygne NOX Rate Annual v5.14 | 375 | 7274 | Rate Constraint in lbs/MMBtu | FALSE | L | Annual | Net Emissions Allowance Position | Thousand Tons | 4.6477 | 2.1038 | 1.5746 | 1.2029 | 0.29128 | 0 | 0 | 0
KS La Cygne NOX Rate Annual v5.14 | 375 | 7274 | Rate Constraint in lbs/MMBtu | FALSE | L | Annual | Fuel Consumed | TBtu | 101.3482 | 47.4178 | 35.5236 | 27.7408 | 6.0646 | 0 | 0 | 0
KS La Cygne NOX Rate Annual v5.14 | 375 | 7274 | Rate Constraint in lbs/MMBtu | FALSE | L | Annual | Rate | lb/MMBtu | 0.091718 | 0.088736 | 0.08865 | 0.086724 | 0.09606 | 0 | 0 | 0
KS La Cygne NOX Rate Annual v5.14 | 375 | 7274 | Rate Constraint in lbs/MMBtu | FALSE | L | Annual | Generation | TWh | 9.6055 | 4.5342 | 3.3968 | 2.6526 | 0.57991 | 0 | 0 | 0
KS La Cygne NOX Rate Annual v5.14 | 375 | 7274 | Rate Constraint in lbs/MMBtu | FALSE | L | Annual | Qualifying Generation | TWh | 9.6055 | 4.5342 | 3.3968 | 2.6526 | 0.57991 | 0 | 0 | 0
KS La Cygne NOX Rate Annual v5.14 | 375 | 7274 | Rate Constraint in lbs/MMBtu | FALSE | L | Annual | Rate | lb/MWh | 0.96772 | 0.92799 | 0.92709 | 0.90695 | 1.0046 | 0 | 0 | 0
KS La Cygne NOX Rate Annual v5.14 | 375 | 7274 | Rate Constraint in lbs/MMBtu | FALSE | L | Annual | Constraint Shadow Price | US2019$/Ton | 0 | 0 | 0 | 0 | 0 | 0 | 0 | 0
KS La Cygne SO2 Rate Annual v5.14 | 376 | 7275 | Rate Constraint in lbs/MMBtu | FALSE | L | Annual | Seasons Included | Seasons | Winter, WintShld, Summer | Winter, WintShld, Summer | Winter, WintShld, Summer | Winter, WintShld, Summer | Winter, WintShld, Summer | Winter, WintShld, Summer | Winter, WintShld, Summer | Winter, WintShld, Summer
KS La Cygne SO2 Rate Annual v5.14 | 376 | 7275 | Rate Constraint in lbs/MMBtu | FALSE | L | Annual | Standard SO2 | lb/MMBtu | 0.1 | 0.1 | 0.1 | 0.1 | 0.1 | 0.1 | 0.1 | 0.1
KS La Cygne SO2 Rate Annual v5.14 | 376 | 7275 | Rate Constraint in lbs/MMBtu | FALSE | L | Annual | Emissions at Affected Plants SO2 | Thousand Tons | 1.0736 | 0.44405 | 0.33267 | 0.25978 | 0.056793 | 0 | 0 | 0
KS La Cygne SO2 Rate Annual v5.14 | 376 | 7275 | Rate Constraint in lbs/MMBtu | FALSE | L | Annual | Allowances Purchased SO2 | Thousand Tons | 0 | 0 | 0 | 0 | 0 | 0 | 0 | 0
KS La Cygne SO2 Rate Annual v5.14 | 376 | 7275 | Rate Constraint in lbs/MMBtu | FALSE | L | Annual | Allowances Sold SO2 | Thousand Tons | 0 | 0 | 0 | 0 | 0 | 0 | 0 | 0
KS La Cygne SO2 Rate Annual v5.14 | 376 | 7275 | Rate Constraint in lbs/MMBtu | FALSE | L | Annual | Allowances Banked | Thousand Tons | 0 | 0 | 0 | 0 | 0 | 0 | 0 | 0
KS La Cygne SO2 Rate Annual v5.14 | 376 | 7275 | Rate Constraint in lbs/MMBtu | FALSE | L | Annual | Allowances Withdrawn (1:1) | Thousand Tons | 0 | 0 | 0 | 0 | 0 | 0 | 0 | 0
KS La Cygne SO2 Rate Annual v5.14 | 376 | 7275 | Rate Constraint in lbs/MMBtu | FALSE | L | Annual | Allowances Withdrawn (n:1) | Thousand Tons | 0 | 0 | 0 | 0 | 0 | 0 | 0 | 0
KS La Cygne SO2 Rate Annual v5.14 | 376 | 7275 | Rate Constraint in lbs/MMBtu | FALSE | L | Annual | Net Emissions Allowance Position | Thousand Tons | 1.0736 | 0.44405 | 0.33267 | 0.25978 | 0.056793 | 0 | 0 | 0
KS La Cygne SO2 Rate Annual v5.14 | 376 | 7275 | Rate Constraint in lbs/MMBtu | FALSE | L | Annual | Fuel Consumed | TBtu | 101.3482 | 47.4178 | 35.5236 | 27.7408 | 6.0646 | 0 | 0 | 0
KS La Cygne SO2 Rate Annual v5.14 | 376 | 7275 | Rate Constraint in lbs/MMBtu | FALSE | L | Annual | Rate | lb/MMBtu | 0.021187 | 0.018729 | 0.018729 | 0.018729 | 0.018729 | 0 | 0 | 0
KS La Cygne SO2 Rate Annual v5.14 | 376 | 7275 | Rate Constraint in lbs/MMBtu | FALSE | L | Annual | Generation | TWh | 9.6055 | 4.5342 | 3.3968 | 2.6526 | 0.57991 | 0 | 0 | 0
KS La Cygne SO2 Rate Annual v5.14 | 376 | 7275 | Rate Constraint in lbs/MMBtu | FALSE | L | Annual | Qualifying Generation | TWh | 9.6055 | 4.5342 | 3.3968 | 2.6526 | 0.57991 | 0 | 0 | 0
KS La Cygne SO2 Rate Annual v5.14 | 376 | 7275 | Rate Constraint in lbs/MMBtu | FALSE | L | Annual | Rate | lb/MWh | 0.22354 | 0.19587 | 0.19587 | 0.19587 | 0.19587 | 0 | 0 | 0
KS La Cygne SO2 Rate Annual v5.14 | 376 | 7275 | Rate Constraint in lbs/MMBtu | FALSE | L | Annual | Constraint Shadow Price | US2019$/Ton | 0 | 0 | 0 | 0 | 0 | 0 | 0 | 0
KY Bluegrass - NOX Cap Annual v6.20 | 377 | 7695 | Rate Constraint in MTons | FALSE | L | Annual | Seasons Included | Seasons | Winter, WintShld, Summer | Winter, WintShld, Summer | Winter, WintShld, Summer | Winter, WintShld, Summer | Winter, WintShld, Summer | Winter, WintShld, Summer | Winter, WintShld, Summer | Winter, WintShld, Summer
KY Bluegrass - NOX Cap Annual v6.20 | 377 | 7695 | Rate Constraint in MTons | FALSE | L | Annual | Standard NOX | Thousand Tons | 0.095 | 0.095 | 0.095 | 0.095 | 0.095 | 0.095 | 0.095 | 0.095
KY Bluegrass - NOX Cap Annual v6.20 | 377 | 7695 | Rate Constraint in MTons | FALSE | L | Annual | Emissions at Affected Plants NOX | Thousand Tons | 0.0073944 | 0.027318 | 0.061521 | 0.032814 | 0.0594 | 0.022717 | 0 | 0
KY Bluegrass - NOX Cap Annual v6.20 | 377 | 7695 | Rate Constraint in MTons | FALSE | L | Annual | Allowances Purchased NOX | Thousand Tons | 0 | 0 | 0 | 0 | 0 | 0 | 0 | 0
KY Bluegrass - NOX Cap Annual v6.20 | 377 | 7695 | Rate Constraint in MTons | FALSE | L | Annual | Allowances Sold NOX | Thousand Tons | 0 | 0 | 0 | 0 | 0 | 0 | 0 | 0
KY Bluegrass - NOX Cap Annual v6.20 | 377 | 7695 | Rate Constraint in MTons | FALSE | L | Annual | Allowances Banked | Thousand Tons | 0 | 0 | 0 | 0 | 0 | 0 | 0 | 0
KY Bluegrass - NOX Cap Annual v6.20 | 377 | 7695 | Rate Constraint in MTons | FALSE | L | Annual | Allowances Withdrawn (1:1) | Thousand Tons | 0 | 0 | 0 | 0 | 0 | 0 | 0 | 0
KY Bluegrass - NOX Cap Annual v6.20 | 377 | 7695 | Rate Constraint in MTons | FALSE | L | Annual | Allowances Withdrawn (n:1) | Thousand Tons | 0 | 0 | 0 | 0 | 0 | 0 | 0 | 0
KY Bluegrass - NOX Cap Annual v6.20 | 377 | 7695 | Rate Constraint in MTons | FALSE | L | Annual | Net Emissions Allowance Position | Thousand Tons | 0.0073944 | 0.027318 | 0.061521 | 0.032814 | 0.0594 | 0.022717 | 0 | 0
KY Bluegrass - NOX Cap Annual v6.20 | 377 | 7695 | Rate Constraint in MTons | FALSE | L | Annual | Fuel Consumed | TBtu | 0.22116 | 0.8169 | 1.8399 | 0.98143 | 1.7766 | 0.67943 | 0 | 0
KY Bluegrass - NOX Cap Annual v6.20 | 377 | 7695 | Rate Constraint in MTons | FALSE | L | Annual | Rate | lb/MMBtu | 0.06687 | 0.066881 | 0.066875 | 0.06687 | 0.06687 | 0.06687 | 0 | 0
KY Bluegrass - NOX Cap Annual v6.20 | 377 | 7695 | Rate Constraint in MTons | FALSE | L | Annual | Generation | TWh | 0.019937 | 0.073641 | 0.16586 | 0.088473 | 0.16015 | 0.061249 | 0 | 0
KY Bluegrass - NOX Cap Annual v6.20 | 377 | 7695 | Rate Constraint in MTons | FALSE | L | Annual | Qualifying Generation | TWh | 0.019937 | 0.073641 | 0.16586 | 0.088473 | 0.16015 | 0.061249 | 0 | 0
KY Bluegrass - NOX Cap Annual v6.20 | 377 | 7695 | Rate Constraint in MTons | FALSE | L | Annual | Rate | lb/MWh | 0.74179 | 0.74191 | 0.74184 | 0.74179 | 0.74179 | 0.74179 | 0 | 0
KY Bluegrass - NOX Cap Annual v6.20 | 377 | 7695 | Rate Constraint in MTons | FALSE | L | Annual | Constraint Shadow Price | US2019$/Ton | 0 | 0 | 0 | 0 | 0 | 0 | 0 | 0
KY Paddys Run - NOX Cap Annual v6.20 | 378 | 7693 | Rate Constraint in MTons | FALSE | L | Annual | Seasons Included | Seasons | Winter, WintShld, Summer | Winter, WintShld, Summer | Winter, WintShld, Summer | Winter, WintShld, Summer | Winter, WintShld, Summer | Winter, WintShld, Summer | Winter, WintShld, Summer | Winter, WintShld, Summer
KY Paddys Run - NOX Cap Annual v6.20 | 378 | 7693 | Rate Constraint in MTons | FALSE | L | Annual | Standard NOX | Thousand Tons | 0.1 | 0.1 | 0.1 | 0.1 | 0.1 | 0.1 | 0.1 | 0.1
KY Paddys Run - NOX Cap Annual v6.20 | 378 | 7693 | Rate Constraint in MTons | FALSE | L | Annual | Emissions at Affected Plants NOX | Thousand Tons | 0.034376 | 0.078537 | 0.1 | 0.1 | 0.1 | 0.085408 | 0.070958 | 0.062582
KY Paddys Run - NOX Cap Annual v6.20 | 378 | 7693 | Rate Constraint in MTons | FALSE | L | Annual | Allowances Purchased NOX | Thousand Tons | 0 | 0 | 0 | 0 | 0 | 0 | 0 | 0
KY Paddys Run - NOX Cap Annual v6.20 | 378 | 7693 | Rate Constraint in MTons | FALSE | L | Annual | Allowances Sold NOX | Thousand Tons | 0 | 0 | 0 | 0 | 0 | 0 | 0 | 0
KY Paddys Run - NOX Cap Annual v6.20 | 378 | 7693 | Rate Constraint in MTons | FALSE | L | Annual | Allowances Banked | Thousand Tons | 0 | 0 | 0 | 0 | 0 | 0 | 0 | 0
KY Paddys Run - NOX Cap Annual v6.20 | 378 | 7693 | Rate Constraint in MTons | FALSE | L | Annual | Allowances Withdrawn (1:1) | Thousand Tons | 0 | 0 | 0 | 0 | 0 | 0 | 0 | 0
KY Paddys Run - NOX Cap Annual v6.20 | 378 | 7693 | Rate Constraint in MTons | FALSE | L | Annual | Allowances Withdrawn (n:1) | Thousand Tons | 0 | 0 | 0 | 0 | 0 | 0 | 0 | 0
KY Paddys Run - NOX Cap Annual v6.20 | 378 | 7693 | Rate Constraint in MTons | FALSE | L | Annual | Net Emissions Allowance Position | Thousand Tons | 0.034376 | 0.078537 | 0.1 | 0.1 | 0.1 | 0.085408 | 0.070958 | 0.062582
KY Paddys Run - NOX Cap Annual v6.20 | 378 | 7693 | Rate Constraint in MTons | FALSE | L | Annual | Fuel Consumed | TBtu | 0.31824 | 0.88616 | 1.2316 | 1.4196 | 1.1876 | 0.7661 | 0.77065 | 0.69434
KY Paddys Run - NOX Cap Annual v6.20 | 378 | 7693 | Rate Constraint in MTons | FALSE | L | Annual | Rate | lb/MMBtu | 0.21604 | 0.17725 | 0.1624 | 0.14088 | 0.1684 | 0.22297 | 0.18415 | 0.18027
KY Paddys Run - NOX Cap Annual v6.20 | 378 | 7693 | Rate Constraint in MTons | FALSE | L | Annual | Generation | TWh | 0.028626 | 0.079712 | 0.11078 | 0.1277 | 0.10683 | 0.068912 | 0.069322 | 0.062457
KY Paddys Run - NOX Cap Annual v6.20 | 378 | 7693 | Rate Constraint in MTons | FALSE | L | Annual | Qualifying Generation | TWh | 0.028626 | 0.079712 | 0.11078 | 0.1277 | 0.10683 | 0.068912 | 0.069322 | 0.062457
KY Paddys Run - NOX Cap Annual v6.20 | 378 | 7693 | Rate Constraint in MTons | FALSE | L | Annual | Rate | lb/MWh | 2.4017 | 1.9705 | 1.8054 | 1.5662 | 1.8721 | 2.4787 | 2.0472 | 2.004
KY Paddys Run - NOX Cap Annual v6.20 | 378 | 7693 | Rate Constraint in MTons | FALSE | L | Annual | Constraint Shadow Price | US2019$/Ton | 0 | 0 | 232.6276 | 176.9583 | 198.3281 | 0 | 0 | 0
LA Big Cajun 1 CT- NOx Summer v4.10 | 379 | 7519 | Rate Constraint in lbs/MMBtu | FALSE | L | Annual | Seasons Included | Seasons | Summer | Summer | Summer | Summer | Summer | Summer | Summer | Summer
LA Big Cajun 1 CT- NOx Summer v4.10 | 379 | 7519 | Rate Constraint in lbs/MMBtu | FALSE | L | Annual | Standard NOX | lb/MMBtu | 0.2 | 0.2 | 0.2 | 0.2 | 0.2 | 0.2 | 0.2 | 0.2
LA Big Cajun 1 CT- NOx Summer v4.10 | 379 | 7519 | Rate Constraint in lbs/MMBtu | FALSE | L | Annual | Emissions at Affected Plants NOX | Thousand Tons | 0.00015561 | 0.0055035 | 0 | 0 | 0.0010827 | 0 | 0 | 0
LA Big Cajun 1 CT- NOx Summer v4.10 | 379 | 7519 | Rate Constraint in lbs/MMBtu | FALSE | L | Annual | Allowances Purchased NOX | Thousand Tons | 0 | 0 | 0 | 0 | 0 | 0 | 0 | 0
LA Big Cajun 1 CT- NOx Summer v4.10 | 379 | 7519 | Rate Constraint in lbs/MMBtu | FALSE | L | Annual | Allowances Sold NOX | Thousand Tons | 0 | 0 | 0 | 0 | 0 | 0 | 0 | 0
LA Big Cajun 1 CT- NOx Summer v4.10 | 379 | 7519 | Rate Constraint in lbs/MMBtu | FALSE | L | Annual | Allowances Banked | Thousand Tons | 0 | 0 | 0 | 0 | 0 | 0 | 0 | 0
LA Big Cajun 1 CT- NOx Summer v4.10 | 379 | 7519 | Rate Constraint in lbs/MMBtu | FALSE | L | Annual | Allowances Withdrawn (1:1) | Thousand Tons | 0 | 0 | 0 | 0 | 0 | 0 | 0 | 0
LA Big Cajun 1 CT- NOx Summer v4.10 | 379 | 7519 | Rate Constraint in lbs/MMBtu | FALSE | L | Annual | Allowances Withdrawn (n:1) | Thousand Tons | 0 | 0 | 0 | 0 | 0 | 0 | 0 | 0
LA Big Cajun 1 CT- NOx Summer v4.10 | 379 | 7519 | Rate Constraint in lbs/MMBtu | FALSE | L | Annual | Net Emissions Allowance Position | Thousand Tons | 0.00015561 | 0.0055035 | 0 | 0 | 0.0010827 | 0 | 0 | 0
LA Big Cajun 1 CT- NOx Summer v4.10 | 379 | 7519 | Rate Constraint in lbs/MMBtu | FALSE | L | Annual | Fuel Consumed | TBtu | 0.0042848 | 0.15154 | 0 | 0 | 0.029812 | 0 | 0 | 0
LA Big Cajun 1 CT- NOx Summer v4.10 | 379 | 7519 | Rate Constraint in lbs/MMBtu | FALSE | L | Annual | Rate | lb/MMBtu | 0.072635 | 0.072635 | 0 | 0 | 0.072635 | 0 | 0 | 0
LA Big Cajun 1 CT- NOx Summer v4.10 | 379 | 7519 | Rate Constraint in lbs/MMBtu | FALSE | L | Annual | Generation | TWh | 0.00033876 | 0.011981 | 0 | 0 | 0.002357 | 0 | 0 | 0
LA Big Cajun 1 CT- NOx Summer v4.10 | 379 | 7519 | Rate Constraint in lbs/MMBtu | FALSE | L | Annual | Qualifying Generation | TWh | 0.00033876 | 0.011981 | 0 | 0 | 0.002357 | 0 | 0 | 0
LA Big Cajun 1 CT- NOx Summer v4.10 | 379 | 7519 | Rate Constraint in lbs/MMBtu | FALSE | L | Annual | Rate | lb/MWh | 0.91872 | 0.91872 | 0 | 0 | 0.91872 | 0 | 0 | 0
LA Big Cajun 1 CT- NOx Summer v4.10 | 379 | 7519 | Rate Constraint in lbs/MMBtu | FALSE | L | Annual | Constraint Shadow Price | US2019$/Ton | 0 | 0 | 0 | 0 | 0 | 0 | 0 | 0
LA Big Cajun 1 OGS- NOx Summer v4.10 | 380 | 7520 | Rate Constraint in lbs/MMBtu | FALSE | L | Annual | Seasons Included | Seasons | Summer | Summer | Summer | Summer | Summer | Summer | Summer | Summer
LA Big Cajun 1 OGS- NOx Summer v4.10 | 380 | 7520 | Rate Constraint in lbs/MMBtu | FALSE | L | Annual | Standard NOX | lb/MMBtu | 0.1 | 0.1 | 0.1 | 0.1 | 0.1 | 0.1 | 0.1 | 0.1
LA Big Cajun 1 OGS- NOx Summer v4.10 | 380 | 7520 | Rate Constraint in lbs/MMBtu | FALSE | L | Annual | Emissions at Affected Plants NOX | Thousand Tons | 0 | 0 | 0 | 0 | 0 | 0 | 0 | 0
LA Big Cajun 1 OGS- NOx Summer v4.10 | 380 | 7520 | Rate Constraint in lbs/MMBtu | FALSE | L | Annual | Allowances Purchased NOX | Thousand Tons | 0 | 0 | 0 | 0 | 0 | 0 | 0 | 0
LA Big Cajun 1 OGS- NOx Summer v4.10 | 380 | 7520 | Rate Constraint in lbs/MMBtu | FALSE | L | Annual | Allowances Sold NOX | Thousand Tons | 0 | 0 | 0 | 0 | 0 | 0 | 0 | 0
LA Big Cajun 1 OGS- NOx Summer v4.10 | 380 | 7520 | Rate Constraint in lbs/MMBtu | FALSE | L | Annual | Allowances Banked | Thousand Tons | 0 | 0 | 0 | 0 | 0 | 0 | 0 | 0
LA Big Cajun 1 OGS- NOx Summer v4.10 | 380 | 7520 | Rate Constraint in lbs/MMBtu | FALSE | L | Annual | Allowances Withdrawn (1:1) | Thousand Tons | 0 | 0 | 0 | 0 | 0 | 0 | 0 | 0
LA Big Cajun 1 OGS- NOx Summer v4.10 | 380 | 7520 | Rate Constraint in lbs/MMBtu | FALSE | L | Annual | Allowances Withdrawn (n:1) | Thousand Tons | 0 | 0 | 0 | 0 | 0 | 0 | 0 | 0
LA Big Cajun 1 OGS- NOx Summer v4.10 | 380 | 7520 | Rate Constraint in lbs/MMBtu | FALSE | L | Annual | Net Emissions Allowance Position | Thousand Tons | 0 | 0 | 0 | 0 | 0 | 0 | 0 | 0
LA Big Cajun 1 OGS- NOx Summer v4.10 | 380 | 7520 | Rate Constraint in lbs/MMBtu | FALSE | L | Annual | Fuel Consumed | TBtu | 0 | 0 | 0 | 0 | 0 | 0 | 0 | 0
LA Big Cajun 1 OGS- NOx Summer v4.10 | 380 | 7520 | Rate Constraint in lbs/MMBtu | FALSE | L | Annual | Rate | lb/MMBtu | 0 | 0 | 0 | 0 | 0 | 0 | 0 | 0
LA Big Cajun 1 OGS- NOx Summer v4.10 | 380 | 7520 | Rate Constraint in lbs/MMBtu | FALSE | L | Annual | Generation | TWh | 0 | 0 | 0 | 0 | 0 | 0 | 0 | 0
LA Big Cajun 1 OGS- NOx Summer v4.10 | 380 | 7520 | Rate Constraint in lbs/MMBtu | FALSE | L | Annual | Qualifying Generation | TWh | 0 | 0 | 0 | 0 | 0 | 0 | 0 | 0
LA Big Cajun 1 OGS- NOx Summer v4.10 | 380 | 7520 | Rate Constraint in lbs/MMBtu | FALSE | L | Annual | Rate | lb/MWh | 0 | 0 | 0 | 0 | 0 | 0 | 0 | 0
LA Big Cajun 1 OGS- NOx Summer v4.10 | 380 | 7520 | Rate Constraint in lbs/MMBtu | FALSE | L | Annual | Constraint Shadow Price | US2019$/Ton | 0 | 0 | 0 | 0 | 0 | 0 | 0 | 0
LA Big Cajun 2- NOx Summer v4.10 | 381 | 7521 | Rate Constraint in lbs/MMBtu | FALSE | L | Annual | Seasons Included | Seasons | Summer | Summer | Summer | Summer | Summer | Summer | Summer | Summer
LA Big Cajun 2- NOx Summer v4.10 | 381 | 7521 | Rate Constraint in lbs/MMBtu | FALSE | L | Annual | Standard NOX | lb/MMBtu | 0.21 | 0.21 | 0.21 | 0.21 | 0.21 | 0.21 | 0.21 | 0.21
LA Big Cajun 2- NOx Summer v4.10 | 381 | 7521 | Rate Constraint in lbs/MMBtu | FALSE | L | Annual | Emissions at Affected Plants NOX | Thousand Tons | 2.0684 | 0 | 0 | 0 | 0 | 0 | 0 | 0
LA Big Cajun 2- NOx Summer v4.10 | 381 | 7521 | Rate Constraint in lbs/MMBtu | FALSE | L | Annual | Allowances Purchased NOX | Thousand Tons | 0 | 0 | 0 | 0 | 0 | 0 | 0 | 0
LA Big Cajun 2- NOx Summer v4.10 | 381 | 7521 | Rate Constraint in lbs/MMBtu | FALSE | L | Annual | Allowances Sold NOX | Thousand Tons | 0 | 0 | 0 | 0 | 0 | 0 | 0 | 0
LA Big Cajun 2- NOx Summer v4.10 | 381 | 7521 | Rate Constraint in lbs/MMBtu | FALSE | L | Annual | Allowances Banked | Thousand Tons | 0 | 0 | 0 | 0 | 0 | 0 | 0 | 0
LA Big Cajun 2- NOx Summer v4.10 | 381 | 7521 | Rate Constraint in lbs/MMBtu | FALSE | L | Annual | Allowances Withdrawn (1:1) | Thousand Tons | 0 | 0 | 0 | 0 | 0 | 0 | 0 | 0
LA Big Cajun 2- NOx Summer v4.10 | 381 | 7521 | Rate Constraint in lbs/MMBtu | FALSE | L | Annual | Allowances Withdrawn (n:1) | Thousand Tons | 0 | 0 | 0 | 0 | 0 | 0 | 0 | 0
LA Big Cajun 2- NOx Summer v4.10 | 381 | 7521 | Rate Constraint in lbs/MMBtu | FALSE | L | Annual | Net Emissions Allowance Position | Thousand Tons | 2.0684 | 0 | 0 | 0 | 0 | 0 | 0 | 0
LA Big Cajun 2- NOx Summer v4.10 | 381 | 7521 | Rate Constraint in lbs/MMBtu | FALSE | L | Annual | Fuel Consumed | TBtu | 33.5419 | 0 | 0 | 0 | 0 | 0 | 0 | 0
LA Big Cajun 2- NOx Summer v4.10 | 381 | 7521 | Rate Constraint in lbs/MMBtu | FALSE | L | Annual | Rate | lb/MMBtu | 0.12333 | 0 | 0 | 0 | 0 | 0 | 0 | 0
LA Big Cajun 2- NOx Summer v4.10 | 381 | 7521 | Rate Constraint in lbs/MMBtu | FALSE | L | Annual | Generation | TWh | 3.2134 | 0 | 0 | 0 | 0 | 0 | 0 | 0
LA Big Cajun 2- NOx Summer v4.10 | 381 | 7521 | Rate Constraint in lbs/MMBtu | FALSE | L | Annual | Qualifying Generation | TWh | 3.2134 | 0 | 0 | 0 | 0 | 0 | 0 | 0
LA Big Cajun 2- NOx Summer v4.10 | 381 | 7521 | Rate Constraint in lbs/MMBtu | FALSE | L | Annual | Rate | lb/MWh | 1.2874 | 0 | 0 | 0 | 0 | 0 | 0 | 0
LA Big Cajun 2- NOx Summer v4.10 | 381 | 7521 | Rate Constraint in lbs/MMBtu | FALSE | L | Annual | Constraint Shadow Price | US2019$/Ton | 0 | 0 | 0 | 0 | 0 | 0 | 0 | 0
LA Carville Energy LLC -Nox Summer v5.12 | 382 | 7522 | Rate Constraint in lbs/MMBtu | FALSE | L | Annual | Seasons Included | Seasons | Summer | Summer | Summer | Summer | Summer | Summer | Summer | Summer
LA Carville Energy LLC -Nox Summer v5.12 | 382 | 7522 | Rate Constraint in lbs/MMBtu | FALSE | L | Annual | Standard NOX | lb/MMBtu | 0.2 | 0.2 | 0.2 | 0.2 | 0.2 | 0.2 | 0.2 | 0.2
LA Carville Energy LLC -Nox Summer v5.12 | 382 | 7522 | Rate Constraint in lbs/MMBtu | FALSE | L | Annual | Emissions at Affected Plants NOX | Thousand Tons | 0.18038 | 0.18038 | 0.0089893 | 0.084735 | 0.18038 | 0.18038 | 0.18038 | 0.18038
LA Carville Energy LLC -Nox Summer v5.12 | 382 | 7522 | Rate Constraint in lbs/MMBtu | FALSE | L | Annual | Allowances Purchased NOX | Thousand Tons | 0 | 0 | 0 | 0 | 0 | 0 | 0 | 0
LA Carville Energy LLC -Nox Summer v5.12 | 382 | 7522 | Rate Constraint in lbs/MMBtu | FALSE | L | Annual | Allowances Sold NOX | Thousand Tons | 0 | 0 | 0 | 0 | 0 | 0 | 0 | 0
LA Carville Energy LLC -Nox Summer v5.12 | 382 | 7522 | Rate Constraint in lbs/MMBtu | FALSE | L | Annual | Allowances Banked | Thousand Tons | 0 | 0 | 0 | 0 | 0 | 0 | 0 | 0
LA Carville Energy LLC -Nox Summer v5.12 | 382 | 7522 | Rate Constraint in lbs/MMBtu | FALSE | L | Annual | Allowances Withdrawn (1:1) | Thousand Tons | 0 | 0 | 0 | 0 | 0 | 0 | 0 | 0
LA Carville Energy LLC -Nox Summer v5.12 | 382 | 7522 | Rate Constraint in lbs/MMBtu | FALSE | L | Annual | Allowances Withdrawn (n:1) | Thousand Tons | 0 | 0 | 0 | 0 | 0 | 0 | 0 | 0
LA Carville Energy LLC -Nox Summer v5.12 | 382 | 7522 | Rate Constraint in lbs/MMBtu | FALSE | L | Annual | Net Emissions Allowance Position | Thousand Tons | 0.18038 | 0.18038 | 0.0089893 | 0.084735 | 0.18038 | 0.18038 | 0.18038 | 0.18038
LA Carville Energy LLC -Nox Summer v5.12 | 382 | 7522 | Rate Constraint in lbs/MMBtu | FALSE | L | Annual | Fuel Consumed | TBtu | 8.526 | 8.526 | 0.42491 | 4.0053 | 8.526 | 8.526 | 8.526 | 8.526
LA Carville Energy LLC -Nox Summer v5.12 | 382 | 7522 | Rate Constraint in lbs/MMBtu | FALSE | L | Annual | Rate | lb/MMBtu | 0.042312 | 0.042312 | 0.042312 | 0.042312 | 0.042312 | 0.042312 | 0.042312 | 0.042312
LA Carville Energy LLC -Nox Summer v5.12 | 382 | 7522 | Rate Constraint in lbs/MMBtu | FALSE | L | Annual | Generation | TWh | 1.717 | 1.717 | 0.085572 | 0.80662 | 1.717 | 1.717 | 1.717 | 1.717
LA Carville Energy LLC -Nox Summer v5.12 | 382 | 7522 | Rate Constraint in lbs/MMBtu | FALSE | L | Annual | Qualifying Generation | TWh | 1.3011 | 1.3011 | 0.064842 | 0.61121 | 1.3011 | 1.3011 | 1.3011 | 1.3011
LA Carville Energy LLC -Nox Summer v5.12 | 382 | 7522 | Rate Constraint in lbs/MMBtu | FALSE | L | Annual | Rate | lb/MWh | 0.27727 | 0.27727 | 0.27727 | 0.27727 | 0.27727 | 0.27727 | 0.27727 | 0.27727
LA Carville Energy LLC -Nox Summer v5.12 | 382 | 7522 | Rate Constraint in lbs/MMBtu | FALSE | L | Annual | Constraint Shadow Price | US2019$/Ton | 0 | 0 | 0 | 0 | 0 | 0 | 0 | 0
LA Formosa Plastics High - NOx Summer v4.10 | 383 | 7523 | Rate Constraint in lbs/MMBtu | FALSE | L | Annual | Seasons Included | Seasons | Summer | Summer | Summer | Summer | Summer | Summer | Summer | Summer
LA Formosa Plastics High - NOx Summer v4.10 | 383 | 7523 | Rate Constraint in lbs/MMBtu | FALSE | L | Annual | Standard NOX | lb/MMBtu | 0.52663 | 0.52663 | 0.52663 | 0.52663 | 0.52663 | 0.52663 | 0.52663 | 0.52663
LA Formosa Plastics High - NOx Summer v4.10 | 383 | 7523 | Rate Constraint in lbs/MMBtu | FALSE | L | Annual | Emissions at Affected Plants NOX | Thousand Tons | 0.0037615 | 0.0094252 | 0.02095 | 0.02095 | 0.015712 | 0.0043874 | 0.0043874 | 0.0043874
LA Formosa Plastics High - NOx Summer v4.10 | 383 | 7523 | Rate Constraint in lbs/MMBtu | FALSE | L | Annual | Allowances Purchased NOX | Thousand Tons | 0 | 0 | 0 | 0 | 0 | 0 | 0 | 0
LA Formosa Plastics High - NOx Summer v4.10 | 383 | 7523 | Rate Constraint in lbs/MMBtu | FALSE | L | Annual | Allowances Sold NOX | Thousand Tons | 0 | 0 | 0 | 0 | 0 | 0 | 0 | 0
LA Formosa Plastics High - NOx Summer v4.10 | 383 | 7523 | Rate Constraint in lbs/MMBtu | FALSE | L | Annual | Allowances Banked | Thousand Tons | 0 | 0 | 0 | 0 | 0 | 0 | 0 | 0
LA Formosa Plastics High - NOx Summer v4.10 | 383 | 7523 | Rate Constraint in lbs/MMBtu | FALSE | L | Annual | Allowances Withdrawn (1:1) | Thousand Tons | 0 | 0 | 0 | 0 | 0 | 0 | 0 | 0
LA Formosa Plastics High - NOx Summer v4.10 | 383 | 7523 | Rate Constraint in lbs/MMBtu | FALSE | L | Annual | Allowances Withdrawn (n:1) | Thousand Tons | 0 | 0 | 0 | 0 | 0 | 0 | 0 | 0
LA Formosa Plastics High - NOx Summer v4.10 | 383 | 7523 | Rate Constraint in lbs/MMBtu | FALSE | L | Annual | Net Emissions Allowance Position | Thousand Tons | 0.0037615 | 0.0094252 | 0.02095 | 0.02095 | 0.015712 | 0.0043874 | 0.0043874 | 0.0043874
LA Formosa Plastics High - NOx Summer v4.10 | 383 | 7523 | Rate Constraint in lbs/MMBtu | FALSE | L | Annual | Fuel Consumed | TBtu | 0.028451 | 0.07129 | 0.15846 | 0.15846 | 0.11884 | 0.033185 | 0.033185 | 0.033185
LA Formosa Plastics High - NOx Summer v4.10 | 383 | 7523 | Rate Constraint in lbs/MMBtu | FALSE | L | Annual | Rate | lb/MMBtu | 0.26442 | 0.26442 | 0.26442 | 0.26442 | 0.26442 | 0.26442 | 0.26442 | 0.26442
LA Formosa Plastics High - NOx Summer v4.10 | 383 | 7523 | Rate Constraint in lbs/MMBtu | FALSE | L | Annual | Generation | TWh | 0.009026 | 0.022616 | 0.050271 | 0.050271 | 0.037703 | 0.010528 | 0.010528 | 0.010528
LA Formosa Plastics High - NOx Summer v4.10 | 383 | 7523 | Rate Constraint in lbs/MMBtu | FALSE | L | Annual | Qualifying Generation | TWh | 0.0034279 | 0.0085891 | 0.019092 | 0.019092 | 0.014319 | 0.0039982 | 0.0039982 | 0.0039982
LA Formosa Plastics High - NOx Summer v4.10 | 383 | 7523 | Rate Constraint in lbs/MMBtu | FALSE | L | Annual | Rate | lb/MWh | 2.1947 | 2.1947 | 2.1947 | 2.1947 | 2.1947 | 2.1947 | 2.1947 | 2.1947
LA Formosa Plastics High - NOx Summer v4.10 | 383 | 7523 | Rate Constraint in lbs/MMBtu | FALSE | L | Annual | Constraint Shadow Price | US2019$/Ton | 0 | 0 | 0 | 0 | 0 | 0 | 0 | 0
LA Formosa Plastics Low - NOx Summer v4.10 | 384 | 7524 | Rate Constraint in lbs/MMBtu | FALSE | L | Annual | Seasons Included | Seasons | Summer | Summer | Summer | Summer | Summer | Summer | Summer | Summer
LA Formosa Plastics Low - NOx Summer v4.10 | 384 | 7524 | Rate Constraint in lbs/MMBtu | FALSE | L | Annual | Standard NOX | lb/MMBtu | 0.28506 | 0.28506 | 0.28506 | 0.28506 | 0.28506 | 0.28506 | 0.28506 | 0.28506
LA Formosa Plastics Low - NOx Summer v4.10 | 384 | 7524 | Rate Constraint in lbs/MMBtu | FALSE | L | Annual | Emissions at Affected Plants NOX | Thousand Tons | 0.0042343 | 0.0075859 | 0 | 0.00057276 | 0.011227 | 0.009103 | 0.018096 | 0.02724
LA Formosa Plastics Low - NOx Summer v4.10 | 384 | 7524 | Rate Constraint in lbs/MMBtu | FALSE | L | Annual | Allowances Purchased NOX | Thousand Tons | 0 | 0 | 0 | 0 | 0 | 0 | 0 | 0
LA Formosa Plastics Low - NOx Summer v4.10 | 384 | 7524 | Rate Constraint in lbs/MMBtu | FALSE | L | Annual | Allowances Sold NOX | Thousand Tons | 0 | 0 | 0 | 0 | 0 | 0 | 0 | 0
LA Formosa Plastics Low - NOx Summer v4.10 | 384 | 7524 | Rate Constraint in lbs/MMBtu | FALSE | L | Annual | Allowances Banked | Thousand Tons | 0 | 0 | 0 | 0 | 0 | 0 | 0 | 0
LA Formosa Plastics Low - NOx Summer v4.10 | 384 | 7524 | Rate Constraint in lbs/MMBtu | FALSE | L | Annual | Allowances Withdrawn (1:1) | Thousand Tons | 0 | 0 | 0 | 0 | 0 | 0 | 0 | 0
LA Formosa Plastics Low - NOx Summer v4.10 | 384 | 7524 | Rate Constraint in lbs/MMBtu | FALSE | L | Annual | Allowances Withdrawn (n:1) | Thousand Tons | 0 | 0 | 0 | 0 | 0 | 0 | 0 | 0
LA Formosa Plastics Low - NOx Summer v4.10 | 384 | 7524 | Rate Constraint in lbs/MMBtu | FALSE | L | Annual | Net Emissions Allowance Position | Thousand Tons | 0.0042343 | 0.0075859 | 0 | 0.00057276 | 0.011227 | 0.009103 | 0.018096 | 0.02724
LA Formosa Plastics Low - NOx Summer v4.10 | 384 | 7524 | Rate Constraint in lbs/MMBtu | FALSE | L | Annual | Fuel Consumed | TBtu | 0.11148 | 0.19971 | 0 | 0.015079 | 0.29557 | 0.23965 | 0.4764 | 0.71715
LA Formosa Plastics Low - NOx Summer v4.10 | 384 | 7524 | Rate Constraint in lbs/MMBtu | FALSE | L | Annual | Rate | lb/MMBtu | 0.075968 | 0.075968 | 0 | 0.075968 | 0.075968 | 0.075968 | 0.075968 | 0.075968
LA Formosa Plastics Low - NOx Summer v4.10 | 384 | 7524 | Rate Constraint in lbs/MMBtu | FALSE | L | Annual | Generation | TWh | 0.018263 | 0.032718 | 0 | 0.0024703 | 0.048423 | 0.039262 | 0.078048 | 0.11749
LA Formosa Plastics Low - NOx Summer v4.10 | 384 | 7524 | Rate Constraint in lbs/MMBtu | FALSE | L | Annual | Qualifying Generation | TWh | 0.012813 | 0.022955 | 0 | 0.0017332 | 0.033974 | 0.027547 | 0.054759 | 0.082431
LA Formosa Plastics Low - NOx Summer v4.10 | 384 | 7524 | Rate Constraint in lbs/MMBtu | FALSE | L | Annual | Rate | lb/MWh | 0.66092 | 0.66092 | 0 | 0.66092 | 0.66092 | 0.66092 | 0.66092 | 0.66092
LA Formosa Plastics Low - NOx Summer v4.10 | 384 | 7524 | Rate Constraint in lbs/MMBtu | FALSE | L | Annual | Constraint Shadow Price | US2019$/Ton | 0 | 0 | 0 | 0 | 0 | 0 | 0 | 0
LA Geismar Cogen -Nox Summer v5.12 | 385 | 7525 | Rate Constraint in lbs/MMBtu | FALSE | L | Annual | Seasons Included | Seasons | Summer | Summer | Summer | Summer | Summer | Summer | Summer | Summer
LA Geismar Cogen -Nox Summer v5.12 | 385 | 7525 | Rate Constraint in lbs/MMBtu | FALSE | L | Annual | Standard NOX | lb/MMBtu | 0.2 | 0.2 | 0.2 | 0.2 | 0.2 | 0.2 | 0.2 | 0.2
LA Geismar Cogen -Nox Summer v5.12 | 385 | 7525 | Rate Constraint in lbs/MMBtu | FALSE | L | Annual | Emissions at Affected Plants NOX | Thousand Tons | 0.0043889 | 0 | 0 | 0 | 0 | 0 | 0 | 0
LA Geismar Cogen -Nox Summer v5.12 | 385 | 7525 | Rate Constraint in lbs/MMBtu | FALSE | L | Annual | Allowances Purchased NOX | Thousand Tons | 0 | 0 | 0 | 0 | 0 | 0 | 0 | 0
LA Geismar Cogen -Nox Summer v5.12 | 385 | 7525 | Rate Constraint in lbs/MMBtu | FALSE | L | Annual | Allowances Sold NOX | Thousand Tons | 0 | 0 | 0 | 0 | 0 | 0 | 0 | 0
LA Geismar Cogen -Nox Summer v5.12 | 385 | 7525 | Rate Constraint in lbs/MMBtu | FALSE | L | Annual | Allowances Banked | Thousand Tons | 0 | 0 | 0 | 0 | 0 | 0 | 0 | 0
LA Geismar Cogen -Nox Summer v5.12 | 385 | 7525 | Rate Constraint in lbs/MMBtu | FALSE | L | Annual | Allowances Withdrawn (1:1) | Thousand Tons | 0 | 0 | 0 | 0 | 0 | 0 | 0 | 0
LA Geismar Cogen -Nox Summer v5.12 | 385 | 7525 | Rate Constraint in lbs/MMBtu | FALSE | L | Annual | Allowances Withdrawn (n:1) | Thousand Tons | 0 | 0 | 0 | 0 | 0 | 0 | 0 | 0
LA Geismar Cogen -Nox Summer v5.12 | 385 | 7525 | Rate Constraint in lbs/MMBtu | FALSE | L | Annual | Net Emissions Allowance Position | Thousand Tons | 0.0043889 | 0 | 0 | 0 | 0 | 0 | 0 | 0
LA Geismar Cogen -Nox Summer v5.12 | 385 | 7525 | Rate Constraint in lbs/MMBtu | FALSE | L | Annual | Fuel Consumed | TBtu | 0.12066 | 0 | 0 | 0 | 0 | 0 | 0 | 0
LA Geismar Cogen -Nox Summer v5.12 | 385 | 7525 | Rate Constraint in lbs/MMBtu | FALSE | L | Annual | Rate | lb/MMBtu | 0.072747 | 0 | 0 | 0 | 0 | 0 | 0 | 0
LA Geismar Cogen -Nox Summer v5.12 | 385 | 7525 | Rate Constraint in lbs/MMBtu | FALSE | L | Annual | Generation | TWh | 0.020412 | 0 | 0 | 0 | 0 | 0 | 0 | 0
LA Geismar Cogen -Nox Summer v5.12 | 385 | 7525 | Rate Constraint in lbs/MMBtu | FALSE | L | Annual | Qualifying Generation | TWh | 0.013869 | 0 | 0 | 0 | 0 | 0 | 0 | 0
LA Geismar Cogen -Nox Summer v5.12 | 385 | 7525 | Rate Constraint in lbs/MMBtu | FALSE | L | Annual | Rate | lb/MWh | 0.6329 | 0 | 0 | 0 | 0 | 0 | 0 | 0
LA Geismar Cogen -Nox Summer v5.12 | 385 | 7525 | Rate Constraint in lbs/MMBtu | FALSE | L | Annual | Constraint Shadow Price | US2019$/Ton | 0 | 0 | 0 | 0 | 0 | 0 | 0 | 0
LA Georgia Gulf Plaquemine -Nox Summer v5.12 | 386 | 7526 | Rate Constraint in lbs/MMBtu | FALSE | L | Annual | Seasons Included | Seasons | Summer | Summer | Summer | Summer | Summer | Summer | Summer | Summer
LA Georgia Gulf Plaquemine -Nox Summer v5.12 | 386 | 7526 | Rate Constraint in lbs/MMBtu | FALSE | L | Annual | Standard NOX | lb/MMBtu | 0.2 | 0.2 | 0.2 | 0.2 | 0.2 | 0.2 | 0.2 | 0.2
LA Georgia Gulf Plaquemine -Nox Summer v5.12 | 386 | 7526 | Rate Constraint in lbs/MMBtu | FALSE | L | Annual | Emissions at Affected Plants NOX | Thousand Tons | 0.025908 | 0.02177 | 0 | 0 | 0.033186 | 0.033186 | 0.10593 | 0.10888
LA Georgia Gulf Plaquemine -Nox Summer v5.12 | 386 | 7526 | Rate Constraint in lbs/MMBtu | FALSE | L | Annual | Allowances Purchased NOX | Thousand Tons | 0 | 0 | 0 | 0 | 0 | 0 | 0 | 0
LA Georgia Gulf Plaquemine -Nox Summer v5.12 | 386 | 7526 | Rate Constraint in lbs/MMBtu | FALSE | L | Annual | Allowances Sold NOX | Thousand Tons | 0 | 0 | 0 | 0 | 0 | 0 | 0 | 0
LA Georgia Gulf Plaquemine -Nox Summer v5.12 | 386 | 7526 | Rate Constraint in lbs/MMBtu | FALSE | L | Annual | Allowances Banked | Thousand Tons | 0 | 0 | 0 | 0 | 0 | 0 | 0 | 0
LA Georgia Gulf Plaquemine -Nox Summer v5.12 | 386 | 7526 | Rate Constraint in lbs/MMBtu | FALSE | L | Annual | Allowances Withdrawn (1:1) | Thousand Tons | 0 | 0 | 0 | 0 | 0 | 0 | 0 | 0
LA Georgia Gulf Plaquemine -Nox Summer v5.12 | 386 | 7526 | Rate Constraint in lbs/MMBtu | FALSE | L | Annual | Allowances Withdrawn (n:1) | Thousand Tons | 0 | 0 | 0 | 0 | 0 | 0 | 0 | 0
LA Georgia Gulf Plaquemine -Nox Summer v5.12 | 386 | 7526 | Rate Constraint in lbs/MMBtu | FALSE | L | Annual | Net Emissions Allowance Position | Thousand Tons | 0.025908 | 0.02177 | 0 | 0 | 0.033186 | 0.033186 | 0.10593 | 0.10888
LA Georgia Gulf Plaquemine -Nox Summer v5.12 | 386 | 7526 | Rate Constraint in lbs/MMBtu | FALSE | L | Annual | Fuel Consumed | TBtu | 0.36014 | 0.30263 | 0 | 0 | 0.46132 | 0.46132 | 1.4725 | 1.5136
LA Georgia Gulf Plaquemine -Nox Summer v5.12 | 386 | 7526 | Rate Constraint in lbs/MMBtu | FALSE | L | Annual | Rate | lb/MMBtu | 0.14388 | 0.14388 | 0 | 0 | 0.14388 | 0.14388 | 0.14388 | 0.14388
LA Georgia Gulf Plaquemine -Nox Summer v5.12 | 386 | 7526 | Rate Constraint in lbs/MMBtu | FALSE | L | Annual | Generation | TWh | 0.060923 | 0.051193 | 0 | 0 | 0.078038 | 0.078038 | 0.24909 | 0.25604
LA Georgia Gulf Plaquemine -Nox Summer v5.12 | 386 | 7526 | Rate Constraint in lbs/MMBtu | FALSE | L | Annual | Qualifying Generation | TWh | 0.041396 | 0.034785 | 0 | 0 | 0.053025 | 0.053025 | 0.16925 | 0.17397
LA Georgia Gulf Plaquemine -Nox Summer v5.12 | 386 | 7526 | Rate Constraint in lbs/MMBtu | FALSE | L | Annual | Rate | lb/MWh | 1.2517 | 1.2517 | 0 | 0 | 1.2517 | 1.2517 | 1.2517 | 1.2517
LA Georgia Gulf Plaquemine -Nox Summer v5.12 | 386 | 7526 | Rate Constraint in lbs/MMBtu | FALSE | L | Annual | Constraint Shadow Price | US2019$/Ton | 0 | 0 | 0 | 0 | 0 | 0 | 0 | 0
LA Louisiana 1 - NOx Summer v4.10 | 387 | 7527 | Rate Constraint in lbs/MMBtu | FALSE | L | Annual | Seasons Included | Seasons | Summer | Summer | Summer | Summer | Summer | Summer | Summer | Summer
LA Louisiana 1 - NOx Summer v4.10 | 387 | 7527 | Rate Constraint in lbs/MMBtu | FALSE | L | Annual | Standard NOX | lb/MMBtu | 0.24144 | 0.24144 | 0.24144 | 0.24144 | 0.24144 | 0.24144 | 0.24144 | 0.24144
LA Louisiana 1 - NOx Summer v4.10 | 387 | 7527 | Rate Constraint in lbs/MMBtu | FALSE | L | Annual | Emissions at Affected Plants NOX | Thousand Tons | 0.097605 | 0.097605 | 0.015426 | 0.052716 | 0.097605 | 0.097605 | 0.097605 | 0.097605
LA Louisiana 1 - NOx Summer v4.10 | 387 | 7527 | Rate Constraint in lbs/MMBtu | FALSE | L | Annual | Allowances Purchased NOX | Thousand Tons | 0 | 0 | 0 | 0 | 0 | 0 | 0 | 0
LA Louisiana 1 - NOx Summer v4.10 | 387 | 7527 | Rate Constraint in lbs/MMBtu | FALSE | L | Annual | Allowances Sold NOX | Thousand Tons | 0 | 0 | 0 | 0 | 0 | 0 | 0 | 0
LA Louisiana 1 - NOx Summer v4.10 | 387 | 7527 | Rate Constraint in lbs/MMBtu | FALSE | L | Annual | Allowances Banked | Thousand Tons | 0 | 0 | 0 | 0 | 0 | 0 | 0 | 0
LA Louisiana 1 - NOx Summer v4.10 | 387 | 7527 | Rate Constraint in lbs/MMBtu | FALSE | L | Annual | Allowances Withdrawn (1:1) | Thousand Tons | 0 | 0 | 0 | 0 | 0 | 0 | 0 | 0
LA Louisiana 1 - NOx Summer v4.10 | 387 | 7527 | Rate Constraint in lbs/MMBtu | FALSE | L | Annual | Allowances Withdrawn (n:1) | Thousand Tons | 0 | 0 | 0 | 0 | 0 | 0 | 0 | 0
LA Louisiana 1 - NOx Summer v4.10 | 387 | 7527 | Rate Constraint in lbs/MMBtu | FALSE | L | Annual | Net Emissions Allowance Position | Thousand Tons | 0.097605 | 0.097605 | 0.015426 | 0.052716 | 0.097605 | 0.097605 | 0.097605 | 0.097605
LA Louisiana 1 - NOx Summer v4.10 | 387 | 7527 | Rate Constraint in lbs/MMBtu | FALSE | L | Annual | Fuel Consumed | TBtu | 0.98225 | 0.98225 | 0.12964 | 0.52629 | 0.98225 | 0.98225 | 0.98225 | 0.98225
LA Louisiana 1 - NOx Summer v4.10 | 387 | 7527 | Rate Constraint in lbs/MMBtu | FALSE | L | Annual | Rate | lb/MMBtu | 0.19874 | 0.19874 | 0.23799 | 0.20033 | 0.19874 | 0.19874 | 0.19874 | 0.19874
LA Louisiana 1 - NOx Summer v4.10 | 387 | 7527 | Rate Constraint in lbs/MMBtu | FALSE | L | Annual | Generation | TWh | 0.26702 | 0.26702 | 0.068159 | 0.16679 | 0.26702 | 0.26702 | 0.26702 | 0.26702
LA Louisiana 1 - NOx Summer v4.10 | 387 | 7527 | Rate Constraint in lbs/MMBtu | FALSE | L | Annual | Qualifying Generation | TWh | 0.21593 | 0.21593 | 0.028499 | 0.11569 | 0.21593 | 0.21593 | 0.21593 | 0.21593
LA Louisiana 1 - NOx Summer v4.10 | 387 | 7527 | Rate Constraint in lbs/MMBtu | FALSE | L | Annual | Rate | lb/MWh | 0.90406 | 0.90406 | 1.0826 | 0.9113 | 0.90406 | 0.90406 | 0.90406 | 0.90406
LA Louisiana 1 - NOx Summer v4.10 | 387 | 7527 | Rate Constraint in lbs/MMBtu | FALSE | L | Annual | Constraint Shadow Price | US2019$/Ton | 0 | 0 | 0 | 0 | 0 | 0 | 0 | 0
LA New Roads - NOx Summer v4.10 | 388 | 7528 | Rate Constraint in lbs/MMBtu | FALSE | L | Annual | Seasons Included | Seasons | Summer | Summer | Summer | Summer | Summer | Summer | Summer | Summer
LA New Roads - NOx Summer v4.10 | 388 | 7528 | Rate Constraint in lbs/MMBtu | FALSE | L | Annual | Standard NOX | lb/MMBtu | 0.2 | 0.2 | 0.2 | 0.2 | 0.2 | 0.2 | 0.2 | 0.2
LA New Roads - NOx Summer v4.10 | 388 | 7528 | Rate Constraint in lbs/MMBtu | FALSE | L | Annual | Emissions at Affected Plants NOX | Thousand Tons | 0 | 0.0015654 | 0.0026261 | 0.00065012 | 0.0001112 | 0 | 0 | 0
LA New Roads - NOx Summer v4.10 | 388 | 7528 | Rate Constraint in lbs/MMBtu | FALSE | L | Annual | Allowances Purchased NOX | Thousand Tons | 0 | 0 | 0 | 0 | 0 | 0 | 0 | 0
LA New Roads - NOx Summer v4.10 | 388 | 7528 | Rate Constraint in lbs/MMBtu | FALSE | L | Annual | Allowances Sold NOX | Thousand Tons | 0 | 0 | 0 | 0 | 0 | 0 | 0 | 0
LA New Roads - NOx Summer v4.10 | 388 | 7528 | Rate Constraint in lbs/MMBtu | FALSE | L | Annual | Allowances Banked | Thousand Tons | 0 | 0 | 0 | 0 | 0 | 0 | 0 | 0
LA New Roads - NOx Summer v4.10 | 388 | 7528 | Rate Constraint in lbs/MMBtu | FALSE | L | Annual | Allowances Withdrawn (1:1) | Thousand Tons | 0 | 0 | 0 | 0 | 0 | 0 | 0 | 0
LA New Roads - NOx Summer v4.10 | 388 | 7528 | Rate Constraint in lbs/MMBtu | FALSE | L | Annual | Allowances Withdrawn (n:1) | Thousand Tons | 0 | 0 | 0 | 0 | 0 | 0 | 0 | 0
LA New Roads - NOx Summer v4.10 | 388 | 7528 | Rate Constraint in lbs/MMBtu | FALSE | L | Annual | Net Emissions Allowance Position | Thousand Tons | 0 | 0.0015654 | 0.0026261 | 0.00065012 | 0.0001112 | 0 | 0 | 0
LA New Roads - NOx Summer v4.10 | 388 | 7528 | Rate Constraint in lbs/MMBtu | FALSE | L | Annual | Fuel Consumed | TBtu | 0 | 0.015655 | 0.026263 | 0.0065015 | 0.0011121 | 0 | 0 | 0
LA New Roads - NOx Summer v4.10 | 388 | 7528 | Rate Constraint in lbs/MMBtu | FALSE | L | Annual | Rate | lb/MMBtu | 0 | 0.19999 | 0.19999 | 0.19999 | 0.19999 | 0 | 0 | 0
LA New Roads - NOx Summer v4.10 | 388 | 7528 | Rate Constraint in lbs/MMBtu | FALSE | L | Annual | Generation | TWh | 0 | 0.0011847 | 0.0019874 | 0.00049199 | 8.4156e-05 | 0 | 0 | 0
LA New Roads - NOx Summer v4.10 | 388 | 7528 | Rate Constraint in lbs/MMBtu | FALSE | L | Annual | Qualifying Generation | TWh | 0 | 0.0011847 | 0.0019874 | 0.00049199 | 8.4156e-05 | 0 | 0 | 0
LA New Roads - NOx Summer v4.10 | 388 | 7528 | Rate Constraint in lbs/MMBtu | FALSE | L | Annual | Rate | lb/MWh | 0 | 2.6428 | 2.6428 | 2.6428 | 2.6428 | 0 | 0 | 0
LA New Roads - NOx Summer v4.10 | 388 | 7528 | Rate Constraint in lbs/MMBtu | FALSE | L | Annual | Constraint Shadow Price | US2019$/Ton | 0 | 0 | 0 | 0 | 0 | 0 | 0 | 0
LA Plaquemine Cogeneration Plant -Nox Summer v5.12 | 389 | 7529 | Rate Constraint in lbs/MMBtu | FALSE | L | Annual | Seasons Included | Seasons | Summer | Summer | Summer | Summer | Summer | Summer | Summer | Summer
LA Plaquemine Cogeneration Plant -Nox Summer v5.12 | 389 | 7529 | Rate Constraint in lbs/MMBtu | FALSE | L | Annual | Standard NOX | lb/MMBtu | 0.2 | 0.2 | 0.2 | 0.2 | 0.2 | 0.2 | 0.2 | 0.2
LA Plaquemine Cogeneration Plant -Nox Summer v5.12 | 389 | 7529 | Rate Constraint in lbs/MMBtu | FALSE | L | Annual | Emissions at Affected Plants NOX | Thousand Tons | 0.030919 | 0.057691 | 0.047163 | 0.057691 | 0.073153 | 0.0005656 | 0.0005656 | 0.0005656
LA Plaquemine Cogeneration Plant -Nox Summer v5.12 | 389 | 7529 | Rate Constraint in lbs/MMBtu | FALSE | L | Annual | Allowances Purchased NOX | Thousand Tons | 0 | 0 | 0 | 0 | 0 | 0 | 0 | 0
LA Plaquemine Cogeneration Plant -Nox Summer v5.12 | 389 | 7529 | Rate Constraint in lbs/MMBtu | FALSE | L | Annual | Allowances Sold NOX | Thousand Tons | 0 | 0 | 0 | 0 | 0 | 0 | 0 | 0
LA Plaquemine Cogeneration Plant -Nox Summer v5.12 | 389 | 7529 | Rate Constraint in lbs/MMBtu | FALSE | L | Annual | Allowances Banked | Thousand Tons | 0 | 0 | 0 | 0 | 0 | 0 | 0 | 0
LA Plaquemine Cogeneration Plant -Nox Summer v5.12 | 389 | 7529 | Rate Constraint in lbs/MMBtu | FALSE | L | Annual | Allowances Withdrawn (1:1) | Thousand Tons | 0 | 0 | 0 | 0 | 0 | 0 | 0 | 0
LA Plaquemine Cogeneration Plant -Nox Summer v5.12 | 389 | 7529 | Rate Constraint in lbs/MMBtu | FALSE | L | Annual | Allowances Withdrawn (n:1) | Thousand Tons | 0 | 0 | 0 | 0 | 0 | 0 | 0 | 0
LA Plaquemine Cogeneration Plant -Nox Summer v5.12 | 389 | 7529 | Rate Constraint in lbs/MMBtu | FALSE | L | Annual | Net Emissions Allowance Position | Thousand Tons | 0.030919 | 0.057691 | 0.047163 | 0.057691 | 0.073153 | 0.0005656 | 0.0005656 | 0.0005656
LA Plaquemine Cogeneration Plant -Nox Summer v5.12 | 389 | 7529 | Rate Constraint in lbs/MMBtu | FALSE | L | Annual | Fuel Consumed | TBtu | 4.5821 | 8.5496 | 6.9895 | 8.5496 | 10.841 | 0.08382 | 0.08382 | 0.08382
LA Plaquemine Cogeneration Plant -Nox Summer v5.12 | 389 | 7529 | Rate Constraint in lbs/MMBtu | FALSE | L | Annual | Rate | lb/MMBtu | 0.013496 | 0.013496 | 0.013496 | 0.013496 | 0.013496 | 0.013496 | 0.013496 | 0.013496
LA Plaquemine Cogeneration Plant -Nox Summer v5.12 | 389 | 7529 | Rate Constraint in lbs/MMBtu | FALSE | L | Annual | Generation | TWh | 0.66142 | 1.2341 | 1.0089 | 1.2341 | 1.5649 | 0.012099 | 0.012099 | 0.012099
LA Plaquemine Cogeneration Plant -Nox Summer v5.12 | 389 | 7529 | Rate Constraint in lbs/MMBtu | FALSE | L | Annual | Qualifying Generation | TWh | 0.58812 | 1.0974 | 0.89712 | 1.0974 | 1.3915 | 0.010759 | 0.010759 | 0.010759
LA Plaquemine Cogeneration Plant -Nox Summer v5.12 | 389 | 7529 | Rate Constraint in lbs/MMBtu | FALSE | L | Annual | Rate | lb/MWh | 0.10514 | 0.10514 | 0.10514 | 0.10514 | 0.10514 | 0.10514 | 0.10514 | 0.10514
LA Plaquemine Cogeneration Plant -Nox Summer v5.12 | 389 | 7529 | Rate Constraint in lbs/MMBtu | FALSE | L | Annual | Constraint Shadow Price | US2019$/Ton | 0 | 0 | 0 | 0 | 0 | 0 | 0 | 0
LA Shell Chemical - NOx Summer v4.10 | 390 | 7530 | Rate Constraint in lbs/MMBtu | FALSE | L | Annual | Seasons Included | Seasons | Summer | Summer | Summer | Summer | Summer | Summer | Summer | Summer
LA Shell Chemical - NOx Summer v4.10 | 390 | 7530 | Rate Constraint in lbs/MMBtu | FALSE | L | Annual | Standard NOX | lb/MMBtu | 0.29434 | 0.29434 | 0.29434 | 0.29434 | 0.29434 | 0.29434 | 0.29434 | 0.29434
LA Shell Chemical - NOx Summer v4.10 | 390 | 7530 | Rate Constraint in lbs/MMBtu | FALSE | L | Annual | Emissions at Affected Plants NOX | Thousand Tons | 0.017313 | 0.0043759 | 0 | 0 | 0.044041 | 0.059858 | 0.070984 | 0.10686
LA Shell Chemical - NOx Summer v4.10 | 390 | 7530 | Rate Constraint in lbs/MMBtu | FALSE | L | Annual | Allowances Purchased NOX | Thousand Tons | 0 | 0 | 0 | 0 | 0 | 0 | 0 | 0
LA Shell Chemical - NOx Summer v4.10 | 390 | 7530 | Rate Constraint in lbs/MMBtu | FALSE | L | Annual | Allowances Sold NOX | Thousand Tons | 0 | 0 | 0 | 0 | 0 | 0 | 0 | 0
LA Shell Chemical - NOx Summer v4.10 | 390 | 7530 | Rate Constraint in lbs/MMBtu | FALSE | L | Annual | Allowances Banked | Thousand Tons | 0 | 0 | 0 | 0 | 0 | 0 | 0 | 0
LA Shell Chemical - NOx Summer v4.10 | 390 | 7530 | Rate Constraint in lbs/MMBtu | FALSE | L | Annual | Allowances Withdrawn (1:1) | Thousand Tons | 0 | 0 | 0 | 0 | 0 | 0 | 0 | 0
LA Shell Chemical - NOx Summer v4.10 | 390 | 7530 | Rate Constraint in lbs/MMBtu | FALSE | L | Annual | Allowances Withdrawn (n:1) | Thousand Tons | 0 | 0 | 0 | 0 | 0 | 0 | 0 | 0
LA Shell Chemical - NOx Summer v4.10 | 390 | 7530 | Rate Constraint in lbs/MMBtu | FALSE | L | Annual | Net Emissions Allowance Position | Thousand Tons | 0.017313 | 0.0043759 | 0 | 0 | 0.044041 | 0.059858 | 0.070984 | 0.10686
LA Shell Chemical - NOx Summer v4.10 | 390 | 7530 | Rate Constraint in lbs/MMBtu | FALSE | L | Annual | Fuel Consumed | TBtu | 0.11764 | 0.029735 | 0 | 0 | 0.29926 | 0.40674 | 0.48234 | 0.72609
LA Shell Chemical - NOx Summer v4.10 | 390 | 7530 | Rate Constraint in lbs/MMBtu | FALSE | L | Annual | Rate | lb/MMBtu | 0.29433 | 0.29433 | 0 | 0 | 0.29433 | 0.29433 | 0.29433 | 0.29433
LA Shell Chemical - NOx Summer v4.10 | 390 | 7530 | Rate Constraint in lbs/MMBtu | FALSE | L | Annual | Generation | TWh | 0.019901 | 0.00503 | 0 | 0 | 0.050624 | 0.068806 | 0.081595 | 0.12283
LA Shell Chemical - NOx Summer v4.10 | 390 | 7530 | Rate Constraint in lbs/MMBtu | FALSE | L | Annual | Qualifying Generation | TWh | 0.013522 | 0.0034178 | 0 | 0 | 0.034398 | 0.046752 | 0.055442 | 0.083459
LA Shell Chemical - NOx Summer v4.10 | 390 | 7530 | Rate Constraint in lbs/MMBtu | FALSE | L | Annual | Rate | lb/MWh | 2.5607 | 2.5607 | 0 | 0 | 2.5607 | 2.5607 | 2.5607 | 2.5607
LA Shell Chemical - NOx Summer v4.10 | 390 | 7530 | Rate Constraint in lbs/MMBtu | FALSE | L | Annual | Constraint Shadow Price | US2019$/Ton | 0 | 0 | 0 | 0 | 0 | 0 | 0 | 0
Louisiana Coal Units - SO2 Rate Annual v3.1, Unit 2711 and retrofits | 391 | 7321 | Rate Constraint in lbs/MMBtu | FALSE | L | Annual | Seasons Included | Seasons | Winter, WintShld, Summer | Winter, WintShld, Summer | Winter, WintShld, Summer | Winter, WintShld, Summer | Winter, WintShld, Summer | Winter, WintShld, Summer | Winter, WintShld, Summer | Winter, WintShld, Summer
Louisiana Coal Units - SO2 Rate Annual v3.1, Unit 2711 and retrofits | 391 | 7321 | Rate Constraint in lbs/MMBtu | FALSE | L | Annual | Standard SO2 | lb/MMBtu | 1.2 | 1.2 | 1.2 | 1.2 | 1.2 | 1.2 | 1.2 | 1.2
Louisiana Coal Units - SO2 Rate Annual v3.1, Unit 2711 and retrofits | 391 | 7321 | Rate Constraint in lbs/MMBtu | FALSE | L | Annual | Emissions at Affected Plants SO2 | Thousand Tons | 9.4253 | 4.0969 | 0 | 0 | 0 | 0 | 0 | 0
Louisiana Coal Units - SO2 Rate Annual v3.1, Unit 2711 and retrofits | 391 | 7321 | Rate Constraint in lbs/MMBtu | FALSE | L | Annual | Allowances Purchased SO2 | Thousand Tons | 0 | 0 | 0 | 0 | 0 | 0 | 0 | 0
Louisiana Coal Units - SO2 Rate Annual v3.1, Unit 2711 and retrofits | 391 | 7321 | Rate Constraint in lbs/MMBtu | FALSE | L | Annual | Allowances Sold SO2 | Thousand Tons | 0 | 0 | 0 | 0 | 0 | 0 | 0 | 0
Louisiana Coal Units - SO2 Rate Annual v3.1, Unit 2711 and retrofits | 391 | 7321 | Rate Constraint in lbs/MMBtu | FALSE | L | Annual | Allowances Banked | Thousand Tons | 0 | 0 | 0 | 0 | 0 | 0 | 0 | 0
Louisiana Coal Units - SO2 Rate Annual v3.1, Unit 2711 and retrofits | 391 | 7321 | Rate Constraint in lbs/MMBtu | FALSE | L | Annual | Allowances Withdrawn (1:1) | Thousand Tons | 0 | 0 | 0 | 0 | 0 | 0 | 0 | 0
Louisiana Coal Units - SO2 Rate Annual v3.1, Unit 2711 and retrofits | 391 | 7321 | Rate Constraint in lbs/MMBtu | FALSE | L | Annual | Allowances Withdrawn (n:1) | Thousand Tons | 0 | 0 | 0 | 0 | 0 | 0 | 0 | 0
Louisiana Coal Units - SO2 Rate Annual v3.1, Unit 2711 and retrofits | 391 | 7321 | Rate Constraint in lbs/MMBtu | FALSE | L | Annual | Net Emissions Allowance Position | Thousand Tons | 9.4253 | 4.0969 | 0 | 0 | 0 | 0 | 0 | 0
Louisiana Coal Units - SO2 Rate Annual v3.1, Unit 2711 and retrofits | 391 | 7321 | Rate Constraint in lbs/MMBtu | FALSE | L | Annual | Fuel Consumed | TBtu | 41.9653 | 18.241 | 0 | 0 | 0 | 0 | 0 | 0
Louisiana Coal Units - SO2 Rate Annual v3.1, Unit 2711 and retrofits | 391 | 7321 | Rate Constraint in lbs/MMBtu | FALSE | L | Annual | Rate | lb/MMBtu | 0.44919 | 0.44919 | 0 | 0 | 0 | 0 | 0 | 0
Louisiana Coal Units - SO2 Rate Annual v3.1, Unit 2711 and retrofits | 391 | 7321 | Rate Constraint in lbs/MMBtu | FALSE | L | Annual | Generation | TWh | 4.0204 | 1.7476 | 0 | 0 | 0 | 0 | 0 | 0
Louisiana Coal Units - SO2 Rate Annual v3.1, Unit 2711 and retrofits | 391 | 7321 | Rate Constraint in lbs/MMBtu | FALSE | L | Annual | Qualifying Generation | TWh | 4.0204 | 1.7476 | 0 | 0 | 0 | 0 | 0 | 0
Louisiana Coal Units - SO2 Rate Annual v3.1, Unit 2711 and retrofits | 391 | 7321 | Rate Constraint in lbs/MMBtu | FALSE | L | Annual | Rate | lb/MWh | 4.6887 | 4.6887 | 0 | 0 | 0 | 0 | 0 | 0
Louisiana Coal Units - SO2 Rate Annual v3.1, Unit 2711 and retrofits | 391 | 7321 | Rate Constraint in lbs/MMBtu | FALSE | L | Annual | Constraint Shadow Price | US2019$/Ton | 0 | 0 | 0 | 0 | 0 | 0 | 0 | 0
Louisiana Coal Units - SO2 Rate Annual v3.1, Unit 2742 and retrofits | 392 | 7321 | Rate Constraint in lbs/MMBtu | FALSE | L | Annual | Seasons Included | Seasons | Winter, WintShld, Summer | Winter, WintShld, Summer | Winter, WintShld, Summer | Winter, WintShld, Summer | Winter, WintShld, Summer | Winter, WintShld, Summer | Winter, WintShld, Summer | Winter, WintShld, Summer
Louisiana Coal Units - SO2 Rate Annual v3.1, Unit 2742 and retrofits | 392 | 7321 | Rate Constraint in lbs/MMBtu | FALSE | L | Annual | Standard SO2 | lb/MMBtu | 1.2 | 1.2 | 1.2 | 1.2 | 1.2 | 1.2 | 1.2 | 1.2
Louisiana Coal Units - SO2 Rate Annual v3.1, Unit 2742 and retrofits | 392 | 7321 | Rate Constraint in lbs/MMBtu | FALSE | L | Annual | Emissions at Affected Plants SO2 | Thousand Tons | 11.8026 | 4.0873 | 0 | 0 | 0 | 0 | 0 | 0
Louisiana Coal Units - SO2 Rate Annual v3.1, Unit 2742 and retrofits | 392 | 7321 | Rate Constraint in lbs/MMBtu | FALSE | L | Annual | Allowances Purchased SO2 | Thousand Tons | 0 | 0 | 0 | 0 | 0 | 0 | 0 | 0
Louisiana Coal Units - SO2 Rate Annual v3.1, Unit 2742 and retrofits | 392 | 7321 | Rate Constraint in lbs/MMBtu | FALSE | L | Annual | Allowances Sold SO2 | Thousand Tons | 0 | 0 | 0 | 0 | 0 | 0 | 0 | 0
Louisiana Coal Units - SO2 Rate Annual v3.1, Unit 2742 and retrofits | 392 | 7321 | Rate Constraint in lbs/MMBtu | FALSE | L | Annual | Allowances Banked | Thousand Tons | 0 | 0 | 0 | 0 | 0 | 0 | 0 | 0
Louisiana Coal Units - SO2 Rate Annual v3.1, Unit 2742 and retrofits | 392 | 7321 | Rate Constraint in lbs/MMBtu | FALSE | L | Annual | Allowances Withdrawn (1:1) | Thousand Tons | 0 | 0 | 0 | 0 | 0 | 0 | 0 | 0
Louisiana Coal Units - SO2 Rate Annual v3.1, Unit 2742 and retrofits | 392 | 7321 | Rate Constraint in lbs/MMBtu | FALSE | L | Annual | Allowances Withdrawn (n:1) | Thousand Tons | 0 | 0 | 0 | 0 | 0 | 0 | 0 | 0
Louisiana Coal Units - SO2 Rate Annual v3.1, Unit 2742 and retrofits | 392 | 7321 | Rate Constraint in lbs/MMBtu | FALSE | L | Annual | Net Emissions Allowance Position | Thousand Tons | 11.8026 | 4.0873 | 0 | 0 | 0 | 0 | 0 | 0
Louisiana Coal Units - SO2 Rate Annual v3.1, Unit 2742 and retrofits | 392 | 7321 | Rate Constraint in lbs/MMBtu | FALSE | L | Annual | Fuel Consumed | TBtu | 45.1932 | 15.6506 | 0 | 0 | 0 | 0 | 0 | 0
Louisiana Coal Units - SO2 Rate Annual v3.1, Unit 2742 and retrofits | 392 | 7321 | Rate Constraint in lbs/MMBtu | FALSE | L | Annual | Rate | lb/MMBtu | 0.52232 | 0.52232 | 0 | 0 | 0 | 0 | 0 | 0
Louisiana Coal Units - SO2 Rate Annual v3.1, Unit 2742 and retrofits | 392 | 7321 | Rate Constraint in lbs/MMBtu | FALSE | L | Annual | Generation | TWh | 3.8125 | 1.3203 | 0 | 0 | 0 | 0 | 0 | 0
Louisiana Coal Units - SO2 Rate Annual v3.1, Unit 2742 and retrofits | 392 | 7321 | Rate Constraint in lbs/MMBtu | FALSE | L | Annual | Qualifying Generation | TWh | 3.8125 | 1.3203 | 0 | 0 | 0 | 0 | 0 | 0
Louisiana Coal Units - SO2 Rate Annual v3.1, Unit 2742 and retrofits | 392 | 7321 | Rate Constraint in lbs/MMBtu | FALSE | L | Annual | Rate | lb/MWh | 6.1916 | 6.1916 | 0 | 0 | 0 | 0 | 0 | 0
Louisiana Coal Units - SO2 Rate Annual v3.1, Unit 2742 and retrofits | 392 | 7321 | Rate Constraint in lbs/MMBtu | FALSE | L | Annual | Constraint Shadow Price | US2019$/Ton | 0 | 0 | 0 | 0 | 0 | 0 | 0 | 0
Louisiana Coal Units - SO2 Rate Annual v3.1, Unit 3258 and retrofits | 393 | 7321 | Rate Constraint in lbs/MMBtu | FALSE | L | Annual | Seasons Included | Seasons | Winter, WintShld, Summer | Winter, WintShld, Summer | Winter, WintShld, Summer | Winter, WintShld, Summer | Winter, WintShld, Summer | Winter, WintShld, Summer | Winter, WintShld, Summer | Winter, WintShld, Summer
Louisiana Coal Units - SO2 Rate Annual v3.1, Unit 3258 and retrofits | 393 | 7321 | Rate Constraint in lbs/MMBtu | FALSE | L | Annual | Standard SO2 | lb/MMBtu | 1.2 | 1.2 | 1.2 | 1.2 | 1.2 | 1.2 | 1.2 | 1.2
Louisiana Coal Units - SO2 Rate Annual v3.1, Unit 3258 and retrofits | 393 | 7321 | Rate Constraint in lbs/MMBtu | FALSE | L | Annual | Emissions at Affected Plants SO2 | Thousand Tons | 4.4221 | 0 | 0 | 0 | 0 | 0 | 0 | 0
Louisiana Coal Units - SO2 Rate Annual v3.1, Unit 3258 and retrofits | 393 | 7321 | Rate Constraint in lbs/MMBtu | FALSE | L | Annual | Allowances Purchased SO2 | Thousand Tons | 0 | 0 | 0 | 0 | 0 | 0 | 0 | 0
Louisiana Coal Units - SO2 Rate Annual v3.1, Unit 3258 and retrofits | 393 | 7321 | Rate Constraint in lbs/MMBtu | FALSE | L | Annual | Allowances Sold SO2 | Thousand Tons | 0 | 0 | 0 | 0 | 0 | 0 | 0 | 0
Louisiana Coal Units - SO2 Rate Annual v3.1, Unit 3258 and retrofits | 393 | 7321 | Rate Constraint in lbs/MMBtu | FALSE | L | Annual | Allowances Banked | Thousand Tons | 0 | 0 | 0 | 0 | 0 | 0 | 0 | 0
Louisiana Coal Units - SO2 Rate Annual v3.1, Unit 3258 and retrofits | 393 | 7321 | Rate Constraint in lbs/MMBtu | FALSE | L | Annual | Allowances Withdrawn (1:1) | Thousand Tons | 0 | 0 | 0 | 0 | 0 | 0 | 0 | 0
Louisiana Coal Units - SO2 Rate Annual v3.1, Unit 3258 and retrofits | 393 | 7321 | Rate Constraint in lbs/MMBtu | FALSE | L | Annual | Allowances Withdrawn (n:1) | Thousand Tons | 0 | 0 | 0 | 0 | 0 | 0 | 0 | 0
Louisiana Coal Units - SO2 Rate Annual v3.1, Unit 3258 and retrofits | 393 | 7321 | Rate Constraint in lbs/MMBtu | FALSE | L | Annual | Net Emissions Allowance Position | Thousand Tons | 4.4221 | 0 | 0 | 0 | 0 | 0 | 0 | 0
Louisiana Coal Units - SO2 Rate Annual v3.1, Unit 3258 and retrofits | 393 | 7321 | Rate Constraint in lbs/MMBtu | FALSE | L | Annual | Fuel Consumed | TBtu | 35.5499 | 0 | 0 | 0 | 0 | 0 | 0 | 0
Louisiana Coal Units - SO2 Rate Annual v3.1, Unit 3258 and retrofits | 393 | 7321 | Rate Constraint in lbs/MMBtu | FALSE | L | Annual | Rate | lb/MMBtu | 0.24878 | 0 | 0 | 0 | 0 | 0 | 0 | 0
Louisiana Coal Units - SO2 Rate Annual v3.1, Unit 3258 and retrofits | 393 | 7321 | Rate Constraint in lbs/MMBtu | FALSE | L | Annual | Generation | TWh | 3.4058 | 0 | 0 | 0 | 0 | 0 | 0 | 0
Louisiana Coal Units - SO2 Rate Annual v3.1, Unit 3258 and retrofits | 393 | 7321 | Rate Constraint in lbs/MMBtu | FALSE | L | Annual | Qualifying Generation | TWh | 3.4058 | 0 | 0 | 0 | 0 | 0 | 0 | 0
Louisiana Coal Units - SO2 Rate Annual v3.1, Unit 3258 and retrofits | 393 | 7321 | Rate Constraint in lbs/MMBtu | FALSE | L | Annual | Rate | lb/MWh | 2.5968 | 0 | 0 | 0 | 0 | 0 | 0 | 0
Louisiana Coal Units - SO2 Rate Annual v3.1, Unit 3258 and retrofits | 393 | 7321 | Rate Constraint in lbs/MMBtu | FALSE | L | Annual | Constraint Shadow Price | US2019$/Ton | 0 | 0 | 0 | 0 | 0 | 0 | 0 | 0
Louisiana Coal Units - SO2 Rate Annual v3.1, Unit 3259 and retrofits | 394 | 7321 | Rate Constraint in lbs/MMBtu | FALSE | L | Annual | Seasons Included | Seasons | Winter, WintShld, Summer | Winter, WintShld, Summer | Winter, WintShld, Summer | Winter, WintShld, Summer | Winter, WintShld, Summer | Winter, WintShld, Summer | Winter, WintShld, Summer | Winter, WintShld, Summer
Louisiana Coal Units - SO2 Rate Annual v3.1, Unit 3259 and retrofits | 394 | 7321 | Rate Constraint in lbs/MMBtu | FALSE | L | Annual | Standard SO2 | lb/MMBtu | 1.2 | 1.2 | 1.2 | 1.2 | 1.2 | 1.2 | 1.2 | 1.2
Louisiana Coal Units - SO2 Rate Annual v3.1, Unit 3259 and retrofits | 394 | 7321 | Rate Constraint in lbs/MMBtu | FALSE | L | Annual | Emissions at Affected Plants SO2 | Thousand Tons | 4.5662 | 0.81156 | 0 | 0 | 0 | 0 | 0 | 0
Louisiana Coal Units - SO2 Rate Annual v3.1, Unit 3259 and retrofits | 394 | 7321 | Rate Constraint in lbs/MMBtu | FALSE | L | Annual | Allowances Purchased SO2 | Thousand Tons | 0 | 0 | 0 | 0 | 0 | 0 | 0 | 0
Louisiana Coal Units - SO2 Rate Annual v3.1, Unit 3259 and retrofits | 394 | 7321 | Rate Constraint in lbs/MMBtu | FALSE | L | Annual | Allowances Sold SO2 | Thousand Tons | 0 | 0 | 0 | 0 | 0 | 0 | 0 | 0
Louisiana Coal Units - SO2 Rate Annual v3.1, Unit 3259 and retrofits | 394 | 7321 | Rate Constraint in lbs/MMBtu | FALSE | L | Annual | Allowances Banked | Thousand Tons | 0 | 0 | 0 | 0 | 0 | 0 | 0 | 0
Louisiana Coal Units - SO2 Rate Annual v3.1, Unit 3259 and retrofits | 394 | 7321 | Rate Constraint in lbs/MMBtu | FALSE | L | Annual | Allowances Withdrawn (1:1) | Thousand Tons | 0 | 0 | 0 | 0 | 0 | 0 | 0 | 0
Louisiana Coal Units - SO2 Rate Annual v3.1, Unit 3259 and retrofits | 394 | 7321 | Rate Constraint in lbs/MMBtu | FALSE | L | Annual | Allowances Withdrawn (n:1) | Thousand Tons | 0 | 0 | 0 | 0 | 0 | 0 | 0 | 0
Louisiana Coal Units - SO2 Rate Annual v3.1, Unit 3259 and retrofits | 394 | 7321 | Rate Constraint in lbs/MMBtu | FALSE | L | Annual | Net Emissions Allowance Position | Thousand Tons | 4.5662 | 0.81156 | 0 | 0 | 0 | 0 | 0 | 0
Louisiana Coal Units - SO2 Rate Annual v3.1, Unit 3259 and retrofits | 394 | 7321 | Rate Constraint in lbs/MMBtu | FALSE | L | Annual | Fuel Consumed | TBtu | 32.2827 | 5.7377 | 0 | 0 | 0 | 0 | 0 | 0
Louisiana Coal Units - SO2 Rate Annual v3.1, Unit 3259 and retrofits | 394 | 7321 | Rate Constraint in lbs/MMBtu | FALSE | L | Annual | Rate | lb/MMBtu | 0.28289 | 0.28289 | 0 | 0 | 0 | 0 | 0 | 0
Louisiana Coal Units - SO2 Rate Annual v3.1, Unit 3259 and retrofits | 394 | 7321 | Rate Constraint in lbs/MMBtu | FALSE | L | Annual | Generation | TWh | 3.0196 | 0.53668 | 0 | 0 | 0 | 0 | 0 | 0
Louisiana Coal Units - SO2 Rate Annual v3.1, Unit 3259 and retrofits | 394 | 7321 | Rate Constraint in lbs/MMBtu | FALSE | L | Annual | Qualifying Generation | TWh | 3.0196 | 0.53668 | 0 | 0 | 0 | 0 | 0 | 0
Louisiana Coal Units - SO2 Rate Annual v3.1, Unit 3259 and retrofits | 394 | 7321 | Rate Constraint in lbs/MMBtu | FALSE | L | Annual | Rate | lb/MWh | 3.0244 | 3.0244 | 0 | 0 | 0 | 0 | 0 | 0
Louisiana Coal Units - SO2 Rate Annual v3.1, Unit 3259 and retrofits | 394 | 7321 | Rate Constraint in lbs/MMBtu | FALSE | L | Annual | Constraint Shadow Price | US2019$/Ton | 0 | 0 | 0 | 0 | 0 | 0 | 0 | 0
Louisiana Coal Units - SO2 Rate Annual v3.1, Unit 3590 and retrofits | 395 | 7321 | Rate Constraint in lbs/MMBtu | FALSE | L | Annual | Seasons Included | Seasons | Winter, WintShld, Summer | Winter, WintShld, Summer | Winter, WintShld, Summer | Winter, WintShld, Summer | Winter, WintShld, Summer | Winter, WintShld, Summer | Winter, WintShld, Summer | Winter, WintShld, Summer
Louisiana Coal Units - SO2 Rate Annual v3.1, Unit 3590 and retrofits | 395 | 7321 | Rate Constraint in lbs/MMBtu | FALSE | L | Annual | Standard SO2 | lb/MMBtu | 1.2 | 1.2 | 1.2 | 1.2 | 1.2 | 1.2 | 1.2 | 1.2
Louisiana Coal Units - SO2 Rate Annual v3.1, Unit 3590 and retrofits | 395 | 7321 | Rate Constraint in lbs/MMBtu | FALSE | L | Annual | Emissions at Affected Plants SO2 | Thousand Tons | 0 | 0 | 0 | 0 | 0 | 0 | 0 | 0
Louisiana Coal Units - SO2 Rate Annual v3.1, Unit 3590 and retrofits | 395 | 7321 | Rate Constraint in lbs/MMBtu | FALSE | L | Annual | Allowances Purchased SO2 | Thousand Tons | 0 | 0 | 0 | 0 | 0 | 0 | 0 | 0
Louisiana Coal Units - SO2 Rate Annual v3.1, Unit 3590 and retrofits | 395 | 7321 | Rate Constraint in lbs/MMBtu | FALSE | L | Annual | Allowances Sold SO2 | Thousand Tons | 0 | 0 | 0 | 0 | 0 | 0 | 0 | 0
Louisiana Coal Units - SO2 Rate Annual v3.1, Unit 3590 and retrofits | 395 | 7321 | Rate Constraint in lbs/MMBtu | FALSE | L | Annual | Allowances Banked | Thousand Tons | 0 | 0 | 0 | 0 | 0 | 0 | 0 | 0
Louisiana Coal Units - SO2 Rate Annual v3.1, Unit 3590 and retrofits | 395 | 7321 | Rate Constraint in lbs/MMBtu | FALSE | L | Annual | Allowances Withdrawn (1:1) | Thousand Tons | 0 | 0 | 0 | 0 | 0 | 0 | 0 | 0
Louisiana Coal Units - SO2 Rate Annual v3.1, Unit 3590 and retrofits | 395 | 7321 | Rate Constraint in lbs/MMBtu | FALSE | L | Annual | Allowances Withdrawn (n:1) | Thousand Tons | 0 | 0 | 0 | 0 | 0 | 0 | 0 | 0
Louisiana Coal Units - SO2 Rate Annual v3.1, Unit 3590 and retrofits | 395 | 7321 | Rate Constraint in lbs/MMBtu | FALSE | L | Annual | Net Emissions Allowance Position | Thousand Tons | 0 | 0 | 0 | 0 | 0 | 0 | 0 | 0
Louisiana Coal Units - SO2 Rate Annual v3.1, Unit 3590 and retrofits | 395 | 7321 | Rate Constraint in lbs/MMBtu | FALSE | L | Annual | Fuel Consumed | TBtu | 0 | 0 | 0 | 0 | 0 | 0 | 0 | 0
Louisiana Coal Units - SO2 Rate Annual v3.1, Unit 3590 and retrofits | 395 | 7321 | Rate Constraint in lbs/MMBtu | FALSE | L | Annual | Rate | lb/MMBtu | 0 | 0 | 0 | 0 | 0 | 0 | 0 | 0
Louisiana Coal Units - SO2 Rate Annual v3.1, Unit 3590 and retrofits | 395 | 7321 | Rate Constraint in lbs/MMBtu | FALSE | L | Annual | Generation | TWh | 0 | 0 | 0 | 0 | 0 | 0 | 0 | 0
Louisiana Coal Units - SO2 Rate Annual v3.1, Unit 3590 and retrofits | 395 | 7321 | Rate Constraint in lbs/MMBtu | FALSE | L | Annual | Qualifying Generation | TWh | 0 | 0 | 0 | 0 | 0 | 0 | 0 | 0
Louisiana Coal Units - SO2 Rate Annual v3.1, Unit 3590 and retrofits | 395 | 7321 | Rate Constraint in lbs/MMBtu | FALSE | L | Annual | Rate | lb/MWh | 0 | 0 | 0 | 0 | 0 | 0 | 0 | 0
Louisiana Coal Units - SO2 Rate Annual v3.1, Unit 3590 and retrofits | 395 | 7321 | Rate Constraint in lbs/MMBtu | FALSE | L | Annual | Constraint Shadow Price | US2019$/Ton | 0 | 0 | 0 | 0 | 0 | 0 | 0 | 0
Louisiana Coal Units - SO2 Rate Annual v3.1, Unit 3597 and retrofits | 396 | 7321 | Rate Constraint in lbs/MMBtu | FALSE | L | Annual | Seasons Included | Seasons | Winter, WintShld, Summer | Winter, WintShld, Summer | Winter, WintShld, Summer | Winter, WintShld, Summer | Winter, WintShld, Summer | Winter, WintShld, Summer | Winter, WintShld, Summer | Winter, WintShld, Summer
Louisiana Coal Units - SO2 Rate Annual v3.1, Unit 3597 and retrofits | 396 | 7321 | Rate Constraint in lbs/MMBtu | FALSE | L | Annual | Standard SO2 | lb/MMBtu | 1.2 | 1.2 | 1.2 | 1.2 | 1.2 | 1.2 | 1.2 | 1.2
Louisiana Coal Units - SO2 Rate Annual v3.1, Unit 3597 and retrofits | 396 | 7321 | Rate Constraint in lbs/MMBtu | FALSE | L | Annual | Emissions at Affected Plants SO2 | Thousand Tons | 6.7742 | 6.7742 | 0 | 0 | 0 | 0 | 0 | 0
Louisiana Coal Units - SO2 Rate Annual v3.1, Unit 3597 and retrofits | 396 | 7321 | Rate Constraint in lbs/MMBtu | FALSE | L | Annual | Allowances Purchased SO2 | Thousand Tons | 0 | 0 | 0 | 0 | 0 | 0 | 0 | 0
Louisiana Coal Units - SO2 Rate Annual v3.1, Unit 3597 and retrofits | 396 | 7321 | Rate Constraint in lbs/MMBtu | FALSE | L | Annual | Allowances Sold SO2 | Thousand Tons | 0 | 0 | 0 | 0 | 0 | 0 | 0 | 0
Louisiana Coal Units - SO2 Rate Annual v3.1, Unit 3597 and retrofits | 396 | 7321 | Rate Constraint in lbs/MMBtu | FALSE | L | Annual | Allowances Banked | Thousand Tons | 0 | 0 | 0 | 0 | 0 | 0 | 0 | 0
Louisiana Coal Units - SO2 Rate Annual v3.1, Unit 3597 and retrofits | 396 | 7321 | Rate Constraint in lbs/MMBtu | FALSE | L | Annual | Allowances Withdrawn (1:1) | Thousand Tons | 0 | 0 | 0 | 0 | 0 | 0 | 0 | 0
Louisiana Coal Units - SO2 Rate Annual v3.1, Unit 3597 and retrofits | 396 | 7321 | Rate Constraint in lbs/MMBtu | FALSE | L | Annual | Allowances Withdrawn (n:1) | Thousand Tons | 0 | 0 | 0 | 0 | 0 | 0 | 0 | 0
Louisiana Coal Units - SO2 Rate Annual v3.1, Unit 3597 and retrofits | 396 | 7321 | Rate Constraint in lbs/MMBtu | FALSE | L | Annual | Net Emissions Allowance Position | Thousand Tons | 6.7742 | 6.7742 | 0 | 0 | 0 | 0 | 0 | 0
Louisiana Coal Units - SO2 Rate Annual v3.1, Unit 3597 and retrofits | 396 | 7321 | Rate Constraint in lbs/MMBtu | FALSE | L | Annual | Fuel Consumed | TBtu | 21.994 | 21.994 | 0 | 0 | 0 | 0 | 0 | 0
Louisiana Coal Units - SO2 Rate Annual v3.1, Unit 3597 and retrofits | 396 | 7321 | Rate Constraint in lbs/MMBtu | FALSE | L | Annual | Rate | lb/MMBtu | 0.616 | 0.616 | 0 | 0 | 0 | 0 | 0 | 0
Louisiana Coal Units - SO2 Rate Annual v3.1, Unit 3597 and retrofits | 396 | 7321 | Rate Constraint in lbs/MMBtu | FALSE | L | Annual | Generation | TWh | 2.1611 | 2.1611 | 0 | 0 | 0 | 0 | 0 | 0
Louisiana Coal Units - SO2 Rate Annual v3.1, Unit 3597 and retrofits | 396 | 7321 | Rate Constraint in lbs/MMBtu | FALSE | L | Annual | Qualifying Generation | TWh | 2.1611 | 2.1611 | 0 | 0 | 0 | 0 | 0 | 0
Louisiana Coal Units - SO2 Rate Annual v3.1, Unit 3597 and retrofits | 396 | 7321 | Rate Constraint in lbs/MMBtu | FALSE | L | Annual | Rate | lb/MWh | 6.269 | 6.269 | 0 | 0 | 0 | 0 | 0 | 0
Louisiana Coal Units - SO2 Rate Annual v3.1, Unit 3597 and retrofits | 396 | 7321 | Rate Constraint in lbs/MMBtu | FALSE | L | Annual | Constraint Shadow Price | US2019$/Ton | 0 | 0 | 0 | 0 | 0 | 0 | 0 | 0
Louisiana Coal Units - SO2 Rate Annual v3.1, Unit 3598 and retrofits | 397 | 7321 | Rate Constraint in lbs/MMBtu | FALSE | L | Annual | Seasons Included | Seasons | Winter, WintShld, Summer | Winter, WintShld, Summer | Winter, WintShld, Summer | Winter, WintShld, Summer | Winter, WintShld, Summer | Winter, WintShld, Summer | Winter, WintShld, Summer | Winter, WintShld, Summer
Louisiana Coal Units - SO2 Rate Annual v3.1, Unit 3598 and retrofits | 397 | 7321 | Rate Constraint in lbs/MMBtu | FALSE | L | Annual | Standard SO2 | lb/MMBtu | 1.2 | 1.2 | 1.2 | 1.2 | 1.2 | 1.2 | 1.2 | 1.2
Louisiana Coal Units - SO2 Rate Annual v3.1, Unit 3598 and retrofits | 397 | 7321 | Rate Constraint in lbs/MMBtu | FALSE | L | Annual | Emissions at Affected Plants SO2 | Thousand Tons | 6.7742 | 6.7742 | 0 | 0 | 0 | 0 | 0 | 0
Louisiana Coal Units - SO2 Rate Annual v3.1, Unit 3598 and retrofits | 397 | 7321 | Rate Constraint in lbs/MMBtu | FALSE | L | Annual | Allowances Purchased SO2 | Thousand Tons | 0 | 0 | 0 | 0 | 0 | 0 | 0 | 0
Louisiana Coal Units - SO2 Rate Annual v3.1, Unit 3598 and retrofits | 397 | 7321 | Rate Constraint in lbs/MMBtu | FALSE | L | Annual | Allowances Sold SO2 | Thousand Tons | 0 | 0 | 0 | 0 | 0 | 0 | 0 | 0
Louisiana Coal Units - SO2 Rate Annual v3.1, Unit 3598 and retrofits | 397 | 7321 | Rate Constraint in lbs/MMBtu | FALSE | L | Annual | Allowances Banked | Thousand Tons | 0 | 0 | 0 | 0 | 0 | 0 | 0 | 0
Louisiana Coal Units - SO2 Rate Annual v3.1, Unit 3598 and retrofits | 397 | 7321 | Rate Constraint in lbs/MMBtu | FALSE | L | Annual | Allowances Withdrawn (1:1) | Thousand Tons | 0 | 0 | 0 | 0 | 0 | 0 | 0 | 0
Louisiana Coal Units - SO2 Rate Annual v3.1, Unit 3598 and retrofits | 397 | 7321 | Rate Constraint in lbs/MMBtu | FALSE | L | Annual | Allowances Withdrawn (n:1) | Thousand Tons | 0 | 0 | 0 | 0 | 0 | 0 | 0 | 0
Louisiana Coal Units - SO2 Rate Annual v3.1, Unit 3598 and retrofits | 397 | 7321 | Rate Constraint in lbs/MMBtu | FALSE | L | Annual | Net Emissions Allowance Position | Thousand Tons | 6.7742 | 6.7742 | 0 | 0 | 0 | 0 | 0 | 0
Louisiana Coal Units - SO2 Rate Annual v3.1, Unit 3598 and retrofits | 397 | 7321 | Rate Constraint in lbs/MMBtu | FALSE | L | Annual | Fuel Consumed | TBtu | 21.994 | 21.994 | 0 | 0 | 0 | 0 | 0 | 0
Louisiana Coal Units - SO2 Rate Annual v3.1, Unit 3598 and retrofits | 397 | 7321 | Rate Constraint in lbs/MMBtu | FALSE | L | Annual | Rate | lb/MMBtu | 0.616 | 0.616 | 0 | 0 | 0 | 0 | 0 | 0
Louisiana Coal Units - SO2 Rate Annual v3.1, Unit 3598 and retrofits | 397 | 7321 | Rate Constraint in lbs/MMBtu | FALSE | L | Annual | Generation | TWh | 2.1611 | 2.1611 | 0 | 0 | 0 | 0 | 0 | 0
Louisiana Coal Units - SO2 Rate Annual v3.1, Unit 3598 and retrofits | 397 | 7321 | Rate Constraint in lbs/MMBtu | FALSE | L | Annual | Qualifying Generation | TWh | 2.1611 | 2.1611 | 0 | 0 | 0 | 0 | 0 | 0
Louisiana Coal Units - SO2 Rate Annual v3.1, Unit 3598 and retrofits | 397 | 7321 | Rate Constraint in lbs/MMBtu | FALSE | L | Annual | Rate | lb/MWh | 6.269 | 6.269 | 0 | 0 | 0 | 0 | 0 | 0
Louisiana Coal Units - SO2 Rate Annual v3.1, Unit 3598 and retrofits | 397 | 7321 | Rate Constraint in lbs/MMBtu | FALSE | L | Annual | Constraint Shadow Price | US2019$/Ton | 0 | 0 | 0 | 0 | 0 | 0 | 0 | 0
Louisiana Coal Units - SO2 Rate Annual v3.1, Unit 3605 and retrofits | 398 | 7321 | Rate Constraint in lbs/MMBtu | FALSE | L | Annual | Seasons Included | Seasons | Winter, WintShld, Summer | Winter, WintShld, Summer | Winter, WintShld, Summer | Winter, WintShld, Summer | Winter, WintShld, Summer | Winter, WintShld, Summer | Winter, WintShld, Summer | Winter, WintShld, Summer
Louisiana Coal Units - SO2 Rate Annual v3.1, Unit 3605 and retrofits | 398 | 7321 | Rate Constraint in lbs/MMBtu | FALSE | L | Annual | Standard SO2 | lb/MMBtu | 1.2 | 1.2 | 1.2 | 1.2 | 1.2 | 1.2 | 1.2 | 1.2
Louisiana Coal Units - SO2 Rate Annual v3.1, Unit 3605 and retrofits | 398 | 7321 | Rate Constraint in lbs/MMBtu | FALSE | L | Annual | Emissions at Affected Plants SO2 | Thousand Tons | 3.7708 | 1.7789 | 0 | 0.49583 | 0 | 0 | 0 | 0
Louisiana Coal Units - SO2 Rate Annual v3.1, Unit 3605 and retrofits | 398 | 7321 | Rate Constraint in lbs/MMBtu | FALSE | L | Annual | Allowances Purchased SO2 | Thousand Tons | 0 | 0 | 0 | 0 | 0 | 0 | 0 | 0
Louisiana Coal Units - SO2 Rate Annual v3.1, Unit 3605 and retrofits | 398 | 7321 | Rate Constraint in lbs/MMBtu | FALSE | L | Annual | Allowances Sold SO2 | Thousand Tons | 0 | 0 | 0 | 0 | 0 | 0 | 0 | 0
Louisiana Coal Units - SO2 Rate Annual v3.1, Unit 3605 and retrofits | 398 | 7321 | Rate Constraint in lbs/MMBtu | FALSE | L | Annual | Allowances Banked | Thousand Tons | 0 | 0 | 0 | 0 | 0 | 0 | 0 | 0
Louisiana Coal Units - SO2 Rate Annual v3.1, Unit 3605 and retrofits | 398 | 7321 | Rate Constraint in lbs/MMBtu | FALSE | L | Annual | Allowances Withdrawn (1:1) | Thousand Tons | 0 | 0 | 0 | 0 | 0 | 0 | 0 | 0
Louisiana Coal Units - SO2 Rate Annual v3.1, Unit 3605 and retrofits | 398 | 7321 | Rate Constraint in lbs/MMBtu | FALSE | L | Annual | Allowances Withdrawn (n:1) | Thousand Tons | 0 | 0 | 0 | 0 | 0 | 0 | 0 | 0
Louisiana Coal Units - SO2 Rate Annual v3.1, Unit 3605 and retrofits | 398 | 7321 | Rate Constraint in lbs/MMBtu | FALSE | L | Annual | Net Emissions Allowance Position | Thousand Tons | 3.7708 | 1.7789 | 0 | 0.49583 | 0 | 0 | 0 | 0
Louisiana Coal Units - SO2 Rate Annual v3.1, Unit 3605 and retrofits | 398 | 7321 | Rate Constraint in lbs/MMBtu | FALSE | L | Annual | Fuel Consumed | TBtu | 9.0776 | 4.2822 | 0 | 1.1936 | 0 | 0 | 0 | 0
Louisiana Coal Units - SO2 Rate Annual v3.1, Unit 3605 and retrofits | 398 | 7321 | Rate Constraint in lbs/MMBtu | FALSE | L | Annual | Rate | lb/MMBtu | 0.8308 | 0.8308 | 0 | 0.8308 | 0 | 0 | 0 | 0
Louisiana Coal Units - SO2 Rate Annual v3.1, Unit 3605 and retrofits | 398 | 7321 | Rate Constraint in lbs/MMBtu | FALSE | L | Annual | Generation | TWh | 0.74468 | 0.3513 | 0 | 0.097918 | 0 | 0 | 0 | 0
Louisiana Coal Units - SO2 Rate Annual v3.1, Unit 3605 and retrofits | 398 | 7321 | Rate Constraint in lbs/MMBtu | FALSE | L | Annual | Qualifying Generation | TWh | 0.7385 | 0.34838 | 0 | 0.097104 | 0 | 0 | 0 | 0
Louisiana Coal Units - SO2 Rate Annual v3.1, Unit 3605 and retrofits | 398 | 7321 | Rate Constraint in lbs/MMBtu | FALSE | L | Annual | Rate | lb/MWh | 10.2122 | 10.2122 | 0 | 10.2122 | 0 | 0 | 0 | 0
Louisiana Coal Units - SO2 Rate Annual v3.1, Unit 3605 and retrofits | 398 | 7321 | Rate Constraint in lbs/MMBtu | FALSE | L | Annual | Constraint Shadow Price | US2019$/Ton | 0 | 0 | 0 | 0 | 0 | 0 | 0 | 0
Louisiana Coal Units - SO2 Rate Annual v3.1, Unit 3606 and retrofits | 399 | 7321 | Rate Constraint in lbs/MMBtu | FALSE | L | Annual | Seasons Included | Seasons | Winter, WintShld, Summer | Winter, WintShld, Summer | Winter, WintShld, Summer | Winter, WintShld, Summer | Winter, WintShld, Summer | Winter, WintShld, Summer | Winter, WintShld, Summer | Winter, WintShld, Summer
Louisiana Coal Units - SO2 Rate Annual v3.1, Unit 3606 and retrofits | 399 | 7321 | Rate Constraint in lbs/MMBtu | FALSE | L | Annual | Standard SO2 | lb/MMBtu | 1.2 | 1.2 | 1.2 | 1.2 | 1.2 | 1.2 | 1.2 | 1.2
Louisiana Coal Units - SO2 Rate Annual v3.1, Unit 3606 and retrofits | 399 | 7321 | Rate Constraint in lbs/MMBtu | FALSE | L | Annual | Emissions at Affected Plants SO2 | Thousand Tons | 3.6258 | 1.7104 | 0 | 0 | 0 | 0 | 0 | 0
Louisiana Coal Units - SO2 Rate Annual v3.1, Unit 3606 and retrofits | 399 | 7321 | Rate Constraint in lbs/MMBtu | FALSE | L | Annual | Allowances Purchased SO2 | Thousand Tons | 0 | 0 | 0 | 0 | 0 | 0 | 0 | 0
Louisiana Coal Units - SO2 Rate Annual v3.1, Unit 3606 and retrofits | 399 | 7321 | Rate Constraint in lbs/MMBtu | FALSE | L | Annual | Allowances Sold SO2 | Thousand Tons | 0 | 0 | 0 | 0 | 0 | 0 | 0 | 0
Louisiana Coal Units - SO2 Rate Annual v3.1, Unit 3606 and retrofits | 399 | 7321 | Rate Constraint in lbs/MMBtu | FALSE | L | Annual | Allowances Banked | Thousand Tons | 0 | 0 | 0 | 0 | 0 | 0 | 0 | 0
Louisiana Coal Units - SO2 Rate Annual v3.1, Unit 3606 and retrofits | 399 | 7321 | Rate Constraint in lbs/MMBtu | FALSE | L | Annual | Allowances Withdrawn (1:1) | Thousand Tons | 0 | 0 | 0 | 0 | 0 | 0 | 0 | 0
Louisiana Coal Units - SO2 Rate Annual v3.1, Unit 3606 and retrofits | 399 | 7321 | Rate Constraint in lbs/MMBtu | FALSE | L | Annual | Allowances Withdrawn (n:1) | Thousand Tons | 0 | 0 | 0 | 0 | 0 | 0 | 0 | 0
Louisiana Coal Units - SO2 Rate Annual v3.1, Unit 3606 and retrofits | 399 | 7321 | Rate Constraint in lbs/MMBtu | FALSE | L | Annual | Net Emissions Allowance Position | Thousand Tons | 3.6258 | 1.7104 | 0 | 0 | 0 | 0 | 0 | 0
Louisiana Coal Units - SO2 Rate Annual v3.1, Unit 3606 and retrofits | 399 | 7321 | Rate Constraint in lbs/MMBtu | FALSE | L | Annual | Fuel Consumed | TBtu | 8.7518 | 4.1285 | 0 | 0 | 0 | 0 | 0 | 0
Louisiana Coal Units - SO2 Rate Annual v3.1, Unit 3606 and retrofits | 399 | 7321 | Rate Constraint in lbs/MMBtu | FALSE | L | Annual | Rate | lb/MMBtu | 0.82859 | 0.82859 | 0 | 0 | 0 | 0 | 0 | 0
Louisiana Coal Units - SO2 Rate Annual v3.1, Unit 3606 and retrofits | 399 | 7321 | Rate Constraint in lbs/MMBtu | FALSE | L | Annual | Generation | TWh | 0.71604 | 0.33778 | 0 | 0 | 0 | 0 | 0 | 0
Louisiana Coal Units - SO2 Rate Annual v3.1, Unit 3606 and retrofits | 399 | 7321 | Rate Constraint in lbs/MMBtu | FALSE | L | Annual | Qualifying Generation | TWh | 0.71199 | 0.33587 | 0 | 0 | 0 | 0 | 0 | 0
Louisiana Coal Units - SO2 Rate Annual v3.1, Unit 3606 and retrofits | 399 | 7321 | Rate Constraint in lbs/MMBtu | FALSE | L | Annual | Rate | lb/MWh | 10.1851 | 10.1851 | 0 | 0 | 0 | 0 | 0 | 0
Louisiana Coal Units - SO2 Rate Annual v3.1, Unit 3606 and retrofits | 399 | 7321 | Rate Constraint in lbs/MMBtu | FALSE | L | Annual | Constraint Shadow Price | US2019$/Ton | 0 | 0 | 0 | 0 | 0 | 0 | 0 | 0
MA- CO2 Cap Annual v6.20 | 400 | 7653 | Rate Constraint in MTons | FALSE | L | Annual | Seasons Included | Seasons | Winter, WintShld, Summer | Winter, WintShld, Summer | Winter, WintShld, Summer | Winter, WintShld, Summer | Winter, WintShld, Summer | Winter, WintShld, Summer | Winter, WintShld, Summer | Winter, WintShld, Summer
MA- CO2 Cap Annual v6.20 | 400 | 7653 | Rate Constraint in MTons | FALSE | L | Annual | Standard CO2 | Thousand Tons | 8637.3385 | 8143.777 | 7403.4347 | 6909.8732 | 5675.9695 | 4442.0657 | 3208.1619 | 1974.2582
MA- CO2 Cap Annual v6.20 | 400 | 7653 | Rate Constraint in MTons | FALSE | L | Annual | Emissions at Affected Plants CO2 | Thousand Tons | 4495.2517 | 2789.5073 | 2688.0218 | 2694.1234 | 2050.6023 | 1515.2456 | 1418.6587 | 2177.13
MA- CO2 Cap Annual v6.20 | 400 | 7653 | Rate Constraint in MTons | FALSE | L | Annual | Allowances Purchased CO2 | Thousand Tons | 0 | 0 | 0 | 0 | 0 | 0 | 0 | 0
MA- CO2 Cap Annual v6.20 | 400 | 7653 | Rate Constraint in MTons | FALSE | L | Annual | Allowances Sold CO2 | Thousand Tons | 0 | 0 | 0 | 0 | 0 | 0 | 0 | 0
MA- CO2 Cap Annual v6.20 | 400 | 7653 | Rate Constraint in MTons | FALSE | L | Annual | Allowances Banked | Thousand Tons | 0 | 0 | 0 | 4215.7498 | 3701.7215 | 3208.162 | 284.0206 | 0
MA- CO2 Cap Annual v6.20 | 400 | 7653 | Rate Constraint in MTons | FALSE | L | Annual | Allowances Withdrawn (1:1) | Thousand Tons | 0 | 0 | 0 | 0 | -1405.25 | -4442.0658 | -3208.162 | -202.8719
MA- CO2 Cap Annual v6.20 | 400 | 7653 | Rate Constraint in MTons | FALSE | L | Annual | Allowances Withdrawn (n:1) | Thousand Tons | 0 | 0 | 0 | 0 | 0 | 0 | 0 | 0
MA- CO2 Cap Annual v6.20 | 400 | 7653 | Rate Constraint in MTons | FALSE | L | Annual | Net Emissions Allowance Position | Thousand Tons | 4495.2517 | 2789.5073 | 2688.0218 | 6909.8732 | 4347.0738 | 281.3418 | -1505.4826 | 1974.2581
MA- CO2 Cap Annual v6.20 | 400 | 7653 | Rate Constraint in MTons | FALSE | L | Annual | Fuel Consumed | TBtu | 71.543 | 42.4049 | 41.0921 | 41.1963 | 31.4181 | 22.5846 | 20.6869 | 33.5874
MA- CO2 Cap Annual v6.20 | 400 | 7653 | Rate Constraint in MTons | FALSE | L | Annual | Rate | lb/MMBtu | 125.6657 | 131.5652 | 130.8292 | 130.7944 | 130.5363 | 134.1838 | 137.1553 | 129.6397
MA- CO2 Cap Annual v6.20 | 400 | 7653 | Rate Constraint in MTons | FALSE | L | Annual | Generation | TWh | 9.9231 | 5.9903 | 5.7885 | 5.8126 | 4.4319 | 3.1766 | 2.9714 | 4.7423
MA- CO2 Cap Annual v6.20 | 400 | 7653 | Rate Constraint in MTons | FALSE | L | Annual | Qualifying Generation | TWh | 9.9231 | 5.9903 | 5.7885 | 5.8126 | 4.4319 | 3.1766 | 2.9714 | 4.7423
MA- CO2 Cap Annual v6.20 | 400 | 7653 | Rate Constraint in MTons | FALSE | L | Annual | Rate | lb/MWh | 906.015 | 931.3373 | 928.7381 | 926.9988 | 925.3853 | 954.0116 | 954.874 | 918.1759
MA- CO2 Cap Annual v6.20 | 400 | 7653 | Rate Constraint in MTons | FALSE | L | Annual | Constraint Shadow Price | US2019$/Ton | 0 | 0 | 0 | 0 | 0 | 0 | 0 | 0
MA Fac. Spec. - Canal NOx v3.1 | 401 | 7531 | Rate Constraint in lbs/MWh | FALSE | L | Annual | Seasons Included | Seasons | Winter, WintShld, Summer | Winter, WintShld, Summer | Winter, WintShld, Summer | Winter, WintShld, Summer | Winter, WintShld, Summer | Winter, WintShld, Summer | Winter, WintShld, Summer | Winter, WintShld, Summer
MA Fac. Spec. - Canal NOx v3.1 | 401 | 7531 | Rate Constraint in lbs/MWh | FALSE | L | Annual | Standard NOX | lb/MWh | 1.5 | 1.5 | 1.5 | 1.5 | 1.5 | 1.5 | 1.5 | 1.5
MA Fac. Spec. - Canal NOx v3.1 | 401 | 7531 | Rate Constraint in lbs/MWh | FALSE | L | Annual | Emissions at Affected Plants NOX | Thousand Tons | 0 | 0 | 0 | 0 | 0 | 0 | 0 | 0
MA Fac. Spec. - Canal NOx v3.1 | 401 | 7531 | Rate Constraint in lbs/MWh | FALSE | L | Annual | Allowances Purchased NOX | Thousand Tons | 0 | 0 | 0 | 0 | 0 | 0 | 0 | 0
MA Fac. Spec. - Canal NOx v3.1 | 401 | 7531 | Rate Constraint in lbs/MWh | FALSE | L | Annual | Allowances Sold NOX | Thousand Tons | 0 | 0 | 0 | 0 | 0 | 0 | 0 | 0
MA Fac. Spec. - Canal NOx v3.1 | 401 | 7531 | Rate Constraint in lbs/MWh | FALSE | L | Annual | Allowances Banked | Thousand Tons | 0 | 0 | 0 | 0 | 0 | 0 | 0 | 0
MA Fac. Spec. - Canal NOx v3.1 | 401 | 7531 | Rate Constraint in lbs/MWh | FALSE | L | Annual | Allowances Withdrawn (1:1) | Thousand Tons | 0 | 0 | 0 | 0 | 0 | 0 | 0 | 0
MA Fac. Spec. - Canal NOx v3.1 | 401 | 7531 | Rate Constraint in lbs/MWh | FALSE | L | Annual | Allowances Withdrawn (n:1) | Thousand Tons | 0 | 0 | 0 | 0 | 0 | 0 | 0 | 0
MA Fac. Spec. - Canal NOx v3.1 | 401 | 7531 | Rate Constraint in lbs/MWh | FALSE | L | Annual | Net Emissions Allowance Position | Thousand Tons | 0 | 0 | 0 | 0 | 0 | 0 | 0 | 0
MA Fac. Spec. - Canal NOx v3.1 | 401 | 7531 | Rate Constraint in lbs/MWh | FALSE | L | Annual | Fuel Consumed | TBtu | 0 | 0 | 0 | 0 | 0 | 0 | 0 | 0
MA Fac. Spec. - Canal NOx v3.1 | 401 | 7531 | Rate Constraint in lbs/MWh | FALSE | L | Annual | Rate | lb/MMBtu | 0 | 0 | 0 | 0 | 0 | 0 | 0 | 0
MA Fac. Spec. - Canal NOx v3.1 | 401 | 7531 | Rate Constraint in lbs/MWh | FALSE | L | Annual | Generation | TWh | 0 | 0 | 0 | 0 | 0 | 0 | 0 | 0
MA Fac. Spec. - Canal NOx v3.1 | 401 | 7531 | Rate Constraint in lbs/MWh | FALSE | L | Annual | Qualifying Generation | TWh | 0 | 0 | 0 | 0 | 0 | 0 | 0 | 0
MA Fac. Spec. - Canal NOx v3.1 | 401 | 7531 | Rate Constraint in lbs/MWh | FALSE | L | Annual | Constraint Shadow Price | US2019$/Ton | 0 | 0 | 0 | 0 | 0 | 0 | 0 | 0
MA Fac. Spec. - Canal SO2 Annual v3.1 | 402 | 7532 | Rate Constraint in lbs/MWh | FALSE | L | Annual | Seasons Included | Seasons | Winter, WintShld, Summer | Winter, WintShld, Summer | Winter, WintShld, Summer | Winter, WintShld, Summer | Winter, WintShld, Summer | Winter, WintShld, Summer | Winter, WintShld, Summer | Winter, WintShld, Summer
MA Fac. Spec. - Canal SO2 Annual v3.1 | 402 | 7532 | Rate Constraint in lbs/MWh | FALSE | L | Annual | Standard SO2 | lb/MWh | 3 | 3 | 3 | 3 | 3 | 3 | 3 | 3
MA Fac. Spec. - Canal SO2 Annual v3.1 | 402 | 7532 | Rate Constraint in lbs/MWh | FALSE | L | Annual | Emissions at Affected Plants SO2 | Thousand Tons | 0 | 0 | 0 | 0 | 0 | 0 | 0 | 0
MA Fac. Spec. - Canal SO2 Annual v3.1 | 402 | 7532 | Rate Constraint in lbs/MWh | FALSE | L | Annual | Allowances Purchased SO2 | Thousand Tons | 0 | 0 | 0 | 0 | 0 | 0 | 0 | 0
MA Fac. Spec. - Canal SO2 Annual v3.1 | 402 | 7532 | Rate Constraint in lbs/MWh | FALSE | L | Annual | Allowances Sold SO2 | Thousand Tons | 0 | 0 | 0 | 0 | 0 | 0 | 0 | 0
MA Fac. Spec. - Canal SO2 Annual v3.1 | 402 | 7532 | Rate Constraint in lbs/MWh | FALSE | L | Annual | Allowances Banked | Thousand Tons | 0 | 0 | 0 | 0 | 0 | 0 | 0 | 0
MA Fac. Spec. - Canal SO2 Annual v3.1 | 402 | 7532 | Rate Constraint in lbs/MWh | FALSE | L | Annual | Allowances Withdrawn (1:1) | Thousand Tons | 0 | 0 | 0 | 0 | 0 | 0 | 0 | 0
MA Fac. Spec. - Canal SO2 Annual v3.1 | 402 | 7532 | Rate Constraint in lbs/MWh | FALSE | L | Annual | Allowances Withdrawn (n:1) | Thousand Tons | 0 | 0 | 0 | 0 | 0 | 0 | 0 | 0
MA Fac. Spec. - Canal SO2 Annual v3.1 | 402 | 7532 | Rate Constraint in lbs/MWh | FALSE | L | Annual | Net Emissions Allowance Position | Thousand Tons | 0 | 0 | 0 | 0 | 0 | 0 | 0 | 0
MA Fac. Spec. - Canal SO2 Annual v3.1 | 402 | 7532 | Rate Constraint in lbs/MWh | FALSE | L | Annual | Fuel Consumed | TBtu | 0 | 0 | 0 | 0 | 0 | 0 | 0 | 0
MA Fac. Spec. - Canal SO2 Annual v3.1 | 402 | 7532 | Rate Constraint in lbs/MWh | FALSE | L | Annual | Rate | lb/MMBtu | 0 | 0 | 0 | 0 | 0 | 0 | 0 | 0
MA Fac. Spec. - Canal SO2 Annual v3.1 | 402 | 7532 | Rate Constraint in lbs/MWh | FALSE | L | Annual | Generation | TWh | 0 | 0 | 0 | 0 | 0 | 0 | 0 | 0
MA Fac. Spec. - Canal SO2 Annual v3.1 | 402 | 7532 | Rate Constraint in lbs/MWh | FALSE | L | Annual | Qualifying Generation | TWh | 0 | 0 | 0 | 0 | 0 | 0 | 0 | 0
MA Fac. Spec. - Canal SO2 Annual v3.1 | 402 | 7532 | Rate Constraint in lbs/MWh | FALSE | L | Annual | Constraint Shadow Price | US2019$/Ton | 0 | 0 | 0 | 0 | 0 | 0 | 0 | 0
MA Fac. Spec. - MER Output Annual v3.1 | 403 | 7335 | Rate Constraint in lbs/MWh | FALSE | L | Annual | Seasons Included | Seasons | Winter, WintShld, Summer | Winter, WintShld, Summer | Winter, WintShld, Summer | Winter, WintShld, Summer | Winter, WintShld, Summer | Winter, WintShld, Summer | Winter, WintShld, Summer | Winter, WintShld, Summer
MA Fac. Spec. - MER Output Annual v3.1 | 403 | 7335 | Rate Constraint in lbs/MWh | FALSE | L | Annual | Standard MER | lb/MWh | 2.5e-06 | 2.5e-06 | 2.5e-06 | 2.5e-06 | 2.5e-06 | 2.5e-06 | 2.5e-06 | 2.5e-06
MA Fac. Spec. - MER Output Annual v3.1 | 403 | 7335 | Rate Constraint in lbs/MWh | FALSE | L | Annual | Emissions at Affected Plants MER | lbs | 0.0029839 | 0 | 0 | 0 | 0 | 0 | 0 | 0
MA Fac. Spec. - MER Output Annual v3.1 | 403 | 7335 | Rate Constraint in lbs/MWh | FALSE | L | Annual | Allowances Purchased MER | lbs | 0 | 0 | 0 | 0 | 0 | 0 | 0 | 0
MA Fac. Spec. - MER Output Annual v3.1 | 403 | 7335 | Rate Constraint in lbs/MWh | FALSE | L | Annual | Allowances Sold MER | lbs | 0 | 0 | 0 | 0 | 0 | 0 | 0 | 0
MA Fac. Spec. - MER Output Annual v3.1 | 403 | 7335 | Rate Constraint in lbs/MWh | FALSE | L | Annual | Allowances Banked | lbs | 0 | 0 | 0 | 0 | 0 | 0 | 0 | 0
MA Fac. Spec. - MER Output Annual v3.1 | 403 | 7335 | Rate Constraint in lbs/MWh | FALSE | L | Annual | Allowances Withdrawn (1:1) | lbs | 0 | 0 | 0 | 0 | 0 | 0 | 0 | 0
MA Fac. Spec. - MER Output Annual v3.1 | 403 | 7335 | Rate Constraint in lbs/MWh | FALSE | L | Annual | Allowances Withdrawn (n:1) | lbs | 0 | 0 | 0 | 0 | 0 | 0 | 0 | 0
MA Fac. Spec. - MER Output Annual v3.1 | 403 | 7335 | Rate Constraint in lbs/MWh | FALSE | L | Annual | Net Emissions Allowance Position | lbs | 0.0029839 | 0 | 0 | 0 | 0 | 0 | 0 | 0
MA Fac. Spec. - MER Output Annual v3.1 | 403 | 7335 | Rate Constraint in lbs/MWh | FALSE | L | Annual | Fuel Consumed | TBtu | 21.3136 | 0 | 0 | 0 | 0 | 0 | 0 | 0
MA Fac. Spec. - MER Output Annual v3.1 | 403 | 7335 | Rate Constraint in lbs/MWh | FALSE | L | Annual | Rate | lb/MMBtu | 1.4e-10 | 0 | 0 | 0 | 0 | 0 | 0 | 0
MA Fac. Spec. - MER Output Annual v3.1 | 403 | 7335 | Rate Constraint in lbs/MWh | FALSE | L | Annual | Generation | TWh | 2.8486 | 0 | 0 | 0 | 0 | 0 | 0 | 0
MA Fac. Spec. - MER Output Annual v3.1 | 403 | 7335 | Rate Constraint in lbs/MWh | FALSE | L | Annual | Qualifying Generation | TWh | 2.8486 | 0 | 0 | 0 | 0 | 0 | 0 | 0
MA Fac. Spec. - MER Output Annual v3.1 | 403 | 7335 | Rate Constraint in lbs/MWh | FALSE | L | Annual | Constraint Shadow Price | US2019$/Lb | 0 | 0 | 0 | 0 | 0 | 13433.348 | 0 | 19916.5977
MA Fac. Spec. - Mystic Gen NOx v3.1 | 404 | 7533 | Rate Constraint in lbs/MWh | FALSE | L | Annual | Seasons Included | Seasons | Winter, WintShld, Summer | Winter, WintShld, Summer | Winter, WintShld, Summer | Winter, WintShld, Summer | Winter, WintShld, Summer | Winter, WintShld, Summer | Winter, WintShld, Summer | Winter, WintShld, Summer
MA Fac. Spec. - Mystic Gen NOx v3.1 | 404 | 7533 | Rate Constraint in lbs/MWh | FALSE | L | Annual | Standard NOX | lb/MWh | 1.5 | 1.5 | 1.5 | 1.5 | 1.5 | 1.5 | 1.5 | 1.5
MA Fac. Spec. - Mystic Gen NOx v3.1 | 404 | 7533 | Rate Constraint in lbs/MWh | FALSE | L | Annual | Emissions at Affected Plants NOX | Thousand Tons | 0.093607 | 0 | 0 | 0 | 0 | 0 | 0 | 0
MA Fac. Spec. - Mystic Gen NOx v3.1 | 404 | 7533 | Rate Constraint in lbs/MWh | FALSE | L | Annual | Allowances Purchased NOX | Thousand Tons | 0 | 0 | 0 | 0 | 0 | 0 | 0 | 0
MA Fac. Spec. - Mystic Gen NOx v3.1 | 404 | 7533 | Rate Constraint in lbs/MWh | FALSE | L | Annual | Allowances Sold NOX | Thousand Tons | 0 | 0 | 0 | 0 | 0 | 0 | 0 | 0
MA Fac. Spec. - Mystic Gen NOx v3.1 | 404 | 7533 | Rate Constraint in lbs/MWh | FALSE | L | Annual | Allowances Banked | Thousand Tons | 0 | 0 | 0 | 0 | 0 | 0 | 0 | 0
MA Fac. Spec. - Mystic Gen NOx v3.1 | 404 | 7533 | Rate Constraint in lbs/MWh | FALSE | L | Annual | Allowances Withdrawn (1:1) | Thousand Tons | 0 | 0 | 0 | 0 | 0 | 0 | 0 | 0
MA Fac. Spec. - Mystic Gen NOx v3.1 | 404 | 7533 | Rate Constraint in lbs/MWh | FALSE | L | Annual | Allowances Withdrawn (n:1) | Thousand Tons | 0 | 0 | 0 | 0 | 0 | 0 | 0 | 0
MA Fac. Spec. - Mystic Gen NOx v3.1 | 404 | 7533 | Rate Constraint in lbs/MWh | FALSE | L | Annual | Net Emissions Allowance Position | Thousand Tons | 0.093607 | 0 | 0 | 0 | 0 | 0 | 0 | 0
MA Fac. Spec. - Mystic Gen NOx v3.1 | 404 | 7533 | Rate Constraint in lbs/MWh | FALSE | L | Annual | Fuel Consumed | TBtu | 21.3136 | 0 | 0 | 0 | 0 | 0 | 0 | 0
MA Fac. Spec. - Mystic Gen NOx v3.1 | 404 | 7533 | Rate Constraint in lbs/MWh | FALSE | L | Annual | Rate | lb/MMBtu | 0.0087838 | 0 | 0 | 0 | 0 | 0 | 0 | 0
MA Fac. Spec. - Mystic Gen NOx v3.1 | 404 | 7533 | Rate Constraint in lbs/MWh | FALSE | L | Annual | Generation | TWh | 2.8486 | 0 | 0 | 0 | 0 | 0 | 0 | 0
MA Fac. Spec. - Mystic Gen NOx v3.1 | 404 | 7533 | Rate Constraint in lbs/MWh | FALSE | L | Annual | Qualifying Generation | TWh | 2.8486 | 0 | 0 | 0 | 0 | 0 | 0 | 0
MA Fac. Spec. - Mystic Gen NOx v3.1 | 404 | 7533 | Rate Constraint in lbs/MWh | FALSE | L | Annual | Constraint Shadow Price | US2019$/Ton | 0 | 3164.2656 | 2733.1249 | 8327.5869 | 0 | 0 | 0 | 0
MA Fac. Spec. - Mystic Gen SO2 Annual v3.1 | 405 | 7534 | Rate Constraint in lbs/MWh | FALSE | L | Annual | Seasons Included | Seasons | Winter, WintShld, Summer | Winter, WintShld, Summer | Winter, WintShld, Summer | Winter, WintShld, Summer | Winter, WintShld, Summer | Winter, WintShld, Summer | Winter, WintShld, Summer | Winter, WintShld, Summer
MA Fac. Spec. - Mystic Gen SO2 Annual v3.1 | 405 | 7534 | Rate Constraint in lbs/MWh | FALSE | L | Annual | Standard SO2 | lb/MWh | 3 | 3 | 3 | 3 | 3 | 3 | 3 | 3
MA Fac. Spec. - Mystic Gen SO2 Annual v3.1 | 405 | 7534 | Rate Constraint in lbs/MWh | FALSE | L | Annual | Emissions at Affected Plants SO2 | Thousand Tons | 0 | 0 | 0 | 0 | 0 | 0 | 0 | 0
MA Fac. Spec. - Mystic Gen SO2 Annual v3.1 | 405 | 7534 | Rate Constraint in lbs/MWh | FALSE | L | Annual | Allowances Purchased SO2 | Thousand Tons | 0 | 0 | 0 | 0 | 0 | 0 | 0 | 0
MA Fac. Spec. - Mystic Gen SO2 Annual v3.1 | 405 | 7534 | Rate Constraint in lbs/MWh | FALSE | L | Annual | Allowances Sold SO2 | Thousand Tons | 0 | 0 | 0 | 0 | 0 | 0 | 0 | 0
MA Fac. Spec. - Mystic Gen SO2 Annual v3.1 | 405 | 7534 | Rate Constraint in lbs/MWh | FALSE | L | Annual | Allowances Banked | Thousand Tons | 0 | 0 | 0 | 0 | 0 | 0 | 0 | 0
MA Fac. Spec. - Mystic Gen SO2 Annual v3.1 | 405 | 7534 | Rate Constraint in lbs/MWh | FALSE | L | Annual | Allowances Withdrawn (1:1) | Thousand Tons | 0 | 0 | 0 | 0 | 0 | 0 | 0 | 0
MA Fac. Spec. - Mystic Gen SO2 Annual v3.1 | 405 | 7534 | Rate Constraint in lbs/MWh | FALSE | L | Annual | Allowances Withdrawn (n:1) | Thousand Tons | 0 | 0 | 0 | 0 | 0 | 0 | 0 | 0
MA Fac. Spec. - Mystic Gen SO2 Annual v3.1 | 405 | 7534 | Rate Constraint in lbs/MWh | FALSE | L | Annual | Net Emissions Allowance Position | Thousand Tons | 0 | 0 | 0 | 0 | 0 | 0 | 0 | 0
MA Fac. Spec. - Mystic Gen SO2 Annual v3.1 | 405 | 7534 | Rate Constraint in lbs/MWh | FALSE | L | Annual | Fuel Consumed | TBtu | 21.3136 | 0 | 0 | 0 | 0 | 0 | 0 | 0
MA Fac. Spec. - Mystic Gen SO2 Annual v3.1 | 405 | 7534 | Rate Constraint in lbs/MWh | FALSE | L | Annual | Rate | lb/MMBtu | 0 | 0 | 0 | 0 | 0 | 0 | 0 | 0
MA Fac. Spec. - Mystic Gen SO2 Annual v3.1 | 405 | 7534 | Rate Constraint in lbs/MWh | FALSE | L | Annual | Generation | TWh | 2.8486 | 0 | 0 | 0 | 0 | 0 | 0 | 0
MA Fac. Spec. - Mystic Gen SO2 Annual v3.1 | 405 | 7534 | Rate Constraint in lbs/MWh | FALSE | L | Annual | Qualifying Generation | TWh | 2.8486 | 0 | 0 | 0 | 0 | 0 | 0 | 0
MA Fac. Spec. - Mystic Gen SO2 Annual v3.1 | 405 | 7534 | Rate Constraint in lbs/MWh | FALSE | L | Annual | Constraint Shadow Price | US2019$/Ton | 0 | 0 | 0 | 0 | 0 | 0 | 0 | 0
MD Coal-fired EGUs NOx rate - NRG & GenOn v5.16 | 406 | 7334 | Rate Constraint in lbs/MMBtu | FALSE | L | Annual | Seasons Included | Seasons | Summer | Summer | Summer | Summer | Summer | Summer | Summer | Summer
MD Coal-fired EGUs NOx rate - NRG & GenOn v5.16 | 406 | 7334 | Rate Constraint in lbs/MMBtu | FALSE | L | Annual | Standard NOX | lb/MMBtu | 0.15 | 0.15 | 0.15 | 0.15 | 0.15 | 0.15 | 0.15 | 0.15
MD Coal-fired EGUs NOx rate - NRG & GenOn v5.16 | 406 | 7334 | Rate Constraint in lbs/MMBtu | FALSE | L | Annual | Emissions at Affected Plants NOX | Thousand Tons | 0 | 0 | 0 | 0 | 0 | 0 | 0 | 0
MD Coal-fired EGUs NOx rate - NRG & GenOn v5.16 | 406 | 7334 | Rate Constraint in lbs/MMBtu | FALSE | L | Annual | Allowances Purchased NOX | Thousand Tons | 0 | 0 | 0 | 0 | 0 | 0 | 0 | 0
MD Coal-fired EGUs NOx rate - NRG & GenOn v5.16 | 406 | 7334 | Rate Constraint in lbs/MMBtu | FALSE | L | Annual | Allowances Sold NOX | Thousand Tons | 0 | 0 | 0 | 0 | 0 | 0 | 0 | 0
MD Coal-fired EGUs NOx rate - NRG & GenOn v5.16 | 406 | 7334 | Rate Constraint in lbs/MMBtu | FALSE | L | Annual | Allowances Banked | Thousand Tons | 0 | 0 | 0 | 0 | 0 | 0 | 0 | 0
MD Coal-fired EGUs NOx rate - NRG & GenOn v5.16 | 406 | 7334 | Rate Constraint in lbs/MMBtu | FALSE | L | Annual | Allowances Withdrawn (1:1) | Thousand Tons | 0 | 0 | 0 | 0 | 0 | 0 | 0 | 0
MD Coal-fired EGUs NOx rate - NRG & GenOn v5.16 | 406 | 7334 | Rate Constraint in lbs/MMBtu | FALSE | L | Annual | Allowances Withdrawn (n:1) | Thousand Tons | 0 | 0 | 0 | 0 | 0 | 0 | 0 | 0
MD Coal-fired EGUs NOx rate - NRG & GenOn v5.16 | 406 | 7334 | Rate Constraint in lbs/MMBtu | FALSE | L | Annual | Net Emissions Allowance Position | Thousand Tons | 0 | 0 | 0 | 0 | 0 | 0 | 0 | 0
MD Coal-fired EGUs NOx rate - NRG & GenOn v5.16 | 406 | 7334 | Rate Constraint in lbs/MMBtu | FALSE | L | Annual | Fuel Consumed | TBtu | 0 | 0 | 0 | 0 | 0 | 0 | 0 | 0
MD Coal-fired EGUs NOx rate - NRG & GenOn v5.16 | 406 | 7334 | Rate Constraint in lbs/MMBtu | FALSE | L | Annual | Rate | lb/MMBtu | 0 | 0 | 0 | 0 | 0 | 0 | 0 | 0
MD Coal-fired EGUs NOx rate - NRG & GenOn v5.16 | 406 | 7334 | Rate Constraint in lbs/MMBtu | FALSE | L | Annual | Generation | TWh | 0 | 0 | 0 | 0 | 0 | 0 | 0 | 0
MD Coal-fired EGUs NOx rate - NRG & GenOn v5.16 | 406 | 7334 | Rate Constraint in lbs/MMBtu | FALSE | L | Annual | Qualifying Generation | TWh | 0 | 0 | 0 | 0 | 0 | 0 | 0 | 0
MD Coal-fired EGUs NOx rate - NRG & GenOn v5.16 | 406 | 7334 | Rate Constraint in lbs/MMBtu | FALSE | L | Annual | Rate | lb/MWh | 0 | 0 | 0 | 0 | 0 | 0 | 0 | 0
MD Coal-fired EGUs NOx rate - NRG & GenOn v5.16 | 406 | 7334 | Rate Constraint in lbs/MMBtu | FALSE | L | Annual | Constraint Shadow Price | US2019$/Ton | 0 | 0 | 0 | 0 | 0 | 0 | 0 | 0
MD Coal-fired EGUs NOx rate - Raven v5.16 | 407 | 7333 | Rate Constraint in lbs/MMBtu | FALSE | L | Annual | Seasons Included | Seasons | Summer | Summer | Summer | Summer | Summer | Summer | Summer | Summer
MD Coal-fired EGUs NOx rate - Raven v5.16 | 407 | 7333 | Rate Constraint in lbs/MMBtu | FALSE | L | Annual | Standard NOX | lb/MMBtu | 0.15 | 0.15 | 0.15 | 0.15 | 0.15 | 0.15 | 0.15 | 0.15
MD Coal-fired EGUs NOx rate - Raven v5.16 | 407 | 7333 | Rate Constraint in lbs/MMBtu | FALSE | L | Annual | Emissions at Affected Plants NOX | Thousand Tons | 0 | 0 | 0 | 0 | 0 | 0 | 0 | 0
MD Coal-fired EGUs NOx rate - Raven v5.16 | 407 | 7333 | Rate Constraint in lbs/MMBtu | FALSE | L | Annual | Allowances Purchased NOX | Thousand Tons | 0 | 0 | 0 | 0 | 0 | 0 | 0 | 0
MD Coal-fired EGUs NOx rate - Raven v5.16 | 407 | 7333 | Rate Constraint in lbs/MMBtu | FALSE | L | Annual | Allowances Sold NOX | Thousand Tons | 0 | 0 | 0 | 0 | 0 | 0 | 0 | 0
MD Coal-fired EGUs NOx rate - Raven v5.16 | 407 | 7333 | Rate Constraint in lbs/MMBtu | FALSE | L | Annual | Allowances Banked | Thousand Tons | 0 | 0 | 0 | 0 | 0 | 0 | 0 | 0
MD Coal-fired EGUs NOx rate - Raven v5.16 | 407 | 7333 | Rate Constraint in lbs/MMBtu | FALSE | L | Annual | Allowances Withdrawn (1:1) | Thousand Tons | 0 | 0 | 0 | 0 | 0 | 0 | 0 | 0
MD Coal-fired EGUs NOx rate - Raven v5.16 | 407 | 7333 | Rate Constraint in lbs/MMBtu | FALSE | L | Annual | Allowances Withdrawn (n:1) | Thousand Tons | 0 | 0 | 0 | 0 | 0 | 0 | 0 | 0
MD Coal-fired EGUs NOx rate - Raven v5.16 | 407 | 7333 | Rate Constraint in lbs/MMBtu | FALSE | L | Annual | Net Emissions Allowance Position | Thousand Tons | 0 | 0 | 0 | 0 | 0 | 0 | 0 | 0
MD Coal-fired EGUs NOx rate - Raven v5.16 | 407 | 7333 | Rate Constraint in lbs/MMBtu | FALSE | L | Annual | Fuel Consumed | TBtu | 0 | 0 | 0 | 0 | 0 | 0 | 0 | 0
MD Coal-fired EGUs NOx rate - Raven v5.16 | 407 | 7333 | Rate Constraint in lbs/MMBtu | FALSE | L | Annual | Rate | lb/MMBtu | 0 | 0 | 0 | 0 | 0 | 0 | 0 | 0
MD Coal-fired EGUs NOx rate - Raven v5.16 | 407 | 7333 | Rate Constraint in lbs/MMBtu | FALSE | L | Annual | Generation | TWh | 0 | 0 | 0 | 0 | 0 | 0 | 0 | 0
MD Coal-fired EGUs NOx rate - Raven v5.16 | 407 | 7333 | Rate Constraint in lbs/MMBtu | FALSE | L | Annual | Qualifying Generation | TWh | 0 | 0 | 0 | 0 | 0 | 0 | 0 | 0
MD Coal-fired EGUs NOx rate - Raven v5.16 | 407 | 7333 | Rate Constraint in lbs/MMBtu | FALSE | L | Annual | Rate | lb/MWh | 0 | 0 | 0 | 0 | 0 | 0 | 0 | 0
MD Coal-fired EGUs NOx rate - Raven v5.16 | 407 | 7333 | Rate Constraint in lbs/MMBtu | FALSE | L | Annual | Constraint Shadow Price | US2019$/Ton | 0 | 0 | 0 | 0 | 0 | 0 | 0 | 0
MD Healthy Air Act - Constellation NOx Cap Ann 4.1 | 408 | 7330 | Rate Constraint in MTons | FALSE | L | Annual | Seasons Included | Seasons | Winter, WintShld, Summer | Winter, WintShld, Summer | Winter, WintShld, Summer | Winter, WintShld, Summer | Winter, WintShld, Summer | Winter, WintShld, Summer | Winter, WintShld, Summer | Winter, WintShld, Summer
MD Healthy Air Act - Constellation NOx Cap Ann 4.1 | 408 | 7330 | Rate Constraint in MTons | FALSE | L | Annual | Standard NOX | Thousand Tons | 8.026 | 8.026 | 8.026 | 8.026 | 8.026 | 8.026 | 8.026 | 8.026
MD Healthy Air Act - Constellation NOx Cap Ann 4.1 | 408 | 7330 | Rate Constraint in MTons | FALSE | L | Annual | Emissions at Affected Plants NOX | Thousand Tons | 0.05673 | 0 | 0 | 0 | 0 | 0 | 0 | 0
MD Healthy Air Act - Constellation NOx Cap Ann 4.1 | 408 | 7330 | Rate Constraint in MTons | FALSE | L | Annual | Allowances Purchased NOX | Thousand Tons | 0 | 0 | 0 | 0 | 0 | 0 | 0 | 0
MD Healthy Air Act - Constellation NOx Cap Ann 4.1 | 408 | 7330 | Rate Constraint in MTons | FALSE | L | Annual | Allowances Sold NOX | Thousand Tons | 0 | 0 | 0 | 0 | 0 | 0 | 0 | 0
MD Healthy Air Act - Constellation NOx Cap Ann 4.1 | 408 | 7330 | Rate Constraint in MTons | FALSE | L | Annual | Allowances Banked | Thousand Tons | 0 | 0 | 0 | 0 | 0 | 0 | 0 | 0
MD Healthy Air Act - Constellation NOx Cap Ann 4.1 | 408 | 7330 | Rate Constraint in MTons | FALSE | L | Annual | Allowances Withdrawn (1:1) | Thousand Tons | 0 | 0 | 0 | 0 | 0 | 0 | 0 | 0
MD Healthy Air Act - Constellation NOx Cap Ann 4.1 | 408 | 7330 | Rate Constraint in MTons | FALSE | L | Annual | Allowances Withdrawn (n:1) | Thousand Tons | 0 | 0 | 0 | 0 | 0 | 0 | 0 | 0
MD Healthy Air Act - Constellation NOx Cap Ann 4.1 | 408 | 7330 | Rate Constraint in MTons | FALSE | L | Annual | Net Emissions Allowance Position | Thousand Tons | 0.05673 | 0 | 0 | 0 | 0 | 0 | 0 | 0
MD Healthy Air Act - Constellation NOx Cap Ann 4.1 | 408 | 7330 | Rate Constraint in MTons | FALSE | L | Annual | Fuel Consumed | TBtu | 1.5747 | 0 | 0 | 0 | 0 | 0 | 0 | 0
MD Healthy Air Act - Constellation NOx Cap Ann 4.1 | 408 | 7330 | Rate Constraint in MTons | FALSE | L | Annual | Rate | lb/MMBtu | 0.07205 | 0 | 0 | 0 | 0 | 0 | 0 | 0
MD Healthy Air Act - Constellation NOx Cap Ann 4.1 | 408 | 7330 | Rate Constraint in MTons | FALSE | L | Annual | Generation | TWh | 0.14038 | 0 | 0 | 0 | 0 | 0 | 0 | 0
MD Healthy Air Act - Constellation NOx Cap Ann 4.1 | 408 | 7330 | Rate Constraint in MTons | FALSE | L | Annual | Qualifying Generation | TWh | 0.14038 | 0 | 0 | 0 | 0 | 0 | 0 | 0
MD Healthy Air Act - Constellation NOx Cap Ann 4.1 | 408 | 7330 | Rate Constraint in MTons | FALSE | L | Annual | Rate | lb/MWh | 0.80825 | 0 | 0 | 0 | 0 | 0 | 0 | 0
MD Healthy Air Act - Constellation NOx Cap Ann 4.1 | 408 | 7330 | Rate Constraint in MTons | FALSE | L | Annual | Constraint Shadow Price | US2019$/Ton | 0 | 0 | 0 | 0 | 0 | 0 | 0 | 0
MD Healthy Air Act - Constellation NOx Cap Sum 4.1 | 409 | 7328 | Rate Constraint in MTons | FALSE | L | Annual | Seasons Included | Seasons | Summer | Summer | Summer | Summer | Summer | Summer | Summer | Summer
MD Healthy Air Act - Constellation NOx Cap Sum 4.1 | 409 | 7328 | Rate Constraint in MTons | FALSE | L | Annual | Standard NOX | Thousand Tons | 3.63 | 3.63 | 3.63 | 3.63 | 3.63 | 3.63 | 3.63 | 3.63
MD Healthy Air Act - Constellation NOx Cap Sum 4.1 | 409 | 7328 | Rate Constraint in MTons | FALSE | L | Annual | Emissions at Affected Plants NOX | Thousand Tons | 0 | 0 | 0 | 0 | 0 | 0 | 0 | 0
MD Healthy Air Act - Constellation NOx Cap Sum 4.1 | 409 | 7328 | Rate Constraint in MTons | FALSE | L | Annual | Allowances Purchased NOX | Thousand Tons | 0 | 0 | 0 | 0 | 0 | 0 | 0 | 0
MD Healthy Air Act - Constellation NOx Cap Sum 4.1 | 409 | 7328 | Rate Constraint in MTons | FALSE | L | Annual | Allowances Sold NOX | Thousand Tons | 0 | 0 | 0 | 0 | 0 | 0 | 0 | 0
MD Healthy Air Act - Constellation NOx Cap Sum 4.1 | 409 | 7328 | Rate Constraint in MTons | FALSE | L | Annual | Allowances Banked | Thousand Tons | 0 | 0 | 0 | 0 | 0 | 0 | 0 | 0
MD Healthy Air Act - Constellation NOx Cap Sum 4.1 | 409 | 7328 | Rate Constraint in MTons | FALSE | L | Annual | Allowances Withdrawn (1:1) | Thousand Tons | 0 | 0 | 0 | 0 | 0 | 0 | 0 | 0
MD Healthy Air Act - Constellation NOx Cap Sum 4.1 | 409 | 7328 | Rate Constraint in MTons | FALSE | L | Annual | Allowances Withdrawn (n:1) | Thousand Tons | 0 | 0 | 0 | 0 | 0 | 0 | 0 | 0
MD Healthy Air Act - Constellation NOx Cap Sum 4.1 | 409 | 7328 | Rate Constraint in MTons | FALSE | L | Annual | Net Emissions Allowance Position | Thousand Tons | 0 | 0 | 0 | 0 | 0 | 0 | 0 | 0
MD Healthy Air Act - Constellation NOx Cap Sum 4.1 | 409 | 7328 | Rate Constraint in MTons | FALSE | L | Annual | Fuel Consumed | TBtu | 0 | 0 | 0 | 0 | 0 | 0 | 0 | 0
MD Healthy Air Act - Constellation NOx Cap Sum 4.1 | 409 | 7328 | Rate Constraint in MTons | FALSE | L | Annual | Rate | lb/MMBtu | 0 | 0 | 0 | 0 | 0 | 0 | 0 | 0
MD Healthy Air Act - Constellation NOx Cap Sum 4.1 | 409 | 7328 | Rate Constraint in MTons | FALSE | L | Annual | Generation | TWh | 0 | 0 | 0 | 0 | 0 | 0 | 0 | 0
MD Healthy Air Act - Constellation NOx Cap Sum 4.1 | 409 | 7328 | Rate Constraint in MTons | FALSE | L | Annual | Qualifying Generation | TWh | 0 | 0 | 0 | 0 | 0 | 0 | 0 | 0
MD Healthy Air Act - Constellation NOx Cap Sum 4.1 | 409 | 7328 | Rate Constraint in MTons | FALSE | L | Annual | Rate | lb/MWh | 0 | 0 | 0 | 0 | 0 | 0 | 0 | 0
MD Healthy Air Act - Constellation NOx Cap Sum 4.1 | 409 | 7328 | Rate Constraint in MTons | FALSE | L | Annual | Constraint Shadow Price | US2019$/Ton | 0 | 0 | 0 | 0 | 0 | 0 | 0 | 0
MD Healthy Air Act - Constellation SO2 Cap Ann 4.1 | 410 | 7326 | Rate Constraint in MTons | FALSE | L | Annual | Seasons Included | Seasons | Winter, WintShld, Summer | Winter, WintShld, Summer | Winter, WintShld, Summer | Winter, WintShld, Summer | Winter, WintShld, Summer | Winter, WintShld, Summer | Winter, WintShld, Summer | Winter, WintShld, Summer
MD Healthy Air Act - Constellation SO2 Cap Ann 4.1 | 410 | 7326 | Rate Constraint in MTons | FALSE | L | Annual | Standard SO2 | Thousand Tons | 17.926 | 17.926 | 17.926 | 17.926 | 17.926 | 17.926 | 17.926 | 17.926
MD Healthy Air Act - Constellation SO2 Cap Ann 4.1 | 410 | 7326 | Rate Constraint in MTons | FALSE | L | Annual | Emissions at Affected Plants SO2 | Thousand Tons | 0.034455 | 0 | 0 | 0 | 0 | 0 | 0 | 0
MD Healthy Air Act - Constellation SO2 Cap Ann 4.1 | 410 | 7326 | Rate Constraint in MTons | FALSE | L | Annual | Allowances Purchased SO2 | Thousand Tons | 0 | 0 | 0 | 0 | 0 | 0 | 0 | 0
MD Healthy Air Act - Constellation SO2 Cap Ann 4.1 | 410 | 7326 | Rate Constraint in MTons | FALSE | L | Annual | Allowances Sold SO2 | Thousand Tons | 0 | 0 | 0 | 0 | 0 | 0 | 0 | 0
MD Healthy Air Act - Constellation SO2 Cap Ann 4.1 | 410 | 7326 | Rate Constraint in MTons | FALSE | L | Annual | Allowances Banked | Thousand Tons | 0 | 0 | 0 | 0 | 0 | 0 | 0 | 0
MD Healthy Air Act - Constellation SO2 Cap Ann 4.1 | 410 | 7326 | Rate Constraint in MTons | FALSE | L | Annual | Allowances Withdrawn (1:1) | Thousand Tons | 0 | 0 | 0 | 0 | 0 | 0 | 0 | 0
MD Healthy Air Act - Constellation SO2 Cap Ann 4.1 | 410 | 7326 | Rate Constraint in MTons | FALSE | L | Annual | Allowances Withdrawn (n:1) | Thousand Tons | 0 | 0 | 0 | 0 | 0 | 0 | 0 | 0
MD Healthy Air Act - Constellation SO2 Cap Ann 4.1 | 410 | 7326 | Rate Constraint in MTons | FALSE | L | Annual | Net Emissions Allowance Position | Thousand Tons | 0.034455 | 0 | 0 | 0 | 0 | 0 | 0 | 0
MD Healthy Air Act - Constellation SO2 Cap Ann 4.1 | 410 | 7326 | Rate Constraint in MTons | FALSE | L | Annual | Fuel Consumed | TBtu | 1.5747 | 0 | 0 | 0 | 0 | 0 | 0 | 0
MD Healthy Air Act - Constellation SO2 Cap Ann 4.1 | 410 | 7326 | Rate Constraint in MTons | FALSE | L | Annual | Rate | lb/MMBtu | 0.04376 | 0 | 0 | 0 | 0 | 0 | 0 | 0
MD Healthy Air Act - Constellation SO2 Cap Ann 4.1 | 410 | 7326 | Rate Constraint in MTons | FALSE | L | Annual | Generation | TWh | 0.14038 | 0 | 0 | 0 | 0 | 0 | 0 | 0
MD Healthy Air Act - Constellation SO2 Cap Ann 4.1 | 410 | 7326 | Rate Constraint in MTons | FALSE | L | Annual | Qualifying Generation | TWh | 0.14038 | 0 | 0 | 0 | 0 | 0 | 0 | 0
MD Healthy Air Act - Constellation SO2 Cap Ann 4.1 | 410 | 7326 | Rate Constraint in MTons | FALSE | L | Annual | Rate | lb/MWh | 0.49089 | 0 | 0 | 0 | 0 | 0 | 0 | 0
MD Healthy Air Act - Constellation SO2 Cap Ann 4.1 | 410 | 7326 | Rate Constraint in MTons | FALSE | L | Annual | Constraint Shadow Price | US2019$/Ton | 0 | 0 | 0 | 0 | 0 | 0 | 0 | 0
MD Healthy Air Act - MER Removal Annual v3.1 | 411 | 7332 | MACT Fuel Choice Floor in lbs/MMBtu | FALSE | L | Annual | Seasons Included | Seasons | Winter, WintShld, Summer | Winter, WintShld, Summer | Winter, WintShld, Summer | Winter, WintShld, Summer | Winter, WintShld, Summer | Winter, WintShld, Summer | Winter, WintShld, Summer | Winter, WintShld, Summer
MD Healthy Air Act - MER Removal Annual v3.1 | 411 | 7332 | MACT Fuel Choice Floor in lbs/MMBtu | FALSE | L | Annual | Emission Floor | lbs/MMBtu | 0 | 0 | 0 | 0 | 0 | 0 | 0 | 0
MD Healthy Air Act - MER Removal Annual v3.1 | 411 | 7332 | MACT Fuel Choice Floor in lbs/MMBtu | FALSE | L | Annual | Emissions at Affected Plants MER | lbs | 0.67157 | 0 | 0 | 0 | 0 | 0 | 0 | 0
MD Healthy Air Act - MER Removal Annual v3.1 | 411 | 7332 | MACT Fuel Choice Floor in lbs/MMBtu | FALSE | L | Annual | Allowances Purchased MER | lbs | 0 | 0 | 0 | 0 | 0 | 0 | 0 | 0
MD Healthy Air Act - MER Removal Annual v3.1 | 411 | 7332 | MACT Fuel Choice Floor in lbs/MMBtu | FALSE | L | Annual | Allowances Sold MER | lbs | 0 | 0 | 0 | 0 | 0 | 0 | 0 | 0
MD Healthy Air Act - MER Removal Annual v3.1 | 411 | 7332 | MACT Fuel Choice Floor in lbs/MMBtu | FALSE | L | Annual | Allowances Banked | lbs | 0 | 0 | 0 | 0 | 0 | 0 | 0 | 0
MD Healthy Air Act - MER Removal Annual v3.1 | 411 | 7332 | MACT Fuel Choice Floor in lbs/MMBtu | FALSE | L | Annual | Allowances Withdrawn (1:1) | lbs | 0 | 0 | 0 | 0 | 0 | 0 | 0 | 0
MD Healthy Air Act - MER Removal Annual v3.1 | 411 | 7332 | MACT Fuel Choice Floor in lbs/MMBtu | FALSE | L | Annual | Allowances Withdrawn (n:1) | lbs | 0 | 0 | 0 | 0 | 0 | 0 | 0 | 0
MD Healthy Air Act - MER Removal Annual v3.1 | 411 | 7332 | MACT Fuel Choice Floor in lbs/MMBtu | FALSE | L | Annual | Net Emissions Allowance Position | lbs | 0.67157 | 0 | 0 | 0 | 0 | 0 | 0 | 0
MD Healthy Air Act - MER Removal Annual v3.1 | 411 | 7332 | MACT Fuel Choice Floor in lbs/MMBtu | FALSE | L | Annual | Fuel Consumed | TBtu | 1.5747 | 0 | 0 | 0 | 0 | 0 | 0 | 0
MD Healthy Air Act - MER Removal Annual v3.1 | 411 | 7332 | MACT Fuel Choice Floor in lbs/MMBtu | FALSE | L | Annual | Rate | lb/MMBtu | 4.2647e-07 | 0 | 0 | 0 | 0 | 0 | 0 | 0
MD Healthy Air Act - MER Removal Annual v3.1 | 411 | 7332 | MACT Fuel Choice Floor in lbs/MMBtu | FALSE | L | Annual | Generation | TWh | 0.14038 | 0 | 0 | 0 | 0 | 0 | 0 | 0
MD Healthy Air Act - MER Removal Annual v3.1 | 411 | 7332 | MACT Fuel Choice Floor in lbs/MMBtu | FALSE | L | Annual | Qualifying Generation | TWh | 0.14038 | 0 | 0 | 0 | 0 | 0 | 0 | 0
MD Healthy Air Act - MER Removal Annual v3.1 | 411 | 7332 | MACT Fuel Choice Floor in lbs/MMBtu | FALSE | L | Annual | Constraint Shadow Price | US2019$/Lb | 0 | 0 | 0 | 0 | 0 | 0 | 0 | 0
MD Healthy Air Act - Mirant NOx Cap Annual v4.10 | 412 | 7331 | Rate Constraint in MTons | FALSE | L | Annual | Seasons Included | Seasons | Winter, WintShld, Summer | Winter, WintShld, Summer | Winter, WintShld, Summer | Winter, WintShld, Summer | Winter, WintShld, Summer | Winter, WintShld, Summer | Winter, WintShld, Summer | Winter, WintShld, Summer
MD Healthy Air Act - Mirant NOx Cap Annual v4.10 | 412 | 7331 | Rate Constraint in MTons | FALSE | L | Annual | Standard NOX | Thousand Tons | 8.298 | 8.298 | 8.298 | 8.298 | 8.298 | 8.298 | 8.298 | 8.298
MD Healthy Air Act - Mirant NOx Cap Annual v4.10 | 412 | 7331 | Rate Constraint in MTons | FALSE | L | Annual | Emissions at Affected Plants NOX | Thousand Tons | 0 | 0 | 0 | 0 | 0 | 0 | 0 | 0
MD Healthy Air Act - Mirant NOx Cap Annual v4.10 | 412 | 7331 | Rate Constraint in MTons | FALSE | L | Annual | Allowances Purchased NOX | Thousand Tons | 0 | 0 | 0 | 0 | 0 | 0 | 0 | 0
MD Healthy Air Act - Mirant NOx Cap Annual v4.10 | 412 | 7331 | Rate Constraint in MTons | FALSE | L | Annual | Allowances Sold NOX | Thousand Tons | 0 | 0 | 0 | 0 | 0 | 0 | 0 | 0
MD Healthy Air Act - Mirant NOx Cap Annual v4.10 | 412 | 7331 | Rate Constraint in MTons | FALSE | L | Annual | Allowances Banked | Thousand Tons | 0 | 0 | 0 | 0 | 0 | 0 | 0 | 0
MD Healthy Air Act - Mirant NOx Cap Annual v4.10 | 412 | 7331 | Rate Constraint in MTons | FALSE | L | Annual | Allowances Withdrawn (1:1) | Thousand Tons | 0 | 0 | 0 | 0 | 0 | 0 | 0 | 0
MD Healthy Air Act - Mirant NOx Cap Annual v4.10 | 412 | 7331 | Rate Constraint in MTons | FALSE | L | Annual | Allowances Withdrawn (n:1) | Thousand Tons | 0 | 0 | 0 | 0 | 0 | 0 | 0 | 0
MD Healthy Air Act - Mirant NOx Cap Annual v4.10 | 412 | 7331 | Rate Constraint in MTons | FALSE | L | Annual | Net Emissions Allowance Position | Thousand Tons | 0 | 0 | 0 | 0 | 0 | 0 | 0 | 0
MD Healthy Air Act - Mirant NOx Cap Annual v4.10 | 412 | 7331 | Rate Constraint in MTons | FALSE | L | Annual | Fuel Consumed | TBtu | 0 | 0 | 0 | 0 | 0 | 0 | 0 | 0
MD Healthy Air Act - Mirant NOx Cap Annual v4.10 | 412 | 7331 | Rate Constraint in MTons | FALSE | L | Annual | Rate | lb/MMBtu | 0 | 0 | 0 | 0 | 0 | 0 | 0 | 0
MD Healthy Air Act - Mirant NOx Cap Annual v4.10 | 412 | 7331 | Rate Constraint in MTons | FALSE | L | Annual | Generation | TWh | 0 | 0 | 0 | 0 | 0 | 0 | 0 | 0
MD Healthy Air Act - Mirant NOx Cap Annual v4.10 | 412 | 7331 | Rate Constraint in MTons | FALSE | L | Annual | Qualifying Generation | TWh | 0 | 0 | 0 | 0 | 0 | 0 | 0 | 0
MD Healthy Air Act - Mirant NOx Cap Annual v4.10 | 412 | 7331 | Rate Constraint in MTons | FALSE | L | Annual | Rate | lb/MWh | 0 | 0 | 0 | 0 | 0 | 0 | 0 | 0
MD Healthy Air Act - Mirant NOx Cap Annual v4.10 | 412 | 7331 | Rate Constraint in MTons | FALSE | L | Annual | Constraint Shadow Price | US2019$/Ton | 0 | 0 | 0 | 0 | 0 | 0 | 0 | 0
MD Healthy Air Act - Mirant NOx Cap Summer v4.10 | 413 | 7329 | Rate Constraint in MTons | FALSE | L | Annual | Seasons Included | Seasons | Summer | Summer | Summer | Summer | Summer | Summer | Summer | Summer
MD Healthy Air Act - Mirant NOx Cap Summer v4.10 | 413 | 7329 | Rate Constraint in MTons | FALSE | L | Annual | Standard NOX | Thousand Tons | 3.567 | 3.567 | 3.567 | 3.567 | 3.567 | 3.567 | 3.567 | 3.567
MD Healthy Air Act - Mirant NOx Cap Summer v4.10 | 413 | 7329 | Rate Constraint in MTons | FALSE | L | Annual | Emissions at Affected Plants NOX | Thousand Tons | 0 | 0 | 0 | 0 | 0 | 0 | 0 | 0
MD Healthy Air Act - Mirant NOx Cap Summer v4.10 | 413 | 7329 | Rate Constraint in MTons | FALSE | L | Annual | Allowances Purchased NOX | Thousand Tons | 0 | 0 | 0 | 0 | 0 | 0 | 0 | 0
MD Healthy Air Act - Mirant NOx Cap Summer v4.10 | 413 | 7329 | Rate Constraint in MTons | FALSE | L | Annual | Allowances Sold NOX | Thousand Tons | 0 | 0 | 0 | 0 | 0 | 0 | 0 | 0
MD Healthy Air Act - Mirant NOx Cap Summer v4.10 | 413 | 7329 | Rate Constraint in MTons | FALSE | L | Annual | Allowances Banked | Thousand Tons | 0 | 0 | 0 | 0 | 0 | 0 | 0 | 0
MD Healthy Air Act - Mirant NOx Cap Summer v4.10 | 413 | 7329 | Rate Constraint in MTons | FALSE | L | Annual | Allowances Withdrawn (1:1) | Thousand Tons | 0 | 0 | 0 | 0 | 0 | 0 | 0 | 0
MD Healthy Air Act - Mirant NOx Cap Summer v4.10 | 413 | 7329 | Rate Constraint in MTons | FALSE | L | Annual | Allowances Withdrawn (n:1) | Thousand Tons | 0 | 0 | 0 | 0 | 0 | 0 | 0 | 0
MD Healthy Air Act - Mirant NOx Cap Summer v4.10 | 413 | 7329 | Rate Constraint in MTons | FALSE | L | Annual | Net Emissions Allowance Position | Thousand Tons | 0 | 0 | 0 | 0 | 0 | 0 | 0 | 0
MD Healthy Air Act - Mirant NOx Cap Summer v4.10 | 413 | 7329 | Rate Constraint in MTons | FALSE | L | Annual | Fuel Consumed | TBtu | 0 | 0 | 0 | 0 | 0 | 0 | 0 | 0
MD Healthy Air Act - Mirant NOx Cap Summer v4.10 | 413 | 7329 | Rate Constraint in MTons | FALSE | L | Annual | Rate | lb/MMBtu | 0 | 0 | 0 | 0 | 0 | 0 | 0 | 0
MD Healthy Air Act - Mirant NOx Cap Summer v4.10 | 413 | 7329 | Rate Constraint in MTons | FALSE | L | Annual | Generation | TWh | 0 | 0 | 0 | 0 | 0 | 0 | 0 | 0
MD Healthy Air Act - Mirant NOx Cap Summer v4.10 | 413 | 7329 | Rate Constraint in MTons | FALSE | L | Annual | Qualifying Generation | TWh | 0 | 0 | 0 | 0 | 0 | 0 | 0 | 0
MD Healthy Air Act - Mirant NOx Cap Summer v4.10 | 413 | 7329 | Rate Constraint in MTons | FALSE | L | Annual | Rate | lb/MWh | 0 | 0 | 0 | 0 | 0 | 0 | 0 | 0
MD Healthy Air Act - Mirant NOx Cap Summer v4.10 | 413 | 7329 | Rate Constraint in MTons | FALSE | L | Annual | Constraint Shadow Price | US2019$/Ton | 0 | 0 | 0 | 0 | 0 | 0 | 0 | 0
MD Healthy Air Act - Mirant SO2 Cap Annual v4.10 | 414 | 7327 | Rate Constraint in MTons | FALSE | L | Annual | Seasons Included | Seasons | Winter, WintShld, Summer | Winter, WintShld, Summer | Winter, WintShld, Summer | Winter, WintShld, Summer | Winter, WintShld, Summer | Winter, WintShld, Summer | Winter, WintShld, Summer | Winter, WintShld, Summer
MD Healthy Air Act - Mirant SO2 Cap Annual v4.10 | 414 | 7327 | Rate Constraint in MTons | FALSE | L | Annual | Standard SO2 | Thousand Tons | 18.541 | 18.541 | 18.541 | 18.541 | 18.541 | 18.541 | 18.541 | 18.541
MD Healthy Air Act - Mirant SO2 Cap Annual v4.10 | 414 | 7327 | Rate Constraint in MTons | FALSE | L | Annual | Emissions at Affected Plants SO2 | Thousand Tons | 0 | 0 | 0 | 0 | 0 | 0 | 0 | 0
MD Healthy Air Act - Mirant SO2 Cap Annual v4.10 | 414 | 7327 | Rate Constraint in MTons | FALSE | L | Annual | Allowances Purchased SO2 | Thousand Tons | 0 | 0 | 0 | 0 | 0 | 0 | 0 | 0
MD Healthy Air Act - Mirant SO2 Cap Annual v4.10 | 414 | 7327 | Rate Constraint in MTons | FALSE | L | Annual | Allowances Sold SO2 | Thousand Tons | 0 | 0 | 0 | 0 | 0 | 0 | 0 | 0
MD Healthy Air Act - Mirant SO2 Cap Annual v4.10 | 414 | 7327 | Rate Constraint in MTons | FALSE | L | Annual | Allowances Banked | Thousand Tons | 0 | 0 | 0 | 0 | 0 | 0 | 0 | 0
MD Healthy Air Act - Mirant SO2 Cap Annual v4.10 | 414 | 7327 | Rate Constraint in MTons | FALSE | L | Annual | Allowances Withdrawn (1:1) | Thousand Tons | 0 | 0 | 0 | 0 | 0 | 0 | 0 | 0
MD Healthy Air Act - Mirant SO2 Cap Annual v4.10 | 414 | 7327 | Rate Constraint in MTons | FALSE | L | Annual | Allowances Withdrawn (n:1) | Thousand Tons | 0 | 0 | 0 | 0 | 0 | 0 | 0 | 0
MD Healthy Air Act - Mirant SO2 Cap Annual v4.10 | 414 | 7327 | Rate Constraint in MTons | FALSE | L | Annual | Net Emissions Allowance Position | Thousand Tons | 0 | 0 | 0 | 0 | 0 | 0 | 0 | 0
MD Healthy Air Act - Mirant SO2 Cap Annual v4.10 | 414 | 7327 | Rate Constraint in MTons | FALSE | L | Annual | Fuel Consumed | TBtu | 0 | 0 | 0 | 0 | 0 | 0 | 0 | 0
MD Healthy Air Act - Mirant SO2 Cap Annual v4.10 | 414 | 7327 | Rate Constraint in MTons | FALSE | L | Annual | Rate | lb/MMBtu | 0 | 0 | 0 | 0 | 0 | 0 | 0 | 0
MD Healthy Air Act - Mirant SO2 Cap Annual v4.10 | 414 | 7327 | Rate Constraint in MTons | FALSE | L | Annual | Generation | TWh | 0 | 0 | 0 | 0 | 0 | 0 | 0 | 0
MD Healthy Air Act - Mirant SO2 Cap Annual v4.10 | 414 | 7327 | Rate Constraint in MTons | FALSE | L | Annual | Qualifying Generation | TWh | 0 | 0 | 0 | 0 | 0 | 0 | 0 | 0
MD Healthy Air Act - Mirant SO2 Cap Annual v4.10 | 414 | 7327 | Rate Constraint in MTons | FALSE | L | Annual | Rate | lb/MWh | 0 | 0 | 0 | 0 | 0 | 0 | 0 | 0
MD Healthy Air Act - Mirant SO2 Cap Annual v4.10 | 414 | 7327 | Rate Constraint in MTons | FALSE | L | Annual | Constraint Shadow Price | US2019$/Ton | 0 | 0 | 0 | 0 | 0 | 0 | 0 | 0
ME Fac. Spec. - NOX 0.15 Rate Annual v3.1, Unit 2471 and retrofits | 415 | 7323 | Rate Constraint in lbs/MMBtu | FALSE | L | Annual | Seasons Included | Seasons | Winter, WintShld, Summer | Winter, WintShld, Summer | Winter, WintShld, Summer | Winter, WintShld, Summer | Winter, WintShld, Summer | Winter, WintShld, Summer | Winter, WintShld, Summer | Winter, WintShld, Summer
ME Fac. Spec. - NOX 0.15 Rate Annual v3.1, Unit 2471 and retrofits | 415 | 7323 | Rate Constraint in lbs/MMBtu | FALSE | L | Annual | Standard NOX | lb/MMBtu | 0.15 | 0.15 | 0.15 | 0.15 | 0.15 | 0.15 | 0.15 | 0.15
ME Fac. Spec. - NOX 0.15 Rate Annual v3.1, Unit 2471 and retrofits | 415 | 7323 | Rate Constraint in lbs/MMBtu | FALSE | L | Annual | Emissions at Affected Plants NOX | Thousand Tons | 0 | 0 | 0 | 0 | 0 | 0 | 0 | 0
ME Fac. Spec. - NOX 0.15 Rate Annual v3.1, Unit 2471 and retrofits | 415 | 7323 | Rate Constraint in lbs/MMBtu | FALSE | L | Annual | Allowances Purchased NOX | Thousand Tons | 0 | 0 | 0 | 0 | 0 | 0 | 0 | 0
ME Fac. Spec. - NOX 0.15 Rate Annual v3.1, Unit 2471 and retrofits | 415 | 7323 | Rate Constraint in lbs/MMBtu | FALSE | L | Annual | Allowances Sold NOX | Thousand Tons | 0 | 0 | 0 | 0 | 0 | 0 | 0 | 0
ME Fac. Spec. - NOX 0.15 Rate Annual v3.1, Unit 2471 and retrofits | 415 | 7323 | Rate Constraint in lbs/MMBtu | FALSE | L | Annual | Allowances Banked | Thousand Tons | 0 | 0 | 0 | 0 | 0 | 0 | 0 | 0
ME Fac. Spec. - NOX 0.15 Rate Annual v3.1, Unit 2471 and retrofits | 415 | 7323 | Rate Constraint in lbs/MMBtu | FALSE | L | Annual | Allowances Withdrawn (1:1) | Thousand Tons | 0 | 0 | 0 | 0 | 0 | 0 | 0 | 0
ME Fac. Spec. - NOX 0.15 Rate Annual v3.1, Unit 2471 and retrofits | 415 | 7323 | Rate Constraint in lbs/MMBtu | FALSE | L | Annual | Allowances Withdrawn (n:1) | Thousand Tons | 0 | 0 | 0 | 0 | 0 | 0 | 0 | 0
ME Fac. Spec. - NOX 0.15 Rate Annual v3.1, Unit 2471 and retrofits | 415 | 7323 | Rate Constraint in lbs/MMBtu | FALSE | L | Annual | Net Emissions Allowance Position | Thousand Tons | 0 | 0 | 0 | 0 | 0 | 0 | 0 | 0
ME Fac. Spec. - NOX 0.15 Rate Annual v3.1, Unit 2471 and retrofits | 415 | 7323 | Rate Constraint in lbs/MMBtu | FALSE | L | Annual | Fuel Consumed | TBtu | 0 | 0 | 0 | 0 | 0 | 0 | 0 | 0
ME Fac. Spec. - NOX 0.15 Rate Annual v3.1, Unit 2471 and retrofits | 415 | 7323 | Rate Constraint in lbs/MMBtu | FALSE | L | Annual | Rate | lb/MMBtu | 0 | 0 | 0 | 0 | 0 | 0 | 0 | 0
ME Fac. Spec. - NOX 0.15 Rate Annual v3.1, Unit 2471 and retrofits | 415 | 7323 | Rate Constraint in lbs/MMBtu | FALSE | L | Annual | Generation | TWh | 0 | 0 | 0 | 0 | 0 | 0 | 0 | 0
ME Fac. Spec. - NOX 0.15 Rate Annual v3.1, Unit 2471 and retrofits | 415 | 7323 | Rate Constraint in lbs/MMBtu | FALSE | L | Annual | Qualifying Generation | TWh | 0 | 0 | 0 | 0 | 0 | 0 | 0 | 0
ME Fac. Spec. - NOX 0.15 Rate Annual v3.1, Unit 2471 and retrofits | 415 | 7323 | Rate Constraint in lbs/MMBtu | FALSE | L | Annual | Rate | lb/MWh | 0 | 0 | 0 | 0 | 0 | 0 | 0 | 0
ME Fac. Spec. - NOX 0.15 Rate Annual v3.1, Unit 2471 and retrofits | 415 | 7323 | Rate Constraint in lbs/MMBtu | FALSE | L | Annual | Constraint Shadow Price | US2019$/Ton | 0 | 0 | 0 | 0 | 0 | 0 | 0 | 0
ME Fac. Spec. - NOX 0.15 Rate Annual v3.1, Unit 2472 and retrofits | 416 | 7323 | Rate Constraint in lbs/MMBtu | FALSE | L | Annual | Seasons Included | Seasons | Winter, WintShld, Summer | Winter, WintShld, Summer | Winter, WintShld, Summer | Winter, WintShld, Summer | Winter, WintShld, Summer | Winter, WintShld, Summer | Winter, WintShld, Summer | Winter, WintShld, Summer
ME Fac. Spec. - NOX 0.15 Rate Annual v3.1, Unit 2472 and retrofits | 416 | 7323 | Rate Constraint in lbs/MMBtu | FALSE | L | Annual | Standard NOX | lb/MMBtu | 0.15 | 0.15 | 0.15 | 0.15 | 0.15 | 0.15 | 0.15 | 0.15
ME Fac. Spec. - NOX 0.15 Rate Annual v3.1, Unit 2472 and retrofits | 416 | 7323 | Rate Constraint in lbs/MMBtu | FALSE | L | Annual | Emissions at Affected Plants NOX | Thousand Tons | 0 | 0 | 0 | 0 | 0 | 0 | 0 | 0
ME Fac. Spec. - NOX 0.15 Rate Annual v3.1, Unit 2472 and retrofits | 416 | 7323 | Rate Constraint in lbs/MMBtu | FALSE | L | Annual | Allowances Purchased NOX | Thousand Tons | 0 | 0 | 0 | 0 | 0 | 0 | 0 | 0
ME Fac. Spec. - NOX 0.15 Rate Annual v3.1, Unit 2472 and retrofits | 416 | 7323 | Rate Constraint in lbs/MMBtu | FALSE | L | Annual | Allowances Sold NOX | Thousand Tons | 0 | 0 | 0 | 0 | 0 | 0 | 0 | 0
ME Fac. Spec. - NOX 0.15 Rate Annual v3.1, Unit 2472 and retrofits | 416 | 7323 | Rate Constraint in lbs/MMBtu | FALSE | L | Annual | Allowances Banked | Thousand Tons | 0 | 0 | 0 | 0 | 0 | 0 | 0 | 0
ME Fac. Spec. - NOX 0.15 Rate Annual v3.1, Unit 2472 and retrofits | 416 | 7323 | Rate Constraint in lbs/MMBtu | FALSE | L | Annual | Allowances Withdrawn (1:1) | Thousand Tons | 0 | 0 | 0 | 0 | 0 | 0 | 0 | 0
ME Fac. Spec. - NOX 0.15 Rate Annual v3.1, Unit 2472 and retrofits | 416 | 7323 | Rate Constraint in lbs/MMBtu | FALSE | L | Annual | Allowances Withdrawn (n:1) | Thousand Tons | 0 | 0 | 0 | 0 | 0 | 0 | 0 | 0
ME Fac. Spec. - NOX 0.15 Rate Annual v3.1, Unit 2472 and retrofits | 416 | 7323 | Rate Constraint in lbs/MMBtu | FALSE | L | Annual | Net Emissions Allowance Position | Thousand Tons | 0 | 0 | 0 | 0 | 0 | 0 | 0 | 0
ME Fac. Spec. - NOX 0.15 Rate Annual v3.1, Unit 2472 and retrofits | 416 | 7323 | Rate Constraint in lbs/MMBtu | FALSE | L | Annual | Fuel Consumed | TBtu | 0 | 0 | 0 | 0 | 0 | 0 | 0 | 0
ME Fac. Spec. - NOX 0.15 Rate Annual v3.1, Unit 2472 and retrofits | 416 | 7323 | Rate Constraint in lbs/MMBtu | FALSE | L | Annual | Rate | lb/MMBtu | 0 | 0 | 0 | 0 | 0 | 0 | 0 | 0
ME Fac. Spec. - NOX 0.15 Rate Annual v3.1, Unit 2472 and retrofits | 416 | 7323 | Rate Constraint in lbs/MMBtu | FALSE | L | Annual | Generation | TWh | 0 | 0 | 0 | 0 | 0 | 0 | 0 | 0
ME Fac. Spec. - NOX 0.15 Rate Annual v3.1, Unit 2472 and retrofits | 416 | 7323 | Rate Constraint in lbs/MMBtu | FALSE | L | Annual | Qualifying Generation | TWh | 0 | 0 | 0 | 0 | 0 | 0 | 0 | 0
ME Fac. Spec. - NOX 0.15 Rate Annual v3.1, Unit 2472 and retrofits | 416 | 7323 | Rate Constraint in lbs/MMBtu | FALSE | L | Annual | Rate | lb/MWh | 0 | 0 | 0 | 0 | 0 | 0 | 0 | 0
ME Fac. Spec. - NOX 0.15 Rate Annual v3.1, Unit 2472 and retrofits | 416 | 7323 | Rate Constraint in lbs/MMBtu | FALSE | L | Annual | Constraint Shadow Price | US2019$/Ton | 0 | 0 | 0 | 0 | 0 | 0 | 0 | 0
ME Fac. Spec. - NOX 0.15 Rate Annual v3.1, Unit 2473 and retrofits | 417 | 7323 | Rate Constraint in lbs/MMBtu | FALSE | L | Annual | Seasons Included | Seasons | Winter, WintShld, Summer | Winter, WintShld, Summer | Winter, WintShld, Summer | Winter, WintShld, Summer | Winter, WintShld, Summer | Winter, WintShld, Summer | Winter, WintShld, Summer | Winter, WintShld, Summer
ME Fac. Spec. - NOX 0.15 Rate Annual v3.1, Unit 2473 and retrofits | 417 | 7323 | Rate Constraint in lbs/MMBtu | FALSE | L | Annual | Standard NOX | lb/MMBtu | 0.15 | 0.15 | 0.15 | 0.15 | 0.15 | 0.15 | 0.15 | 0.15
ME Fac. Spec. - NOX 0.15 Rate Annual v3.1, Unit 2473 and retrofits | 417 | 7323 | Rate Constraint in lbs/MMBtu | FALSE | L | Annual | Emissions at Affected Plants NOX | Thousand Tons | 0 | 0 | 0 | 0 | 0 | 0 | 0 | 0
ME Fac. Spec. - NOX 0.15 Rate Annual v3.1, Unit 2473 and retrofits | 417 | 7323 | Rate Constraint in lbs/MMBtu | FALSE | L | Annual | Allowances Purchased NOX | Thousand Tons | 0 | 0 | 0 | 0 | 0 | 0 | 0 | 0
ME Fac. Spec. - NOX 0.15 Rate Annual v3.1, Unit 2473 and retrofits | 417 | 7323 | Rate Constraint in lbs/MMBtu | FALSE | L | Annual | Allowances Sold NOX | Thousand Tons | 0 | 0 | 0 | 0 | 0 | 0 | 0 | 0
ME Fac. Spec. - NOX 0.15 Rate Annual v3.1, Unit 2473 and retrofits | 417 | 7323 | Rate Constraint in lbs/MMBtu | FALSE | L | Annual | Allowances Banked | Thousand Tons | 0 | 0 | 0 | 0 | 0 | 0 | 0 | 0
ME Fac. Spec. - NOX 0.15 Rate Annual v3.1, Unit 2473 and retrofits | 417 | 7323 | Rate Constraint in lbs/MMBtu | FALSE | L | Annual | Allowances Withdrawn (1:1) | Thousand Tons | 0 | 0 | 0 | 0 | 0 | 0 | 0 | 0
ME Fac. Spec. - NOX 0.15 Rate Annual v3.1, Unit 2473 and retrofits | 417 | 7323 | Rate Constraint in lbs/MMBtu | FALSE | L | Annual | Allowances Withdrawn (n:1) | Thousand Tons | 0 | 0 | 0 | 0 | 0 | 0 | 0 | 0
ME Fac. Spec. - NOX 0.15 Rate Annual v3.1, Unit 2473 and retrofits | 417 | 7323 | Rate Constraint in lbs/MMBtu | FALSE | L | Annual | Net Emissions Allowance Position | Thousand Tons | 0 | 0 | 0 | 0 | 0 | 0 | 0 | 0
ME Fac. Spec. - NOX 0.15 Rate Annual v3.1, Unit 2473 and retrofits | 417 | 7323 | Rate Constraint in lbs/MMBtu | FALSE | L | Annual | Fuel Consumed | TBtu | 0 | 0 | 0 | 0 | 0 | 0 | 0 | 0
ME Fac. Spec. - NOX 0.15 Rate Annual v3.1, Unit 2473 and retrofits | 417 | 7323 | Rate Constraint in lbs/MMBtu | FALSE | L | Annual | Rate | lb/MMBtu | 0 | 0 | 0 | 0 | 0 | 0 | 0 | 0
ME Fac. Spec. - NOX 0.15 Rate Annual v3.1, Unit 2473 and retrofits | 417 | 7323 | Rate Constraint in lbs/MMBtu | FALSE | L | Annual | Generation | TWh | 0 | 0 | 0 | 0 | 0 | 0 | 0 | 0
ME Fac. Spec. - NOX 0.15 Rate Annual v3.1, Unit 2473 and retrofits | 417 | 7323 | Rate Constraint in lbs/MMBtu | FALSE | L | Annual | Qualifying Generation | TWh | 0 | 0 | 0 | 0 | 0 | 0 | 0 | 0
ME Fac. Spec. - NOX 0.15 Rate Annual v3.1, Unit 2473 and retrofits | 417 | 7323 | Rate Constraint in lbs/MMBtu | FALSE | L | Annual | Rate | lb/MWh | 0 | 0 | 0 | 0 | 0 | 0 | 0 | 0
ME Fac. Spec. - NOX 0.15 Rate Annual v3.1, Unit 2473 and retrofits | 417 | 7323 | Rate Constraint in lbs/MMBtu | FALSE | L | Annual | Constraint Shadow Price | US2019$/Ton | 0 | 0 | 0 | 0 | 0 | 0 | 0 | 0
ME Fac. Spec. - NOx 0.20 Rate Annual v3.1, Unit 2472 and retrofits | 418 | 7324 | Rate Constraint in lbs/MMBtu | FALSE | L | Annual | Seasons Included | Seasons | Winter, WintShld, Summer | Winter, WintShld, Summer | Winter, WintShld, Summer | Winter, WintShld, Summer | Winter, WintShld, Summer | Winter, WintShld, Summer | Winter, WintShld, Summer | Winter, WintShld, Summer
ME Fac. Spec. - NOx 0.20 Rate Annual v3.1, Unit 2472 and retrofits | 418 | 7324 | Rate Constraint in lbs/MMBtu | FALSE | L | Annual | Standard NOX | lb/MMBtu | 0.2 | 0.2 | 0.2 | 0.2 | 0.2 | 0.2 | 0.2 | 0.2
ME Fac. Spec. - NOx 0.20 Rate Annual v3.1, Unit 2472 and retrofits | 418 | 7324 | Rate Constraint in lbs/MMBtu | FALSE | L | Annual | Emissions at Affected Plants NOX | Thousand Tons | 0 | 0 | 0 | 0 | 0 | 0 | 0 | 0
ME Fac. Spec. - NOx 0.20 Rate Annual v3.1, Unit 2472 and retrofits | 418 | 7324 | Rate Constraint in lbs/MMBtu | FALSE | L | Annual | Allowances Purchased NOX | Thousand Tons | 0 | 0 | 0 | 0 | 0 | 0 | 0 | 0
ME Fac. Spec. - NOx 0.20 Rate Annual v3.1, Unit 2472 and retrofits | 418 | 7324 | Rate Constraint in lbs/MMBtu | FALSE | L | Annual | Allowances Sold NOX | Thousand Tons | 0 | 0 | 0 | 0 | 0 | 0 | 0 | 0
ME Fac. Spec. - NOx 0.20 Rate Annual v3.1, Unit 2472 and retrofits | 418 | 7324 | Rate Constraint in lbs/MMBtu | FALSE | L | Annual | Allowances Banked | Thousand Tons | 0 | 0 | 0 | 0 | 0 | 0 | 0 | 0
ME Fac. Spec. - NOx 0.20 Rate Annual v3.1, Unit 2472 and retrofits | 418 | 7324 | Rate Constraint in lbs/MMBtu | FALSE | L | Annual | Allowances Withdrawn (1:1) | Thousand Tons | 0 | 0 | 0 | 0 | 0 | 0 | 0 | 0
ME Fac. Spec. - NOx 0.20 Rate Annual v3.1, Unit 2472 and retrofits | 418 | 7324 | Rate Constraint in lbs/MMBtu | FALSE | L | Annual | Allowances Withdrawn (n:1) | Thousand Tons | 0 | 0 | 0 | 0 | 0 | 0 | 0 | 0
ME Fac. Spec. - NOx 0.20 Rate Annual v3.1, Unit 2472 and retrofits | 418 | 7324 | Rate Constraint in lbs/MMBtu | FALSE | L | Annual | Net Emissions Allowance Position | Thousand Tons | 0 | 0 | 0 | 0 | 0 | 0 | 0 | 0
ME Fac. Spec. - NOx 0.20 Rate Annual v3.1, Unit 2472 and retrofits | 418 | 7324 | Rate Constraint in lbs/MMBtu | FALSE | L | Annual | Fuel Consumed | TBtu | 0 | 0 | 0 | 0 | 0 | 0 | 0 | 0
ME Fac. Spec. - NOx 0.20 Rate Annual v3.1, Unit 2472 and retrofits | 418 | 7324 | Rate Constraint in lbs/MMBtu | FALSE | L | Annual | Rate | lb/MMBtu | 0 | 0 | 0 | 0 | 0 | 0 | 0 | 0
ME Fac. Spec. - NOx 0.20 Rate Annual v3.1, Unit 2472 and retrofits | 418 | 7324 | Rate Constraint in lbs/MMBtu | FALSE | L | Annual | Generation | TWh | 0 | 0 | 0 | 0 | 0 | 0 | 0 | 0
ME Fac. Spec. - NOx 0.20 Rate Annual v3.1, Unit 2472 and retrofits | 418 | 7324 | Rate Constraint in lbs/MMBtu | FALSE | L | Annual | Qualifying Generation | TWh | 0 | 0 | 0 | 0 | 0 | 0 | 0 | 0
ME Fac. Spec. - NOx 0.20 Rate Annual v3.1, Unit 2472 and retrofits | 418 | 7324 | Rate Constraint in lbs/MMBtu | FALSE | L | Annual | Rate | lb/MWh | 0 | 0 | 0 | 0 | 0 | 0 | 0 | 0
ME Fac. Spec. - NOx 0.20 Rate Annual v3.1, Unit 2472 and retrofits | 418 | 7324 | Rate Constraint in lbs/MMBtu | FALSE | L | Annual | Constraint Shadow Price | US2019$/Ton | 0 | 0 | 0 | 0 | 0 | 0 | 0 | 0
ME Fac. Spec. - NOx 0.20 Rate Annual v3.1, Unit 2474 and retrofits | 419 | 7324 | Rate Constraint in lbs/MMBtu | FALSE | L | Annual | Seasons Included | Seasons | Winter, WintShld, Summer | Winter, WintShld, Summer | Winter, WintShld, Summer | Winter, WintShld, Summer | Winter, WintShld, Summer | Winter, WintShld, Summer | Winter, WintShld, Summer | Winter, WintShld, Summer
ME Fac. Spec. - NOx 0.20 Rate Annual v3.1, Unit 2474 and retrofits | 419 | 7324 | Rate Constraint in lbs/MMBtu | FALSE | L | Annual | Standard NOX | lb/MMBtu | 0.2 | 0.2 | 0.2 | 0.2 | 0.2 | 0.2 | 0.2 | 0.2
ME Fac. Spec. - NOx 0.20 Rate Annual v3.1, Unit 2474 and retrofits | 419 | 7324 | Rate Constraint in lbs/MMBtu | FALSE | L | Annual | Emissions at Affected Plants NOX | Thousand Tons | 0 | 0 | 0 | 0 | 0 | 0 | 0 | 0
ME Fac. Spec. - NOx 0.20 Rate Annual v3.1, Unit 2474 and retrofits | 419 | 7324 | Rate Constraint in lbs/MMBtu | FALSE | L | Annual | Allowances Purchased NOX | Thousand Tons | 0 | 0 | 0 | 0 | 0 | 0 | 0 | 0
ME Fac. Spec. - NOx 0.20 Rate Annual v3.1, Unit 2474 and retrofits | 419 | 7324 | Rate Constraint in lbs/MMBtu | FALSE | L | Annual | Allowances Sold NOX | Thousand Tons | 0 | 0 | 0 | 0 | 0 | 0 | 0 | 0
ME Fac. Spec. - NOx 0.20 Rate Annual v3.1, Unit 2474 and retrofits | 419 | 7324 | Rate Constraint in lbs/MMBtu | FALSE | L | Annual | Allowances Banked | Thousand Tons | 0 | 0 | 0 | 0 | 0 | 0 | 0 | 0
ME Fac. Spec. - NOx 0.20 Rate Annual v3.1, Unit 2474 and retrofits | 419 | 7324 | Rate Constraint in lbs/MMBtu | FALSE | L | Annual | Allowances Withdrawn (1:1) | Thousand Tons | 0 | 0 | 0 | 0 | 0 | 0 | 0 | 0
ME Fac. Spec. - NOx 0.20 Rate Annual v3.1, Unit 2474 and retrofits | 419 | 7324 | Rate Constraint in lbs/MMBtu | FALSE | L | Annual | Allowances Withdrawn (n:1) | Thousand Tons | 0 | 0 | 0 | 0 | 0 | 0 | 0 | 0
ME Fac. Spec. - NOx 0.20 Rate Annual v3.1, Unit 2474 and retrofits | 419 | 7324 | Rate Constraint in lbs/MMBtu | FALSE | L | Annual | Net Emissions Allowance Position | Thousand Tons | 0 | 0 | 0 | 0 | 0 | 0 | 0 | 0
ME Fac. Spec. - NOx 0.20 Rate Annual v3.1, Unit 2474 and retrofits | 419 | 7324 | Rate Constraint in lbs/MMBtu | FALSE | L | Annual | Fuel Consumed | TBtu | 0 | 0 | 0 | 0 | 0 | 0 | 0 | 0
ME Fac. Spec. - NOx 0.20 Rate Annual v3.1, Unit 2474 and retrofits | 419 | 7324 | Rate Constraint in lbs/MMBtu | FALSE | L | Annual | Rate | lb/MMBtu | 0 | 0 | 0 | 0 | 0 | 0 | 0 | 0
ME Fac. Spec. - NOx 0.20 Rate Annual v3.1, Unit 2474 and retrofits | 419 | 7324 | Rate Constraint in lbs/MMBtu | FALSE | L | Annual | Generation | TWh | 0 | 0 | 0 | 0 | 0 | 0 | 0 | 0
ME Fac. Spec. - NOx 0.20 Rate Annual v3.1, Unit 2474 and retrofits | 419 | 7324 | Rate Constraint in lbs/MMBtu | FALSE | L | Annual | Qualifying Generation | TWh | 0 | 0 | 0 | 0 | 0 | 0 | 0 | 0
ME Fac. Spec. - NOx 0.20 Rate Annual v3.1, Unit 2474 and retrofits | 419 | 7324 | Rate Constraint in lbs/MMBtu | FALSE | L | Annual | Rate | lb/MWh | 0 | 0 | 0 | 0 | 0 | 0 | 0 | 0
ME Fac. Spec. - NOx 0.20 Rate Annual v3.1, Unit 2474 and retrofits | 419 | 7324 | Rate Constraint in lbs/MMBtu | FALSE | L | Annual | Constraint Shadow Price | US2019$/Ton | 0 | 0 | 0 | 0 | 0 | 0 | 0 | 0
ME Fac. Spec. - NOX 0.22 Rate Annual v3.1, Unit 2474 and retrofits | 420 | 7322 | Rate Constraint in lbs/MMBtu | FALSE | L | Annual | Seasons Included | Seasons | Winter, WintShld, Summer | Winter, WintShld, Summer | Winter, WintShld, Summer | Winter, WintShld, Summer | Winter, WintShld, Summer | Winter, WintShld, Summer | Winter, WintShld, Summer | Winter, WintShld, Summer
ME Fac. Spec. - NOX 0.22 Rate Annual v3.1, Unit 2474 and retrofits | 420 | 7322 | Rate Constraint in lbs/MMBtu | FALSE | L | Annual | Standard NOX | lb/MMBtu | 0.22 | 0.22 | 0.22 | 0.22 | 0.22 | 0.22 | 0.22 | 0.22
ME Fac. Spec. - NOX 0.22 Rate Annual v3.1, Unit 2474 and retrofits | 420 | 7322 | Rate Constraint in lbs/MMBtu | FALSE | L | Annual | Emissions at Affected Plants NOX | Thousand Tons | 0 | 0 | 0 | 0 | 0 | 0 | 0 | 0
ME Fac. Spec. - NOX 0.22 Rate Annual v3.1, Unit 2474 and retrofits | 420 | 7322 | Rate Constraint in lbs/MMBtu | FALSE | L | Annual | Allowances Purchased NOX | Thousand Tons | 0 | 0 | 0 | 0 | 0 | 0 | 0 | 0
ME Fac. Spec. - NOX 0.22 Rate Annual v3.1, Unit 2474 and retrofits | 420 | 7322 | Rate Constraint in lbs/MMBtu | FALSE | L | Annual | Allowances Sold NOX | Thousand Tons | 0 | 0 | 0 | 0 | 0 | 0 | 0 | 0
ME Fac. Spec. - NOX 0.22 Rate Annual v3.1, Unit 2474 and retrofits | 420 | 7322 | Rate Constraint in lbs/MMBtu | FALSE | L | Annual | Allowances Banked | Thousand Tons | 0 | 0 | 0 | 0 | 0 | 0 | 0 | 0
ME Fac. Spec. - NOX 0.22 Rate Annual v3.1, Unit 2474 and retrofits | 420 | 7322 | Rate Constraint in lbs/MMBtu | FALSE | L | Annual | Allowances Withdrawn (1:1) | Thousand Tons | 0 | 0 | 0 | 0 | 0 | 0 | 0 | 0
ME Fac. Spec. - NOX 0.22 Rate Annual v3.1, Unit 2474 and retrofits | 420 | 7322 | Rate Constraint in lbs/MMBtu | FALSE | L | Annual | Allowances Withdrawn (n:1) | Thousand Tons | 0 | 0 | 0 | 0 | 0 | 0 | 0 | 0
ME Fac. Spec. - NOX 0.22 Rate Annual v3.1, Unit 2474 and retrofits | 420 | 7322 | Rate Constraint in lbs/MMBtu | FALSE | L | Annual | Net Emissions Allowance Position | Thousand Tons | 0 | 0 | 0 | 0 | 0 | 0 | 0 | 0
ME Fac. Spec. - NOX 0.22 Rate Annual v3.1, Unit 2474 and retrofits | 420 | 7322 | Rate Constraint in lbs/MMBtu | FALSE | L | Annual | Fuel Consumed | TBtu | 0 | 0 | 0 | 0 | 0 | 0 | 0 | 0
ME Fac. Spec. - NOX 0.22 Rate Annual v3.1, Unit 2474 and retrofits | 420 | 7322 | Rate Constraint in lbs/MMBtu | FALSE | L | Annual | Rate | lb/MMBtu | 0 | 0 | 0 | 0 | 0 | 0 | 0 | 0
ME Fac. Spec. - NOX 0.22 Rate Annual v3.1, Unit 2474 and retrofits | 420 | 7322 | Rate Constraint in lbs/MMBtu | FALSE | L | Annual | Generation | TWh | 0 | 0 | 0 | 0 | 0 | 0 | 0 | 0
ME Fac. Spec. - NOX 0.22 Rate Annual v3.1, Unit 2474 and retrofits | 420 | 7322 | Rate Constraint in lbs/MMBtu | FALSE | L | Annual | Qualifying Generation | TWh | 0 | 0 | 0 | 0 | 0 | 0 | 0 | 0
ME Fac. Spec. - NOX 0.22 Rate Annual v3.1, Unit 2474 and retrofits | 420 | 7322 | Rate Constraint in lbs/MMBtu | FALSE | L | Annual | Rate | lb/MWh | 0 | 0 | 0 | 0 | 0 | 0 | 0 | 0
ME Fac. Spec. - NOX 0.22 Rate Annual v3.1, Unit 2474 and retrofits | 420 | 7322 | Rate Constraint in lbs/MMBtu | FALSE | L | Annual | Constraint Shadow Price | US2019$/Ton | 0 | 0 | 0 | 0 | 0 | 0 | 0 | 0
ME Mercury Cap Annual v3.1 | 421 | 7325 | Rate Constraint in MTons | FALSE | L | Annual | Seasons Included | Seasons | Winter, WintShld, Summer | Winter, WintShld, Summer | Winter, WintShld, Summer | Winter, WintShld, Summer | Winter, WintShld, Summer | Winter, WintShld, Summer | Winter, WintShld, Summer | Winter, WintShld, Summer
ME Mercury Cap Annual v3.1 | 421 | 7325 | Rate Constraint in MTons | FALSE | L | Annual | Standard MER | lbs | 26 | 26 | 26 | 26 | 26 | 26 | 26 | 26
ME Mercury Cap Annual v3.1 | 421 | 7325 | Rate Constraint in MTons | FALSE | L | Annual | Emissions at Affected Plants MER | lbs | 13.5777 | 13.5777 | 13.5777 | 13.5777 | 13.5777 | 13.5777 | 13.5777 | 13.5777
ME Mercury Cap Annual v3.1 | 421 | 7325 | Rate Constraint in MTons | FALSE | L | Annual | Allowances Purchased MER | lbs | 0 | 0 | 0 | 0 | 0 | 0 | 0 | 0
ME Mercury Cap Annual v3.1 | 421 | 7325 | Rate Constraint in MTons | FALSE | L | Annual | Allowances Sold MER | lbs | 0 | 0 | 0 | 0 | 0 | 0 | 0 | 0
ME Mercury Cap Annual v3.1 | 421 | 7325 | Rate Constraint in MTons | FALSE | L | Annual | Allowances Banked | lbs | 0 | 0 | 0 | 0 | 0 | 0 | 0 | 0
ME Mercury Cap Annual v3.1 | 421 | 7325 | Rate Constraint in MTons | FALSE | L | Annual | Allowances Withdrawn (1:1) | lbs | 0 | 0 | 0 | 0 | 0 | 0 | 0 | 0
ME Mercury Cap Annual v3.1 | 421 | 7325 | Rate Constraint in MTons | FALSE | L | Annual | Allowances Withdrawn (n:1) | lbs | 0 | 0 | 0 | 0 | 0 | 0 | 0 | 0
ME Mercury Cap Annual v3.1 | 421 | 7325 | Rate Constraint in MTons | FALSE | L | Annual | Net Emissions Allowance Position | lbs | 13.5777 | 13.5777 | 13.5777 | 13.5777 | 13.5777 | 13.5777 | 13.5777 | 13.5777
ME Mercury Cap Annual v3.1 | 421 | 7325 | Rate Constraint in MTons | FALSE | L | Annual | Fuel Consumed | TBtu | 0.72596 | 0.72596 | 0.72596 | 0.72596 | 0.72596 | 0.72596 | 0.72596 | 0.72596
ME Mercury Cap Annual v3.1 | 421 | 7325 | Rate Constraint in MTons | FALSE | L | Annual | Rate | lb/MMBtu | 1.8703e-05 | 1.8703e-05 | 1.8703e-05 | 1.8703e-05 | 1.8703e-05 | 1.8703e-05 | 1.8703e-05 | 1.8703e-05
ME Mercury Cap Annual v3.1 | 421 | 7325 | Rate Constraint in MTons | FALSE | L | Annual | Generation | TWh | 0.13514 | 0.13514 | 0.13514 | 0.13514 | 0.13514 | 0.13514 | 0.13514 | 0.13514
ME Mercury Cap Annual v3.1 | 421 | 7325 | Rate Constraint in MTons | FALSE | L | Annual | Qualifying Generation | TWh | 0.13514 | 0.13514 | 0.13514 | 0.13514 | 0.13514 | 0.13514 | 0.13514 | 0.13514
ME Mercury Cap Annual v3.1 | 421 | 7325 | Rate Constraint in MTons | FALSE | L | Annual | Rate | lb/MWh | 0.00010047 | 0.00010047 | 0.00010047 | 0.00010047 | 0.00010047 | 0.00010047 | 0.00010047 | 0.00010047
ME Mercury Cap Annual v3.1 | 421 | 7325 | Rate Constraint in MTons | FALSE | L | Annual | Constraint Shadow Price | US2019$/Lb | 0 | 0 | 0 | 0 | 0 | 0 | 0 | 0
MI Hg Rule - MER Annual Reduction v4.10 | 422 | 7336 | MACT Fuel Choice Floor in lbs/MMBtu | FALSE | L | Annual | Seasons Included | Seasons | Winter, WintShld, Summer | Winter, WintShld, Summer | Winter, WintShld, Summer | Winter, WintShld, Summer | Winter, WintShld, Summer | Winter, WintShld, Summer | Winter, WintShld, Summer | Winter, WintShld, Summer
MI Hg Rule - MER Annual Reduction v4.10 | 422 | 7336 | MACT Fuel Choice Floor in lbs/MMBtu | FALSE | L | Annual | Emission Floor | lbs/MMBtu | 8.07e-07 | 8.07e-07 | 8.07e-07 | 8.07e-07 | 8.07e-07 | 8.07e-07 | 8.07e-07 | 8.07e-07
MI Hg Rule - MER Annual Reduction v4.10 | 422 | 7336 | MACT Fuel Choice Floor in lbs/MMBtu | FALSE | L | Annual | Emissions at Affected Plants MER | lbs | 181.7623 | 116.1078 | 75.2566 | 17.7263 | 0.12923 | 0.12923 | 0.12923 | 0.12923
MI Hg Rule - MER Annual Reduction v4.10 | 422 | 7336 | MACT Fuel Choice Floor in lbs/MMBtu | FALSE | L | Annual | Allowances Purchased MER | lbs | 0 | 0 | 0 | 0 | 0 | 0 | 0 | 0
MI Hg Rule - MER Annual Reduction v4.10 | 422 | 7336 | MACT Fuel Choice Floor in lbs/MMBtu | FALSE | L | Annual | Allowances Sold MER | lbs | 0 | 0 | 0 | 0 | 0 | 0 | 0 | 0
MI Hg Rule - MER Annual Reduction v4.10 | 422 | 7336 | MACT Fuel Choice Floor in lbs/MMBtu | FALSE | L | Annual | Allowances Banked | lbs | 0 | 0 | 0 | 0 | 0 | 0 | 0 | 0
MI Hg Rule - MER Annual Reduction v4.10 | 422 | 7336 | MACT Fuel Choice Floor in lbs/MMBtu | FALSE | L | Annual | Allowances Withdrawn (1:1) | lbs | 0 | 0 | 0 | 0 | 0 | 0 | 0 | 0
MI Hg Rule - MER Annual Reduction v4.10 | 422 | 7336 | MACT Fuel Choice Floor in lbs/MMBtu | FALSE | L | Annual | Allowances Withdrawn (n:1) | lbs | 0 | 0 | 0 | 0 | 0 | 0 | 0 | 0
MI Hg Rule - MER Annual Reduction v4.10 | 422 | 7336 | MACT Fuel Choice Floor in lbs/MMBtu | FALSE | L | Annual | Net Emissions Allowance Position | lbs | 181.7623 | 116.1078 | 75.2566 | 17.7263 | 0.12923 | 0.12923 | 0.12923 | 0.12923
MI Hg Rule - MER Annual Reduction v4.10 | 422 | 7336 | MACT Fuel Choice Floor in lbs/MMBtu | FALSE | L | Annual | Fuel Consumed | TBtu | 413.7283 | 281.2238 | 208.5118 | 95.0574 | 0.69299 | 0.69299 | 0.69299 | 0.69299
MI Hg Rule - MER Annual Reduction v4.10 | 422 | 7336 | MACT Fuel Choice Floor in lbs/MMBtu | FALSE | L | Annual | Rate | lb/MMBtu | 4.3933e-07 | 4.1287e-07 | 3.6092e-07 | 1.8648e-07 | 1.8648e-07 | 1.8648e-07 | 1.8648e-07 | 1.8648e-07
MI Hg Rule - MER Annual Reduction v4.10 | 422 | 7336 | MACT Fuel Choice Floor in lbs/MMBtu | FALSE | L | Annual | Generation | TWh | 40.6543 | 27.8115 | 20.7028 | 9.6915 | 0.056797 | 0.056797 | 0.056797 | 0.056797
MI Hg Rule - MER Annual Reduction v4.10 | 422 | 7336 | MACT Fuel Choice Floor in lbs/MMBtu | FALSE | L | Annual | Qualifying Generation | TWh | 40.6543 | 27.8115 | 20.7028 | 9.6915 | 0.056797 | 0.056797 | 0.056797 | 0.056797
MI Hg Rule - MER Annual Reduction v4.10 | 422 | 7336 | MACT Fuel Choice Floor in lbs/MMBtu | FALSE | L | Annual | Constraint Shadow Price | US2019$/Lb | 0 | 0 | 0 | 0 | 0 | 0 | 0 | 0
MN Hg Emis Red Act - MER Removal Annual v3.1 | 423 | 7337 | MACT Fuel Choice Floor in lbs/MMBtu | FALSE | L | Annual | Seasons Included | Seasons | Winter, WintShld, Summer | Winter, WintShld, Summer | Winter, WintShld, Summer | Winter, WintShld, Summer | Winter, WintShld, Summer | Winter, WintShld, Summer | Winter, WintShld, Summer | Winter, WintShld, Summer
MN Hg Emis Red Act - MER Removal Annual v3.1 | 423 | 7337 | MACT Fuel Choice Floor in lbs/MMBtu | FALSE | L | Annual | Emission Floor | lbs/MMBtu | 0 | 0 | 0 | 0 | 0 | 0 | 0 | 0
MN Hg Emis Red Act - MER Removal Annual v3.1 | 423 | 7337 | MACT Fuel Choice Floor in lbs/MMBtu | FALSE | L | Annual | Emissions at Affected Plants MER | lbs | 107.8067 | 75.5063 | 47.2719 | 11.5247 | 0 | 0 | 0 | 0
MN Hg Emis Red Act - MER Removal Annual v3.1 | 423 | 7337 | MACT Fuel Choice Floor in lbs/MMBtu | FALSE | L | Annual | Allowances Purchased MER | lbs | 0 | 0 | 0 | 0 | 0 | 0 | 0 | 0
MN Hg Emis Red Act - MER Removal Annual v3.1 | 423 | 7337 | MACT Fuel Choice Floor in lbs/MMBtu | FALSE | L | Annual | Allowances Sold MER | lbs | 0 | 0 | 0 | 0 | 0 | 0 | 0 | 0
MN Hg Emis Red Act - MER Removal Annual v3.1 | 423 | 7337 | MACT Fuel Choice Floor in lbs/MMBtu | FALSE | L | Annual | Allowances Banked | lbs | 0 | 0 | 0 | 0 | 0 | 0 | 0 | 0
MN Hg Emis Red Act - MER Removal Annual v3.1 | 423 | 7337 | MACT Fuel Choice Floor in lbs/MMBtu | FALSE | L | Annual | Allowances Withdrawn (1:1) | lbs | 0 | 0 | 0 | 0 | 0 | 0 | 0 | 0
MN Hg Emis Red Act - MER Removal Annual v3.1 | 423 | 7337 | MACT Fuel Choice Floor in lbs/MMBtu | FALSE | L | Annual | Allowances Withdrawn (n:1) | lbs | 0 | 0 | 0 | 0 | 0 | 0 | 0 | 0
MN Hg Emis Red Act - MER Removal Annual v3.1 | 423 | 7337 | MACT Fuel Choice Floor in lbs/MMBtu | FALSE | L | Annual | Net Emissions Allowance Position | lbs | 107.8067 | 75.5063 | 47.2719 | 11.5247 | 0 | 0 | 0 | 0
MN Hg Emis Red Act - MER Removal Annual v3.1 | 423 | 7337 | MACT Fuel Choice Floor in lbs/MMBtu | FALSE | L | Annual | Fuel Consumed | TBtu | 212.3398 | 148.057 | 95.6274 | 23.3135 | 0 | 0 | 0 | 0
MN Hg Emis Red Act - MER Removal Annual v3.1 | 423 | 7337 | MACT Fuel Choice Floor in lbs/MMBtu | FALSE | L | Annual | Rate | lb/MMBtu | 5.0771e-07 | 5.0998e-07 | 4.9433e-07 | 4.9433e-07 | 0 | 0 | 0 | 0
MN Hg Emis Red Act - MER Removal Annual v3.1 | 423 | 7337 | MACT Fuel Choice Floor in lbs/MMBtu | FALSE | L | Annual | Generation | TWh | 20.8683 | 14.5264 | 9.2985 | 2.1913 | 0 | 0 | 0 | 0
MN Hg Emis Red Act - MER Removal Annual v3.1 | 423 | 7337 | MACT Fuel Choice Floor in lbs/MMBtu | FALSE | L | Annual | Qualifying Generation | TWh | 20.8683 | 14.5264 | 9.2985 | 2.1913 | 0 | 0 | 0 | 0
MN Hg Emis Red Act - MER Removal Annual v3.1 | 423 | 7337 | MACT Fuel Choice Floor in lbs/MMBtu | FALSE | L | Annual | Constraint Shadow Price | US2019$/Lb | 0 | 0 | 0 | 0 | 0 | 0 | 0 | 0
MT Hg Rate Lignite Annual v3.1 | 424 | 7342 | Rate Constraint in lbs/MMBtu | FALSE | L | Annual | Seasons Included | Seasons | Winter, WintShld, Summer | Winter, WintShld, Summer | Winter, WintShld, Summer | Winter, WintShld, Summer | Winter, WintShld, Summer | Winter, WintShld, Summer | Winter, WintShld, Summer | Winter, WintShld, Summer
MT Hg Rate Lignite Annual v3.1 | 424 | 7342 | Rate Constraint in lbs/MMBtu | FALSE | L | Annual | Standard MER | lb/MMBtu | 1.5e-06 | 1.5e-06 | 1.5e-06 | 1.5e-06 | 1.5e-06 | 1.5e-06 | 1.5e-06 | 1.5e-06
MT Hg Rate Lignite Annual v3.1 | 424 | 7342 | Rate Constraint in lbs/MMBtu | FALSE | L | Annual | Emissions at Affected Plants MER | lbs | 59.4598 | 59.8285 | 58.5927 | 58.5927 | 42.4162 | 31.7954 | 14.3762 | 6.7077
MT Hg Rate Lignite Annual v3.1 | 424 | 7342 | Rate Constraint in lbs/MMBtu | FALSE | L | Annual | Allowances Purchased MER | lbs | 0 | 0 | 0 | 0 | 0 | 0 | 0 | 0
MT Hg Rate Lignite Annual v3.1 | 424 | 7342 | Rate Constraint in lbs/MMBtu | FALSE | L | Annual | Allowances Sold MER | lbs | 0 | 0 | 0 | 0 | 0 | 0 | 0 | 0
MT Hg Rate Lignite Annual v3.1 | 424 | 7342 | Rate Constraint in lbs/MMBtu | FALSE | L | Annual | Allowances Banked | lbs | 0 | 0 | 119.458 | 119.458 | 86.549 | 64.684 | 29.2468 | 0
MT Hg Rate Lignite Annual v3.1 | 424 | 7342 | Rate Constraint in lbs/MMBtu | FALSE | L | Annual | Allowances Withdrawn (1:1) | lbs | 0 | 0 | 0 | 0 | 0 | 0 | 0 | 0
MT Hg Rate Lignite Annual v3.1 | 424 | 7342 | Rate Constraint in lbs/MMBtu | FALSE | L | Annual | Allowances Withdrawn (n:1) | lbs | 0 | 0 | 0 | 0 | 0 | 0 | 0 | 0
MT Hg Rate Lignite Annual v3.1 | 424 | 7342 | Rate Constraint in lbs/MMBtu | FALSE | L | Annual | Net Emissions Allowance Position | lbs | 59.4598 | 59.8285 | 178.0507 | 178.0507 | 128.9652 | 96.4794 | 43.623 | 6.7077
MT Hg Rate Lignite Annual v3.1 | 424 | 7342 | Rate Constraint in lbs/MMBtu | FALSE | L | Annual | Fuel Consumed | TBtu | 125.4705 | 123.1875 | 118.7006 | 118.7006 | 85.9767 | 64.3197 | 29.082 | 13.5692
MT Hg Rate Lignite Annual v3.1 | 424 | 7342 | Rate Constraint in lbs/MMBtu | FALSE | L | Annual | Rate | lb/MMBtu | 4.7389e-07 | 4.8567e-07 | 4.9362e-07 | 4.9362e-07 | 4.9334e-07 | 4.9433e-07 | 4.9433e-07 | 4.9433e-07
MT Hg Rate Lignite Annual v3.1 | 424 | 7342 | Rate Constraint in lbs/MMBtu | FALSE | L | Annual | Generation | TWh | 11.6536 | 11.3296 | 10.9466 | 10.9466 | 7.954 | 5.9427 | 2.6653 | 1.2568
MT Hg Rate Lignite Annual v3.1 | 424 | 7342 | Rate Constraint in lbs/MMBtu | FALSE | L | Annual | Qualifying Generation | TWh | 11.5001 | 11.2928 | 10.9284 | 10.9284 | 7.9357 | 5.9427 | 2.6653 | 1.2568
MT Hg Rate Lignite Annual v3.1 | 424 | 7342 | Rate Constraint in lbs/MMBtu | FALSE | L | Annual | Rate | lb/MWh | 5.1704e-06 | 5.298e-06 | 5.3615e-06 | 5.3615e-06 | 5.345e-06 | 5.3503e-06 | 5.3938e-06 | 5.3373e-06
MT Hg Rate Lignite Annual v3.1 | 424 | 7342 | Rate Constraint in lbs/MMBtu | FALSE | L | Annual | Constraint Shadow Price | US2019$/Lb | 0 | 0 | 0 | 0 | 0 | 0 | 0 | 0
MT Hg Rate Non Lignite Annual v3.1 | 425 | 7341 | Rate Constraint in lbs/MMBtu | FALSE | L | Annual | Seasons Included | Seasons | Winter, WintShld, Summer | Winter, WintShld, Summer | Winter, WintShld, Summer | Winter, WintShld, Summer | Winter, WintShld, Summer | Winter, WintShld, Summer | Winter, WintShld, Summer | Winter, WintShld, Summer
MT Hg Rate Non Lignite Annual v3.1 | 425 | 7341 | Rate Constraint in lbs/MMBtu | FALSE | L | Annual | Standard MER | lb/MMBtu | 9e-07 | 9e-07 | 9e-07 | 9e-07 | 9e-07 | 9e-07 | 9e-07 | 9e-07
MT Hg Rate Non Lignite Annual v3.1 | 425 | 7341 | Rate Constraint in lbs/MMBtu | FALSE | L | Annual | Emissions at Affected Plants MER | lbs | 59.4598 | 59.8285 | 58.5927 | 58.5927 | 42.4162 | 31.7954 | 14.3762 | 6.7077
MT Hg Rate Non Lignite Annual v3.1 | 425 | 7341 | Rate Constraint in lbs/MMBtu | FALSE | L | Annual | Allowances Purchased MER | lbs | 0 | 0 | 0 | 0 | 0 | 0 | 0 | 0
MT Hg Rate Non Lignite Annual v3.1 | 425 | 7341 | Rate Constraint in lbs/MMBtu | FALSE | L | Annual | Allowances Sold MER | lbs | 0 | 0 | 0 | 0 | 0 | 0 | 0 | 0
MT Hg Rate Non Lignite Annual v3.1 | 425 | 7341 | Rate Constraint in lbs/MMBtu | FALSE | L | Annual | Allowances Banked | lbs | 0 | 0 | 48.238 | 48.238 | 34.963 | 26.0924 | 11.7976 | 0
MT Hg Rate Non Lignite Annual v3.1 | 425 | 7341 | Rate Constraint in lbs/MMBtu | FALSE | L | Annual | Allowances Withdrawn (1:1) | lbs | 0 | 0 | 0 | 0 | 0 | 0 | 0 | 0
MT Hg Rate Non Lignite Annual v3.1 | 425 | 7341 | Rate Constraint in lbs/MMBtu | FALSE | L | Annual | Allowances Withdrawn (n:1) | lbs | 0 | 0 | 0 | 0 | 0 | 0 | 0 | 0
MT Hg Rate Non Lignite Annual v3.1 | 425 | 7341 | Rate Constraint in lbs/MMBtu | FALSE | L | Annual | Net Emissions Allowance Position | lbs | 59.4598 | 59.8285 | 106.8307 | 106.8307 | 77.3792 | 57.8878 | 26.1738 | 6.7077
MT Hg Rate Non Lignite Annual v3.1 | 425 | 7341 | Rate Constraint in lbs/MMBtu | FALSE | L | Annual | Fuel Consumed | TBtu | 125.4705 | 123.1875 | 118.7006 | 118.7006 | 85.9767 | 64.3197 | 29.082 | 13.5692
MT Hg Rate Non Lignite Annual v3.1 | 425 | 7341 | Rate Constraint in lbs/MMBtu | FALSE | L | Annual | Rate | lb/MMBtu | 4.7389e-07 | 4.8567e-07 | 4.9362e-07 | 4.9362e-07 | 4.9334e-07 | 4.9433e-07 | 4.9433e-07 | 4.9433e-07
MT Hg Rate Non Lignite Annual v3.1 | 425 | 7341 | Rate Constraint in lbs/MMBtu | FALSE | L | Annual | Generation | TWh | 11.6536 | 11.3296 | 10.9466 | 10.9466 | 7.954 | 5.9427 | 2.6653 | 1.2568
MT Hg Rate Non Lignite Annual v3.1 | 425 | 7341 | Rate Constraint in lbs/MMBtu | FALSE | L | Annual | Qualifying Generation | TWh | 11.5001 | 11.2928 | 10.9284 | 10.9284 | 7.9357 | 5.9427 | 2.6653 | 1.2568
MT Hg Rate Non Lignite Annual v3.1 | 425 | 7341 | Rate Constraint in lbs/MMBtu | FALSE | L | Annual | Rate | lb/MWh | 5.1704e-06 | 5.298e-06 | 5.3615e-06 | 5.3615e-06 | 5.345e-06 | 5.3503e-06 | 5.3938e-06 | 5.3373e-06
MT Hg Rate Non Lignite Annual v3.1 | 425 | 7341 | Rate Constraint in lbs/MMBtu | FALSE | L | Annual | Constraint Shadow Price | US2019$/Lb | 0 | 0 | 0 | 0 | 0 | 0 | 0 | 0
New Hampshire MER Removal Annual v3.1 | 426 | 7346 | MACT Fuel Choice Floor in lbs/MMBtu | FALSE | L | Annual | Seasons Included | Seasons | Winter, WintShld, Summer | Winter, WintShld, Summer | Winter, WintShld, Summer | Winter, WintShld, Summer | Winter, WintShld, Summer | Winter, WintShld, Summer | Winter, WintShld, Summer | Winter, WintShld, Summer
New Hampshire MER Removal Annual v3.1 | 426 | 7346 | MACT Fuel Choice Floor in lbs/MMBtu | FALSE | L | Annual | Emission Floor | lbs/MMBtu | 0 | 0 | 0 | 0 | 0 | 0 | 0 | 0
New Hampshire MER Removal Annual v3.1 | 426 | 7346 | MACT Fuel Choice Floor in lbs/MMBtu | FALSE | L | Annual | Emissions at Affected Plants MER | lbs | 14.8522 | 0 | 0 | 0 | 0 | 0 | 0 | 0
New Hampshire MER Removal Annual v3.1 | 426 | 7346 | MACT Fuel Choice Floor in lbs/MMBtu | FALSE | L | Annual | Allowances Purchased MER | lbs | 0 | 0 | 0 | 0 | 0 | 0 | 0 | 0
New Hampshire MER Removal Annual v3.1 | 426 | 7346 | MACT Fuel Choice Floor in lbs/MMBtu | FALSE | L | Annual | Allowances Sold MER | lbs | 0 | 0 | 0 | 0 | 0 | 0 | 0 | 0
New Hampshire MER Removal Annual v3.1 | 426 | 7346 | MACT Fuel Choice Floor in lbs/MMBtu | FALSE | L | Annual | Allowances Banked | lbs | 0 | 0 | 0 | 0 | 0 | 0 | 0 | 0
New Hampshire MER Removal Annual v3.1 | 426 | 7346 | MACT Fuel Choice Floor in lbs/MMBtu | FALSE | L | Annual | Allowances Withdrawn (1:1) | lbs | 0 | 0 | 0 | 0 | 0 | 0 | 0 | 0
New Hampshire MER Removal Annual v3.1 | 426 | 7346 | MACT Fuel Choice Floor in lbs/MMBtu | FALSE | L | Annual | Allowances Withdrawn (n:1) | lbs | 0 | 0 | 0 | 0 | 0 | 0 | 0 | 0
New Hampshire MER Removal Annual v3.1 | 426 | 7346 | MACT Fuel Choice Floor in lbs/MMBtu | FALSE | L | Annual | Net Emissions Allowance Position | lbs | 14.8522 | 0 | 0 | 0 | 0 | 0 | 0 | 0
New Hampshire MER Removal Annual v3.1 | 426 | 7346 | MACT Fuel Choice Floor in lbs/MMBtu | FALSE | L | Annual | Fuel Consumed | TBtu | 20.9335 | 0 | 0 | 0 | 0 | 0 | 0 | 0
New Hampshire MER Removal Annual v3.1 | 426 | 7346 | MACT Fuel Choice Floor in lbs/MMBtu | FALSE | L | Annual | Rate | lb/MMBtu | 7.095e-07 | 0 | 0 | 0 | 0 | 0 | 0 | 0
New Hampshire MER Removal Annual v3.1 | 426 | 7346 | MACT Fuel Choice Floor in lbs/MMBtu | FALSE | L | Annual | Generation | TWh | 1.8364 | 0 | 0 | 0 | 0 | 0 | 0 | 0
New Hampshire MER Removal Annual v3.1 | 426 | 7346 | MACT Fuel Choice Floor in lbs/MMBtu | FALSE | L | Annual | Qualifying Generation | TWh | 1.8364 | 0 | 0 | 0 | 0 | 0 | 0 | 0
New Hampshire MER Removal Annual v3.1 | 426 | 7346 | MACT Fuel Choice Floor in lbs/MMBtu | FALSE | L | Annual | Constraint Shadow Price | US2019$/Lb | 0 | 0 | 0 | 0 | 0 | 0 | 0 | 0
New Hampshire 6 Unit - NOX Cap Annual v3.1 | 427 | 7343 | Rate Constraint in MTons | FALSE | L | Annual | Seasons Included | Seasons | Winter, WintShld, Summer | Winter, WintShld, Summer | Winter, WintShld, Summer | Winter, WintShld, Summer | Winter, WintShld, Summer | Winter, WintShld, Summer | Winter, WintShld, Summer | Winter, WintShld, Summer
New Hampshire 6 Unit - NOX Cap Annual v3.1 | 427 | 7343 | Rate Constraint in MTons | FALSE | L | Annual | Standard NOX | Thousand Tons | 3.64 | 3.64 | 3.64 | 3.64 | 3.64 | 3.64 | 3.64 | 3.64
New Hampshire 6 Unit - NOX Cap Annual v3.1 | 427 | 7343 | Rate Constraint in MTons | FALSE | L | Annual | Emissions at Affected Plants NOX | Thousand Tons | 1.2801 | 0 | 0 | 0 | 0 | 0 | 0 | 0
New Hampshire 6 Unit - NOX Cap Annual v3.1 | 427 | 7343 | Rate Constraint in MTons | FALSE | L | Annual | Allowances Purchased NOX | Thousand Tons | 0 | 0 | 0 | 0 | 0 | 0 | 0 | 0
New Hampshire 6 Unit - NOX Cap Annual v3.1 | 427 | 7343 | Rate Constraint in MTons | FALSE | L | Annual | Allowances Sold NOX | Thousand Tons | 0 | 0 | 0 | 0 | 0 | 0 | 0 | 0
New Hampshire 6 Unit - NOX Cap Annual v3.1 | 427 | 7343 | Rate Constraint in MTons | FALSE | L | Annual | Allowances Banked | Thousand Tons | 0 | 0 | 3.64 | 0 | 2.4267 | 3.64 | 0 | 0
New Hampshire 6 Unit - NOX Cap Annual v3.1 | 427 | 7343 | Rate Constraint in MTons | FALSE | L | Annual | Allowances Withdrawn (1:1) | Thousand Tons | 0 | 0 | 0 | -3.64 | 0 | -3.64 | -3.64 | 0
New Hampshire 6 Unit - NOX Cap Annual v3.1 | 427 | 7343 | Rate Constraint in MTons | FALSE | L | Annual | Allowances Withdrawn (n:1) | Thousand Tons | 0 | 0 | 0 | 0 | 0 | 0 | 0 | 0
New Hampshire 6 Unit - NOX Cap Annual v3.1 | 427 | 7343 | Rate Constraint in MTons | FALSE | L | Annual | Net Emissions Allowance Position | Thousand Tons | 1.2801 | 0 | 3.64 | -3.64 | 2.4267 | 0 | -3.64 | 0
New Hampshire 6 Unit - NOX Cap Annual v3.1 | 427 | 7343 | Rate Constraint in MTons | FALSE | L | Annual | Fuel Consumed | TBtu | 22.1509 | 0 | 0 | 0 | 0 | 0 | 0 | 0
New Hampshire 6 Unit - NOX Cap Annual v3.1 | 427 | 7343 | Rate Constraint in MTons | FALSE | L | Annual | Rate | lb/MMBtu | 0.11558 | 0 | 0 | 0 | 0 | 0 | 0 | 0
New Hampshire 6 Unit - NOX Cap Annual v3.1 | 427 | 7343 | Rate Constraint in MTons | FALSE | L | Annual | Generation | TWh | 1.9135 | 0 | 0 | 0 | 0 | 0 | 0 | 0
New Hampshire 6 Unit - NOX Cap Annual v3.1 | 427 | 7343 | Rate Constraint in MTons | FALSE | L | Annual | Qualifying Generation | TWh | 1.9135 | 0 | 0 | 0 | 0 | 0 | 0 | 0
New Hampshire 6 Unit - NOX Cap Annual v3.1 | 427 | 7343 | Rate Constraint in MTons | FALSE | L | Annual | Rate | lb/MWh | 1.338 | 0 | 0 | 0 | 0 | 0 | 0 | 0
New Hampshire 6 Unit - NOX Cap Annual v3.1 | 427 | 7343 | Rate Constraint in MTons | FALSE | L | Annual | Constraint Shadow Price | US2019$/Ton | 0 | 0 | 0 | 0 | 0 | 0 | 0 | 0
New Hampshire 6 Unit - SO2 Cap Annual v3.1 | 428 | 7344 | Rate Constraint in MTons | FALSE | L | Annual | Seasons Included | Seasons | Winter, WintShld, Summer | Winter, WintShld, Summer | Winter, WintShld, Summer | Winter, WintShld, Summer | Winter, WintShld, Summer | Winter, WintShld, Summer | Winter, WintShld, Summer | Winter, WintShld, Summer
New Hampshire 6 Unit - SO2 Cap Annual v3.1 | 428 | 7344 | Rate Constraint in MTons | FALSE | L | Annual | Standard SO2 | Thousand Tons | 7.29 | 7.29 | 7.29 | 7.29 | 7.29 | 7.29 | 7.29 | 7.29
New Hampshire 6 Unit - SO2 Cap Annual v3.1 | 428 | 7344 | Rate Constraint in MTons | FALSE | L | Annual | Emissions at Affected Plants SO2 | Thousand Tons | 2.9383 | 0 | 0 | 0 | 0 | 0 | 0 | 0
New Hampshire 6 Unit - SO2 Cap Annual v3.1 | 428 | 7344 | Rate Constraint in MTons | FALSE | L | Annual | Allowances Purchased SO2 | Thousand Tons | 0 | 0 | 0 | 0 | 0 | 0 | 0 | 0
New Hampshire 6 Unit - SO2 Cap Annual v3.1 | 428 | 7344 | Rate Constraint in MTons | FALSE | L | Annual | Allowances Sold SO2 | Thousand Tons | 0 | 0 | 0 | 0 | 0 | 0 | 0 | 0
New Hampshire 6 Unit - SO2 Cap Annual v3.1 | 428 | 7344 | Rate Constraint in MTons | FALSE | L | Annual | Allowances Banked | Thousand Tons | 0 | 0 | 7.29 | 0 | 7.29 | 4.374 | 0 | 0
New Hampshire 6 Unit - SO2 Cap Annual v3.1 | 428 | 7344 | Rate Constraint in MTons | FALSE | L | Annual | Allowances Withdrawn (1:1) | Thousand Tons | 0 | 0 | 0 | -7.29 | 0 | -7.29 | -7.29 | 0
New Hampshire 6 Unit - SO2 Cap Annual v3.1 | 428 | 7344 | Rate Constraint in MTons | FALSE | L | Annual | Allowances Withdrawn (n:1) | Thousand Tons | 0 | 0 | 0 | 0 | 0 | 0 | 0 | 0
New Hampshire 6 Unit - SO2 Cap Annual v3.1 | 428 | 7344 | Rate Constraint in MTons | FALSE | L | Annual | Net Emissions Allowance Position | Thousand Tons | 2.9383 | 0 | 7.29 | -7.29 | 7.29 | -2.916 | -7.29 | 0
New Hampshire 6 Unit - SO2 Cap Annual v3.1 | 428 | 7344 | Rate Constraint in MTons | FALSE | L | Annual | Fuel Consumed | TBtu | 22.1509 | 0 | 0 | 0 | 0 | 0 | 0 | 0
New Hampshire 6 Unit - SO2 Cap Annual v3.1 | 428 | 7344 | Rate Constraint in MTons | FALSE | L | Annual | Rate | lb/MMBtu | 0.2653 | 0 | 0 | 0 | 0 | 0 | 0 | 0
New Hampshire 6 Unit - SO2 Cap Annual v3.1 | 428 | 7344 | Rate Constraint in MTons | FALSE | L | Annual | Generation | TWh | 1.9135 | 0 | 0 | 0 | 0 | 0 | 0 | 0
New Hampshire 6 Unit - SO2 Cap Annual v3.1 | 428 | 7344 | Rate Constraint in MTons | FALSE | L | Annual | Qualifying Generation | TWh | 1.9135 | 0 | 0 | 0 | 0 | 0 | 0 | 0
New Hampshire 6 Unit - SO2 Cap Annual v3.1 | 428 | 7344 | Rate Constraint in MTons | FALSE | L | Annual | Rate | lb/MWh | 3.0712 | 0 | 0 | 0 | 0 | 0 | 0 | 0
New Hampshire 6 Unit - SO2 Cap Annual v3.1 | 428 | 7344 | Rate Constraint in MTons | FALSE | L | Annual | Constraint Shadow Price | US2019$/Ton | 0 | 0 | 0 | 0 | 0 | 0 | 0 | 0
New Hampshire State - NOX Cap Summer v3.1 | 429 | 7345 | Rate Constraint in MTons | FALSE | L | Annual | Seasons Included | Seasons | Summer | Summer | Summer | Summer | Summer | Summer | Summer | Summer
New Hampshire State - NOX Cap Summer v3.1 | 429 | 7345 | Rate Constraint in MTons | FALSE | L | Annual | Standard NOX | Thousand Tons | 2.4 | 2.4 | 2.4 | 2.4 | 2.4 | 2.4 | 2.4 | 2.4
New Hampshire State - NOX Cap Summer v3.1 | 429 | 7345 | Rate Constraint in MTons | FALSE | L | Annual | Emissions at Affected Plants NOX | Thousand Tons | 0 | 0 | 0 | 0 | 0 | 0 | 0 | 0
New Hampshire State - NOX Cap Summer v3.1 | 429 | 7345 | Rate Constraint in MTons | FALSE | L | Annual | Allowances Purchased NOX | Thousand Tons | 0 | 0 | 0 | 0 | 0 | 0 | 0 | 0
New Hampshire State - NOX Cap Summer v3.1 | 429 | 7345 | Rate Constraint in MTons | FALSE | L | Annual | Allowances Sold NOX | Thousand Tons | 0 | 0 | 0 | 0 | 0 | 0 | 0 | 0
New Hampshire State - NOX Cap Summer v3.1 | 429 | 7345 | Rate Constraint in MTons | FALSE | L | Annual | Allowances Banked | Thousand Tons | 0 | 0 | 2.4 | 0 | 2.4 | 1.44 | 0 | 0
New Hampshire State - NOX Cap Summer v3.1 | 429 | 7345 | Rate Constraint in MTons | FALSE | L | Annual | Allowances Withdrawn (1:1) | Thousand Tons | 0 | 0 | 0 | -2.4 | 0 | -2.4 | -2.4 | 0
New Hampshire State - NOX Cap Summer v3.1 | 429 | 7345 | Rate Constraint in MTons | FALSE | L | Annual | Allowances Withdrawn (n:1) | Thousand Tons | 0 | 0 | 0 | 0 | 0 | 0 | 0 | 0
New Hampshire State - NOX Cap Summer v3.1 | 429 | 7345 | Rate Constraint in MTons | FALSE | L | Annual | Net Emissions Allowance Position | Thousand Tons | 0 | 0 | 2.4 | -2.4 | 2.4 | -0.96 | -2.4 | 0
New Hampshire State - NOX Cap Summer v3.1 | 429 | 7345 | Rate Constraint in MTons | FALSE | L | Annual | Fuel Consumed | TBtu | 0 | 0 | 0 | 0 | 0 | 0 | 0 | 0
New Hampshire State - NOX Cap Summer v3.1 | 429 | 7345 | Rate Constraint in MTons | FALSE | L | Annual | Rate | lb/MMBtu | 0 | 0 | 0 | 0 | 0 | 0 | 0 | 0
New Hampshire State - NOX Cap Summer v3.1 | 429 | 7345 | Rate Constraint in MTons | FALSE | L | Annual | Generation | TWh | 0 | 0 | 0 | 0 | 0 | 0 | 0 | 0
New Hampshire State - NOX Cap Summer v3.1 | 429 | 7345 | Rate Constraint in MTons | FALSE | L | Annual | Qualifying Generation | TWh | 0 | 0 | 0 | 0 | 0 | 0 | 0 | 0
New Hampshire State - NOX Cap Summer v3.1 | 429 | 7345 | Rate Constraint in MTons | FALSE | L | Annual | Rate | lb/MWh | 0 | 0 | 0 | 0 | 0 | 0 | 0 | 0
New Hampshire State - NOX Cap Summer v3.1 | 429 | 7345 | Rate Constraint in MTons | FALSE | L | Annual | Constraint Shadow Price | US2019$/Ton | 0 | 0 | 0 | 0 | 0 | 0 | 0 | 0
New Jersey - MER Removal Annual v3.1 | 430 | 7348 | MACT Fuel Choice Floor in lbs/MMBtu | FALSE | L | Annual | Seasons Included | Seasons | Winter, WintShld, Summer | Winter, WintShld, Summer | Winter, WintShld, Summer | Winter, WintShld, Summer | Winter, WintShld, Summer | Winter, WintShld, Summer | Winter, WintShld, Summer | Winter, WintShld, Summer
New Jersey - MER Removal Annual v3.1 | 430 | 7348 | MACT Fuel Choice Floor in lbs/MMBtu | FALSE | L | Annual | Emission Floor | lbs/MMBtu | 0 | 0 | 0 | 0 | 0 | 0 | 0 | 0
New Jersey - MER Removal Annual v3.1 | 430 | 7348 | MACT Fuel Choice Floor in lbs/MMBtu | FALSE | L | Annual | Emissions at Affected Plants MER | lbs | 0 | 0 | 0 | 0 | 0 | 0 | 0 | 0
New Jersey - MER Removal Annual v3.1 | 430 | 7348 | MACT Fuel Choice Floor in lbs/MMBtu | FALSE | L | Annual | Allowances Purchased MER | lbs | 0 | 0 | 0 | 0 | 0 | 0 | 0 | 0
New Jersey - MER Removal Annual v3.1 | 430 | 7348 | MACT Fuel Choice Floor in lbs/MMBtu | FALSE | L | Annual | Allowances Sold MER | lbs | 0 | 0 | 0 | 0 | 0 | 0 | 0 | 0
New Jersey - MER Removal Annual v3.1 | 430 | 7348 | MACT Fuel Choice Floor in lbs/MMBtu | FALSE | L | Annual | Allowances Banked | lbs | 0 | 0 | 0 | 0 | 0 | 0 | 0 | 0
New Jersey - MER Removal Annual v3.1 | 430 | 7348 | MACT Fuel Choice Floor in lbs/MMBtu | FALSE | L | Annual | Allowances Withdrawn (1:1) | lbs | 0 | 0 | 0 | 0 | 0 | 0 | 0 | 0
New Jersey - MER Removal Annual v3.1 | 430 | 7348 | MACT Fuel Choice Floor in lbs/MMBtu | FALSE | L | Annual | Allowances Withdrawn (n:1) | lbs | 0 | 0 | 0 | 0 | 0 | 0 | 0 | 0
New Jersey - MER Removal Annual v3.1 | 430 | 7348 | MACT Fuel Choice Floor in lbs/MMBtu | FALSE | L | Annual | Net Emissions Allowance Position | lbs | 0 | 0 | 0 | 0 | 0 | 0 | 0 | 0
New Jersey - MER Removal Annual v3.1 | 430 | 7348 | MACT Fuel Choice Floor in lbs/MMBtu | FALSE | L | Annual | Fuel Consumed | TBtu | 0 | 0 | 0 | 0 | 0 | 0 | 0 | 0
New Jersey - MER Removal Annual v3.1 | 430 | 7348 | MACT Fuel Choice Floor in lbs/MMBtu | FALSE | L | Annual | Rate | lb/MMBtu | 0 | 0 | 0 | 0 | 0 | 0 | 0 | 0
New Jersey - MER Removal Annual v3.1 | 430 | 7348 | MACT Fuel Choice Floor in lbs/MMBtu | FALSE | L | Annual | Generation | TWh | 0 | 0 | 0 | 0 | 0 | 0 | 0 | 0
New Jersey - MER Removal Annual v3.1 | 430 | 7348 | MACT Fuel Choice Floor in lbs/MMBtu | FALSE | L | Annual | Qualifying Generation | TWh | 0 | 0 | 0 | 0 | 0 | 0 | 0 | 0
New Jersey - MER Removal Annual v3.1 | 430 | 7348 | MACT Fuel Choice Floor in lbs/MMBtu | FALSE | L | Annual | Constraint Shadow Price | US2019$/Lb | 0 | 0 | 0 | 0 | 0 | 0 | 0 | 0
Newington Station 1 - SO2 Rate v5.12 | 431 | 7347 | Rate Constraint in lbs/MMBtu | FALSE | L | Annual | Seasons Included | Seasons | Winter, WintShld, Summer | Winter, WintShld, Summer | Winter, WintShld, Summer | Winter, WintShld, Summer | Winter, WintShld, Summer | Winter, WintShld, Summer | Winter, WintShld, Summer | Winter, WintShld, Summer
Newington Station 1 - SO2 Rate v5.12 | 431 | 7347 | Rate Constraint in lbs/MMBtu | FALSE | L | Annual | Standard SO2 | lb/MMBtu | 0.5 | 0.5 | 0.5 | 0.5 | 0.5 | 0.5 | 0.5 | 0.5
Newington Station 1 - SO2 Rate v5.12 | 431 | 7347 | Rate Constraint in lbs/MMBtu | FALSE | L | Annual | Emissions at Affected Plants SO2 | Thousand Tons | 0 | 0 | 0 | 0 | 0 | 0 | 0 | 0
Newington Station 1 - SO2 Rate v5.12 | 431 | 7347 | Rate Constraint in lbs/MMBtu | FALSE | L | Annual | Allowances Purchased SO2 | Thousand Tons | 0 | 0 | 0 | 0 | 0 | 0 | 0 | 0
Newington Station 1 - SO2 Rate v5.12 | 431 | 7347 | Rate Constraint in lbs/MMBtu | FALSE | L | Annual | Allowances Sold SO2 | Thousand Tons | 0 | 0 | 0 | 0 | 0 | 0 | 0 | 0
Newington Station 1 - SO2 Rate v5.12 | 431 | 7347 | Rate Constraint in lbs/MMBtu | FALSE | L | Annual | Allowances Banked | Thousand Tons | 0 | 0 | 0 | 0 | 0 | 0 | 0 | 0
Newington Station 1 - SO2 Rate v5.12 | 431 | 7347 | Rate Constraint in lbs/MMBtu | FALSE | L | Annual | Allowances Withdrawn (1:1) | Thousand Tons | 0 | 0 | 0 | 0 | 0 | 0 | 0 | 0
Newington Station 1 - SO2 Rate v5.12 | 431 | 7347 | Rate Constraint in lbs/MMBtu | FALSE | L | Annual | Allowances Withdrawn (n:1) | Thousand Tons | 0 | 0 | 0 | 0 | 0 | 0 | 0 | 0
Newington Station 1 - SO2 Rate v5.12 | 431 | 7347 | Rate Constraint in lbs/MMBtu | FALSE | L | Annual | Net Emissions Allowance Position | Thousand Tons | 0 | 0 | 0 | 0 | 0 | 0 | 0 | 0
Newington Station 1 - SO2 Rate v5.12 | 431 | 7347 | Rate Constraint in lbs/MMBtu | FALSE | L | Annual | Fuel Consumed | TBtu | 0 | 0 | 0 | 0 | 0 | 0 | 0 | 0
Newington Station 1 - SO2 Rate v5.12 | 431 | 7347 | Rate Constraint in lbs/MMBtu | FALSE | L | Annual | Rate | lb/MMBtu | 0 | 0 | 0 | 0 | 0 | 0 | 0 | 0
Newington Station 1 - SO2 Rate v5.12 | 431 | 7347 | Rate Constraint in lbs/MMBtu | FALSE | L | Annual | Generation | TWh | 0 | 0 | 0 | 0 | 0 | 0 | 0 | 0
Newington Station 1 - SO2 Rate v5.12 | 431 | 7347 | Rate Constraint in lbs/MMBtu | FALSE | L | Annual | Qualifying Generation | TWh | 0 | 0 | 0 | 0 | 0 | 0 | 0 | 0
Newington Station 1 - SO2 Rate v5.12 | 431 | 7347 | Rate Constraint in lbs/MMBtu | FALSE | L | Annual | Rate | lb/MWh | 0 | 0 | 0 | 0 | 0 | 0 | 0 | 0
Newington Station 1 - SO2 Rate v5.12 | 431 | 7347 | Rate Constraint in lbs/MMBtu | FALSE | L | Annual | Constraint Shadow Price | US2019$/Ton | 0 | 0 | 0 | 0 | 0 | 0 | 0 | 0
NJ ChambersCogen- NOx Annual GPS v4.10, Unit 2207 and retrofits | 432 | 7535 | Rate Constraint in lbs/MWh | FALSE | L | Annual | Seasons Included | Seasons | Winter, WintShld, Summer | Winter, WintShld, Summer | Winter, WintShld, Summer | Winter, WintShld, Summer | Winter, WintShld, Summer | Winter, WintShld, Summer | Winter, WintShld, Summer | Winter, WintShld, Summer
NJ ChambersCogen- NOx Annual GPS v4.10, Unit 2207 and retrofits | 432 | 7535 | Rate Constraint in lbs/MWh | FALSE | L | Annual | Standard NOX | lb/MWh | 2.01 | 2.01 | 2.01 | 2.01 | 2.01 | 2.01 | 2.01 | 2.01
NJ ChambersCogen- NOx Annual GPS v4.10, Unit 2207 and retrofits | 432 | 7535 | Rate Constraint in lbs/MWh | FALSE | L | Annual | Emissions at Affected Plants NOX | Thousand Tons | 0 | 0 | 0 | 0 | 0 | 0 | 0 | 0
NJ ChambersCogen- NOx Annual GPS v4.10, Unit 2207 and retrofits | 432 | 7535 | Rate Constraint in lbs/MWh | FALSE | L | Annual | Allowances Purchased NOX | Thousand Tons | 0 | 0 | 0 | 0 | 0 | 0 | 0 | 0
NJ ChambersCogen- NOx Annual GPS v4.10, Unit 2207 and retrofits | 432 | 7535 | Rate Constraint in lbs/MWh | FALSE | L | Annual | Allowances Sold NOX | Thousand Tons | 0 | 0 | 0 | 0 | 0 | 0 | 0 | 0
NJ ChambersCogen- NOx Annual GPS v4.10, Unit 2207 and retrofits | 432 | 7535 | Rate Constraint in lbs/MWh | FALSE | L | Annual | Allowances Banked | Thousand Tons | 0 | 0 | 0 | 0 | 0 | 0 | 0 | 0
NJ ChambersCogen- NOx Annual GPS v4.10, Unit 2207 and retrofits | 432 | 7535 | Rate Constraint in lbs/MWh | FALSE | L | Annual | Allowances Withdrawn (1:1) | Thousand Tons | 0 | 0 | 0 | 0 | 0 | 0 | 0 | 0
NJ ChambersCogen- NOx Annual GPS v4.10, Unit 2207 and retrofits | 432 | 7535 | Rate Constraint in lbs/MWh | FALSE | L | Annual | Allowances Withdrawn (n:1) | Thousand Tons | 0 | 0 | 0 | 0 | 0 | 0 | 0 | 0
NJ ChambersCogen- NOx Annual GPS v4.10, Unit 2207 and retrofits | 432 | 7535 | Rate Constraint in lbs/MWh | FALSE | L | Annual | Net Emissions Allowance Position | Thousand Tons | 0 | 0 | 0 | 0 | 0 | 0 | 0 | 0
NJ ChambersCogen- NOx Annual GPS v4.10, Unit 2207 and retrofits | 432 | 7535 | Rate Constraint in lbs/MWh | FALSE | L | Annual | Fuel Consumed | TBtu | 0 | 0 | 0 | 0 | 0 | 0 | 0 | 0
NJ ChambersCogen- NOx Annual GPS v4.10, Unit 2207 and retrofits | 432 | 7535 | Rate Constraint in lbs/MWh | FALSE | L | Annual | Rate | lb/MMBtu | 0 | 0 | 0 | 0 | 0 | 0 | 0 | 0
NJ ChambersCogen- NOx Annual GPS v4.10, Unit 2207 and retrofits | 432 | 7535 | Rate Constraint in lbs/MWh | FALSE | L | Annual | Generation | TWh | 0 | 0 | 0 | 0 | 0 | 0 | 0 | 0
NJ ChambersCogen- NOx Annual GPS v4.10, Unit 2207 and retrofits | 432 | 7535 | Rate Constraint in lbs/MWh | FALSE | L | Annual | Qualifying Generation | TWh | 0 | 0 | 0 | 0 | 0 | 0 | 0 | 0
NJ ChambersCogen- NOx Annual GPS v4.10, Unit 2207 and retrofits | 432 | 7535 | Rate Constraint in lbs/MWh | FALSE | L | Annual | Constraint Shadow Price | US2019$/Ton | 0 | 0 | 0 | 0 | 0 | 0 | 0 | 0
NJ ChambersCogen- NOx Annual GPS v4.10, Unit 2208 and retrofits | 433 | 7535 | Rate Constraint in lbs/MWh | FALSE | L | Annual | Seasons Included | Seasons | Winter, WintShld, Summer | Winter, WintShld, Summer | Winter, WintShld, Summer | Winter, WintShld, Summer | Winter, WintShld, Summer | Winter, WintShld, Summer | Winter, WintShld, Summer | Winter, WintShld, Summer
NJ ChambersCogen- NOx Annual GPS v4.10, Unit 2208 and retrofits | 433 | 7535 | Rate Constraint in lbs/MWh | FALSE | L | Annual | Standard NOX | lb/MWh | 2.01 | 2.01 | 2.01 | 2.01 | 2.01 | 2.01 | 2.01 | 2.01
NJ ChambersCogen- NOx Annual GPS v4.10, Unit 2208 and retrofits | 433 | 7535 | Rate Constraint in lbs/MWh | FALSE | L | Annual | Emissions at Affected Plants NOX | Thousand Tons | 0 | 0 | 0 | 0 | 0 | 0 | 0 | 0
NJ ChambersCogen- NOx Annual GPS v4.10, Unit 2208 and retrofits | 433 | 7535 | Rate Constraint in lbs/MWh | FALSE | L | Annual | Allowances Purchased NOX | Thousand Tons | 0 | 0 | 0 | 0 | 0 | 0 | 0 | 0
NJ ChambersCogen- NOx Annual GPS v4.10, Unit 2208 and retrofits | 433 | 7535 | Rate Constraint in lbs/MWh | FALSE | L | Annual | Allowances Sold NOX | Thousand Tons | 0 | 0 | 0 | 0 | 0 | 0 | 0 | 0
NJ ChambersCogen- NOx Annual GPS v4.10, Unit 2208 and retrofits | 433 | 7535 | Rate Constraint in lbs/MWh | FALSE | L | Annual | Allowances Banked | Thousand Tons | 0 | 0 | 0 | 0 | 0 | 0 | 0 | 0
NJ ChambersCogen- NOx Annual GPS v4.10, Unit 2208 and retrofits | 433 | 7535 | Rate Constraint in lbs/MWh | FALSE | L | Annual | Allowances Withdrawn (1:1) | Thousand Tons | 0 | 0 | 0 | 0 | 0 | 0 | 0 | 0
NJ ChambersCogen- NOx Annual GPS v4.10, Unit 2208 and retrofits | 433 | 7535 | Rate Constraint in lbs/MWh | FALSE | L | Annual | Allowances Withdrawn (n:1) | Thousand Tons | 0 | 0 | 0 | 0 | 0 | 0 | 0 | 0
NJ ChambersCogen- NOx Annual GPS v4.10, Unit 2208 and retrofits | 433 | 7535 | Rate Constraint in lbs/MWh | FALSE | L | Annual | Net Emissions Allowance Position | Thousand Tons | 0 | 0 | 0 | 0 | 0 | 0 | 0 | 0
NJ ChambersCogen- NOx Annual GPS v4.10, Unit 2208 and retrofits | 433 | 7535 | Rate Constraint in lbs/MWh | FALSE | L | Annual | Fuel Consumed | TBtu | 0 | 0 | 0 | 0 | 0 | 0 | 0 | 0
NJ ChambersCogen- NOx Annual GPS v4.10, Unit 2208 and retrofits | 433 | 7535 | Rate Constraint in lbs/MWh | FALSE | L | Annual | Rate | lb/MMBtu | 0 | 0 | 0 | 0 | 0 | 0 | 0 | 0
NJ ChambersCogen- NOx Annual GPS v4.10, Unit 2208 and retrofits | 433 | 7535 | Rate Constraint in lbs/MWh | FALSE | L | Annual | Generation | TWh | 0 | 0 | 0 | 0 | 0 | 0 | 0 | 0
NJ ChambersCogen- NOx Annual GPS v4.10, Unit 2208 and retrofits | 433 | 7535 | Rate Constraint in lbs/MWh | FALSE | L | Annual | Qualifying Generation | TWh | 0 | 0 | 0 | 0 | 0 | 0 | 0 | 0
NJ ChambersCogen- NOx Annual GPS v4.10, Unit 2208 and retrofits | 433 | 7535 | Rate Constraint in lbs/MWh | FALSE | L | Annual | Constraint Shadow Price | US2019$/Ton | 0 | 0 | 0 | 0 | 0 | 0 | 0 | 0
NJ LoganGen- NOx Annual GPS v4.10, Unit 2209 and retrofits | 434 | 7536 | Rate Constraint in lbs/MWh | FALSE | L | Annual | Seasons Included | Seasons | Winter, WintShld, Summer | Winter, WintShld, Summer | Winter, WintShld, Summer | Winter, WintShld, Summer | Winter, WintShld, Summer | Winter, WintShld, Summer | Winter, WintShld, Summer | Winter, WintShld, Summer
NJ LoganGen- NOx Annual GPS v4.10, Unit 2209 and retrofits | 434 | 7536 | Rate Constraint in lbs/MWh | FALSE | L | Annual | Standard NOX | lb/MWh | 1.5 | 1.5 | 1.5 | 1.5 | 1.5 | 1.5 | 1.5 | 1.5
NJ LoganGen- NOx Annual GPS v4.10, Unit 2209 and retrofits | 434 | 7536 | Rate Constraint in lbs/MWh | FALSE | L | Annual | Emissions at Affected Plants NOX | Thousand Tons | 0 | 0 | 0 | 0 | 0 | 0 | 0 | 0
NJ LoganGen- NOx Annual GPS v4.10, Unit 2209 and retrofits | 434 | 7536 | Rate Constraint in lbs/MWh | FALSE | L | Annual | Allowances Purchased NOX | Thousand Tons | 0 | 0 | 0 | 0 | 0 | 0 | 0 | 0
NJ LoganGen- NOx Annual GPS v4.10, Unit 2209 and retrofits | 434 | 7536 | Rate Constraint in lbs/MWh | FALSE | L | Annual | Allowances Sold NOX | Thousand Tons | 0 | 0 | 0 | 0 | 0 | 0 | 0 | 0
NJ LoganGen- NOx Annual GPS v4.10, Unit 2209 and retrofits | 434 | 7536 | Rate Constraint in lbs/MWh | FALSE | L | Annual | Allowances Banked | Thousand Tons | 0 | 0 | 0 | 0 | 0 | 0 | 0 | 0
NJ LoganGen- NOx Annual GPS v4.10, Unit 2209 and retrofits | 434 | 7536 | Rate Constraint in lbs/MWh | FALSE | L | Annual | Allowances Withdrawn (1:1) | Thousand Tons | 0 | 0 | 0 | 0 | 0 | 0 | 0 | 0
NJ LoganGen- NOx Annual GPS v4.10, Unit 2209 and retrofits | 434 | 7536 | Rate Constraint in lbs/MWh | FALSE | L | Annual | Allowances Withdrawn (n:1) | Thousand Tons | 0 | 0 | 0 | 0 | 0 | 0 | 0 | 0
NJ LoganGen- NOx Annual GPS v4.10, Unit 2209 and retrofits | 434 | 7536 | Rate Constraint in lbs/MWh | FALSE | L | Annual | Net Emissions Allowance Position | Thousand Tons | 0 | 0 | 0 | 0 | 0 | 0 | 0 | 0
NJ LoganGen- NOx Annual GPS v4.10, Unit 2209 and retrofits | 434 | 7536 | Rate Constraint in lbs/MWh | FALSE | L | Annual | Fuel Consumed | TBtu | 0 | 0 | 0 | 0 | 0 | 0 | 0 | 0
NJ LoganGen- NOx Annual GPS v4.10, Unit 2209 and retrofits | 434 | 7536 | Rate Constraint in lbs/MWh | FALSE | L | Annual | Rate | lb/MMBtu | 0 | 0 | 0 | 0 | 0 | 0 | 0 | 0
NJ LoganGen- NOx Annual GPS v4.10, Unit 2209 and retrofits | 434 | 7536 | Rate Constraint in lbs/MWh | FALSE | L | Annual | Generation | TWh | 0 | 0 | 0 | 0 | 0 | 0 | 0 | 0
NJ LoganGen- NOx Annual GPS v4.10, Unit 2209 and retrofits | 434 | 7536 | Rate Constraint in lbs/MWh | FALSE | L | Annual | Qualifying Generation | TWh | 0 | 0 | 0 | 0 | 0 | 0 | 0 | 0
NJ LoganGen- NOx Annual GPS v4.10, Unit 2209 and retrofits | 434 | 7536 | Rate Constraint in lbs/MWh | FALSE | L | Annual | Constraint Shadow Price | US2019$/Ton | 0 | 0 | 0 | 0 | 0 | 0 | 0 | 0
NJ SO2 Constraint v5.14 | 435 | 7349 | Rate Constraint in lbs/MMBtu | FALSE | L | Annual | Seasons Included | Seasons | Winter, WintShld, Summer | Winter, WintShld, Summer | Winter, WintShld, Summer | Winter, WintShld, Summer | Winter, WintShld, Summer | Winter, WintShld, Summer | Winter, WintShld, Summer | Winter, WintShld, Summer
NJ SO2 Constraint v5.14 | 435 | 7349 | Rate Constraint in lbs/MMBtu | FALSE | L | Annual | Standard SO2 | lb/MMBtu | 0.15 | 0.15 | 0.15 | 0.15 | 0.15 | 0.15 | 0.15 | 0.15
NJ SO2 Constraint v5.14 | 435 | 7349 | Rate Constraint in lbs/MMBtu | FALSE | L | Annual | Emissions at Affected Plants SO2 | Thousand Tons | 0 | 0 | 0 | 0 | 0 | 0 | 0 | 0
NJ SO2 Constraint v5.14 | 435 | 7349 | Rate Constraint in lbs/MMBtu | FALSE | L | Annual | Allowances Purchased SO2 | Thousand Tons | 0 | 0 | 0 | 0 | 0 | 0 | 0 | 0
NJ SO2 Constraint v5.14 | 435 | 7349 | Rate Constraint in lbs/MMBtu | FALSE | L | Annual | Allowances Sold SO2 | Thousand Tons | 0 | 0 | 0 | 0 | 0 | 0 | 0 | 0
NJ SO2 Constraint v5.14 | 435 | 7349 | Rate Constraint in lbs/MMBtu | FALSE | L | Annual | Allowances Banked | Thousand Tons | 0 | 0 | 0 | 0 | 0 | 0 | 0 | 0
NJ SO2 Constraint v5.14 | 435 | 7349 | Rate Constraint in lbs/MMBtu | FALSE | L | Annual | Allowances Withdrawn (1:1) | Thousand Tons | 0 | 0 | 0 | 0 | 0 | 0 | 0 | 0
NJ SO2 Constraint v5.14 | 435 | 7349 | Rate Constraint in lbs/MMBtu | FALSE | L | Annual | Allowances Withdrawn (n:1) | Thousand Tons | 0 | 0 | 0 | 0 | 0 | 0 | 0 | 0
NJ SO2 Constraint v5.14 | 435 | 7349 | Rate Constraint in lbs/MMBtu | FALSE | L | Annual | Net Emissions Allowance Position | Thousand Tons | 0 | 0 | 0 | 0 | 0 | 0 | 0 | 0
NJ SO2 Constraint v5.14 | 435 | 7349 | Rate Constraint in lbs/MMBtu | FALSE | L | Annual | Fuel Consumed | TBtu | 0 | 0 | 0 | 0 | 0 | 0 | 0 | 0
NJ SO2 Constraint v5.14 | 435 | 7349 | Rate Constraint in lbs/MMBtu | FALSE | L | Annual | Rate | lb/MMBtu | 0 | 0 | 0 | 0 | 0 | 0 | 0 | 0
NJ SO2 Constraint v5.14 | 435 | 7349 | Rate Constraint in lbs/MMBtu | FALSE | L | Annual | Generation | TWh | 0 | 0 | 0 | 0 | 0 | 0 | 0 | 0
NJ SO2 Constraint v5.14 | 435 | 7349 | Rate Constraint in lbs/MMBtu | FALSE | L | Annual | Qualifying Generation | TWh | 0 | 0 | 0 | 0 | 0 | 0 | 0 | 0
NJ SO2 Constraint v5.14 | 435 | 7349 | Rate Constraint in lbs/MMBtu | FALSE | L | Annual | Rate | lb/MWh | 0 | 0 | 0 | 0 | 0 | 0 | 0 | 0
NJ SO2 Constraint v5.14 | 435 | 7349 | Rate Constraint in lbs/MMBtu | FALSE | L | Annual | Constraint Shadow Price | US2019$/Ton | 12364.351 | 16643.8136 | 15821.2995 | 25962.5918 | 2111.235 | 1359.3749 | 12127.201 | 10934.9712
NODA Covanta Bristol 1 NOX Cap Annual v5.15 | 436 | 7255 | Rate Constraint in MTons | FALSE | L | Annual | Seasons Included | Seasons | Winter, WintShld, Summer | Winter, WintShld, Summer | Winter, WintShld, Summer | Winter, WintShld, Summer | Winter, WintShld, Summer | Winter, WintShld, Summer | Winter, WintShld, Summer | Winter, WintShld, Summer
NODA Covanta Bristol 1 NOX Cap Annual v5.15 | 436 | 7255 | Rate Constraint in MTons | FALSE | L | Annual | Standard NOX | Thousand Tons | 0.112 | 0.112 | 0.112 | 0.112 | 0.112 | 0.112 | 0.112 | 0.112
NODA Covanta Bristol 1 NOX Cap Annual v5.15 | 436 | 7255 | Rate Constraint in MTons | FALSE | L | Annual | Emissions at Affected Plants NOX | Thousand Tons | 0.095887 | 0.095887 | 0.095887 | 0.095887 | 0.095887 | 0.095887 | 0.095887 | 0.070709
NODA Covanta Bristol 1 NOX Cap Annual v5.15 | 436 | 7255 | Rate Constraint in MTons | FALSE | L | Annual | Allowances Purchased NOX | Thousand Tons | 0 | 0 | 0 | 0 | 0 | 0 | 0 | 0
NODA Covanta Bristol 1 NOX Cap Annual v5.15 | 436 | 7255 | Rate Constraint in MTons | FALSE | L | Annual | Allowances Sold NOX | Thousand Tons | 0 | 0 | 0 | 0 | 0 | 0 | 0 | 0
NODA Covanta Bristol 1 NOX Cap Annual v5.15 | 436 | 7255 | Rate Constraint in MTons | FALSE | L | Annual | Allowances Banked | Thousand Tons | 0 | 0 | 0 | 0 | 0 | 0 | 0 | 0
NODA Covanta Bristol 1 NOX Cap Annual v5.15 | 436 | 7255 | Rate Constraint in MTons | FALSE | L | Annual | Allowances Withdrawn (1:1) | Thousand Tons | 0 | 0 | 0 | 0 | 0 | 0 | 0 | 0
NODA Covanta Bristol 1 NOX Cap Annual v5.15 | 436 | 7255 | Rate Constraint in MTons | FALSE | L | Annual | Allowances Withdrawn (n:1) | Thousand Tons | 0 | 0 | 0 | 0 | 0 | 0 | 0 | 0
NODA Covanta Bristol 1 NOX Cap Annual v5.15 | 436 | 7255 | Rate Constraint in MTons | FALSE | L | Annual | Net Emissions Allowance Position | Thousand Tons | 0.095887 | 0.095887 | 0.095887 | 0.095887 | 0.095887 | 0.095887 | 0.095887 | 0.070709
NODA Covanta Bristol 1 NOX Cap Annual v5.15 | 436 | 7255 | Rate Constraint in MTons | FALSE | L | Annual | Fuel Consumed | TBtu | 0.8846 | 0.8846 | 0.8846 | 0.8846 | 0.8846 | 0.8846 | 0.8846 | 0.65232
NODA Covanta Bristol 1 NOX Cap Annual v5.15 | 436 | 7255 | Rate Constraint in MTons | FALSE | L | Annual | Rate | lb/MMBtu | 0.21679 | 0.21679 | 0.21679 | 0.21679 | 0.21679 | 0.21679 | 0.21679 | 0.21679
NODA Covanta Bristol 1 NOX Cap Annual v5.15 | 436 | 7255 | Rate Constraint in MTons | FALSE | L | Annual | Generation | TWh | 0.047744 | 0.047744 | 0.047744 | 0.047744 | 0.047744 | 0.047744 | 0.047744 | 0.035208
NODA Covanta Bristol 1 NOX Cap Annual v5.15 | 436 | 7255 | Rate Constraint in MTons | FALSE | L | Annual | Qualifying Generation | TWh | 0.047744 | 0.047744 | 0.047744 | 0.047744 | 0.047744 | 0.047744 | 0.047744 | 0.035208
NODA Covanta Bristol 1 NOX Cap Annual v5.15 | 436 | 7255 | Rate Constraint in MTons | FALSE | L | Annual | Rate | lb/MWh | 4.0167 | 4.0167 | 4.0167 | 4.0167 | 4.0167 | 4.0167 | 4.0167 | 4.0167
NODA Covanta Bristol 1 NOX Cap Annual v5.15 | 436 | 7255 | Rate Constraint in MTons | FALSE | L | Annual | Constraint Shadow Price | US2019$/Ton | 0 | 0 | 0 | 0 | 0 | 0 | 0 | 0
NODA Covanta Bristol 2 NOX Cap Annual v5.15 | 437 | 7256 | Rate Constraint in MTons | FALSE | L | Annual | Seasons Included | Seasons | Winter, WintShld, Summer | Winter, WintShld, Summer | Winter, WintShld, Summer | Winter, WintShld, Summer | Winter, WintShld, Summer | Winter, WintShld, Summer | Winter, WintShld, Summer | Winter, WintShld, Summer
NODA Covanta Bristol 2 NOX Cap Annual v5.15 | 437 | 7256 | Rate Constraint in MTons | FALSE | L | Annual | Standard NOX | Thousand Tons | 0.1917 | 0.1917 | 0.1917 | 0.1917 | 0.1917 | 0.1917 | 0.1917 | 0.1917
NODA Covanta Bristol 2 NOX Cap Annual v5.15 | 437 | 7256 | Rate Constraint in MTons | FALSE | L | Annual | Emissions at Affected Plants NOX | Thousand Tons | 0.11581 | 0.11581 | 0.11581 | 0.11581 | 0.11581 | 0.11581 | 0.11581 | 0.085399
NODA Covanta Bristol 2 NOX Cap Annual v5.15 | 437 | 7256 | Rate Constraint in MTons | FALSE | L | Annual | Allowances Purchased NOX | Thousand Tons | 0 | 0 | 0 | 0 | 0 | 0 | 0 | 0
NODA Covanta Bristol 2 NOX Cap Annual v5.15 | 437 | 7256 | Rate Constraint in MTons | FALSE | L | Annual | Allowances Sold NOX | Thousand Tons | 0 | 0 | 0 | 0 | 0 | 0 | 0 | 0
NODA Covanta Bristol 2 NOX Cap Annual v5.15 | 437 | 7256 | Rate Constraint in MTons | FALSE | L | Annual | Allowances Banked | Thousand Tons | 0 | 0 | 0 | 0 | 0 | 0 | 0 | 0
NODA Covanta Bristol 2 NOX Cap Annual v5.15 | 437 | 7256 | Rate Constraint in MTons | FALSE | L | Annual | Allowances Withdrawn (1:1) | Thousand Tons | 0 | 0 | 0 | 0 | 0 | 0 | 0 | 0
NODA Covanta Bristol 2 NOX Cap Annual v5.15 | 437 | 7256 | Rate Constraint in MTons | FALSE | L | Annual | Allowances Withdrawn (n:1) | Thousand Tons | 0 | 0 | 0 | 0 | 0 | 0 | 0 | 0
NODA Covanta Bristol 2 NOX Cap Annual v5.15 | 437 | 7256 | Rate Constraint in MTons | FALSE | L | Annual | Net Emissions Allowance Position | Thousand Tons | 0.11581 | 0.11581 | 0.11581 | 0.11581 | 0.11581 | 0.11581 | 0.11581 | 0.085399
NODA Covanta Bristol 2 NOX Cap Annual v5.15 | 437 | 7256 | Rate Constraint in MTons | FALSE | L | Annual | Fuel Consumed | TBtu | 0.8846 | 0.8846 | 0.8846 | 0.8846 | 0.8846 | 0.8846 | 0.8846 | 0.65232
NODA Covanta Bristol 2 NOX Cap Annual v5.15 | 437 | 7256 | Rate Constraint in MTons | FALSE | L | Annual | Rate | lb/MMBtu | 0.26183 | 0.26183 | 0.26183 | 0.26183 | 0.26183 | 0.26183 | 0.26183 | 0.26183
NODA Covanta Bristol 2 NOX Cap Annual v5.15 | 437 | 7256 | Rate Constraint in MTons | FALSE | L | Annual | Generation | TWh | 0.047744 | 0.047744 | 0.047744 | 0.047744 | 0.047744 | 0.047744 | 0.047744 | 0.035208
NODA Covanta Bristol 2 NOX Cap Annual v5.15 | 437 | 7256 | Rate Constraint in MTons | FALSE | L | Annual | Qualifying Generation | TWh | 0.047744 | 0.047744 | 0.047744 | 0.047744 | 0.047744 | 0.047744 | 0.047744 | 0.035208
NODA Covanta Bristol 2 NOX Cap Annual v5.15 | 437 | 7256 | Rate Constraint in MTons | FALSE | L | Annual | Rate | lb/MWh | 4.8512 | 4.8512 | 4.8512 | 4.8512 | 4.8512 | 4.8512 | 4.8512 | 4.8512
NODA Covanta Bristol 2 NOX Cap Annual v5.15 | 437 | 7256 | Rate Constraint in MTons | FALSE | L | Annual | Constraint Shadow Price | US2019$/Ton | 0 | 0 | 0 | 0 | 0 | 0 | 0 | 0
NODA Covanta Mid-Connecticut NOX Cap Annual v5.15 | 438 | 7261 | Rate Constraint in MTons | FALSE | L | Annual | Seasons Included | Seasons | Winter, WintShld, Summer | Winter, WintShld, Summer | Winter, WintShld, Summer | Winter, WintShld, Summer | Winter, WintShld, Summer | Winter, WintShld, Summer | Winter, WintShld, Summer | Winter, WintShld, Summer
NODA Covanta Mid-Connecticut NOX Cap Annual v5.15 | 438 | 7261 | Rate Constraint in MTons | FALSE | L | Annual | Standard NOX | Thousand Tons | 1.26 | 1.26 | 1.26 | 1.26 | 1.26 | 1.26 | 1.26 | 1.26
NODA Covanta Mid-Connecticut NOX Cap Annual v5.15 | 438 | 7261 | Rate Constraint in MTons | FALSE | L | Annual | Emissions at Affected Plants NOX | Thousand Tons | 0 | 0 | 0 | 0 | 0 | 0 | 0 | 0
NODA Covanta Mid-Connecticut NOX Cap Annual v5.15 | 438 | 7261 | Rate Constraint in MTons | FALSE | L | Annual | Allowances Purchased NOX | Thousand Tons | 0 | 0 | 0 | 0 | 0 | 0 | 0 | 0
NODA Covanta Mid-Connecticut NOX Cap Annual v5.15 | 438 | 7261 | Rate Constraint in MTons | FALSE | L | Annual | Allowances Sold NOX | Thousand Tons | 0 | 0 | 0 | 0 | 0 | 0 | 0 | 0
NODA Covanta Mid-Connecticut NOX Cap Annual v5.15 | 438 | 7261 | Rate Constraint in MTons | FALSE | L | Annual | Allowances Banked | Thousand Tons | 0 | 0 | 0 | 0 | 0 | 0 | 0 | 0
NODA Covanta Mid-Connecticut NOX Cap Annual v5.15 | 438 | 7261 | Rate Constraint in MTons | FALSE | L | Annual | Allowances Withdrawn (1:1) | Thousand Tons | 0 | 0 | 0 | 0 | 0 | 0 | 0 | 0
NODA Covanta Mid-Connecticut NOX Cap Annual v5.15 | 438 | 7261 | Rate Constraint in MTons | FALSE | L | Annual | Allowances Withdrawn (n:1) | Thousand Tons | 0 | 0 | 0 | 0 | 0 | 0 | 0 | 0
NODA Covanta Mid-Connecticut NOX Cap Annual v5.15 | 438 | 7261 | Rate Constraint in MTons | FALSE | L | Annual | Net Emissions Allowance Position | Thousand Tons | 0 | 0 | 0 | 0 | 0 | 0 | 0 | 0
NODA Covanta Mid-Connecticut NOX Cap Annual v5.15 | 438 | 7261 | Rate Constraint in MTons | FALSE | L | Annual | Fuel Consumed | TBtu | 0 | 0 | 0 | 0 | 0 | 0 | 0 | 0
NODA Covanta Mid-Connecticut NOX Cap Annual v5.15 | 438 | 7261 | Rate Constraint in MTons | FALSE | L | Annual | Rate | lb/MMBtu | 0 | 0 | 0 | 0 | 0 | 0 | 0 | 0
NODA Covanta Mid-Connecticut NOX Cap Annual v5.15 | 438 | 7261 | Rate Constraint in MTons | FALSE | L | Annual | Generation | TWh | 0 | 0 | 0 | 0 | 0 | 0 | 0 | 0
NODA Covanta Mid-Connecticut NOX Cap Annual v5.15 | 438 | 7261 | Rate Constraint in MTons | FALSE | L | Annual | Qualifying Generation | TWh | 0 | 0 | 0 | 0 | 0 | 0 | 0 | 0
NODA Covanta Mid-Connecticut NOX Cap Annual v5.15 | 438 | 7261 | Rate Constraint in MTons | FALSE | L | Annual | Rate | lb/MWh | 0 | 0 | 0 | 0 | 0 | 0 | 0 | 0
NODA Covanta Mid-Connecticut NOX Cap Annual v5.15 | 438 | 7261 | Rate Constraint in MTons | FALSE | L | Annual | Constraint Shadow Price | US2019$/Ton | 0 | 0 | 0 | 0 | 0 | 0 | 0 | 0
NODA G G Allen NOx Cap Annual v5.15 | 439 | 7263 | Rate Constraint in MTons | FALSE | L | Annual | Seasons Included | Seasons | Winter, WintShld, Summer | Winter, WintShld, Summer | Winter, WintShld, Summer | Winter, WintShld, Summer | Winter, WintShld, Summer | Winter, WintShld, Summer | Winter, WintShld, Summer | Winter, WintShld, Summer
NODA G G Allen NOx Cap Annual v5.15 | 439 | 7263 | Rate Constraint in MTons | FALSE | L | Annual | Standard NOX | Thousand Tons | 0.6 | 0.6 | 0.6 | 0.6 | 0.6 | 0.6 | 0.6 | 0.6
NODA G G Allen NOx Cap Annual v5.15 | 439 | 7263 | Rate Constraint in MTons | FALSE | L | Annual | Emissions at Affected Plants NOX | Thousand Tons | 0.6 | 0.0069394 | 0.0067292 | 0.006445 | 0.004324 | 0 | 0 | 0
NODA G G Allen NOx Cap Annual v5.15 | 439 | 7263 | Rate Constraint in MTons | FALSE | L | Annual | Allowances Purchased NOX | Thousand Tons | 0 | 0 | 0 | 0 | 0 | 0 | 0 | 0
NODA G G Allen NOx Cap Annual v5.15 | 439 | 7263 | Rate Constraint in MTons | FALSE | L | Annual | Allowances Sold NOX | Thousand Tons | 0 | 0 | 0 | 0 | 0 | 0 | 0 | 0
NODA G G Allen NOx Cap Annual v5.15 | 439 | 7263 | Rate Constraint in MTons | FALSE | L | Annual | Allowances Banked | Thousand Tons | 0 | 0 | 0 | 0 | 0 | 0 | 0 | 0
NODA G G Allen NOx Cap Annual v5.15 | 439 | 7263 | Rate Constraint in MTons | FALSE | L | Annual | Allowances Withdrawn (1:1) | Thousand Tons | 0 | 0 | 0 | 0 | 0 | 0 | 0 | 0
NODA G G Allen NOx Cap Annual v5.15 | 439 | 7263 | Rate Constraint in MTons | FALSE | L | Annual | Allowances Withdrawn (n:1) | Thousand Tons | 0 | 0 | 0 | 0 | 0 | 0 | 0 | 0
NODA G G Allen NOx Cap Annual v5.15 | 439 | 7263 | Rate Constraint in MTons | FALSE | L | Annual | Net Emissions Allowance Position | Thousand Tons | 0.6 | 0.0069394 | 0.0067292 | 0.006445 | 0.004324 | 0 | 0 | 0
NODA G G Allen NOx Cap Annual v5.15 | 439 | 7263 | Rate Constraint in MTons | FALSE | L | Annual | Fuel Consumed | TBtu | 5.2556 | 0.060784 | 0.058943 | 0.056453 | 0.037875 | 0 | 0 | 0
NODA G G Allen NOx Cap Annual v5.15 | 439 | 7263 | Rate Constraint in MTons | FALSE | L | Annual | Rate | lb/MMBtu | 0.22833 | 0.22833 | 0.22833 | 0.22833 | 0.22833 | 0 | 0 | 0
NODA G G Allen NOx Cap Annual v5.15 | 439 | 7263 | Rate Constraint in MTons | FALSE | L | Annual | Generation | TWh | 0.48622 | 0.0056235 | 0.0054531 | 0.0052228 | 0.003504 | 0 | 0 | 0
NODA G G Allen NOx Cap Annual v5.15 | 439 | 7263 | Rate Constraint in MTons | FALSE | L | Annual | Qualifying Generation | TWh | 0.48622 | 0.0056235 | 0.0054531 | 0.0052228 | 0.003504 | 0 | 0 | 0
NODA G G Allen NOx Cap Annual v5.15 | 439 | 7263 | Rate Constraint in MTons | FALSE | L | Annual | Rate | lb/MWh | 2.468 | 2.468 | 2.468 | 2.468 | 2.468 | 0 | 0 | 0
NODA G G Allen NOx Cap Annual v5.15 | 439 | 7263 | Rate Constraint in MTons | FALSE | L | Annual | Constraint Shadow Price | US2019$/Ton | 1412.46 | 0 | 0 | 0 | 0 | 0 | 0 | 0
NODA Greene County NOx Cap Annual v5.15 | 440 | 7254 | Rate Constraint in MTons | FALSE | L | Annual | Seasons Included | Seasons | Winter, WintShld, Summer | Winter, WintShld, Summer | Winter, WintShld, Summer | Winter, WintShld, Summer | Winter, WintShld, Summer | Winter, WintShld, Summer | Winter, WintShld, Summer | Winter, WintShld, Summer
NODA Greene County NOx Cap Annual v5.15 | 440 | 7254 | Rate Constraint in MTons | FALSE | L | Annual | Standard NOX | Thousand Tons | 4.79 | 4.79 | 4.79 | 4.79 | 4.79 | 4.79 | 4.79 | 4.79
NODA Greene County NOx Cap Annual v5.15 | 440 | 7254 | Rate Constraint in MTons | FALSE | L | Annual | Emissions at Affected Plants NOX | Thousand Tons | 0 | 0 | 0 | 0 | 0 | 0 | 0 | 0
NODA Greene County NOx Cap Annual v5.15 | 440 | 7254 | Rate Constraint in MTons | FALSE | L | Annual | Allowances Purchased NOX | Thousand Tons | 0 | 0 | 0 | 0 | 0 | 0 | 0 | 0
NODA Greene County NOx Cap Annual v5.15 | 440 | 7254 | Rate Constraint in MTons | FALSE | L | Annual | Allowances Sold NOX | Thousand Tons | 0 | 0 | 0 | 0 | 0 | 0 | 0 | 0
NODA Greene County NOx Cap Annual v5.15 | 440 | 7254 | Rate Constraint in MTons | FALSE | L | Annual | Allowances Banked | Thousand Tons | 0 | 0 | 0 | 0 | 0 | 0 | 0 | 0
NODA Greene County NOx Cap Annual v5.15 | 440 | 7254 | Rate Constraint in MTons | FALSE | L | Annual | Allowances Withdrawn (1:1) | Thousand Tons | 0 | 0 | 0 | 0 | 0 | 0 | 0 | 0
NODA Greene County NOx Cap Annual v5.15 | 440 | 7254 | Rate Constraint in MTons | FALSE | L | Annual | Allowances Withdrawn (n:1) | Thousand Tons | 0 | 0 | 0 | 0 | 0 | 0 | 0 | 0
NODA Greene County NOx Cap Annual v5.15 | 440 | 7254 | Rate Constraint in MTons | FALSE | L | Annual | Net Emissions Allowance Position | Thousand Tons | 0 | 0 | 0 | 0 | 0 | 0 | 0 | 0
NODA Greene County NOx Cap Annual v5.15 | 440 | 7254 | Rate Constraint in MTons | FALSE | L | Annual | Fuel Consumed | TBtu | 0 | 0 | 0 | 0 | 0 | 0 | 0 | 0
NODA Greene County NOx Cap Annual v5.15 | 440 | 7254 | Rate Constraint in MTons | FALSE | L | Annual | Rate | lb/MMBtu | 0 | 0 | 0 | 0 | 0 | 0 | 0 | 0
NODA Greene County NOx Cap Annual v5.15 | 440 | 7254 | Rate Constraint in MTons | FALSE | L | Annual | Generation | TWh | 0 | 0 | 0 | 0 | 0 | 0 | 0 | 0
NODA Greene County NOx Cap Annual v5.15 | 440 | 7254 | Rate Constraint in MTons | FALSE | L | Annual | Qualifying Generation | TWh | 0 | 0 | 0 | 0 | 0 | 0 | 0 | 0
NODA Greene County NOx Cap Annual v5.15 | 440 | 7254 | Rate Constraint in MTons | FALSE | L | Annual | Rate | lb/MWh | 0 | 0 | 0 | 0 | 0 | 0 | 0 | 0
NODA Greene County NOx Cap Annual v5.15 | 440 | 7254 | Rate Constraint in MTons | FALSE | L | Annual | Constraint Shadow Price | US2019$/Ton | 0 | 0 | 0 | 0 | 0 | 0 | 0 | 0
NODA Kemper County IGCC SO2 Cap Annual v5.15 | 441 | 7262 | Rate Constraint in MTons | FALSE | L | Annual | Seasons Included | Seasons | Winter, WintShld, Summer | Winter, WintShld, Summer | Winter, WintShld, Summer | Winter, WintShld, Summer | Winter, WintShld, Summer | Winter, WintShld, Summer | Winter, WintShld, Summer | Winter, WintShld, Summer
NODA Kemper County IGCC SO2 Cap Annual v5.15 | 441 | 7262 | Rate Constraint in MTons | FALSE | L | Annual | Standard SO2 | Thousand Tons | 0.116 | 0.116 | 0.116 | 0.116 | 0.116 | 0.116 | 0.116 | 0.116
NODA Kemper County IGCC SO2 Cap Annual v5.15 | 441 | 7262 | Rate Constraint in MTons | FALSE | L | Annual | Emissions at Affected Plants SO2 | Thousand Tons | 0 | 0 | 0 | 0 | 0 | 0 | 0 | 0
NODA Kemper County IGCC SO2 Cap Annual v5.15 | 441 | 7262 | Rate Constraint in MTons | FALSE | L | Annual | Allowances Purchased SO2 | Thousand Tons | 0 | 0 | 0 | 0 | 0 | 0 | 0 | 0
NODA Kemper County IGCC SO2 Cap Annual v5.15 | 441 | 7262 | Rate Constraint in MTons | FALSE | L | Annual | Allowances Sold SO2 | Thousand Tons | 0 | 0 | 0 | 0 | 0 | 0 | 0 | 0
NODA Kemper County IGCC SO2 Cap Annual v5.15 | 441 | 7262 | Rate Constraint in MTons | FALSE | L | Annual | Allowances Banked | Thousand Tons | 0 | 0 | 0 | 0 | 0 | 0 | 0 | 0
NODA Kemper County IGCC SO2 Cap Annual v5.15 | 441 | 7262 | Rate Constraint in MTons | FALSE | L | Annual | Allowances Withdrawn (1:1) | Thousand Tons | 0 | 0 | 0 | 0 | 0 | 0 | 0 | 0
NODA Kemper County IGCC SO2 Cap Annual v5.15 | 441 | 7262 | Rate Constraint in MTons | FALSE | L | Annual | Allowances Withdrawn (n:1) | Thousand Tons | 0 | 0 | 0 | 0 | 0 | 0 | 0 | 0
NODA Kemper County IGCC SO2 Cap Annual v5.15 | 441 | 7262 | Rate Constraint in MTons | FALSE | L | Annual | Net Emissions Allowance Position | Thousand Tons | 0 | 0 | 0 | 0 | 0 | 0 | 0 | 0
NODA Kemper County IGCC SO2 Cap Annual v5.15 | 441 | 7262 | Rate Constraint in MTons | FALSE | L | Annual | Fuel Consumed | TBtu | 2.3602 | 5.6345 | 11.3397 | 13.6219 | 10.2495 | 5.2135 | 1.9507 | 1.9507
NODA Kemper County IGCC SO2 Cap Annual v5.15 | 441 | 7262 | Rate Constraint in MTons | FALSE | L | Annual | Rate | lb/MMBtu | 0 | 0 | 0 | 0 | 0 | 0 | 0 | 0
NODA Kemper County IGCC SO2 Cap Annual v5.15 | 441 | 7262 | Rate Constraint in MTons | FALSE | L | Annual | Generation | TWh | 0.31038 | 0.74099 | 1.4913 | 1.7914 | 1.3479 | 0.68563 | 0.25654 | 0.25654
NODA Kemper County IGCC SO2 Cap Annual v5.15 | 441 | 7262 | Rate Constraint in MTons | FALSE | L | Annual | Qualifying Generation | TWh | 0.31038 | 0.74099 | 1.4913 | 1.7914 | 1.3479 | 0.68563 | 0.25654 | 0.25654
NODA Kemper County IGCC SO2 Cap Annual v5.15 | 441 | 7262 | Rate Constraint in MTons | FALSE | L | Annual | Rate | lb/MWh | 0 | 0 | 0 | 0 | 0 | 0 | 0 | 0
NODA Kemper County IGCC SO2 Cap Annual v5.15 | 441 | 7262 | Rate Constraint in MTons | FALSE | L | Annual | Constraint Shadow Price | US2019$/Ton | 0 | 0 | 0 | 0 | 0 | 0 | 0 | 0
NODA Marshalltown NOx Cap Annual v5.15 | 442 | 7252 | Rate Constraint in MTons | FALSE | L | Annual | Seasons Included | Seasons | Winter, WintShld, Summer | Winter, WintShld, Summer | Winter, WintShld, Summer | Winter, WintShld, Summer | Winter, WintShld, Summer | Winter, WintShld, Summer | Winter, WintShld, Summer | Winter, WintShld, Summer
NODA Marshalltown NOx Cap Annual v5.15 | 442 | 7252 | Rate Constraint in MTons | FALSE | L | Annual | Standard NOX | Thousand Tons | 0.229 | 0.229 | 0.229 | 0.229 | 0.229 | 0.229 | 0.229 | 0.229
NODA Marshalltown NOx Cap Annual v5.15 | 442 | 7252 | Rate Constraint in MTons | FALSE | L | Annual | Emissions at Affected Plants NOX | Thousand Tons | 0.017907 | 0.034389 | 0.07272 | 0.053117 | 0.011611 | 0.011197 | 0.02045 | 0.011197
NODA Marshalltown NOx Cap Annual v5.15 | 442 | 7252 | Rate Constraint in MTons | FALSE | L | Annual | Allowances Purchased NOX | Thousand Tons | 0 | 0 | 0 | 0 | 0 | 0 | 0 | 0
NODA Marshalltown NOx Cap Annual v5.15 | 442 | 7252 | Rate Constraint in MTons | FALSE | L | Annual | Allowances Sold NOX | Thousand Tons | 0 | 0 | 0 | 0 | 0 | 0 | 0 | 0
NODA Marshalltown NOx Cap Annual v5.15 | 442 | 7252 | Rate Constraint in MTons | FALSE | L | Annual | Allowances Banked | Thousand Tons | 0 | 0 | 0 | 0 | 0 | 0 | 0 | 0
NODA Marshalltown NOx Cap Annual v5.15 | 442 | 7252 | Rate Constraint in MTons | FALSE | L | Annual | Allowances Withdrawn (1:1) | Thousand Tons | 0 | 0 | 0 | 0 | 0 | 0 | 0 | 0
NODA Marshalltown NOx Cap Annual v5.15 | 442 | 7252 | Rate Constraint in MTons | FALSE | L | Annual | Allowances Withdrawn (n:1) | Thousand Tons | 0 | 0 | 0 | 0 | 0 | 0 | 0 | 0
NODA Marshalltown NOx Cap Annual v5.15 | 442 | 7252 | Rate Constraint in MTons | FALSE | L | Annual | Net Emissions Allowance Position | Thousand Tons | 0.017907 | 0.034389 | 0.07272 | 0.053117 | 0.011611 | 0.011197 | 0.02045 | 0.011197
NODA Marshalltown NOx Cap Annual v5.15 | 442 | 7252 | Rate Constraint in MTons | FALSE | L | Annual | Fuel Consumed | TBtu | 7.2932 | 14.006 | 29.6179 | 21.6339 | 4.7291 | 4.5602 | 8.3291 | 4.5602
NODA Marshalltown NOx Cap Annual v5.15 | 442 | 7252 | Rate Constraint in MTons | FALSE | L | Annual | Rate | lb/MMBtu | 0.0049106 | 0.0049106 | 0.0049106 | 0.0049106 | 0.0049106 | 0.0049106 | 0.0049106 | 0.0049106
NODA Marshalltown NOx Cap Annual v5.15 | 442 | 7252 | Rate Constraint in MTons | FALSE | L | Annual | Generation | TWh | 1.0271 | 1.9724 | 4.1709 | 3.0466 | 0.66598 | 0.64219 | 1.1729 | 0.64219
NODA Marshalltown NOx Cap Annual v5.15 | 442 | 7252 | Rate Constraint in MTons | FALSE | L | Annual | Qualifying Generation | TWh | 1.0271 | 1.9724 | 4.1709 | 3.0466 | 0.66598 | 0.64219 | 1.1729 | 0.64219
NODA Marshalltown NOx Cap Annual v5.15 | 442 | 7252 | Rate Constraint in MTons | FALSE | L | Annual | Rate | lb/MWh | 0.03487 | 0.03487 | 0.03487 | 0.03487 | 0.03487 | 0.03487 | 0.03487 | 0.03487
NODA Marshalltown NOx Cap Annual v5.15 | 442 | 7252 | Rate Constraint in MTons | FALSE | L | Annual | Constraint Shadow Price | US2019$/Ton | 0 | 0 | 0 | 0 | 0 | 0 | 0 | 0
NODA Nacogdoches SO2 Cap Annual v5.15 | 443 | 7253 | Rate Constraint in MTons | FALSE | L | Annual | Seasons Included | Seasons | Winter, WintShld, Summer | Winter, WintShld, Summer | Winter, WintShld, Summer | Winter, WintShld, Summer | Winter, WintShld, Summer | Winter, WintShld, Summer | Winter, WintShld, Summer | Winter, WintShld, Summer
NODA Nacogdoches SO2 Cap Annual v5.15 | 443 | 7253 | Rate Constraint in MTons | FALSE | L | Annual | Standard SO2 | Thousand Tons | 0.277 | 0.277 | 0.277 | 0.277 | 0.277 | 0.277 | 0.277 | 0.277
NODA Nacogdoches SO2 Cap Annual v5.15 | 443 | 7253 | Rate Constraint in MTons | FALSE | L | Annual | Emissions at Affected Plants SO2 | Thousand Tons | 0 | 0 | 0 | 0 | 0 | 0 | 0 | 0
NODA Nacogdoches SO2 Cap Annual v5.15 | 443 | 7253 | Rate Constraint in MTons | FALSE | L | Annual | Allowances Purchased SO2 | Thousand Tons | 0 | 0 | 0 | 0 | 0 | 0 | 0 | 0
NODA Nacogdoches SO2 Cap Annual v5.15 | 443 | 7253 | Rate Constraint in MTons | FALSE | L | Annual | Allowances Sold SO2 | Thousand Tons | 0 | 0 | 0 | 0 | 0 | 0 | 0 | 0
NODA Nacogdoches SO2 Cap Annual v5.15 | 443 | 7253 | Rate Constraint in MTons | FALSE | L | Annual | Allowances Banked | Thousand Tons | 0 | 0 | 0 | 0 | 0 | 0 | 0 | 0
NODA Nacogdoches SO2 Cap Annual v5.15 | 443 | 7253 | Rate Constraint in MTons | FALSE | L | Annual | Allowances Withdrawn (1:1) | Thousand Tons | 0 | 0 | 0 | 0 | 0 | 0 | 0 | 0
NODA Nacogdoches SO2 Cap Annual v5.15 | 443 | 7253 | Rate Constraint in MTons | FALSE | L | Annual | Allowances Withdrawn (n:1) | Thousand Tons | 0 | 0 | 0 | 0 | 0 | 0 | 0 | 0
NODA Nacogdoches SO2 Cap Annual v5.15 | 443 | 7253 | Rate Constraint in MTons | FALSE | L | Annual | Net Emissions Allowance Position | Thousand Tons | 0 | 0 | 0 | 0 | 0 | 0 | 0 | 0
NODA Nacogdoches SO2 Cap Annual v5.15 | 443 | 7253 | Rate Constraint in MTons | FALSE | L | Annual | Fuel Consumed | TBtu | 0 | 0 | 0 | 0 | 0 | 0 | 0 | 0
NODA Nacogdoches SO2 Cap Annual v5.15 | 443 | 7253 | Rate Constraint in MTons | FALSE | L | Annual | Rate | lb/MMBtu | 0 | 0 | 0 | 0 | 0 | 0 | 0 | 0
NODA Nacogdoches SO2 Cap Annual v5.15 | 443 | 7253 | Rate Constraint in MTons | FALSE | L | Annual | Generation | TWh | 0 | 0 | 0 | 0 | 0 | 0 | 0 | 0
NODA Nacogdoches SO2 Cap Annual v5.15 | 443 | 7253 | Rate Constraint in MTons | FALSE | L | Annual | Qualifying Generation | TWh | 0 | 0 | 0 | 0 | 0 | 0 | 0 | 0
NODA Nacogdoches SO2 Cap Annual v5.15 | 443 | 7253 | Rate Constraint in MTons | FALSE | L | Annual | Rate | lb/MWh | 0 | 0 | 0 | 0 | 0 | 0 | 0 | 0
NODA Nacogdoches SO2 Cap Annual v5.15 | 443 | 7253 | Rate Constraint in MTons | FALSE | L | Annual | Constraint Shadow Price | US2019$/Ton | 0 | 0 | 0 | 0 | 0 | 0 | 0 | 0
NODA Newark NOx Cap Annual v5.15 | 444 | 7249 | Rate Constraint in MTons | FALSE | L | Annual | Seasons Included | Seasons | Winter, WintShld, Summer | Winter, WintShld, Summer | Winter, WintShld, Summer | Winter, WintShld, Summer | Winter, WintShld, Summer | Winter, WintShld, Summer | Winter, WintShld, Summer | Winter, WintShld, Summer
NODA Newark NOx Cap Annual v5.15 | 444 | 7249 | Rate Constraint in MTons | FALSE | L | Annual | Standard NOX | Thousand Tons | 0.278 | 0.278 | 0.278 | 0.278 | 0.278 | 0.278 | 0.278 | 0.278
NODA Newark NOx Cap Annual v5.15 | 444 | 7249 | Rate Constraint in MTons | FALSE | L | Annual | Emissions at Affected Plants NOX | Thousand Tons | 0.073346 | 0.084154 | 0.10502 | 0.096234 | 0.064892 | 0.07034 | 0.07034 | 0.057039
NODA Newark NOx Cap Annual v5.15 | 444 | 7249 | Rate Constraint in MTons | FALSE | L | Annual | Allowances Purchased NOX | Thousand Tons | 0 | 0 | 0 | 0 | 0 | 0 | 0 | 0
NODA Newark NOx Cap Annual v5.15 | 444 | 7249 | Rate Constraint in MTons | FALSE | L | Annual | Allowances Sold NOX | Thousand Tons | 0 | 0 | 0 | 0 | 0 | 0 | 0 | 0
NODA Newark NOx Cap Annual v5.15 | 444 | 7249 | Rate Constraint in MTons | FALSE | L | Annual | Allowances Banked | Thousand Tons | 0 | 0 | 0 | 0 | 0 | 0 | 0 | 0
NODA Newark NOx Cap Annual v5.15 | 444 | 7249 | Rate Constraint in MTons | FALSE | L | Annual | Allowances Withdrawn (1:1) | Thousand Tons | 0 | 0 | 0 | 0 | 0 | 0 | 0 | 0
NODA Newark NOx Cap Annual v5.15 | 444 | 7249 | Rate Constraint in MTons | FALSE | L | Annual | Allowances Withdrawn (n:1) | Thousand Tons | 0 | 0 | 0 | 0 | 0 | 0 | 0 | 0
NODA Newark NOx Cap Annual v5.15 | 444 | 7249 | Rate Constraint in MTons | FALSE | L | Annual | Net Emissions Allowance Position | Thousand Tons | 0.073346 | 0.084154 | 0.10502 | 0.096234 | 0.064892 | 0.07034 | 0.07034 | 0.057039
NODA Newark NOx Cap Annual v5.15 | 444 | 7249 | Rate Constraint in MTons | FALSE | L | Annual | Fuel Consumed | TBtu | 24.3218 | 27.9057 | 34.8238 | 31.9116 | 21.5185 | 23.325 | 23.325 | 18.9142
NODA Newark NOx Cap Annual v5.15 | 444 | 7249 | Rate Constraint in MTons | FALSE | L | Annual | Rate | lb/MMBtu | 0.0060313 | 0.0060313 | 0.0060313 | 0.0060313 | 0.0060313 | 0.0060313 | 0.0060313 | 0.0060313
NODA Newark NOx Cap Annual v5.15 | 444 | 7249 | Rate Constraint in MTons | FALSE | L | Annual | Generation | TWh | 3.4499 | 3.9582 | 4.9395 | 4.5265 | 3.0523 | 3.3085 | 3.3085 | 2.6829
NODA Newark NOx Cap Annual v5.15 | 444 | 7249 | Rate Constraint in MTons | FALSE | L | Annual | Qualifying Generation | TWh | 3.4499 | 3.9582 | 4.9395 | 4.5265 | 3.0523 | 3.3085 | 3.3085 | 2.6829
NODA Newark NOx Cap Annual v5.15 | 444 | 7249 | Rate Constraint in MTons | FALSE | L | Annual | Rate | lb/MWh | 0.042521 | 0.042521 | 0.042521 | 0.042521 | 0.042521 | 0.042521 | 0.042521 | 0.042521
NODA Newark NOx Cap Annual v5.15 | 444 | 7249 | Rate Constraint in MTons | FALSE | L | Annual | Constraint Shadow Price | US2019$/Ton | 0 | 0 | 0 | 0 | 0 | 0 | 0 | 0
NODA West Deptford NOx Cap Annual v5.15 | 445 | 7250 | Rate Constraint in MTons | FALSE | L | Annual | Seasons Included | Seasons | Winter, WintShld, Summer | Winter, WintShld, Summer | Winter, WintShld, Summer | Winter, WintShld, Summer | Winter, WintShld, Summer | Winter, WintShld, Summer | Winter, WintShld, Summer | Winter, WintShld, Summer
NODA West Deptford NOx Cap Annual v5.15 | 445 | 7250 | Rate Constraint in MTons | FALSE | L | Annual | Standard NOX | Thousand Tons | 0.717 | 0.717 | 0.717 | 0.717 | 0.717 | 0.717 | 0.717 | 0.717
NODA West Deptford NOx Cap Annual v5.15 | 445 | 7250 | Rate Constraint in MTons | FALSE | L | Annual | Emissions at Affected Plants NOX | Thousand Tons | 0.062427 | 0.064548 | 0.10282 | 0.083542 | 0.06094 | 0.06094 | 0.075151 | 0.059778
NODA West Deptford NOx Cap Annual v5.15 | 445 | 7250 | Rate Constraint in MTons | FALSE | L | Annual | Allowances Purchased NOX | Thousand Tons | 0 | 0 | 0 | 0 | 0 | 0 | 0 | 0
NODA West Deptford NOx Cap Annual v5.15 | 445 | 7250 | Rate Constraint in MTons | FALSE | L | Annual | Allowances Sold NOX | Thousand Tons | 0 | 0 | 0 | 0 | 0 | 0 | 0 | 0
NODA West Deptford NOx Cap Annual v5.15 | 445 | 7250 | Rate Constraint in MTons | FALSE | L | Annual | Allowances Banked | Thousand Tons | 0 | 0 | 0 | 0 | 0 | 0 | 0 | 0
NODA West Deptford NOx Cap Annual v5.15 | 445 | 7250 | Rate Constraint in MTons | FALSE | L | Annual | Allowances Withdrawn (1:1) | Thousand Tons | 0 | 0 | 0 | 0 | 0 | 0 | 0 | 0
NODA West Deptford NOx Cap Annual v5.15 | 445 | 7250 | Rate Constraint in MTons | FALSE | L | Annual | Allowances Withdrawn (n:1) | Thousand Tons | 0 | 0 | 0 | 0 | 0 | 0 | 0 | 0
NODA West Deptford NOx Cap Annual v5.15 | 445 | 7250 | Rate Constraint in MTons | FALSE | L | Annual | Net Emissions Allowance Position | Thousand Tons | 0.062427 | 0.064548 | 0.10282 | 0.083542 | 0.06094 | 0.06094 | 0.075151 | 0.059778
NODA West Deptford NOx Cap Annual v5.15 | 445 | 7250 | Rate Constraint in MTons | FALSE | L | Annual | Fuel Consumed | TBtu | 20.3534 | 21.0452 | 33.5219 | 27.2377 | 19.8686 | 19.8686 | 24.502 | 19.4899
NODA West Deptford NOx Cap Annual v5.15 | 445 | 7250 | Rate Constraint in MTons | FALSE | L | Annual | Rate | lb/MMBtu | 0.0061343 | 0.0061343 | 0.0061343 | 0.0061343 | 0.0061343 | 0.0061343 | 0.0061343 | 0.0061343
NODA West Deptford NOx Cap Annual v5.15 | 445 | 7250 | Rate Constraint in MTons | FALSE | L | Annual | Generation | TWh | 2.8772 | 2.975 | 4.7387 | 3.8504 | 2.8087 | 2.8087 | 3.4637 | 2.7552
NODA West Deptford NOx Cap Annual v5.15 | 445 | 7250 | Rate Constraint in MTons | FALSE | L | Annual | Qualifying Generation | TWh | 2.8772 | 2.975 | 4.7387 | 3.8504 | 2.8087 | 2.8087 | 3.4637 | 2.7552
NODA West Deptford NOx Cap Annual v5.15 | 445 | 7250 | Rate Constraint in MTons | FALSE | L | Annual | Rate | lb/MWh | 0.043394 | 0.043394 | 0.043394 | 0.043394 | 0.043394 | 0.043394 | 0.043394 | 0.043394
NODA West Deptford NOx Cap Annual v5.15 | 445 | 7250 | Rate Constraint in MTons | FALSE | L | Annual | Constraint Shadow Price | US2019$/Ton | 0 | 0 | 0 | 0 | 0 | 0 | 0 | 0
NODA Wheelabrator Lisbon 1 NOX Cap Annual v5.15 | 446 | 7260 | Rate Constraint in MTons | FALSE | L | Annual | Seasons Included | Seasons | Winter, WintShld, Summer | Winter, WintShld, Summer | Winter, WintShld, Summer | Winter, WintShld, Summer | Winter, WintShld, Summer | Winter, WintShld, Summer | Winter, WintShld, Summer | Winter, WintShld, Summer
NODA Wheelabrator Lisbon 1 NOX Cap Annual v5.15 | 446 | 7260 | Rate Constraint in MTons | FALSE | L | Annual | Standard NOX | Thousand Tons | 0.148 | 0.148 | 0.148 | 0.148 | 0.148 | 0.148 | 0.148 | 0.148
NODA Wheelabrator Lisbon 1 NOX Cap Annual v5.15 | 446 | 7260 | Rate Constraint in MTons | FALSE | L | Annual | Emissions at Affected Plants NOX | Thousand Tons | 0.12346 | 0.12346 | 0.12346 | 0.12346 | 0.12346 | 0.12346 | 0.12346 | 0.091042
NODA Wheelabrator Lisbon 1 NOX Cap Annual v5.15 | 446 | 7260 | Rate Constraint in MTons | FALSE | L | Annual | Allowances Purchased NOX | Thousand Tons | 0 | 0 | 0 | 0 | 0 | 0 | 0 | 0
NODA Wheelabrator Lisbon 1 NOX Cap Annual v5.15 | 446 | 7260 | Rate Constraint in MTons | FALSE | L | Annual | Allowances Sold NOX | Thousand Tons | 0 | 0 | 0 | 0 | 0 | 0 | 0 | 0
NODA Wheelabrator Lisbon 1 NOX Cap Annual v5.15 | 446 | 7260 | Rate Constraint in MTons | FALSE | L | Annual | Allowances Banked | Thousand Tons | 0 | 0 | 0 | 0 | 0 | 0 | 0 | 0
NODA Wheelabrator Lisbon 1 NOX Cap Annual v5.15 | 446 | 7260 | Rate Constraint in MTons | FALSE | L | Annual | Allowances Withdrawn (1:1) | Thousand Tons | 0 | 0 | 0 | 0 | 0 | 0 | 0 | 0
NODA Wheelabrator Lisbon 1 NOX Cap Annual v5.15 | 446 | 7260 | Rate Constraint in MTons | FALSE | L | Annual | Allowances Withdrawn (n:1) | Thousand Tons | 0 | 0 | 0 | 0 | 0 | 0 | 0 | 0
NODA Wheelabrator Lisbon 1 NOX Cap Annual v5.15 | 446 | 7260 | Rate Constraint in MTons | FALSE | L | Annual | Net Emissions Allowance Position | Thousand Tons | 0.12346 | 0.12346 | 0.12346 | 0.12346 | 0.12346 | 0.12346 | 0.12346 | 0.091042
NODA Wheelabrator Lisbon 1 NOX Cap Annual v5.15 | 446 | 7260 | Rate Constraint in MTons | FALSE | L | Annual | Fuel Consumed | TBtu | 0.92981 | 0.92981 | 0.92981 | 0.92981 | 0.92981 | 0.92981 | 0.92981 | 0.68566
NODA Wheelabrator Lisbon 1 NOX Cap Annual v5.15 | 446 | 7260 | Rate Constraint in MTons | FALSE | L | Annual | Rate | lb/MMBtu | 0.26556 | 0.26556 | 0.26556 | 0.26556 | 0.26556 | 0.26556 | 0.26556 | 0.26556
NODA Wheelabrator Lisbon 1 NOX Cap Annual v5.15 | 446 | 7260 | Rate Constraint in MTons | FALSE | L | Annual | Generation | TWh | 0.050638 | 0.050638 | 0.050638 | 0.050638 | 0.050638 | 0.050638 | 0.050638 | 0.037341
NODA Wheelabrator Lisbon 1 NOX Cap Annual v5.15 | 446 | 7260 | Rate Constraint in MTons | FALSE | L | Annual | Qualifying Generation | TWh | 0.050638 | 0.050638 | 0.050638 | 0.050638 | 0.050638 | 0.050638 | 0.050638 | 0.037341
NODA Wheelabrator Lisbon 1 NOX Cap Annual v5.15 | 446 | 7260 | Rate Constraint in MTons | FALSE | L | Annual | Rate | lb/MWh | 4.8762 | 4.8762 | 4.8762 | 4.8762 | 4.8762 | 4.8762 | 4.8762 | 4.8762
NODA Wheelabrator Lisbon 1 NOX Cap Annual v5.15 | 446 | 7260 | Rate Constraint in MTons | FALSE | L | Annual | Constraint Shadow Price | US2019$/Ton | 0 | 0 | 0 | 0 | 0 | 0 | 0 | 0
NODA WheelabratorBridgeport 1 NOX Cap Annual v5.15 | 447 | 7257 | Rate Constraint in MTons | FALSE | L | Annual | Seasons Included | Seasons | Winter, WintShld, Summer | Winter, WintShld, Summer | Winter, WintShld, Summer | Winter, WintShld, Summer | Winter, WintShld, Summer | Winter, WintShld, Summer | Winter, WintShld, Summer | Winter, WintShld, Summer
NODA WheelabratorBridgeport 1 NOX Cap Annual v5.15 | 447 | 7257 | Rate Constraint in MTons | FALSE | L | Annual | Standard NOX | Thousand Tons | 0.501 | 0.501 | 0.501 | 0.501 | 0.501 | 0.501 | 0.501 | 0.501
NODA WheelabratorBridgeport 1 NOX Cap Annual v5.15 | 447 | 7257 | Rate Constraint in MTons | FALSE | L | Annual | Emissions at Affected Plants NOX | Thousand Tons | 0.28406 | 0.28406 | 0.28406 | 0.28406 | 0.28406 | 0.28406 | 0.28406 | 0.20947
NODA WheelabratorBridgeport 1 NOX Cap Annual v5.15 | 447 | 7257 | Rate Constraint in MTons | FALSE | L | Annual | Allowances Purchased NOX | Thousand Tons | 0 | 0 | 0 | 0 | 0 | 0 | 0 | 0
NODA WheelabratorBridgeport 1 NOX Cap Annual v5.15 | 447 | 7257 | Rate Constraint in MTons | FALSE | L | Annual | Allowances Sold NOX | Thousand Tons | 0 | 0 | 0 | 0 | 0 | 0 | 0 | 0
NODA WheelabratorBridgeport 1 NOX Cap Annual v5.15 | 447 | 7257 | Rate Constraint in MTons | FALSE | L | Annual | Allowances Banked | Thousand Tons | 0 | 0 | 0 | 0 | 0 | 0 | 0 | 0
NODA WheelabratorBridgeport 1 NOX Cap Annual v5.15 | 447 | 7257 | Rate Constraint in MTons | FALSE | L | Annual | Allowances Withdrawn (1:1) | Thousand Tons | 0 | 0 | 0 | 0 | 0 | 0 | 0 | 0
NODA WheelabratorBridgeport 1 NOX Cap Annual v5.15 | 447 | 7257 | Rate Constraint in MTons | FALSE | L | Annual | Allowances Withdrawn (n:1) | Thousand Tons | 0 | 0 | 0 | 0 | 0 | 0 | 0 | 0
NODA WheelabratorBridgeport 1 NOX Cap Annual v5.15 | 447 | 7257 | Rate Constraint in MTons | FALSE | L | Annual | Net Emissions Allowance Position | Thousand Tons | 0.28406 | 0.28406 | 0.28406 | 0.28406 | 0.28406 | 0.28406 | 0.28406 | 0.20947
NODA WheelabratorBridgeport 1 NOX Cap Annual v5.15 | 447 | 7257 | Rate Constraint in MTons | FALSE | L | Annual | Fuel Consumed | TBtu | 2.3409 | 2.3409 | 2.3409 | 2.3409 | 2.3409 | 2.3409 | 2.3409 | 1.7263
NODA WheelabratorBridgeport 1 NOX Cap Annual v5.15 | 447 | 7257 | Rate Constraint in MTons | FALSE | L | Annual | Rate | lb/MMBtu | 0.24269 | 0.24269 | 0.24269 | 0.24269 | 0.24269 | 0.24269 | 0.24269 | 0.24269
NODA WheelabratorBridgeport 1 NOX Cap Annual v5.15 | 447 | 7257 | Rate Constraint in MTons | FALSE | L | Annual | Generation | TWh | 0.13962 | 0.13962 | 0.13962 | 0.13962 | 0.13962 | 0.13962 | 0.13962 | 0.10296
NODA WheelabratorBridgeport 1 NOX Cap Annual v5.15 | 447 | 7257 | Rate Constraint in MTons | FALSE | L | Annual | Qualifying Generation | TWh | 0.13962 | 0.13962 | 0.13962 | 0.13962 | 0.13962 | 0.13962 | 0.13962 | 0.10296
NODA WheelabratorBridgeport 1 NOX Cap Annual v5.15 | 447 | 7257 | Rate Constraint in MTons | FALSE | L | Annual | Rate | lb/MWh | 4.0692 | 4.0692 | 4.0692 | 4.0692 | 4.0692 | 4.0692 | 4.0692 | 4.0692
NODA WheelabratorBridgeport 1 NOX Cap Annual v5.15 | 447 | 7257 | Rate Constraint in MTons | FALSE | L | Annual | Constraint Shadow Price | US2019$/Ton | 0 | 0 | 0 | 0 | 0 | 0 | 0 | 0
NODA WheelabratorBridgeport 2 NOX Cap Annual v5.15 | 448 | 7258 | Rate Constraint in MTons | FALSE | L | Annual | Seasons Included | Seasons | Winter, WintShld, Summer | Winter, WintShld, Summer | Winter, WintShld, Summer | Winter, WintShld, Summer | Winter, WintShld, Summer | Winter, WintShld, Summer | Winter, WintShld, Summer | Winter, WintShld, Summer
NODA WheelabratorBridgeport 2 NOX Cap Annual v5.15 | 448 | 7258 | Rate Constraint in MTons | FALSE | L | Annual | Standard NOX | Thousand Tons | 0.501 | 0.501 | 0.501 | 0.501 | 0.501 | 0.501 | 0.501 | 0.501
NODA WheelabratorBridgeport 2 NOX Cap Annual v5.15 | 448 | 7258 | Rate Constraint in MTons | FALSE | L | Annual | Emissions at Affected Plants NOX | Thousand Tons | 0.29148 | 0.29148 | 0.29148 | 0.29148 | 0.29148 | 0.29148 | 0.29148 | 0.21494
NODA WheelabratorBridgeport 2 NOX Cap Annual v5.15 | 448 | 7258 | Rate Constraint in MTons | FALSE | L | Annual | Allowances Purchased NOX | Thousand Tons | 0 | 0 | 0 | 0 | 0 | 0 | 0 | 0
NODA WheelabratorBridgeport 2 NOX Cap Annual v5.15 | 448 | 7258 | Rate Constraint in MTons | FALSE | L | Annual | Allowances Sold NOX | Thousand Tons | 0 | 0 | 0 | 0 | 0 | 0 | 0 | 0
NODA WheelabratorBridgeport 2 NOX Cap Annual v5.15 | 448 | 7258 | Rate Constraint in MTons | FALSE | L | Annual | Allowances Banked | Thousand Tons | 0 | 0 | 0 | 0 | 0 | 0 | 0 | 0
NODA WheelabratorBridgeport 2 NOX Cap Annual v5.15 | 448 | 7258 | Rate Constraint in MTons | FALSE | L | Annual | Allowances Withdrawn (1:1) | Thousand Tons | 0 | 0 | 0 | 0 | 0 | 0 | 0 | 0
NODA WheelabratorBridgeport 2 NOX Cap Annual v5.15 | 448 | 7258 | Rate Constraint in MTons | FALSE | L | Annual | Allowances Withdrawn (n:1) | Thousand Tons | 0 | 0 | 0 | 0 | 0 | 0 | 0 | 0
NODA WheelabratorBridgeport 2 NOX Cap Annual v5.15 | 448 | 7258 | Rate Constraint in MTons | FALSE | L | Annual | Net Emissions Allowance Position | Thousand Tons | 0.29148 | 0.29148 | 0.29148 | 0.29148 | 0.29148 | 0.29148 | 0.29148 | 0.21494
NODA WheelabratorBridgeport 2 NOX Cap Annual v5.15 | 448 | 7258 | Rate Constraint in MTons | FALSE | L | Annual | Fuel Consumed | TBtu | 2.3409 | 2.3409 | 2.3409 | 2.3409 | 2.3409 | 2.3409 | 2.3409 | 1.7263
NODA WheelabratorBridgeport 2 NOX Cap Annual v5.15 | 448 | 7258 | Rate Constraint in MTons | FALSE | L | Annual | Rate | lb/MMBtu | 0.24903 | 0.24903 | 0.24903 | 0.24903 | 0.24903 | 0.24903 | 0.24903 | 0.24903
NODA WheelabratorBridgeport 2 NOX Cap Annual v5.15 | 448 | 7258 | Rate Constraint in MTons | FALSE | L | Annual | Generation | TWh | 0.13962 | 0.13962 | 0.13962 | 0.13962 | 0.13962 | 0.13962 | 0.13962 | 0.10296
NODA WheelabratorBridgeport 2 NOX Cap Annual v5.15 | 448 | 7258 | Rate Constraint in MTons | FALSE | L | Annual | Qualifying Generation | TWh | 0.13962 | 0.13962 | 0.13962 | 0.13962 | 0.13962 | 0.13962 | 0.13962 | 0.10296
NODA WheelabratorBridgeport 2 NOX Cap Annual v5.15 | 448 | 7258 | Rate Constraint in MTons | FALSE | L | Annual | Rate | lb/MWh | 4.1755 | 4.1755 | 4.1755 | 4.1755 | 4.1755 | 4.1755 | 4.1755 | 4.1755
NODA WheelabratorBridgeport 2 NOX Cap Annual v5.15 | 448 | 7258 | Rate Constraint in MTons | FALSE | L | Annual | Constraint Shadow Price | US2019$/Ton | 0 | 0 | 0 | 0 | 0 | 0 | 0 | 0
NODA WheelabratorBridgeport 3 NOX Cap Annual v5.15 | 449 | 7259 | Rate Constraint in MTons | FALSE | L | Annual | Seasons Included | Seasons | Winter, WintShld, Summer | Winter, WintShld, Summer | Winter, WintShld, Summer | Winter, WintShld, Summer | Winter, WintShld, Summer | Winter, WintShld, Summer | Winter, WintShld, Summer | Winter, WintShld, Summer
NODA WheelabratorBridgeport 3 NOX Cap Annual v5.15 | 449 | 7259 | Rate Constraint in MTons | FALSE | L | Annual | Standard NOX | Thousand Tons | 0.501 | 0.501 | 0.501 | 0.501 | 0.501 | 0.501 | 0.501 | 0.501
NODA WheelabratorBridgeport 3 NOX Cap Annual v5.15 | 449 | 7259 | Rate Constraint in MTons | FALSE | L | Annual | Emissions at Affected Plants NOX | Thousand Tons | 0.28112 | 0.28112 | 0.28112 | 0.28112 | 0.28112 | 0.28112 | 0.28112 | 0.20731
NODA WheelabratorBridgeport 3 NOX Cap Annual v5.15 | 449 | 7259 | Rate Constraint in MTons | FALSE | L | Annual | Allowances Purchased NOX | Thousand Tons | 0 | 0 | 0 | 0 | 0 | 0 | 0 | 0
NODA WheelabratorBridgeport 3 NOX Cap Annual v5.15 | 449 | 7259 | Rate Constraint in MTons | FALSE | L | Annual | Allowances Sold NOX | Thousand Tons | 0 | 0 | 0 | 0 | 0 | 0 | 0 | 0
NODA WheelabratorBridgeport 3 NOX Cap Annual v5.15 | 449 | 7259 | Rate Constraint in MTons | FALSE | L | Annual | Allowances Banked | Thousand Tons | 0 | 0 | 0 | 0 | 0 | 0 | 0 | 0
NODA WheelabratorBridgeport 3 NOX Cap Annual v5.15 | 449 | 7259 | Rate Constraint in MTons | FALSE | L | Annual | Allowances Withdrawn (1:1) | Thousand Tons | 0 | 0 | 0 | 0 | 0 | 0 | 0 | 0
NODA WheelabratorBridgeport 3 NOX Cap Annual v5.15 | 449 | 7259 | Rate Constraint in MTons | FALSE | L | Annual | Allowances Withdrawn (n:1) | Thousand Tons | 0 | 0 | 0 | 0 | 0 | 0 | 0 | 0
NODA WheelabratorBridgeport 3 NOX Cap Annual v5.15 | 449 | 7259 | Rate Constraint in MTons | FALSE | L | Annual | Net Emissions Allowance Position | Thousand Tons | 0.28112 | 0.28112 | 0.28112 | 0.28112 | 0.28112 | 0.28112 | 0.28112 | 0.20731
NODA WheelabratorBridgeport 3 NOX Cap Annual v5.15 | 449 | 7259 | Rate Constraint in MTons | FALSE | L | Annual | Fuel Consumed | TBtu | 2.3409 | 2.3409 | 2.3409 | 2.3409 | 2.3409 | 2.3409 | 2.3409 | 1.7263
NODA WheelabratorBridgeport 3 NOX Cap Annual v5.15 | 449 | 7259 | Rate Constraint in MTons | FALSE | L | Annual | Rate | lb/MMBtu | 0.24018 | 0.24018 | 0.24018 | 0.24018 | 0.24018 | 0.24018 | 0.24018 | 0.24018
NODA WheelabratorBridgeport 3 NOX Cap Annual v5.15 | 449 | 7259 | Rate Constraint in MTons | FALSE | L | Annual | Generation | TWh | 0.13962 | 0.13962 | 0.13962 | 0.13962 | 0.13962 | 0.13962 | 0.13962 | 0.10296
NODA WheelabratorBridgeport 3 NOX Cap Annual v5.15 | 449 | 7259 | Rate Constraint in MTons | FALSE | L | Annual | Qualifying Generation | TWh | 0.13962 | 0.13962 | 0.13962 | 0.13962 | 0.13962 | 0.13962 | 0.13962 | 0.10296
NODA WheelabratorBridgeport 3 NOX Cap Annual v5.15 | 449 | 7259 | Rate Constraint in MTons | FALSE | L | Annual | Rate | lb/MWh | 4.0271 | 4.0271 | 4.0271 | 4.0271 | 4.0271 | 4.0271 | 4.0271 | 4.0271
NODA WheelabratorBridgeport 3 NOX Cap Annual v5.15 | 449 | 7259 | Rate Constraint in MTons | FALSE | L | Annual | Constraint Shadow Price | US2019$/Ton | 0 | 0 | 0 | 0 | 0 | 0 | 0 | 0
NODA Woodbridge NOx Cap Annual v5.15 | 450 | 7251 | Rate Constraint in MTons | FALSE | L | Annual | Seasons Included | Seasons | Winter, WintShld, Summer | Winter, WintShld, Summer | Winter, WintShld, Summer | Winter, WintShld, Summer | Winter, WintShld, Summer | Winter, WintShld, Summer | Winter, WintShld, Summer | Winter, WintShld, Summer
NODA Woodbridge NOx Cap Annual v5.15 | 450 | 7251 | Rate Constraint in MTons | FALSE | L | Annual | Standard NOX | Thousand Tons | 0.297 | 0.297 | 0.297 | 0.297 | 0.297 | 0.297 | 0.297 | 0.297
NODA Woodbridge NOx Cap Annual v5.15 | 450 | 7251 | Rate Constraint in MTons | FALSE | L | Annual | Emissions at Affected Plants NOX | Thousand Tons | 0.035827 | 0.035827 | 0.056909 | 0.042373 | 0.035165 | 0.030909 | 0.038117 | 0.03032
NODA Woodbridge NOx Cap Annual v5.15 | 450 | 7251 | Rate Constraint in MTons | FALSE | L | Annual | Allowances Purchased NOX | Thousand Tons | 0 | 0 | 0 | 0 | 0 | 0 | 0 | 0
NODA Woodbridge NOx Cap Annual v5.15 | 450 | 7251 | Rate Constraint in MTons | FALSE | L | Annual | Allowances Sold NOX | Thousand Tons | 0 | 0 | 0 | 0 | 0 | 0 | 0 | 0
NODA Woodbridge NOx Cap Annual v5.15 | 450 | 7251 | Rate Constraint in MTons | FALSE | L | Annual | Allowances Banked | Thousand Tons | 0 | 0 | 0 | 0 | 0 | 0 | 0 | 0
NODA Woodbridge NOx Cap Annual v5.15 | 450 | 7251 | Rate Constraint in MTons | FALSE | L | Annual | Allowances Withdrawn (1:1) | Thousand Tons | 0 | 0 | 0 | 0 | 0 | 0 | 0 | 0
NODA Woodbridge NOx Cap Annual v5.15 | 450 | 7251 | Rate Constraint in MTons | FALSE | L | Annual | Allowances Withdrawn (n:1) | Thousand Tons | 0 | 0 | 0 | 0 | 0 | 0 | 0 | 0
NODA Woodbridge NOx Cap Annual v5.15 | 450 | 7251 | Rate Constraint in MTons | FALSE | L | Annual | Net Emissions Allowance Position | Thousand Tons | 0.035827 | 0.035827 | 0.056909 | 0.042373 | 0.035165 | 0.030909 | 0.038117 | 0.03032
NODA Woodbridge NOx Cap Annual v5.15 | 450 | 7251 | Rate Constraint in MTons | FALSE | L | Annual | Fuel Consumed | TBtu | 12.8627 | 12.8627 | 20.4315 | 15.213 | 12.6251 | 11.0971 | 13.685 | 10.8856
NODA Woodbridge NOx Cap Annual v5.15 | 450 | 7251 | Rate Constraint in MTons | FALSE | L | Annual | Rate | lb/MMBtu | 0.0055707 | 0.0055707 | 0.0055707 | 0.0055707 | 0.0055707 | 0.0055707 | 0.0055707 | 0.0055707
NODA Woodbridge NOx Cap Annual v5.15 | 450 | 7251 | Rate Constraint in MTons | FALSE | L | Annual | Generation | TWh | 1.8245 | 1.8245 | 2.8981 | 2.1579 | 1.7908 | 1.5741 | 1.9411 | 1.5441
NODA Woodbridge NOx Cap Annual v5.15 | 450 | 7251 | Rate Constraint in MTons | FALSE | L | Annual | Qualifying Generation | TWh | 1.8245 | 1.8245 | 2.8981 | 2.1579 | 1.7908 | 1.5741 | 1.9411 | 1.5441
NODA Woodbridge NOx Cap Annual v5.15 | 450 | 7251 | Rate Constraint in MTons | FALSE | L | Annual | Rate | lb/MWh | 0.039273 | 0.039273 | 0.039273 | 0.039273 | 0.039273 | 0.039273 | 0.039273 | 0.039273
NODA Woodbridge NOx Cap Annual v5.15 | 450 | 7251 | Rate Constraint in MTons | FALSE | L | Annual | Constraint Shadow Price | US2019$/Ton | 0 | 0 | 0 | 0 | 0 | 0 | 0 | 0
North Carolina Duke - NOX Cap Annual v3.1 | 451 | 7354 | Rate Constraint in MTons | FALSE | L | Annual | Seasons Included | Seasons | Winter, WintShld, Summer | Winter, WintShld, Summer | Winter, WintShld, Summer | Winter, WintShld, Summer | Winter, WintShld, Summer | Winter, WintShld, Summer | Winter, WintShld, Summer | Winter, WintShld, Summer
North Carolina Duke - NOX Cap Annual v3.1 | 451 | 7354 | Rate Constraint in MTons | FALSE | L | Annual | Standard NOX | Thousand Tons | 31 | 31 | 31 | 31 | 31 | 31 | 31 | 31
North Carolina Duke - NOX Cap Annual v3.1 | 451 | 7354 | Rate Constraint in MTons | FALSE | L | Annual | Emissions at Affected Plants NOX | Thousand Tons | 19.8719 | 9.4764 | 4.7355 | 5.1219 | 0.99022 | 0.52329 | 0.87212 | 0.0022822
North Carolina Duke - NOX Cap Annual v3.1 | 451 | 7354 | Rate Constraint in MTons | FALSE | L | Annual | Allowances Purchased NOX | Thousand Tons | 0 | 0 | 0 | 0 | 0 | 0 | 0 | 0
North Carolina Duke - NOX Cap Annual v3.1 | 451 | 7354 | Rate Constraint in MTons | FALSE | L | Annual | Allowances Sold NOX | Thousand Tons | 0 | 0 | 0 | 0 | 0 | 0 | 0 | 0
North Carolina Duke - NOX Cap Annual v3.1 | 451 | 7354 | Rate Constraint in MTons | FALSE | L | Annual | Allowances Banked | Thousand Tons | 0 | 0 | 0 | 0 | 0 | 0 | 0 | 0
North Carolina Duke - NOX Cap Annual v3.1 | 451 | 7354 | Rate Constraint in MTons | FALSE | L | Annual | Allowances Withdrawn (1:1) | Thousand Tons | 0 | 0 | 0 | 0 | 0 | 0 | 0 | 0
North Carolina Duke - NOX Cap Annual v3.1 | 451 | 7354 | Rate Constraint in MTons | FALSE | L | Annual | Allowances Withdrawn (n:1) | Thousand Tons | 0 | 0 | 0 | 0 | 0 | 0 | 0 | 0
North Carolina Duke - NOX Cap Annual v3.1 | 451 | 7354 | Rate Constraint in MTons | FALSE | L | Annual | Net Emissions Allowance Position | Thousand Tons | 19.8719 | 9.4764 | 4.7355 | 5.1219 | 0.99022 | 0.52329 | 0.87212 | 0.0022822
North Carolina Duke - NOX Cap Annual v3.1 | 451 | 7354 | Rate Constraint in MTons | FALSE | L | Annual | Fuel Consumed | TBtu | 238.2811 | 146.07 | 72.6394 | 82.8535 | 18.0972 | 12.0064 | 24.1779 | 0.079628
North Carolina Duke - NOX Cap Annual v3.1 | 451 | 7354 | Rate Constraint in MTons | FALSE | L | Annual | Rate | lb/MMBtu | 0.16679 | 0.12975 | 0.13038 | 0.12364 | 0.10943 | 0.087168 | 0.072142 | 0.05732
North Carolina Duke - NOX Cap Annual v3.1 | 451 | 7354 | Rate Constraint in MTons | FALSE | L | Annual | Generation | TWh | 25.4533 | 15.7893 | 7.8546 | 8.9702 | 1.938 | 1.3054 | 2.6444 | 0.00876
North Carolina Duke - NOX Cap Annual v3.1 | 451 | 7354 | Rate Constraint in MTons | FALSE | L | Annual | Qualifying Generation | TWh | 25.4533 | 15.7893 | 7.8546 | 8.9702 | 1.938 | 1.3054 | 2.6444 | 0.00876
North Carolina Duke - NOX Cap Annual v3.1 | 451 | 7354 | Rate Constraint in MTons | FALSE | L | Annual | Rate | lb/MWh | 1.5614 | 1.2004 | 1.2058 | 1.142 | 1.0219 | 0.80175 | 0.65961 | 0.52104
North Carolina Duke - NOX Cap Annual v3.1 | 451 | 7354 | Rate Constraint in MTons | FALSE | L | Annual | Constraint Shadow Price | US2019$/Ton | 0 | 0 | 0 | 0 | 0 | 0 | 0 | 0
North Carolina Duke - SO2 Cap Annual v3.1 | 452 | 7356 | Rate Constraint in MTons | FALSE | L | Annual | Seasons Included | Seasons | Winter, WintShld, Summer | Winter, WintShld, Summer | Winter, WintShld, Summer | Winter, WintShld, Summer | Winter, WintShld, Summer | Winter, WintShld, Summer | Winter, WintShld, Summer | Winter, WintShld, Summer
North Carolina Duke - SO2 Cap Annual v3.1 | 452 | 7356 | Rate Constraint in MTons | FALSE | L | Annual | Standard SO2 | Thousand Tons | 80 | 80 | 80 | 80 | 80 | 80 | 80 | 80
North Carolina Duke - SO2 Cap Annual v3.1 | 452 | 7356 | Rate Constraint in MTons | FALSE | L | Annual | Emissions at Affected Plants SO2 | Thousand Tons | 8.3378 | 5.2971 | 2.577 | 2.9616 | 0.67809 | 0.45209 | 0.9104 | 0.0029983
North Carolina Duke - SO2 Cap Annual v3.1 | 452 | 7356 | Rate Constraint in MTons | FALSE | L | Annual | Allowances Purchased SO2 | Thousand Tons | 0 | 0 | 0 | 0 | 0 | 0 | 0 | 0
North Carolina Duke - SO2 Cap Annual v3.1 | 452 | 7356 | Rate Constraint in MTons | FALSE | L | Annual | Allowances Sold SO2 | Thousand Tons | 0 | 0 | 0 | 0 | 0 | 0 | 0 | 0
North Carolina Duke - SO2 Cap Annual v3.1 | 452 | 7356 | Rate Constraint in MTons | FALSE | L | Annual | Allowances Banked | Thousand Tons | 0 | 0 | 0 | 0 | 0 | 0 | 0 | 0
North Carolina Duke - SO2 Cap Annual v3.1 | 452 | 7356 | Rate Constraint in MTons | FALSE | L | Annual | Allowances Withdrawn (1:1) | Thousand Tons | 0 | 0 | 0 | 0 | 0 | 0 | 0 | 0
North Carolina Duke - SO2 Cap Annual v3.1 | 452 | 7356 | Rate Constraint in MTons | FALSE | L | Annual | Allowances Withdrawn (n:1) | Thousand Tons | 0 | 0 | 0 | 0 | 0 | 0 | 0 | 0
North Carolina Duke - SO2 Cap Annual v3.1 | 452 | 7356 | Rate Constraint in MTons | FALSE | L | Annual | Net Emissions Allowance Position | Thousand Tons | 8.3378 | 5.2971 | 2.577 | 2.9616 | 0.67809 | 0.45209 | 0.9104 | 0.0029983
North Carolina Duke - SO2 Cap Annual v3.1 | 452 | 7356 | Rate Constraint in MTons | FALSE | L | Annual | Fuel Consumed | TBtu | 238.2811 | 146.07 | 72.6394 | 82.8535 | 18.0972 | 12.0064 | 24.1779 | 0.079628
North Carolina Duke - SO2 Cap Annual v3.1 | 452 | 7356 | Rate Constraint in MTons | FALSE | L | Annual | Rate | lb/MMBtu | 0.069983 | 0.072528 | 0.070954 | 0.07149 | 0.074938 | 0.075308 | 0.075308 | 0.075308
North Carolina Duke - SO2 Cap Annual v3.1 | 452 | 7356 | Rate Constraint in MTons | FALSE | L | Annual | Generation | TWh | 25.4533 | 15.7893 | 7.8546 | 8.9702 | 1.938 | 1.3054 | 2.6444 | 0.00876
North Carolina Duke - SO2 Cap Annual v3.1 | 452 | 7356 | Rate Constraint in MTons | FALSE | L | Annual | Qualifying Generation | TWh | 25.4533 | 15.7893 | 7.8546 | 8.9702 | 1.938 | 1.3054 | 2.6444 | 0.00876
North Carolina Duke - SO2 Cap Annual v3.1 | 452 | 7356 | Rate Constraint in MTons | FALSE | L | Annual | Rate | lb/MWh | 0.65515 | 0.67097 | 0.65619 | 0.66032 | 0.69979 | 0.69266 | 0.68856 | 0.68455
North Carolina Duke - SO2 Cap Annual v3.1 | 452 | 7356 | Rate Constraint in MTons | FALSE | L | Annual | Constraint Shadow Price | US2019$/Ton | 0 | 0 | 0 | 0 | 0 | 0 | 0 | 0
North Carolina Progress - NOX Cap Annual v3.1 | 453 | 7353 | Rate Constraint in MTons | FALSE | L | Annual | Seasons Included | Seasons | Winter, WintShld, Summer | Winter, WintShld, Summer | Winter, WintShld, Summer | Winter, WintShld, Summer | Winter, WintShld, Summer | Winter, WintShld, Summer | Winter, WintShld, Summer | Winter, WintShld, Summer
North Carolina Progress - NOX Cap Annual v3.1 | 453 | 7353 | Rate Constraint in MTons | FALSE | L | Annual | Standard NOX | Thousand Tons | 25 | 25 | 25 | 25 | 25 | 25 | 25 | 25
North Carolina Progress - NOX Cap Annual v3.1 | 453 | 7353 | Rate Constraint in MTons | FALSE | L | Annual | Emissions at Affected Plants NOX | Thousand Tons | 14.5406 | 9.298 | 0 | 0 | 0 | 0 | 0 | 0
North Carolina Progress - NOX Cap Annual v3.1 | 453 | 7353 | Rate Constraint in MTons | FALSE | L | Annual | Allowances Purchased NOX | Thousand Tons | 0 | 0 | 0 | 0 | 0 | 0 | 0 | 0
North Carolina Progress - NOX Cap Annual v3.1 | 453 | 7353 | Rate Constraint in MTons | FALSE | L | Annual | Allowances Sold NOX | Thousand Tons | 0 | 0 | 0 | 0 | 0 | 0 | 0 | 0
North Carolina Progress - NOX Cap Annual v3.1 | 453 | 7353 | Rate Constraint in MTons | FALSE | L | Annual | Allowances Banked | Thousand Tons | 0 | 0 | 0 | 0 | 0 | 0 | 0 | 0
North Carolina Progress - NOX Cap Annual v3.1 | 453 | 7353 | Rate Constraint in MTons | FALSE | L | Annual | Allowances Withdrawn (1:1) | Thousand Tons | 0 | 0 | 0 | 0 | 0 | 0 | 0 | 0
North Carolina Progress - NOX Cap Annual v3.1 | 453 | 7353 | Rate Constraint in MTons | FALSE | L | Annual | Allowances Withdrawn (n:1) | Thousand Tons | 0 | 0 | 0 | 0 | 0 | 0 | 0 | 0
North Carolina Progress - NOX Cap Annual v3.1 | 453 | 7353 | Rate Constraint in MTons | FALSE | L | Annual | Net Emissions Allowance Position | Thousand Tons | 14.5406 | 9.298 | 0 | 0 | 0 | 0 | 0 | 0
North Carolina Progress - NOX Cap Annual v3.1 | 453 | 7353 | Rate Constraint in MTons | FALSE | L | Annual | Fuel Consumed | TBtu | 216.9328 | 138.4998 | 0 | 0 | 0 | 0 | 0 | 0
North Carolina Progress - NOX Cap Annual v3.1 | 453 | 7353 | Rate Constraint in MTons | FALSE | L | Annual | Rate | lb/MMBtu | 0.13406 | 0.13427 | 0 | 0 | 0 | 0 | 0 | 0
North Carolina Progress - NOX Cap Annual v3.1 | 453 | 7353 | Rate Constraint in MTons | FALSE | L | Annual | Generation | TWh | 20.6982 | 13.2091 | 0 | 0 | 0 | 0 | 0 | 0
North Carolina Progress - NOX Cap Annual v3.1 | 453 | 7353 | Rate Constraint in MTons | FALSE | L | Annual | Qualifying Generation | TWh | 20.6982 | 13.2091 | 0 | 0 | 0 | 0 | 0 | 0
North Carolina Progress - NOX Cap Annual v3.1 | 453 | 7353 | Rate Constraint in MTons | FALSE | L | Annual | Rate | lb/MWh | 1.405 | 1.4078 | 0 | 0 | 0 | 0 | 0 | 0
North Carolina Progress - NOX Cap Annual v3.1 | 453 | 7353 | Rate Constraint in MTons | FALSE | L | Annual | Constraint Shadow Price | US2019$/Ton | 0 | 0 | 0 | 0 | 0 | 0 | 0 | 0
North Carolina Progress - SO2 Cap Annual v3.1 | 454 | 7355 | Rate Constraint in MTons | FALSE | L | Annual | Seasons Included | Seasons | Winter, WintShld, Summer | Winter, WintShld, Summer | Winter, WintShld, Summer | Winter, WintShld, Summer | Winter, WintShld, Summer | Winter, WintShld, Summer | Winter, WintShld, Summer | Winter, WintShld, Summer
North Carolina Progress - SO2 Cap Annual v3.1 | 454 | 7355 | Rate Constraint in MTons | FALSE | L | Annual | Standard SO2 | Thousand Tons | 50 | 50 | 50 | 50 | 50 | 50 | 50 | 50
North Carolina Progress - SO2 Cap Annual v3.1 | 454 | 7355 | Rate Constraint in MTons | FALSE | L | Annual | Emissions at Affected Plants SO2 | Thousand Tons | 16.1048 | 8.4739 | 0 | 0 | 0 | 0 | 0 | 0
North Carolina Progress - SO2 Cap Annual v3.1 | 454 | 7355 | Rate Constraint in MTons | FALSE | L | Annual | Allowances Purchased SO2 | Thousand Tons | 0 | 0 | 0 | 0 | 0 | 0 | 0 | 0
North Carolina Progress - SO2 Cap Annual v3.1 | 454 | 7355 | Rate Constraint in MTons | FALSE | L | Annual | Allowances Sold SO2 | Thousand Tons | 0 | 0 | 0 | 0 | 0 | 0 | 0 | 0
North Carolina Progress - SO2 Cap Annual v3.1 | 454 | 7355 | Rate Constraint in MTons | FALSE | L | Annual | Allowances Banked | Thousand Tons | 0 | 0 | 0 | 0 | 0 | 0 | 0 | 0
North Carolina Progress - SO2 Cap Annual v3.1 | 454 | 7355 | Rate Constraint in MTons | FALSE | L | Annual | Allowances Withdrawn (1:1) | Thousand Tons | 0 | 0 | 0 | 0 | 0 | 0 | 0 | 0
North Carolina Progress - SO2 Cap Annual v3.1 | 454 | 7355 | Rate Constraint in MTons | FALSE | L | Annual | Allowances Withdrawn (n:1) | Thousand Tons | 0 | 0 | 0 | 0 | 0 | 0 | 0 | 0
North Carolina Progress - SO2 Cap Annual v3.1 | 454 | 7355 | Rate Constraint in MTons | FALSE | L | Annual | Net Emissions Allowance Position | Thousand Tons | 16.1048 | 8.4739 | 0 | 0 | 0 | 0 | 0 | 0
North Carolina Progress - SO2 Cap Annual v3.1 | 454 | 7355 | Rate Constraint in MTons | FALSE | L | Annual | Fuel Consumed | TBtu | 216.9328 | 138.4998 | 0 | 0 | 0 | 0 | 0 | 0
North Carolina Progress - SO2 Cap Annual v3.1 | 454 | 7355 | Rate Constraint in MTons | FALSE | L | Annual | Rate | lb/MMBtu | 0.14848 | 0.12237 | 0 | 0 | 0 | 0 | 0 | 0
North Carolina Progress - SO2 Cap Annual v3.1 | 454 | 7355 | Rate Constraint in MTons | FALSE | L | Annual | Generation | TWh | 20.6982 | 13.2091 | 0 | 0 | 0 | 0 | 0 | 0
North Carolina Progress - SO2 Cap Annual v3.1 | 454 | 7355 | Rate Constraint in MTons | FALSE | L | Annual | Qualifying Generation | TWh | 20.6982 | 13.2091 | 0 | 0 | 0 | 0 | 0 | 0
North Carolina Progress - SO2 Cap Annual v3.1 | 454 | 7355 | Rate Constraint in MTons | FALSE | L | Annual | Rate | lb/MWh | 1.5562 | 1.283 | 0 | 0 | 0 | 0 | 0 | 0
North Carolina Progress - SO2 Cap Annual v3.1 | 454 | 7355 | Rate Constraint in MTons | FALSE | L | Annual | Constraint Shadow Price | US2019$/Ton | 0 | 0 | 0 | 0 | 0 | 0 | 0 | 0
NSR A B Brown 1,2 - SO2 Cap Annual v5.16 | 455 | 7503 | Rate Constraint in MTons | FALSE | L | Annual | Seasons Included | Seasons | Winter, WintShld, Summer | Winter, WintShld, Summer | Winter, WintShld, Summer | Winter, WintShld, Summer | Winter, WintShld, Summer | Winter, WintShld, Summer | Winter, WintShld, Summer | Winter, WintShld, Summer
NSR A B Brown 1,2 - SO2 Cap Annual v5.16 | 455 | 7503 | Rate Constraint in MTons | FALSE | L | Annual | Standard SO2 | Thousand Tons | 8.028 | 8.028 | 8.028 | 8.028 | 8.028 | 8.028 | 8.028 | 8.028
NSR A B Brown 1,2 - SO2 Cap Annual v5.16 | 455 | 7503 | Rate Constraint in MTons | FALSE | L | Annual | Emissions at Affected Plants SO2 | Thousand Tons | 0 | 0 | 0 | 0 | 0 | 0 | 0 | 0
NSR A B Brown 1,2 - SO2 Cap Annual v5.16 | 455 | 7503 | Rate Constraint in MTons | FALSE | L | Annual | Allowances Purchased SO2 | Thousand Tons | 0 | 0 | 0 | 0 | 0 | 0 | 0 | 0
NSR A B Brown 1,2 - SO2 Cap Annual v5.16 | 455 | 7503 | Rate Constraint in MTons | FALSE | L | Annual | Allowances Sold SO2 | Thousand Tons | 0 | 0 | 0 | 0 | 0 | 0 | 0 | 0
NSR A B Brown 1,2 - SO2 Cap Annual v5.16 | 455 | 7503 | Rate Constraint in MTons | FALSE | L | Annual | Allowances Banked | Thousand Tons | 0 | 0 | 0 | 0 | 0 | 0 | 0 | 0
NSR A B Brown 1,2 - SO2 Cap Annual v5.16 | 455 | 7503 | Rate Constraint in MTons | FALSE | L | Annual | Allowances Withdrawn (1:1) | Thousand Tons | 0 | 0 | 0 | 0 | 0 | 0 | 0 | 0
NSR A B Brown 1,2 - SO2 Cap Annual v5.16 | 455 | 7503 | Rate Constraint in MTons | FALSE | L | Annual | Allowances Withdrawn (n:1) | Thousand Tons | 0 | 0 | 0 | 0 | 0 | 0 | 0 | 0
NSR A B Brown 1,2 - SO2 Cap Annual v5.16 | 455 | 7503 | Rate Constraint in MTons | FALSE | L | Annual | Net Emissions Allowance Position | Thousand Tons | 0 | 0 | 0 | 0 | 0 | 0 | 0 | 0
NSR A B Brown 1,2 - SO2 Cap Annual v5.16 | 455 | 7503 | Rate Constraint in MTons | FALSE | L | Annual | Fuel Consumed | TBtu | 0 | 0 | 0 | 0 | 0 | 0 | 0 | 0
NSR A B Brown 1,2 - SO2 Cap Annual v5.16 | 455 | 7503 | Rate Constraint in MTons | FALSE | L | Annual | Rate | lb/MMBtu | 0 | 0 | 0 | 0 | 0 | 0 | 0 | 0
NSR A B Brown 1,2 - SO2 Cap Annual v5.16 | 455 | 7503 | Rate Constraint in MTons | FALSE | L | Annual | Generation | TWh | 0 | 0 | 0 | 0 | 0 | 0 | 0 | 0
NSR A B Brown 1,2 - SO2 Cap Annual v5.16 | 455 | 7503 | Rate Constraint in MTons | FALSE | L | Annual | Qualifying Generation | TWh | 0 | 0 | 0 | 0 | 0 | 0 | 0 | 0
NSR A B Brown 1,2 - SO2 Cap Annual v5.16 | 455 | 7503 | Rate Constraint in MTons | FALSE | L | Annual | Rate | lb/MWh | 0 | 0 | 0 | 0 | 0 | 0 | 0 | 0
NSR A B Brown 1,2 - SO2 Cap Annual v5.16 | 455 | 7503 | Rate Constraint in MTons | FALSE | L | Annual | Constraint Shadow Price | US2019$/Ton | 0 | 0 | 0 | 0 | 0 | 0 | 0 | 0
NSR A B Brown 2 - SO2 Cap Annual v5.16 | 456 | 7504 | Rate Constraint in MTons | FALSE | L | Annual | Seasons Included | Seasons | Winter, WintShld, Summer | Winter, WintShld, Summer | Winter, WintShld, Summer | Winter, WintShld, Summer | Winter, WintShld, Summer | Winter, WintShld, Summer | Winter, WintShld, Summer | Winter, WintShld, Summer
NSR A B Brown 2 - SO2 Cap Annual v5.16 | 456 | 7504 | Rate Constraint in MTons | FALSE | L | Annual | Standard SO2 | Thousand Tons | 6.511 | 6.511 | 6.511 | 6.511 | 6.511 | 6.511 | 6.511 | 6.511
NSR A B Brown 2 - SO2 Cap Annual v5.16 | 456 | 7504 | Rate Constraint in MTons | FALSE | L | Annual | Emissions at Affected Plants SO2 | Thousand Tons | 0 | 0 | 0 | 0 | 0 | 0 | 0 | 0
NSR A B Brown 2 - SO2 Cap Annual v5.16 | 456 | 7504 | Rate Constraint in MTons | FALSE | L | Annual | Allowances Purchased SO2 | Thousand Tons | 0 | 0 | 0 | 0 | 0 | 0 | 0 | 0
NSR A B Brown 2 - SO2 Cap Annual v5.16 | 456 | 7504 | Rate Constraint in MTons | FALSE | L | Annual | Allowances Sold SO2 | Thousand Tons | 0 | 0 | 0 | 0 | 0 | 0 | 0 | 0
NSR A B Brown 2 - SO2 Cap Annual v5.16 | 456 | 7504 | Rate Constraint in MTons | FALSE | L | Annual | Allowances Banked | Thousand Tons | 0 | 0 | 0 | 0 | 0 | 0 | 0 | 0
NSR A B Brown 2 - SO2 Cap Annual v5.16 | 456 | 7504 | Rate Constraint in MTons | FALSE | L | Annual | Allowances Withdrawn (1:1) | Thousand Tons | 0 | 0 | 0 | 0 | 0 | 0 | 0 | 0
NSR A B Brown 2 - SO2 Cap Annual v5.16 | 456 | 7504 | Rate Constraint in MTons | FALSE | L | Annual | Allowances Withdrawn (n:1) | Thousand Tons | 0 | 0 | 0 | 0 | 0 | 0 | 0 | 0
NSR A B Brown 2 - SO2 Cap Annual v5.16 | 456 | 7504 | Rate Constraint in MTons | FALSE | L | Annual | Net Emissions Allowance Position | Thousand Tons | 0 | 0 | 0 | 0 | 0 | 0 | 0 | 0
NSR A B Brown 2 - SO2 Cap Annual v5.16 | 456 | 7504 | Rate Constraint in MTons | FALSE | L | Annual | Fuel Consumed | TBtu | 0 | 0 | 0 | 0 | 0 | 0 | 0 | 0
NSR A B Brown 2 - SO2 Cap Annual v5.16 | 456 | 7504 | Rate Constraint in MTons | FALSE | L | Annual | Rate | lb/MMBtu | 0 | 0 | 0 | 0 | 0 | 0 | 0 | 0
NSR A B Brown 2 - SO2 Cap Annual v5.16 | 456 | 7504 | Rate Constraint in MTons | FALSE | L | Annual | Generation | TWh | 0 | 0 | 0 | 0 | 0 | 0 | 0 | 0
NSR A B Brown 2 - SO2 Cap Annual v5.16 | 456 | 7504 | Rate Constraint in MTons | FALSE | L | Annual | Qualifying Generation | TWh | 0 | 0 | 0 | 0 | 0 | 0 | 0 | 0
NSR A B Brown 2 - SO2 Cap Annual v5.16 | 456 | 7504 | Rate Constraint in MTons | FALSE | L | Annual | Rate | lb/MWh | 0 | 0 | 0 | 0 | 0 | 0 | 0 | 0
NSR A B Brown 2 - SO2 Cap Annual v5.16 | 456 | 7504 | Rate Constraint in MTons | FALSE | L | Annual | Constraint Shadow Price | US2019$/Ton | 0 | 0 | 0 | 0 | 0 | 0 | 0 | 0
NSR AEP Consent - NOX Cap Annual v3.1 | 457 | 7372 | Rate Constraint in MTons | FALSE | L | Annual | Seasons Included | Seasons | Winter, WintShld, Summer | Winter, WintShld, Summer | Winter, WintShld, Summer | Winter, WintShld, Summer | Winter, WintShld, Summer | Winter, WintShld, Summer | Winter, WintShld, Summer | Winter, WintShld, Summer
NSR AEP Consent - NOX Cap Annual v3.1 | 457 | 7372 | Rate Constraint in MTons | FALSE | L | Annual | Standard NOX | Thousand Tons | 52 | 52 | 52 | 44 | 44 | 44 | 44 | 44
NSR AEP Consent - NOX Cap Annual v3.1 | 457 | 7372 | Rate Constraint in MTons | FALSE | L | Annual | Emissions at Affected Plants NOX | Thousand Tons | 33.4989 | 30.7167 | 20.0367 | 17.5109 | 5.5855 | 0.55203 | 0 | 0
NSR AEP Consent - NOX Cap Annual v3.1 | 457 | 7372 | Rate Constraint in MTons | FALSE | L | Annual | Allowances Purchased NOX | Thousand Tons | 0 | 0 | 0 | 0 | 0 | 0 | 0 | 0
NSR AEP Consent - NOX Cap Annual v3.1 | 457 | 7372 | Rate Constraint in MTons | FALSE | L | Annual | Allowances Sold NOX | Thousand Tons | 0 | 0 | 0 | 0 | 0 | 0 | 0 | 0
NSR AEP Consent - NOX Cap Annual v3.1 | 457 | 7372 | Rate Constraint in MTons | FALSE | L | Annual | Allowances Banked | Thousand Tons | 0 | 0 | 0 | 0 | 0 | 0 | 0 | 0
NSR AEP Consent - NOX Cap Annual v3.1 | 457 | 7372 | Rate Constraint in MTons | FALSE | L | Annual | Allowances Withdrawn (1:1) | Thousand Tons | 0 | 0 | 0 | 0 | 0 | 0 | 0 | 0
NSR AEP Consent - NOX Cap Annual v3.1 | 457 | 7372 | Rate Constraint in MTons | FALSE | L | Annual | Allowances Withdrawn (n:1) | Thousand Tons | 0 | 0 | 0 | 0 | 0 | 0 | 0 | 0
NSR AEP Consent - NOX Cap Annual v3.1 | 457 | 7372 | Rate Constraint in MTons | FALSE | L | Annual | Net Emissions Allowance Position | Thousand Tons | 33.4989 | 30.7167 | 20.0367 | 17.5109 | 5.5855 | 0.55203 | 0 | 0
NSR AEP Consent - NOX Cap Annual v3.1 | 457 | 7372 | Rate Constraint in MTons | FALSE | L | Annual | Fuel Consumed | TBtu | 742.9417 | 696.5464 | 471.5438 | 409.533 | 114.6644 | 10.45 | 0 | 0
NSR AEP Consent - NOX Cap Annual v3.1 | 457 | 7372 | Rate Constraint in MTons | FALSE | L | Annual | Rate | lb/MMBtu | 0.090179 | 0.088197 | 0.084983 | 0.085517 | 0.097423 | 0.10565 | 0 | 0
NSR AEP Consent - NOX Cap Annual v3.1 | 457 | 7372 | Rate Constraint in MTons | FALSE | L | Annual | Generation | TWh | 74.2306 | 69.7953 | 47.3055 | 41.049 | 11.4775 | 1.0563 | 0 | 0
NSR AEP Consent - NOX Cap Annual v3.1 | 457 | 7372 | Rate Constraint in MTons | FALSE | L | Annual | Qualifying Generation | TWh | 74.2306 | 69.7953 | 47.3055 | 41.049 | 11.4775 | 1.0563 | 0 | 0
NSR AEP Consent - NOX Cap Annual v3.1 | 457 | 7372 | Rate Constraint in MTons | FALSE | L | Annual | Rate | lb/MWh | 0.90256 | 0.88019 | 0.84712 | 0.85317 | 0.97329 | 1.0453 | 0 | 0
NSR AEP Consent - NOX Cap Annual v3.1 | 457 | 7372 | Rate Constraint in MTons | FALSE | L | Annual | Constraint Shadow Price | US2019$/Ton | 0 | 0 | 0 | 0 | 0 | 0 | 0 | 0
NSR AEP Consent - SO2 Cap Annual v5.13 | 458 | 7371 | Rate Constraint in MTons | FALSE | L | Annual | Seasons Included | Seasons | Winter, WintShld, Summer | Winter, WintShld, Summer | Winter, WintShld, Summer | Winter, WintShld, Summer | Winter, WintShld, Summer | Winter, WintShld, Summer | Winter, WintShld, Summer | Winter, WintShld, Summer
NSR AEP Consent - SO2 Cap Annual v5.13 | 458 | 7371 | Rate Constraint in MTons | FALSE | L | Annual | Standard SO2 | Thousand Tons | 94 | 94 | 94 | 89 | 89 | 89 | 89 | 89
NSR AEP Consent - SO2 Cap Annual v5.13 | 458 | 7371 | Rate Constraint in MTons | FALSE | L | Annual | Emissions at Affected Plants SO2 | Thousand Tons | 66.2493 | 59.1414 | 34.2106 | 28.9608 | 4.4152 | 0.57161 | 0 | 0
NSR AEP Consent - SO2 Cap Annual v5.13 | 458 | 7371 | Rate Constraint in MTons | FALSE | L | Annual | Allowances Purchased SO2 | Thousand Tons | 0 | 0 | 0 | 0 | 0 | 0 | 0 | 0
NSR AEP Consent - SO2 Cap Annual v5.13 | 458 | 7371 | Rate Constraint in MTons | FALSE | L | Annual | Allowances Sold SO2 | Thousand Tons | 0 | 0 | 0 | 0 | 0 | 0 | 0 | 0
NSR AEP Consent - SO2 Cap Annual v5.13 | 458 | 7371 | Rate Constraint in MTons | FALSE | L | Annual | Allowances Banked | Thousand Tons | 0 | 0 | 0 | 0 | 0 | 0 | 0 | 0
NSR AEP Consent - SO2 Cap Annual v5.13 | 458 | 7371 | Rate Constraint in MTons | FALSE | L | Annual | Allowances Withdrawn (1:1) | Thousand Tons | 0 | 0 | 0 | 0 | 0 | 0 | 0 | 0
NSR AEP Consent - SO2 Cap Annual v5.13 | 458 | 7371 | Rate Constraint in MTons | FALSE | L | Annual | Allowances Withdrawn (n:1) | Thousand Tons | 0 | 0 | 0 | 0 | 0 | 0 | 0 | 0
NSR AEP Consent - SO2 Cap Annual v5.13 | 458 | 7371 | Rate Constraint in MTons | FALSE | L | Annual | Net Emissions Allowance Position | Thousand Tons | 66.2493 | 59.1414 | 34.2106 | 28.9608 | 4.4152 | 0.57161 | 0 | 0
NSR AEP Consent - SO2 Cap Annual v5.13 | 458 | 7371 | Rate Constraint in MTons | FALSE | L | Annual | Fuel Consumed | TBtu | 742.9417 | 696.5464 | 471.5438 | 409.533 | 114.6644 | 10.45 | 0 | 0
NSR AEP Consent - SO2 Cap Annual v5.13 | 458 | 7371 | Rate Constraint in MTons | FALSE | L | Annual | Rate | lb/MMBtu | 0.17834 | 0.16981 | 0.1451 | 0.14143 | 0.077011 | 0.1094 | 0 | 0
NSR AEP Consent - SO2 Cap Annual v5.13 | 458 | 7371 | Rate Constraint in MTons | FALSE | L | Annual | Generation | TWh | 74.2306 | 69.7953 | 47.3055 | 41.049 | 11.4775 | 1.0563 | 0 | 0
NSR AEP Consent - SO2 Cap Annual v5.13 | 458 | 7371 | Rate Constraint in MTons | FALSE | L | Annual | Qualifying Generation | TWh | 74.2306 | 69.7953 | 47.3055 | 41.049 | 11.4775 | 1.0563 | 0 | 0
NSR AEP Consent - SO2 Cap Annual v5.13 | 458 | 7371 | Rate Constraint in MTons | FALSE | L | Annual | Rate | lb/MWh | 1.785 | 1.6947 | 1.4464 | 1.411 | 0.76937 | 1.0823 | 0 | 0
NSR AEP Consent - SO2 Cap Annual v5.13 | 458 | 7371 | Rate Constraint in MTons | FALSE | L | Annual | Constraint Shadow Price | US2019$/Ton | 0 | 0 | 0 | 0 | 0 | 0 | 0 | 0
NSR Baldwin 1,2 - NOX Rate Annual v3.1, Unit 2646 and retrofits | 459 | 7442 | Rate Constraint in lbs/MMBtu | FALSE | L | Annual | Seasons Included | Seasons | Winter, WintShld, Summer | Winter, WintShld, Summer | Winter, WintShld, Summer | Winter, WintShld, Summer | Winter, WintShld, Summer | Winter, WintShld, Summer | Winter, WintShld, Summer | Winter, WintShld, Summer
NSR Baldwin 1,2 - NOX Rate Annual v3.1, Unit 2646 and retrofits | 459 | 7442 | Rate Constraint in lbs/MMBtu | FALSE | L | Annual | Standard NOX | lb/MMBtu | 0.1 | 0.1 | 0.1 | 0.1 | 0.1 | 0.1 | 0.1 | 0.1
NSR Baldwin 1,2 - NOX Rate Annual v3.1, Unit 2646 and retrofits | 459 | 7442 | Rate Constraint in lbs/MMBtu | FALSE | L | Annual | Emissions at Affected Plants NOX | Thousand Tons | 1.7372 | 0 | 0 | 0 | 0 | 0 | 0 | 0
NSR Baldwin 1,2 - NOX Rate Annual v3.1, Unit 2646 and retrofits | 459 | 7442 | Rate Constraint in lbs/MMBtu | FALSE | L | Annual | Allowances Purchased NOX | Thousand Tons | 0 | 0 | 0 | 0 | 0 | 0 | 0 | 0
NSR Baldwin 1,2 - NOX Rate Annual v3.1, Unit 2646 and retrofits | 459 | 7442 | Rate Constraint in lbs/MMBtu | FALSE | L | Annual | Allowances Sold NOX | Thousand Tons | 0 | 0 | 0 | 0 | 0 | 0 | 0 | 0
NSR Baldwin 1,2 - NOX Rate Annual v3.1, Unit 2646 and retrofits | 459 | 7442 | Rate Constraint in lbs/MMBtu | FALSE | L | Annual | Allowances Banked | Thousand Tons | 0 | 0 | 0 | 0 | 0 | 0 | 0 | 0
NSR Baldwin 1,2 - NOX Rate Annual v3.1, Unit 2646 and retrofits | 459 | 7442 | Rate Constraint in lbs/MMBtu | FALSE | L | Annual | Allowances Withdrawn (1:1) | Thousand Tons | 0 | 0 | 0 | 0 | 0 | 0 | 0 | 0
NSR Baldwin 1,2 - NOX Rate Annual v3.1, Unit 2646 and retrofits | 459 | 7442 | Rate Constraint in lbs/MMBtu | FALSE | L | Annual | Allowances Withdrawn (n:1) | Thousand Tons | 0 | 0 | 0 | 0 | 0 | 0 | 0 | 0
NSR Baldwin 1,2 - NOX Rate Annual v3.1, Unit 2646 and retrofits | 459 | 7442 | Rate Constraint in lbs/MMBtu | FALSE | L | Annual | Net Emissions Allowance Position | Thousand Tons | 1.7372 | 0 | 0 | 0 | 0 | 0 | 0 | 0
NSR Baldwin 1,2 - NOX Rate Annual v3.1, Unit 2646 and retrofits | 459 | 7442 | Rate Constraint in lbs/MMBtu | FALSE | L | Annual | Fuel Consumed | TBtu | 41.1968 | 0 | 0 | 0 | 0 | 0 | 0 | 0
NSR Baldwin 1,2 - NOX Rate Annual v3.1, Unit 2646 and retrofits | 459 | 7442 | Rate Constraint in lbs/MMBtu | FALSE | L | Annual | Rate | lb/MMBtu | 0.084337 | 0 | 0 | 0 | 0 | 0 | 0 | 0
NSR Baldwin 1,2 - NOX Rate Annual v3.1, Unit 2646 and retrofits | 459 | 7442 | Rate Constraint in lbs/MMBtu | FALSE | L | Annual | Generation | TWh | 3.9927 | 0 | 0 | 0 | 0 | 0 | 0 | 0
NSR Baldwin 1,2 - NOX Rate Annual v3.1, Unit 2646 and retrofits | 459 | 7442 | Rate Constraint in lbs/MMBtu | FALSE | L | Annual | Qualifying Generation | TWh | 3.9927 | 0 | 0 | 0 | 0 | 0 | 0 | 0
NSR Baldwin 1,2 - NOX Rate Annual v3.1, Unit 2646 and retrofits | 459 | 7442 | Rate Constraint in lbs/MMBtu | FALSE | L | Annual | Rate | lb/MWh | 0.87019 | 0 | 0 | 0 | 0 | 0 | 0 | 0
NSR Baldwin 1,2 - NOX Rate Annual v3.1, Unit 2646 and retrofits | 459 | 7442 | Rate Constraint in lbs/MMBtu | FALSE | L | Annual | Constraint Shadow Price | US2019$/Ton | 0 | 0 | 0 | 0 | 0 | 0 | 0 | 0
NSR Baldwin 1,2 - NOX Rate Annual v3.1, Unit 2647 and retrofits | 460 | 7442 | Rate Constraint in lbs/MMBtu | FALSE | L | Annual | Seasons Included | Seasons | Winter, WintShld, Summer | Winter, WintShld, Summer | Winter, WintShld, Summer | Winter, WintShld, Summer | Winter, WintShld, Summer | Winter, WintShld, Summer | Winter, WintShld, Summer | Winter, WintShld, Summer
NSR Baldwin 1,2 - NOX Rate Annual v3.1, Unit 2647 and retrofits | 460 | 7442 | Rate Constraint in lbs/MMBtu | FALSE | L | Annual | Standard NOX | lb/MMBtu | 0.1 | 0.1 | 0.1 | 0.1 | 0.1 | 0.1 | 0.1 | 0.1
NSR Baldwin 1,2 - NOX Rate Annual v3.1, Unit 2647 and retrofits | 460 | 7442 | Rate Constraint in lbs/MMBtu | FALSE | L | Annual | Emissions at Affected Plants NOX | Thousand Tons | 1.7247 | 0.011874 | 0.0095986 | 0 | 0 | 0 | 0 | 0
NSR Baldwin 1,2 - NOX Rate Annual v3.1, Unit 2647 and retrofits | 460 | 7442 | Rate Constraint in lbs/MMBtu | FALSE | L | Annual | Allowances Purchased NOX | Thousand Tons | 0 | 0 | 0 | 0 | 0 | 0 | 0 | 0
NSR Baldwin 1,2 - NOX Rate Annual v3.1, Unit 2647 and retrofits | 460 | 7442 | Rate Constraint in lbs/MMBtu | FALSE | L | Annual | Allowances Sold NOX | Thousand Tons | 0 | 0 | 0 | 0 | 0 | 0 | 0 | 0
NSR Baldwin 1,2 - NOX Rate Annual v3.1, Unit 2647 and retrofits | 460 | 7442 | Rate Constraint in lbs/MMBtu | FALSE | L | Annual | Allowances Banked | Thousand Tons | 0 | 0 | 0 | 0 | 0 | 0 | 0 | 0
NSR Baldwin 1,2 - NOX Rate Annual v3.1, Unit 2647 and retrofits | 460 | 7442 | Rate Constraint in lbs/MMBtu | FALSE | L | Annual | Allowances Withdrawn (1:1) | Thousand Tons | 0 | 0 | 0 | 0 | 0 | 0 | 0 | 0
NSR Baldwin 1,2 - NOX Rate Annual v3.1, Unit 2647 and retrofits | 460 | 7442 | Rate Constraint in lbs/MMBtu | FALSE | L | Annual | Allowances Withdrawn (n:1) | Thousand Tons | 0 | 0 | 0 | 0 | 0 | 0 | 0 | 0
NSR Baldwin 1,2 - NOX Rate Annual v3.1, Unit 2647 and retrofits | 460 | 7442 | Rate Constraint in lbs/MMBtu | FALSE | L | Annual | Net Emissions Allowance Position | Thousand Tons | 1.7247 | 0.011874 | 0.0095986 | 0 | 0 | 0 | 0 | 0
NSR Baldwin 1,2 - NOX Rate Annual v3.1, Unit 2647 and retrofits | 460 | 7442 | Rate Constraint in lbs/MMBtu | FALSE | L | Annual | Fuel Consumed | TBtu | 41.0147 | 0.28237 | 0.22703 | 0 | 0 | 0 | 0 | 0
NSR Baldwin 1,2 - NOX Rate Annual v3.1, Unit 2647 and retrofits | 460 | 7442 | Rate Constraint in lbs/MMBtu | FALSE | L | Annual | Rate | lb/MMBtu | 0.084103 | 0.084103 | 0.084558 | 0 | 0 | 0 | 0 | 0
NSR Baldwin 1,2 - NOX Rate Annual v3.1, Unit 2647 and retrofits | 460 | 7442 | Rate Constraint in lbs/MMBtu | FALSE | L | Annual | Generation | TWh | 4.0274 | 0.027727 | 0.022293 | 0 | 0 | 0 | 0 | 0
NSR Baldwin 1,2 - NOX Rate Annual v3.1, Unit 2647 and retrofits | 460 | 7442 | Rate Constraint in lbs/MMBtu | FALSE | L | Annual | Qualifying Generation | TWh | 4.0274 | 0.027727 | 0.022293 | 0 | 0 | 0 | 0 | 0
NSR Baldwin 1,2 - NOX Rate Annual v3.1, Unit 2647 and retrofits | 460 | 7442 | Rate Constraint in lbs/MMBtu | FALSE | L | Annual | Rate | lb/MWh | 0.8565 | 0.8565 | 0.86114 | 0 | 0 | 0 | 0 | 0
NSR Baldwin 1,2 - NOX Rate Annual v3.1, Unit 2647 and retrofits | 460 | 7442 | Rate Constraint in lbs/MMBtu | FALSE | L | Annual | Constraint Shadow Price | US2019$/Ton | 0 | 0 | 0 | 0 | 0 | 0 | 0 | 0
NSR Baldwin 1-3 - SO2 Rate Annual v3.1, Unit 2646 and retrofits | 461 | 7441 | Rate Constraint in lbs/MMBtu | FALSE | L | Annual | Seasons Included | Seasons | Winter, WintShld, Summer | Winter, WintShld, Summer | Winter, WintShld, Summer | Winter, WintShld, Summer | Winter, WintShld, Summer | Winter, WintShld, Summer | Winter, WintShld, Summer | Winter, WintShld, Summer
NSR Baldwin 1-3 - SO2 Rate Annual v3.1, Unit 2646 and retrofits | 461 | 7441 | Rate Constraint in lbs/MMBtu | FALSE | L | Annual | Standard SO2 | lb/MMBtu | 0.1 | 0.1 | 0.1 | 0.1 | 0.1 | 0.1 | 0.1 | 0.1
NSR Baldwin 1-3 - SO2 Rate Annual v3.1, Unit 2646 and retrofits | 461 | 7441 | Rate Constraint in lbs/MMBtu | FALSE | L | Annual | Emissions at Affected Plants SO2 | Thousand Tons | 1.4205 | 0 | 0 | 0 | 0 | 0 | 0 | 0
NSR Baldwin 1-3 - SO2 Rate Annual v3.1, Unit 2646 and retrofits | 461 | 7441 | Rate Constraint in lbs/MMBtu | FALSE | L | Annual | Allowances Purchased SO2 | Thousand Tons | 0 | 0 | 0 | 0 | 0 | 0 | 0 | 0
NSR Baldwin 1-3 - SO2 Rate Annual v3.1, Unit 2646 and retrofits | 461 | 7441 | Rate Constraint in lbs/MMBtu | FALSE | L | Annual | Allowances Sold SO2 | Thousand Tons | 0 | 0 | 0 | 0 | 0 | 0 | 0 | 0
NSR Baldwin 1-3 - SO2 Rate Annual v3.1, Unit 2646 and retrofits | 461 | 7441 | Rate Constraint in lbs/MMBtu | FALSE | L | Annual | Allowances Banked | Thousand Tons | 0 | 0 | 0 | 0 | 0 | 0 | 0 | 0
NSR Baldwin 1-3 - SO2 Rate Annual v3.1, Unit 2646 and retrofits | 461 | 7441 | Rate Constraint in lbs/MMBtu | FALSE | L | Annual | Allowances Withdrawn (1:1) | Thousand Tons | 0 | 0 | 0 | 0 | 0 | 0 | 0 | 0
NSR Baldwin 1-3 - SO2 Rate Annual v3.1, Unit 2646 and retrofits | 461 | 7441 | Rate Constraint in lbs/MMBtu | FALSE | L | Annual | Allowances Withdrawn (n:1) | Thousand Tons | 0 | 0 | 0 | 0 | 0 | 0 | 0 | 0
NSR Baldwin 1-3 - SO2 Rate Annual v3.1, Unit 2646 and retrofits | 461 | 7441 | Rate Constraint in lbs/MMBtu | FALSE | L | Annual | Net Emissions Allowance Position | Thousand Tons | 1.4205 | 0 | 0 | 0 | 0 | 0 | 0 | 0
NSR Baldwin 1-3 - SO2 Rate Annual v3.1, Unit 2646 and retrofits | 461 | 7441 | Rate Constraint in lbs/MMBtu | FALSE | L | Annual | Fuel Consumed | TBtu | 41.1968 | 0 | 0 | 0 | 0 | 0 | 0 | 0
NSR Baldwin 1-3 - SO2 Rate Annual v3.1, Unit 2646 and retrofits | 461 | 7441 | Rate Constraint in lbs/MMBtu | FALSE | L | Annual | Rate | lb/MMBtu | 0.068964 | 0 | 0 | 0 | 0 | 0 | 0 | 0
NSR Baldwin 1-3 - SO2 Rate Annual v3.1, Unit 2646 and retrofits | 461 | 7441 | Rate Constraint in lbs/MMBtu | FALSE | L | Annual | Generation | TWh | 3.9927 | 0 | 0 | 0 | 0 | 0 | 0 | 0
NSR Baldwin 1-3 - SO2 Rate Annual v3.1, Unit 2646 and retrofits | 461 | 7441 | Rate Constraint in lbs/MMBtu | FALSE | L | Annual | Qualifying Generation | TWh | 3.9927 | 0 | 0 | 0 | 0 | 0 | 0 | 0
NSR Baldwin 1-3 - SO2 Rate Annual v3.1, Unit 2646 and retrofits | 461 | 7441 | Rate Constraint in lbs/MMBtu | FALSE | L | Annual | Rate | lb/MWh | 0.71157 | 0 | 0 | 0 | 0 | 0 | 0 | 0
NSR Baldwin 1-3 - SO2 Rate Annual v3.1, Unit 2646 and retrofits | 461 | 7441 | Rate Constraint in lbs/MMBtu | FALSE | L | Annual | Constraint Shadow Price | US2019$/Ton | 0 | 0 | 0 | 0 | 0 | 0 | 0 | 0
NSR Baldwin 1-3 - SO2 Rate Annual v3.1, Unit 2647 and retrofits | 462 | 7441 | Rate Constraint in lbs/MMBtu | FALSE | L | Annual | Seasons Included | Seasons | Winter, WintShld, Summer | Winter, WintShld, Summer | Winter, WintShld, Summer | Winter, WintShld, Summer | Winter, WintShld, Summer | Winter, WintShld, Summer | Winter, WintShld, Summer | Winter, WintShld, Summer
NSR Baldwin 1-3 - SO2 Rate Annual v3.1, Unit 2647 and retrofits | 462 | 7441 | Rate Constraint in lbs/MMBtu | FALSE | L | Annual | Standard SO2 | lb/MMBtu | 0.1 | 0.1 | 0.1 | 0.1 | 0.1 | 0.1 | 0.1 | 0.1
NSR Baldwin 1-3 - SO2 Rate Annual v3.1, Unit 2647 and retrofits | 462 | 7441 | Rate Constraint in lbs/MMBtu | FALSE | L | Annual | Emissions at Affected Plants SO2 | Thousand Tons | 1.4948 | 0.010291 | 0.0082742 | 0 | 0 | 0 | 0 | 0
NSR Baldwin 1-3 - SO2 Rate Annual v3.1, Unit 2647 and retrofits | 462 | 7441 | Rate Constraint in lbs/MMBtu | FALSE | L | Annual | Allowances Purchased SO2 | Thousand Tons | 0 | 0 | 0 | 0 | 0 | 0 | 0 | 0
NSR Baldwin 1-3 - SO2 Rate Annual v3.1, Unit 2647 and retrofits | 462 | 7441 | Rate Constraint in lbs/MMBtu | FALSE | L | Annual | Allowances Sold SO2 | Thousand Tons | 0 | 0 | 0 | 0 | 0 | 0 | 0 | 0
NSR Baldwin 1-3 - SO2 Rate Annual v3.1, Unit 2647 and retrofits | 462 | 7441 | Rate Constraint in lbs/MMBtu | FALSE | L | Annual | Allowances Banked | Thousand Tons | 0 | 0 | 0 | 0 | 0 | 0 | 0 | 0
NSR Baldwin 1-3 - SO2 Rate Annual v3.1, Unit 2647 and retrofits | 462 | 7441 | Rate Constraint in lbs/MMBtu | FALSE | L | Annual | Allowances Withdrawn (1:1) | Thousand Tons | 0 | 0 | 0 | 0 | 0 | 0 | 0 | 0
NSR Baldwin 1-3 - SO2 Rate Annual v3.1, Unit 2647 and retrofits | 462 | 7441 | Rate Constraint in lbs/MMBtu | FALSE | L | Annual | Allowances Withdrawn (n:1) | Thousand Tons | 0 | 0 | 0 | 0 | 0 | 0 | 0 | 0
NSR Baldwin 1-3 - SO2 Rate Annual v3.1, Unit 2647 and retrofits | 462 | 7441 | Rate Constraint in lbs/MMBtu | FALSE | L | Annual | Net Emissions Allowance Position | Thousand Tons | 1.4948 | 0.010291 | 0.0082742 | 0 | 0 | 0 | 0 | 0
NSR Baldwin 1-3 - SO2 Rate Annual v3.1, Unit 2647 and retrofits | 462 | 7441 | Rate Constraint in lbs/MMBtu | FALSE | L | Annual | Fuel Consumed | TBtu | 41.0147 | 0.28237 | 0.22703 | 0 | 0 | 0 | 0 | 0
NSR Baldwin 1-3 - SO2 Rate Annual v3.1, Unit 2647 and retrofits | 462 | 7441 | Rate Constraint in lbs/MMBtu | FALSE | L | Annual | Rate | lb/MMBtu | 0.072891 | 0.072891 | 0.072891 | 0 | 0 | 0 | 0 | 0
NSR Baldwin 1-3 - SO2 Rate Annual v3.1, Unit 2647 and retrofits | 462 | 7441 | Rate Constraint in lbs/MMBtu | FALSE | L | Annual | Generation | TWh | 4.0274 | 0.027727 | 0.022293 | 0 | 0 | 0 | 0 | 0
NSR Baldwin 1-3 - SO2 Rate Annual v3.1, Unit 2647 and retrofits | 462 | 7441 | Rate Constraint in lbs/MMBtu | FALSE | L | Annual | Qualifying Generation | TWh | 4.0274 | 0.027727 | 0.022293 | 0 | 0 | 0 | 0 | 0
NSR Baldwin 1-3 - SO2 Rate Annual v3.1, Unit 2647 and retrofits | 462 | 7441 | Rate Constraint in lbs/MMBtu | FALSE | L | Annual | Rate | lb/MWh | 0.74232 | 0.74232 | 0.74232 | 0 | 0 | 0 | 0 | 0
NSR Baldwin 1-3 - SO2 Rate Annual v3.1, Unit 2647 and retrofits | 462 | 7441 | Rate Constraint in lbs/MMBtu | FALSE | L | Annual | Constraint Shadow Price | US2019$/Ton | 0 | 0 | 0 | 0 | 0 | 0 | 0 | 0
NSR Big Bend 1-3 - NOX Rate Annual v5.14 | 463 | 7425 | Rate Constraint in lbs/MMBtu | FALSE | L | Annual | Seasons Included | Seasons | Winter, WintShld, Summer | Winter, WintShld, Summer | Winter, WintShld, Summer | Winter, WintShld, Summer | Winter, WintShld, Summer | Winter, WintShld, Summer | Winter, WintShld, Summer | Winter, WintShld, Summer
NSR Big Bend 1-3 - NOX Rate Annual v5.14 | 463 | 7425 | Rate Constraint in lbs/MMBtu | FALSE | L | Annual | Standard NOX | lb/MMBtu | 0.12 | 0.12 | 0.12 | 0.12 | 0.12 | 0.12 | 0.12 | 0.12
NSR Big Bend 1-3 - NOX Rate Annual v5.14 | 463 | 7425 | Rate Constraint in lbs/MMBtu | FALSE | L | Annual | Emissions at Affected Plants NOX | Thousand Tons | 0 | 0 | 0 | 0 | 0 | 0 | 0 | 0
NSR Big Bend 1-3 - NOX Rate Annual v5.14 | 463 | 7425 | Rate Constraint in lbs/MMBtu | FALSE | L | Annual | Allowances Purchased NOX | Thousand Tons | 0 | 0 | 0 | 0 | 0 | 0 | 0 | 0
NSR Big Bend 1-3 - NOX Rate Annual v5.14 | 463 | 7425 | Rate Constraint in lbs/MMBtu | FALSE | L | Annual | Allowances Sold NOX | Thousand Tons | 0 | 0 | 0 | 0 | 0 | 0 | 0 | 0
NSR Big Bend 1-3 - NOX Rate Annual v5.14 | 463 | 7425 | Rate Constraint in lbs/MMBtu | FALSE | L | Annual | Allowances Banked | Thousand Tons | 0 | 0 | 0 | 0 | 0 | 0 | 0 | 0
NSR Big Bend 1-3 - NOX Rate Annual v5.14 | 463 | 7425 | Rate Constraint in lbs/MMBtu | FALSE | L | Annual | Allowances Withdrawn (1:1) | Thousand Tons | 0 | 0 | 0 | 0 | 0 | 0 | 0 | 0
NSR Big Bend 1-3 - NOX Rate Annual v5.14 | 463 | 7425 | Rate Constraint in lbs/MMBtu | FALSE | L | Annual | Allowances Withdrawn (n:1) | Thousand Tons | 0 | 0 | 0 | 0 | 0 | 0 | 0 | 0
NSR Big Bend 1-3 - NOX Rate Annual v5.14 | 463 | 7425 | Rate Constraint in lbs/MMBtu | FALSE | L | Annual | Net Emissions Allowance Position | Thousand Tons | 0 | 0 | 0 | 0 | 0 | 0 | 0 | 0
NSR Big Bend 1-3 - NOX Rate Annual v5.14 | 463 | 7425 | Rate Constraint in lbs/MMBtu | FALSE | L | Annual | Fuel Consumed | TBtu | 0 | 0 | 0 | 0 | 0 | 0 | 0 | 0
NSR Big Bend 1-3 - NOX Rate Annual v5.14 | 463 | 7425 | Rate Constraint in lbs/MMBtu | FALSE | L | Annual | Rate | lb/MMBtu | 0 | 0 | 0 | 0 | 0 | 0 | 0 | 0
NSR Big Bend 1-3 - NOX Rate Annual v5.14 | 463 | 7425 | Rate Constraint in lbs/MMBtu | FALSE | L | Annual | Generation | TWh | 0 | 0 | 0 | 0 | 0 | 0 | 0 | 0
NSR Big Bend 1-3 - NOX Rate Annual v5.14 | 463 | 7425 | Rate Constraint in lbs/MMBtu | FALSE | L | Annual | Qualifying Generation | TWh | 0 | 0 | 0 | 0 | 0 | 0 | 0 | 0
NSR Big Bend 1-3 - NOX Rate Annual v5.14 | 463 | 7425 | Rate Constraint in lbs/MMBtu | FALSE | L | Annual | Rate | lb/MWh | 0 | 0 | 0 | 0 | 0 | 0 | 0 | 0
NSR Big Bend 1-3 - NOX Rate Annual v5.14 | 463 | 7425 | Rate Constraint in lbs/MMBtu | FALSE | L | Annual | Constraint Shadow Price | US2019$/Ton | 0 | 0 | 0 | 0 | 0 | 0 | 0 | 0
NSR Big Cajun 2- NOx Cap Annual v5.13 | 464 | 7460 | Rate Constraint in MTons | FALSE | L | Annual | Seasons Included | Seasons | Winter, WintShld, Summer | Winter, WintShld, Summer | Winter, WintShld, Summer | Winter, WintShld, Summer | Winter, WintShld, Summer | Winter, WintShld, Summer | Winter, WintShld, Summer | Winter, WintShld, Summer
NSR Big Cajun 2- NOx Cap Annual v5.13 | 464 | 7460 | Rate Constraint in MTons | FALSE | L | Annual | Standard NOX | Thousand Tons | 8.95 | 8.95 | 8.95 | 8.95 | 8.95 | 8.95 | 8.95 | 8.95
NSR Big Cajun 2- NOx Cap Annual v5.13 | 464 | 7460 | Rate Constraint in MTons | FALSE | L | Annual | Emissions at Affected Plants NOX | Thousand Tons | 4.7815 | 1.1141 | 0 | 0 | 0 | 0 | 0 | 0
NSR Big Cajun 2- NOx Cap Annual v5.13 | 464 | 7460 | Rate Constraint in MTons | FALSE | L | Annual | Allowances Purchased NOX | Thousand Tons | 0 | 0 | 0 | 0 | 0 | 0 | 0 | 0
NSR Big Cajun 2- NOx Cap Annual v5.13 | 464 | 7460 | Rate Constraint in MTons | FALSE | L | Annual | Allowances Sold NOX | Thousand Tons | 0 | 0 | 0 | 0 | 0 | 0 | 0 | 0
NSR Big Cajun 2- NOx Cap Annual v5.13 | 464 | 7460 | Rate Constraint in MTons | FALSE | L | Annual | Allowances Banked | Thousand Tons | 0 | 0 | 0 | 0 | 0 | 0 | 0 | 0
NSR Big Cajun 2- NOx Cap Annual v5.13 | 464 | 7460 | Rate Constraint in MTons | FALSE | L | Annual | Allowances Withdrawn (1:1) | Thousand Tons | 0 | 0 | 0 | 0 | 0 | 0 | 0 | 0
NSR Big Cajun 2- NOx Cap Annual v5.13 | 464 | 7460 | Rate Constraint in MTons | FALSE | L | Annual | Allowances Withdrawn (n:1) | Thousand Tons | 0 | 0 | 0 | 0 | 0 | 0 | 0 | 0
NSR Big Cajun 2- NOx Cap Annual v5.13 | 464 | 7460 | Rate Constraint in MTons | FALSE | L | Annual | Net Emissions Allowance Position | Thousand Tons | 4.7815 | 1.1141 | 0 | 0 | 0 | 0 | 0 | 0
NSR Big Cajun 2- NOx Cap Annual v5.13 | 464 | 7460 | Rate Constraint in MTons | FALSE | L | Annual | Fuel Consumed | TBtu | 77.5153 | 18.241 | 0 | 0 | 0 | 0 | 0 | 0
NSR Big Cajun 2- NOx Cap Annual v5.13 | 464 | 7460 | Rate Constraint in MTons | FALSE | L | Annual | Rate | lb/MMBtu | 0.12337 | 0.12215 | 0 | 0 | 0 | 0 | 0 | 0
NSR Big Cajun 2- NOx Cap Annual v5.13 | 464 | 7460 | Rate Constraint in MTons | FALSE | L | Annual | Generation | TWh | 7.4263 | 1.7476 | 0 | 0 | 0 | 0 | 0 | 0
NSR Big Cajun 2- NOx Cap Annual v5.13 | 464 | 7460 | Rate Constraint in MTons | FALSE | L | Annual | Qualifying Generation | TWh | 7.4263 | 1.7476 | 0 | 0 | 0 | 0 | 0 | 0
NSR Big Cajun 2- NOx Cap Annual v5.13 | 464 | 7460 | Rate Constraint in MTons | FALSE | L | Annual | Rate | lb/MWh | 1.2877 | 1.275 | 0 | 0 | 0 | 0 | 0 | 0
NSR Big Cajun 2- NOx Cap Annual v5.13 | 464 | 7460 | Rate Constraint in MTons | FALSE | L | Annual | Constraint Shadow Price | US2019$/Ton | 0 | 0 | 0 | 0 | 0 | 0 | 0 | 0
NSR Big Cajun 2- SO2 Cap Annual v5.13 | 465 | 7458 | Rate Constraint in MTons | FALSE | L | Annual | Seasons Included | Seasons | Winter, WintShld, Summer | Winter, WintShld, Summer | Winter, WintShld, Summer | Winter, WintShld, Summer | Winter, WintShld, Summer | Winter, WintShld, Summer | Winter, WintShld, Summer | Winter, WintShld, Summer
NSR Big Cajun 2- SO2 Cap Annual v5.13 | 465 | 7458 | Rate Constraint in MTons | FALSE | L | Annual | Standard SO2 | Thousand Tons | 18.95 | 18.95 | 18.95 | 18.95 | 18.95 | 18.95 | 18.95 | 18.95
NSR Big Cajun 2- SO2 Cap Annual v5.13 | 465 | 7458 | Rate Constraint in MTons | FALSE | L | Annual | Emissions at Affected Plants SO2 | Thousand Tons | 13.8473 | 4.0969 | 0 | 0 | 0 | 0 | 0 | 0
NSR Big Cajun 2- SO2 Cap Annual v5.13 | 465 | 7458 | Rate Constraint in MTons | FALSE | L | Annual | Allowances Purchased SO2 | Thousand Tons | 0 | 0 | 0 | 0 | 0 | 0 | 0 | 0
NSR Big Cajun 2- SO2 Cap Annual v5.13 | 465 | 7458 | Rate Constraint in MTons | FALSE | L | Annual | Allowances Sold SO2 | Thousand Tons | 0 | 0 | 0 | 0 | 0 | 0 | 0 | 0
NSR Big Cajun 2- SO2 Cap Annual v5.13 | 465 | 7458 | Rate Constraint in MTons | FALSE | L | Annual | Allowances Banked | Thousand Tons | 0 | 0 | 0 | 0 | 0 | 0 | 0 | 0
NSR Big Cajun 2- SO2 Cap Annual v5.13 | 465 | 7458 | Rate Constraint in MTons | FALSE | L | Annual | Allowances Withdrawn (1:1) | Thousand Tons | 0 | 0 | 0 | 0 | 0 | 0 | 0 | 0
NSR Big Cajun 2- SO2 Cap Annual v5.13 | 465 | 7458 | Rate Constraint in MTons | FALSE | L | Annual | Allowances Withdrawn (n:1) | Thousand Tons | 0 | 0 | 0 | 0 | 0 | 0 | 0 | 0
NSR Big Cajun 2- SO2 Cap Annual v5.13 | 465 | 7458 | Rate Constraint in MTons | FALSE | L | Annual | Net Emissions Allowance Position | Thousand Tons | 13.8473 | 4.0969 | 0 | 0 | 0 | 0 | 0 | 0
NSR Big Cajun 2- SO2 Cap Annual v5.13 | 465 | 7458 | Rate Constraint in MTons | FALSE | L | Annual | Fuel Consumed | TBtu | 77.5153 | 18.241 | 0 | 0 | 0 | 0 | 0 | 0
NSR Big Cajun 2- SO2 Cap Annual v5.13 | 465 | 7458 | Rate Constraint in MTons | FALSE | L | Annual | Rate | lb/MMBtu | 0.35728 | 0.44919 | 0 | 0 | 0 | 0 | 0 | 0
NSR Big Cajun 2- SO2 Cap Annual v5.13 | 465 | 7458 | Rate Constraint in MTons | FALSE | L | Annual | Generation | TWh | 7.4263 | 1.7476 | 0 | 0 | 0 | 0 | 0 | 0
NSR Big Cajun 2- SO2 Cap Annual v5.13 | 465 | 7458 | Rate Constraint in MTons | FALSE | L | Annual | Qualifying Generation | TWh | 7.4263 | 1.7476 | 0 | 0 | 0 | 0 | 0 | 0
NSR Big Cajun 2- SO2 Cap Annual v5.13 | 465 | 7458 | Rate Constraint in MTons | FALSE | L | Annual | Rate | lb/MWh | 3.7293 | 4.6887 | 0 | 0 | 0 | 0 | 0 | 0
NSR Big Cajun 2- SO2 Cap Annual v5.13 | 465 | 7458 | Rate Constraint in MTons | FALSE | L | Annual | Constraint Shadow Price | US2019$/Ton | 0 | 0 | 0 | 0 | 0 | 0 | 0 | 0
NSR Big Cajun 2- Unit 1 - Hg Rate Annual v5.13 | 466 | 7462 | Rate Constraint in lbs/MMBtu | FALSE | L | Annual | Seasons Included | Seasons | Winter, WintShld, Summer | Winter, WintShld, Summer | Winter, WintShld, Summer | Winter, WintShld, Summer | Winter, WintShld, Summer | Winter, WintShld, Summer | Winter, WintShld, Summer | Winter, WintShld, Summer
NSR Big Cajun 2- Unit 1 - Hg Rate Annual v5.13 | 466 | 7462 | Rate Constraint in lbs/MMBtu | FALSE | L | Annual | Standard MER | lb/MMBtu | 0.03 | 0.03 | 0.03 | 0.03 | 0.03 | 0.03 | 0.03 | 0.03
NSR Big Cajun 2- Unit 1 - Hg Rate Annual v5.13 | 466 | 7462 | Rate Constraint in lbs/MMBtu | FALSE | L | Annual | Emissions at Affected Plants MER | lbs | 19.948 | 0 | 0 | 0 | 0 | 0 | 0 | 0
NSR Big Cajun 2- Unit 1 - Hg Rate Annual v5.13 | 466 | 7462 | Rate Constraint in lbs/MMBtu | FALSE | L | Annual | Allowances Purchased MER | lbs | 0 | 0 | 0 | 0 | 0 | 0 | 0 | 0
NSR Big Cajun 2- Unit 1 - Hg Rate Annual v5.13 | 466 | 7462 | Rate Constraint in lbs/MMBtu | FALSE | L | Annual | Allowances Sold MER | lbs | 0 | 0 | 0 | 0 | 0 | 0 | 0 | 0
NSR Big Cajun 2- Unit 1 - Hg Rate Annual v5.13 | 466 | 7462 | Rate Constraint in lbs/MMBtu | FALSE | L | Annual | Allowances Banked | lbs | 0 | 0 | 0 | 0 | 0 | 0 | 0 | 0
NSR Big Cajun 2- Unit 1 - Hg Rate Annual v5.13 | 466 | 7462 | Rate Constraint in lbs/MMBtu | FALSE | L | Annual | Allowances Withdrawn (1:1) | lbs | 0 | 0 | 0 | 0 | 0 | 0 | 0 | 0
NSR Big Cajun 2- Unit 1 - Hg Rate Annual v5.13 | 466 | 7462 | Rate Constraint in lbs/MMBtu | FALSE | L | Annual | Allowances Withdrawn (n:1) | lbs | 0 | 0 | 0 | 0 | 0 | 0 | 0 | 0
NSR Big Cajun 2- Unit 1 - Hg Rate Annual v5.13 | 466 | 7462 | Rate Constraint in lbs/MMBtu | FALSE | L | Annual | Net Emissions Allowance Position | lbs | 19.948 | 0 | 0 | 0 | 0 | 0 | 0 | 0
NSR Big Cajun 2- Unit 1 - Hg Rate Annual v5.13 | 466 | 7462 | Rate Constraint in lbs/MMBtu | FALSE | L | Annual | Fuel Consumed | TBtu | 35.5499 | 0 | 0 | 0 | 0 | 0 | 0 | 0
NSR Big Cajun 2- Unit 1 - Hg Rate Annual v5.13 | 466 | 7462 | Rate Constraint in lbs/MMBtu | FALSE | L | Annual | Rate | lb/MMBtu | 5.6112e-07 | 0 | 0 | 0 | 0 | 0 | 0 | 0
NSR Big Cajun 2- Unit 1 - Hg Rate Annual v5.13 | 466 | 7462 | Rate Constraint in lbs/MMBtu | FALSE | L | Annual | Generation | TWh | 3.4058 | 0 | 0 | 0 | 0 | 0 | 0 | 0
NSR Big Cajun 2- Unit 1 - Hg Rate Annual v5.13 | 466 | 7462 | Rate Constraint in lbs/MMBtu | FALSE | L | Annual | Qualifying Generation | TWh | 3.4058 | 0 | 0 | 0 | 0 | 0 | 0 | 0
NSR Big Cajun 2- Unit 1 - Hg Rate Annual v5.13 | 466 | 7462 | Rate Constraint in lbs/MMBtu | FALSE | L | Annual | Rate | lb/MWh | 5.857e-06 | 0 | 0 | 0 | 0 | 0 | 0 | 0
NSR Big Cajun 2- Unit 1 - Hg Rate Annual v5.13 | 466 | 7462 | Rate Constraint in lbs/MMBtu | FALSE | L | Annual | Constraint Shadow Price | US2019$/Lb | 0 | 0 | 0 | 0 | 0 | 0 | 0 | 0
NSR Big Cajun 2- Unit 1 - NOx Rate Annual v5.13 | 467 | 7459 | Rate Constraint in lbs/MMBtu | FALSE | L | Annual | Seasons Included | Seasons | Winter, WintShld, Summer | Winter, WintShld, Summer | Winter, WintShld, Summer | Winter, WintShld, Summer | Winter, WintShld, Summer | Winter, WintShld, Summer | Winter, WintShld, Summer | Winter, WintShld, Summer
NSR Big Cajun 2- Unit 1 - NOx Rate Annual v5.13 | 467 | 7459 | Rate Constraint in lbs/MMBtu | FALSE | L | Annual | Standard NOX | lb/MMBtu | 0.15 | 0.15 | 0.15 | 0.15 | 0.15 | 0.15 | 0.15 | 0.15
NSR Big Cajun 2- Unit 1 - NOx Rate Annual v5.13 | 467 | 7459 | Rate Constraint in lbs/MMBtu | FALSE | L | Annual | Emissions at Affected Plants NOX | Thousand Tons | 2.2185 | 0 | 0 | 0 | 0 | 0 | 0 | 0
NSR Big Cajun 2- Unit 1 - NOx Rate Annual v5.13 | 467 | 7459 | Rate Constraint in lbs/MMBtu | FALSE | L | Annual | Allowances Purchased NOX | Thousand Tons | 0 | 0 | 0 | 0 | 0 | 0 | 0 | 0
NSR Big Cajun 2- Unit 1 - NOx Rate Annual v5.13 | 467 | 7459 | Rate Constraint in lbs/MMBtu | FALSE | L | Annual | Allowances Sold NOX | Thousand Tons | 0 | 0 | 0 | 0 | 0 | 0 | 0 | 0
NSR Big Cajun 2- Unit 1 - NOx Rate Annual v5.13 | 467 | 7459 | Rate Constraint in lbs/MMBtu | FALSE | L | Annual | Allowances Banked | Thousand Tons | 0 | 0 | 0 | 0 | 0 | 0 | 0 | 0
NSR Big Cajun 2- Unit 1 - NOx Rate Annual v5.13 | 467 | 7459 | Rate Constraint in lbs/MMBtu | FALSE | L | Annual | Allowances Withdrawn (1:1) | Thousand Tons | 0 | 0 | 0 | 0 | 0 | 0 | 0 | 0
NSR Big Cajun 2- Unit 1 - NOx Rate Annual v5.13 | 467 | 7459 | Rate Constraint in lbs/MMBtu | FALSE | L | Annual | Allowances Withdrawn (n:1) | Thousand Tons | 0 | 0 | 0 | 0 | 0 | 0 | 0 | 0
NSR Big Cajun 2- Unit 1 - NOx Rate Annual v5.13 | 467 | 7459 | Rate Constraint in lbs/MMBtu | FALSE | L | Annual | Net Emissions Allowance Position | Thousand Tons | 2.2185 | 0 | 0 | 0 | 0 | 0 | 0 | 0
NSR Big Cajun 2- Unit 1 - NOx Rate Annual v5.13 | 467 | 7459 | Rate Constraint in lbs/MMBtu | FALSE | L | Annual | Fuel Consumed | TBtu | 35.5499 | 0 | 0 | 0 | 0 | 0 | 0 | 0
NSR Big Cajun 2- Unit 1 - NOx Rate Annual v5.13 | 467 | 7459 | Rate Constraint in lbs/MMBtu | FALSE | L | Annual | Rate | lb/MMBtu | 0.12481 | 0 | 0 | 0 | 0 | 0 | 0 | 0
NSR Big Cajun 2- Unit 1 - NOx Rate Annual v5.13 | 467 | 7459 | Rate Constraint in lbs/MMBtu | FALSE | L | Annual | Generation | TWh | 3.4058 | 0 | 0 | 0 | 0 | 0 | 0 | 0
NSR Big Cajun 2- Unit 1 - NOx Rate Annual v5.13 | 467 | 7459 | Rate Constraint in lbs/MMBtu | FALSE | L | Annual | Qualifying Generation | TWh | 3.4058 | 0 | 0 | 0 | 0 | 0 | 0 | 0
NSR Big Cajun 2- Unit 1 - NOx Rate Annual v5.13 | 467 | 7459 | Rate Constraint in lbs/MMBtu | FALSE | L | Annual | Rate | lb/MWh | 1.3028 | 0 | 0 | 0 | 0 | 0 | 0 | 0
NSR Big Cajun 2- Unit 1 - NOx Rate Annual v5.13 | 467 | 7459 | Rate Constraint in lbs/MMBtu | FALSE | L | Annual | Constraint Shadow Price | US2019$/Ton | 0 | 0 | 0 | 0 | 0 | 0 | 0 | 0
NSR Big Cajun 2- Unit 1 - SO2 Rate Annual v5.13 | 468 | 7457 | Rate Constraint in lbs/MMBtu | FALSE | L | Annual | Seasons Included | Seasons | Winter, WintShld, Summer | Winter, WintShld, Summer | Winter, WintShld, Summer | Winter, WintShld, Summer | Winter, WintShld, Summer | Winter, WintShld, Summer | Winter, WintShld, Summer | Winter, WintShld, Summer
NSR Big Cajun 2- Unit 1 - SO2 Rate Annual v5.13 | 468 | 7457 | Rate Constraint in lbs/MMBtu | FALSE | L | Annual | Standard SO2 | lb/MMBtu | 0.38 | 0.07 | 0.07 | 0.07 | 0.07 | 0.07 | 0.07 | 0.07
NSR Big Cajun 2- Unit 1 - SO2 Rate Annual v5.13 | 468 | 7457 | Rate Constraint in lbs/MMBtu | FALSE | L | Annual | Emissions at Affected Plants SO2 | Thousand Tons | 4.4221 | 0 | 0 | 0 | 0 | 0 | 0 | 0
NSR Big Cajun 2- Unit 1 - SO2 Rate Annual v5.13 | 468 | 7457 | Rate Constraint in lbs/MMBtu | FALSE | L | Annual | Allowances Purchased SO2 | Thousand Tons | 0 | 0 | 0 | 0 | 0 | 0 | 0 | 0
NSR Big Cajun 2- Unit 1 - SO2 Rate Annual v5.13 | 468 | 7457 | Rate Constraint in lbs/MMBtu | FALSE | L | Annual | Allowances Sold SO2 | Thousand Tons | 0 | 0 | 0 | 0 | 0 | 0 | 0 | 0
NSR Big Cajun 2- Unit 1 - SO2 Rate Annual v5.13 | 468 | 7457 | Rate Constraint in lbs/MMBtu | FALSE | L | Annual | Allowances Banked | Thousand Tons | 0 | 0 | 0 | 0 | 0 | 0 | 0 | 0
NSR Big Cajun 2- Unit 1 - SO2 Rate Annual v5.13 | 468 | 7457 | Rate Constraint in lbs/MMBtu | FALSE | L | Annual | Allowances Withdrawn (1:1) | Thousand Tons | 0 | 0 | 0 | 0 | 0 | 0 | 0 | 0
NSR Big Cajun 2- Unit 1 - SO2 Rate Annual v5.13 | 468 | 7457 | Rate Constraint in lbs/MMBtu | FALSE | L | Annual | Allowances Withdrawn (n:1) | Thousand Tons | 0 | 0 | 0 | 0 | 0 | 0 | 0 | 0
NSR Big Cajun 2- Unit 1 - SO2 Rate Annual v5.13 | 468 | 7457 | Rate Constraint in lbs/MMBtu | FALSE | L | Annual | Net Emissions Allowance Position | Thousand Tons | 4.4221 | 0 | 0 | 0 | 0 | 0 | 0 | 0
NSR Big Cajun 2- Unit 1 - SO2 Rate Annual v5.13 | 468 | 7457 | Rate Constraint in lbs/MMBtu | FALSE | L | Annual | Fuel Consumed | TBtu | 35.5499 | 0 | 0 | 0 | 0 | 0 | 0 | 0
NSR Big Cajun 2- Unit 1 - SO2 Rate Annual v5.13 | 468 | 7457 | Rate Constraint in lbs/MMBtu | FALSE | L | Annual | Rate | lb/MMBtu | 0.24878 | 0 | 0 | 0 | 0 | 0 | 0 | 0
NSR Big Cajun 2- Unit 1 - SO2 Rate Annual v5.13 | 468 | 7457 | Rate Constraint in lbs/MMBtu | FALSE | L | Annual | Generation | TWh | 3.4058 | 0 | 0 | 0 | 0 | 0 | 0 | 0
NSR Big Cajun 2- Unit 1 - SO2 Rate Annual v5.13 | 468 | 7457 | Rate Constraint in lbs/MMBtu | FALSE | L | Annual | Qualifying Generation | TWh | 3.4058 | 0 | 0 | 0 | 0 | 0 | 0 | 0
NSR Big Cajun 2- Unit 1 - SO2 Rate Annual v5.13 | 468 | 7457 | Rate Constraint in lbs/MMBtu | FALSE | L | Annual | Rate | lb/MWh | 2.5968 | 0 | 0 | 0 | 0 | 0 | 0 | 0
NSR Big Cajun 2- Unit 1 - SO2 Rate Annual v5.13 | 468 | 7457 | Rate Constraint in lbs/MMBtu | FALSE | L | Annual | Constraint Shadow Price | US2019$/Ton | 0 | 21305.0117 | 18963.8093 | 55214.6338 | 18391.5599 | 22034.8293 | 22774.733 | 11855.3858
NSR Big Cajun 2- Unit 3 - Hg Rate Annual v5.13 | 469 | 7463 | Rate Constraint in lbs/MMBtu | FALSE | L | Annual | Seasons Included | Seasons | Winter, WintShld, Summer | Winter, WintShld, Summer | Winter, WintShld, Summer | Winter, WintShld, Summer | Winter, WintShld, Summer | Winter, WintShld, Summer | Winter, WintShld, Summer | Winter, WintShld, Summer
NSR Big Cajun 2- Unit 3 - Hg Rate Annual v5.13 | 469 | 7463 | Rate Constraint in lbs/MMBtu | FALSE | L | Annual | Standard MER | lb/MMBtu | 0.03 | 0.03 | 0.03 | 0.03 | 0.03 | 0.03 | 0.03 | 0.03
NSR Big Cajun 2- Unit 3 - Hg Rate Annual v5.13 | 469 | 7463 | Rate Constraint in lbs/MMBtu | FALSE | L | Annual | Emissions at Affected Plants MER | lbs | 23.5478 | 10.2355 | 0 | 0 | 0 | 0 | 0 | 0
NSR Big Cajun 2- Unit 3 - Hg Rate Annual v5.13 | 469 | 7463 | Rate Constraint in lbs/MMBtu | FALSE | L | Annual | Allowances Purchased MER | lbs | 0 | 0 | 0 | 0 | 0 | 0 | 0 | 0
NSR Big Cajun 2- Unit 3 - Hg Rate Annual v5.13 | 469 | 7463 | Rate Constraint in lbs/MMBtu | FALSE | L | Annual | Allowances Sold MER | lbs | 0 | 0 | 0 | 0 | 0 | 0 | 0 | 0
NSR Big Cajun 2- Unit 3 - Hg Rate Annual v5.13 | 469 | 7463 | Rate Constraint in lbs/MMBtu | FALSE | L | Annual | Allowances Banked | lbs | 0 | 0 | 0 | 0 | 0 | 0 | 0 | 0
NSR Big Cajun 2- Unit 3 - Hg Rate Annual v5.13 | 469 | 7463 | Rate Constraint in lbs/MMBtu | FALSE | L | Annual | Allowances Withdrawn (1:1) | lbs | 0 | 0 | 0 | 0 | 0 | 0 | 0 | 0
NSR Big Cajun 2- Unit 3 - Hg Rate Annual v5.13 | 469 | 7463 | Rate Constraint in lbs/MMBtu | FALSE | L | Annual | Allowances Withdrawn (n:1) | lbs | 0 | 0 | 0 | 0 | 0 | 0 | 0 | 0
NSR Big Cajun 2- Unit 3 - Hg Rate Annual v5.13 | 469 | 7463 | Rate Constraint in lbs/MMBtu | FALSE | L | Annual | Net Emissions Allowance Position | lbs | 23.5478 | 10.2355 | 0 | 0 | 0 | 0 | 0 | 0
NSR Big Cajun 2- Unit 3 - Hg Rate Annual v5.13 | 469 | 7463 | Rate Constraint in lbs/MMBtu | FALSE | L | Annual | Fuel Consumed | TBtu | 41.9653 | 18.241 | 0 | 0 | 0 | 0 | 0 | 0
NSR Big Cajun 2- Unit 3 - Hg Rate Annual v5.13 | 469 | 7463 | Rate Constraint in lbs/MMBtu | FALSE | L | Annual | Rate | lb/MMBtu | 5.6112e-07 | 5.6112e-07 | 0 | 0 | 0 | 0 | 0 | 0
NSR Big Cajun 2- Unit 3 - Hg Rate Annual v5.13 | 469 | 7463 | Rate Constraint in lbs/MMBtu | FALSE | L | Annual | Generation | TWh | 4.0204 | 1.7476 | 0 | 0 | 0 | 0 | 0 | 0
NSR Big Cajun 2- Unit 3 - Hg Rate Annual v5.13 | 469 | 7463 | Rate Constraint in lbs/MMBtu | FALSE | L | Annual | Qualifying Generation | TWh | 4.0204 | 1.7476 | 0 | 0 | 0 | 0 | 0 | 0
NSR Big Cajun 2- Unit 3 - Hg Rate Annual v5.13 | 469 | 7463 | Rate Constraint in lbs/MMBtu | FALSE | L | Annual | Rate | lb/MWh | 5.857e-06 | 5.857e-06 | 0 | 0 | 0 | 0 | 0 | 0
NSR Big Cajun 2- Unit 3 - Hg Rate Annual v5.13 | 469 | 7463 | Rate Constraint in lbs/MMBtu | FALSE | L | Annual | Constraint Shadow Price | US2019$/Lb | 0 | 0 | 0 | 0 | 0 | 0 | 0 | 0
NSR Big Cajun 2- Unit 3 - NOx Rate Annual v5.13 | 470 | 7461 | Rate Constraint in lbs/MMBtu | FALSE | L | Annual | Seasons Included | Seasons | Winter, WintShld, Summer | Winter, WintShld, Summer | Winter, WintShld, Summer | Winter, WintShld, Summer | Winter, WintShld, Summer | Winter, WintShld, Summer | Winter, WintShld, Summer | Winter, WintShld, Summer
NSR Big Cajun 2- Unit 3 - NOx Rate Annual v5.13 | 470 | 7461 | Rate Constraint in lbs/MMBtu | FALSE | L | Annual | Standard NOX | lb/MMBtu | 0.135 | 0.135 | 0.135 | 0.135 | 0.135 | 0.135 | 0.135 | 0.135
NSR Big Cajun 2- Unit 3 - NOx Rate Annual v5.13 | 470 | 7461 | Rate Constraint in lbs/MMBtu | FALSE | L | Annual | Emissions at Affected Plants NOX | Thousand Tons | 2.563 | 1.1141 | 0 | 0 | 0 | 0 | 0 | 0
NSR Big Cajun 2- Unit 3 - NOx Rate Annual v5.13 | 470 | 7461 | Rate Constraint in lbs/MMBtu | FALSE | L | Annual | Allowances Purchased NOX | Thousand Tons | 0 | 0 | 0 | 0 | 0 | 0 | 0 | 0
NSR Big Cajun 2- Unit 3 - NOx Rate Annual v5.13 | 470 | 7461 | Rate Constraint in lbs/MMBtu | FALSE | L | Annual | Allowances Sold NOX | Thousand Tons | 0 | 0 | 0 | 0 | 0 | 0 | 0 | 0
NSR Big Cajun 2- Unit 3 - NOx Rate Annual v5.13 | 470 | 7461 | Rate Constraint in lbs/MMBtu | FALSE | L | Annual | Allowances Banked | Thousand Tons | 0 | 0 | 0 | 0 | 0 | 0 | 0 | 0
NSR Big Cajun 2- Unit 3 - NOx Rate Annual v5.13 | 470 | 7461 | Rate Constraint in lbs/MMBtu | FALSE | L | Annual | Allowances Withdrawn (1:1) | Thousand Tons | 0 | 0 | 0 | 0 | 0 | 0 | 0 | 0
NSR Big Cajun 2- Unit 3 - NOx Rate Annual v5.13 | 470 | 7461 | Rate Constraint in lbs/MMBtu | FALSE | L | Annual | Allowances Withdrawn (n:1) | Thousand Tons | 0 | 0 | 0 | 0 | 0 | 0 | 0 | 0
NSR Big Cajun 2- Unit 3 - NOx Rate Annual v5.13 | 470 | 7461 | Rate Constraint in lbs/MMBtu | FALSE | L | Annual | Net Emissions Allowance Position | Thousand Tons | 2.563 | 1.1141 | 0 | 0 | 0 | 0 | 0 | 0
NSR Big Cajun 2- Unit 3 - NOx Rate Annual v5.13 | 470 | 7461 | Rate Constraint in lbs/MMBtu | FALSE | L | Annual | Fuel Consumed | TBtu | 41.9653 | 18.241 | 0 | 0 | 0 | 0 | 0 | 0
NSR Big Cajun 2- Unit 3 - NOx Rate Annual v5.13 | 470 | 7461 | Rate Constraint in lbs/MMBtu | FALSE | L | Annual | Rate | lb/MMBtu | 0.12215 | 0.12215 | 0 | 0 | 0 | 0 | 0 | 0
NSR Big Cajun 2- Unit 3 - NOx Rate Annual v5.13 | 470 | 7461 | Rate Constraint in lbs/MMBtu | FALSE | L | Annual | Generation | TWh | 4.0204 | 1.7476 | 0 | 0 | 0 | 0 | 0 | 0
NSR Big Cajun 2- Unit 3 - NOx Rate Annual v5.13 | 470 | 7461 | Rate Constraint in lbs/MMBtu | FALSE | L | Annual | Qualifying Generation | TWh | 4.0204 | 1.7476 | 0 | 0 | 0 | 0 | 0 | 0
NSR Big Cajun 2- Unit 3 - NOx Rate Annual v5.13 | 470 | 7461 | Rate Constraint in lbs/MMBtu | FALSE | L | Annual | Rate | lb/MWh | 1.275 | 1.275 | 0 | 0 | 0 | 0 | 0 | 0
NSR Big Cajun 2- Unit 3 - NOx Rate Annual v5.13 | 470 | 7461 | Rate Constraint in lbs/MMBtu | FALSE | L | Annual | Constraint Shadow Price | US2019$/Ton | 0 | 0 | 0 | 0 | 0 | 0 | 0 | 0
NSR Boswell 1-3 - SO2 Rate Annual v5.14 | 471 | 7484 | Rate Constraint in lbs/MMBtu | FALSE | L | Annual | Seasons Included | Seasons | Winter, WintShld, Summer | Winter, WintShld, Summer | Winter, WintShld, Summer | Winter, WintShld, Summer | Winter, WintShld, Summer | Winter, WintShld, Summer | Winter, WintShld, Summer | Winter, WintShld, Summer
NSR Boswell 1-3 - SO2 Rate Annual v5.14 | 471 | 7484 | Rate Constraint in lbs/MMBtu | FALSE | L | Annual | Standard SO2 | lb/MMBtu | 0.03 | 0.03 | 0.03 | 0.03 | 0.03 | 0.03 | 0.03 | 0.03
NSR Boswell 1-3 - SO2 Rate Annual v5.14 | 471 | 7484 | Rate Constraint in lbs/MMBtu | FALSE | L | Annual | Emissions at Affected Plants SO2 | Thousand Tons | 0.37896 | 0.32391 | 0.13304 | 0 | 0 | 0 | 0 | 0
NSR Boswell 1-3 - SO2 Rate Annual v5.14 | 471 | 7484 | Rate Constraint in lbs/MMBtu | FALSE | L | Annual | Allowances Purchased SO2 | Thousand Tons | 0 | 0 | 0 | 0 | 0 | 0 | 0 | 0
NSR Boswell 1-3 - SO2 Rate Annual v5.14 | 471 | 7484 | Rate Constraint in lbs/MMBtu | FALSE | L | Annual | Allowances Sold SO2 | Thousand Tons | 0 | 0 | 0 | 0 | 0 | 0 | 0 | 0
NSR Boswell 1-3 - SO2 Rate Annual v5.14 | 471 | 7484 | Rate Constraint in lbs/MMBtu | FALSE | L | Annual | Allowances Banked | Thousand Tons | 0 | 0 | 0 | 0 | 0 | 0 | 0 | 0
NSR Boswell 1-3 - SO2 Rate Annual v5.14 | 471 | 7484 | Rate Constraint in lbs/MMBtu | FALSE | L | Annual | Allowances Withdrawn (1:1) | Thousand Tons | 0 | 0 | 0 | 0 | 0 | 0 | 0 | 0
NSR Boswell 1-3 - SO2 Rate Annual v5.14 | 471 | 7484 | Rate Constraint in lbs/MMBtu | FALSE | L | Annual | Allowances Withdrawn (n:1) | Thousand Tons | 0 | 0 | 0 | 0 | 0 | 0 | 0 | 0
NSR Boswell 1-3 - SO2 Rate Annual v5.14 | 471 | 7484 | Rate Constraint in lbs/MMBtu | FALSE | L | Annual | Net Emissions Allowance Position | Thousand Tons | 0.37896 | 0.32391 | 0.13304 | 0 | 0 | 0 | 0 | 0
NSR Boswell 1-3 - SO2 Rate Annual v5.14 | 471 | 7484 | Rate Constraint in lbs/MMBtu | FALSE | L | Annual | Fuel Consumed | TBtu | 25.3465 | 21.6642 | 8.898 | 0 | 0 | 0 | 0 | 0
NSR Boswell 1-3 - SO2 Rate Annual v5.14 | 471 | 7484 | Rate Constraint in lbs/MMBtu | FALSE | L | Annual | Rate | lb/MMBtu | 0.029903 | 0.029903 | 0.029903 | 0 | 0 | 0 | 0 | 0
NSR Boswell 1-3 - SO2 Rate Annual v5.14 | 471 | 7484 | Rate Constraint in lbs/MMBtu | FALSE | L | Annual | Generation | TWh | 2.3914 | 2.044 | 0.83951 | 0 | 0 | 0 | 0 | 0
NSR Boswell 1-3 - SO2 Rate Annual v5.14 | 471 | 7484 | Rate Constraint in lbs/MMBtu | FALSE | L | Annual | Qualifying Generation | TWh | 2.3914 | 2.044 | 0.83951 | 0 | 0 | 0 | 0 | 0
NSR Boswell 1-3 - SO2 Rate Annual v5.14 | 471 | 7484 | Rate Constraint in lbs/MMBtu | FALSE | L | Annual | Rate | lb/MWh | 0.31694 | 0.31694 | 0.31694 | 0 | 0 | 0 | 0 | 0
NSR Boswell 1-3 - SO2 Rate Annual v5.14 | 471 | 7484 | Rate Constraint in lbs/MMBtu | FALSE | L | Annual | Constraint Shadow Price | US2019$/Ton | 0 | 0 | 0 | 86849.2004 | 13957.2404 | 41640.3185 | 43864.3673 | 43763.4595
NSR Boswell 3 - NOX Rate Annual v5.14 | 472 | 7485 | Rate Constraint in lbs/MMBtu | FALSE | L | Annual | Seasons Included | Seasons | Winter, WintShld, Summer | Winter, WintShld, Summer | Winter, WintShld, Summer | Winter, WintShld, Summer | Winter, WintShld, Summer | Winter, WintShld, Summer | Winter, WintShld, Summer | Winter, WintShld, Summer
NSR Boswell 3 - NOX Rate Annual v5.14 | 472 | 7485 | Rate Constraint in lbs/MMBtu | FALSE | L | Annual | Standard NOX | lb/MMBtu | 0.06 | 0.06 | 0.06 | 0.06 | 0.06 | 0.06 | 0.06 | 0.06
NSR Boswell 3 - NOX Rate Annual v5.14 | 472 | 7485 | Rate Constraint in lbs/MMBtu | FALSE | L | Annual | Emissions at Affected Plants NOX | Thousand Tons | 0.72035 | 0.6157 | 0.25288 | 0 | 0 | 0 | 0 | 0
NSR Boswell 3 - NOX Rate Annual v5.14 | 472 | 7485 | Rate Constraint in lbs/MMBtu | FALSE | L | Annual | Allowances Purchased NOX | Thousand Tons | 0 | 0 | 0 | 0 | 0 | 0 | 0 | 0
NSR Boswell 3 - NOX Rate Annual v5.14 | 472 | 7485 | Rate Constraint in lbs/MMBtu | FALSE | L | Annual | Allowances Sold NOX | Thousand Tons | 0 | 0 | 0 | 0 | 0 | 0 | 0 | 0
NSR Boswell 3 - NOX Rate Annual v5.14 | 472 | 7485 | Rate Constraint in lbs/MMBtu | FALSE | L | Annual | Allowances Banked | Thousand Tons | 0 | 0 | 0 | 0 | 0 | 0 | 0 | 0
NSR Boswell 3 - NOX Rate Annual v5.14 | 472 | 7485 | Rate Constraint in lbs/MMBtu | FALSE | L | Annual | Allowances Withdrawn (1:1) | Thousand Tons | 0 | 0 | 0 | 0 | 0 | 0 | 0 | 0
NSR Boswell 3 - NOX Rate Annual v5.14 | 472 | 7485 | Rate Constraint in lbs/MMBtu | FALSE | L | Annual | Allowances Withdrawn (n:1) | Thousand Tons | 0 | 0 | 0 | 0 | 0 | 0 | 0 | 0
NSR Boswell 3 - NOX Rate Annual v5.14 | 472 | 7485 | Rate Constraint in lbs/MMBtu | FALSE | L | Annual | Net Emissions Allowance Position | Thousand Tons | 0.72035 | 0.6157 | 0.25288 | 0 | 0 | 0 | 0 | 0
NSR Boswell 3 - NOX Rate Annual v5.14 | 472 | 7485 | Rate Constraint in lbs/MMBtu | FALSE | L | Annual | Fuel Consumed | TBtu | 25.3465 | 21.6642 | 8.898 | 0 | 0 | 0 | 0 | 0
NSR Boswell 3 - NOX Rate Annual v5.14 | 472 | 7485 | Rate Constraint in lbs/MMBtu | FALSE | L | Annual | Rate | lb/MMBtu | 0.05684 | 0.05684 | 0.05684 | 0 | 0 | 0 | 0 | 0
NSR Boswell 3 - NOX Rate Annual v5.14 | 472 | 7485 | Rate Constraint in lbs/MMBtu | FALSE | L | Annual | Generation | TWh | 2.3914 | 2.044 | 0.83951 | 0 | 0 | 0 | 0 | 0
NSR Boswell 3 - NOX Rate Annual v5.14 | 472 | 7485 | Rate Constraint in lbs/MMBtu | FALSE | L | Annual | Qualifying Generation | TWh | 2.3914 | 2.044 | 0.83951 | 0 | 0 | 0 | 0 | 0
NSR Boswell 3 - NOX Rate Annual v5.14 | 472 | 7485 | Rate Constraint in lbs/MMBtu | FALSE | L | Annual | Rate | lb/MWh | 0.60245 | 0.60245 | 0.60245 | 0 | 0 | 0 | 0 | 0
NSR Boswell 3 - NOX Rate Annual v5.14 | 472 | 7485 | Rate Constraint in lbs/MMBtu | FALSE | L | Annual | Constraint Shadow Price | US2019$/Ton | 0 | 0 | 0 | 0 | 0 | 0 | 0 | 0
NSR Boswell 4 - NOX Rate Annual v5.14 | 473 | 7487 | Rate Constraint in lbs/MMBtu | FALSE | L | Annual | Seasons Included | Seasons | Winter, WintShld, Summer | Winter, WintShld, Summer | Winter, WintShld, Summer | Winter, WintShld, Summer | Winter, WintShld, Summer | Winter, WintShld, Summer | Winter, WintShld, Summer | Winter, WintShld, Summer
NSR Boswell 4 - NOX Rate Annual v5.14 | 473 | 7487 | Rate Constraint in lbs/MMBtu | FALSE | L | Annual | Standard NOX | lb/MMBtu | 0.12 | 0.12 | 0.12 | 0.12 | 0.12 | 0.12 | 0.12 | 0.12
NSR Boswell 4 - NOX Rate Annual v5.14 | 473 | 7487 | Rate Constraint in lbs/MMBtu | FALSE | L | Annual | Emissions at Affected Plants NOX | Thousand Tons | 2.2331 | 1.9049 | 1.7651 | 1.2088 | 0 | 0 | 0 | 0
NSR Boswell 4 - NOX Rate Annual v5.14 | 473 | 7487 | Rate Constraint in lbs/MMBtu | FALSE | L | Annual | Allowances Purchased NOX | Thousand Tons | 0 | 0 | 0 | 0 | 0 | 0 | 0 | 0
NSR Boswell 4 - NOX Rate Annual v5.14 | 473 | 7487 | Rate Constraint in lbs/MMBtu | FALSE | L | Annual | Allowances Sold NOX | Thousand Tons | 0 | 0 | 0 | 0 | 0 | 0 | 0 | 0
NSR Boswell 4 - NOX Rate Annual v5.14 | 473 | 7487 | Rate Constraint in lbs/MMBtu | FALSE | L | Annual | Allowances Banked | Thousand Tons | 0 | 0 | 0 | 0 | 0 | 0 | 0 | 0
NSR Boswell 4 - NOX Rate Annual v5.14 | 473 | 7487 | Rate Constraint in lbs/MMBtu | FALSE | L | Annual | Allowances Withdrawn (1:1) | Thousand Tons | 0 | 0 | 0 | 0 | 0 | 0 | 0 | 0
NSR Boswell 4 - NOX Rate Annual v5.14 | 473 | 7487 | Rate Constraint in lbs/MMBtu | FALSE | L | Annual | Allowances Withdrawn (n:1) | Thousand Tons | 0 | 0 | 0 | 0 | 0 | 0 | 0 | 0
NSR Boswell 4 - NOX Rate Annual v5.14 | 473 | 7487 | Rate Constraint in lbs/MMBtu | FALSE | L | Annual | Net Emissions Allowance Position | Thousand Tons | 2.2331 | 1.9049 | 1.7651 | 1.2088 | 0 | 0 | 0 | 0
NSR Boswell 4 - NOX Rate Annual v5.14 | 473 | 7487 | Rate Constraint in lbs/MMBtu | FALSE | L | Annual | Fuel Consumed | TBtu | 43.0684 | 36.7394 | 34.0425 | 23.3135 | 0 | 0 | 0 | 0
NSR Boswell 4 - NOX Rate Annual v5.14 | 473 | 7487 | Rate Constraint in lbs/MMBtu | FALSE | L | Annual | Rate | lb/MMBtu | 0.1037 | 0.1037 | 0.1037 | 0.1037 | 0 | 0 | 0 | 0
NSR Boswell 4 - NOX Rate Annual v5.14 | 473 | 7487 | Rate Constraint in lbs/MMBtu | FALSE | L | Annual | Generation | TWh | 4.0482 | 3.4533 | 3.1998 | 2.1913 | 0 | 0 | 0 | 0
NSR Boswell 4 - NOX Rate Annual v5.14 | 473 | 7487 | Rate Constraint in lbs/MMBtu | FALSE | L | Annual | Qualifying Generation | TWh | 4.0482 | 3.4533 | 3.1998 | 2.1913 | 0 | 0 | 0 | 0
NSR Boswell 4 - NOX Rate Annual v5.14 | 473 | 7487 | Rate Constraint in lbs/MMBtu | FALSE | L | Annual | Rate | lb/MWh | 1.1033 | 1.1033 | 1.1033 | 1.1033 | 0 | 0 | 0 | 0
NSR Boswell 4 - NOX Rate Annual v5.14 | 473 | 7487 | Rate Constraint in lbs/MMBtu | FALSE | L | Annual | Constraint Shadow Price | US2019$/Ton | 0 | 0 | 0 | 0 | 0 | 0 | 0 | 0
NSR Boswell 4 - SO2 Rate Annual v5.14 | 474 | 7486 | Rate Constraint in lbs/MMBtu | FALSE | L | Annual | Seasons Included | Seasons | Winter, WintShld, Summer | Winter, WintShld, Summer | Winter, WintShld, Summer | Winter, WintShld, Summer | Winter, WintShld, Summer | Winter, WintShld, Summer | Winter, WintShld, Summer | Winter, WintShld, Summer
NSR Boswell 4 - SO2 Rate Annual v5.14 | 474 | 7486 | Rate Constraint in lbs/MMBtu | FALSE | L | Annual | Standard SO2 | lb/MMBtu | 0.03 | 0.03 | 0.03 | 0.03 | 0.03 | 0.03 | 0.03 | 0.03
NSR Boswell 4 - SO2 Rate Annual v5.14 | 474 | 7486 | Rate Constraint in lbs/MMBtu | FALSE | L | Annual | Emissions at Affected Plants SO2 | Thousand Tons | 0.50543 | 0.43115 | 0.3995 | 0.27359 | 0 | 0 | 0 | 0
NSR Boswell 4 - SO2 Rate Annual v5.14 | 474 | 7486 | Rate Constraint in lbs/MMBtu | FALSE | L | Annual | Allowances Purchased SO2 | Thousand Tons | 0 | 0 | 0 | 0 | 0 | 0 | 0 | 0
NSR Boswell 4 - SO2 Rate Annual v5.14 | 474 | 7486 | Rate Constraint in lbs/MMBtu | FALSE | L | Annual | Allowances Sold SO2 | Thousand Tons | 0 | 0 | 0 | 0 | 0 | 0 | 0 | 0
NSR Boswell 4 - SO2 Rate Annual v5.14 | 474 | 7486 | Rate Constraint in lbs/MMBtu | FALSE | L | Annual | Allowances Banked | Thousand Tons | 0 | 0 | 0 | 0 | 0 | 0 | 0 | 0
NSR Boswell 4 - SO2 Rate Annual v5.14 | 474 | 7486 | Rate Constraint in lbs/MMBtu | FALSE | L | Annual | Allowances Withdrawn (1:1) | Thousand Tons | 0 | 0 | 0 | 0 | 0 | 0 | 0 | 0
NSR Boswell 4 - SO2 Rate Annual v5.14 | 474 | 7486 | Rate Constraint in lbs/MMBtu | FALSE | L | Annual | Allowances Withdrawn (n:1) | Thousand Tons | 0 | 0 | 0 | 0 | 0 | 0 | 0 | 0
NSR Boswell 4 - SO2 Rate Annual v5.14 | 474 | 7486 | Rate Constraint in lbs/MMBtu | FALSE | L | Annual | Net Emissions Allowance Position | Thousand Tons | 0.50543 | 0.43115 | 0.3995 | 0.27359 | 0 | 0 | 0 | 0
NSR Boswell 4 - SO2 Rate Annual v5.14 | 474 | 7486 | Rate Constraint in lbs/MMBtu | FALSE | L | Annual | Fuel Consumed | TBtu | 43.0684 | 36.7394 | 34.0425 | 23.3135 | 0 | 0 | 0 | 0
NSR Boswell 4 - SO2 Rate Annual v5.14 | 474 | 7486 | Rate Constraint in lbs/MMBtu | FALSE | L | Annual | Rate | lb/MMBtu | 0.023471 | 0.023471 | 0.023471 | 0.023471 | 0 | 0 | 0 | 0
NSR Boswell 4 - SO2 Rate Annual v5.14 | 474 | 7486 | Rate Constraint in lbs/MMBtu | FALSE | L | Annual | Generation | TWh | 4.0482 | 3.4533 | 3.1998 | 2.1913 | 0 | 0 | 0 | 0
NSR Boswell 4 - SO2 Rate Annual v5.14 | 474 | 7486 | Rate Constraint in lbs/MMBtu | FALSE | L | Annual | Qualifying Generation | TWh | 4.0482 | 3.4533 | 3.1998 | 2.1913 | 0 | 0 | 0 | 0
NSR Boswell 4 - SO2 Rate Annual v5.14 | 474 | 7486 | Rate Constraint in lbs/MMBtu | FALSE | L | Annual | Rate | lb/MWh | 0.24971 | 0.24971 | 0.24971 | 0.24971 | 0 | 0 | 0 | 0
NSR Boswell 4 - SO2 Rate Annual v5.14 | 474 | 7486 | Rate Constraint in lbs/MMBtu | FALSE | L | Annual | Constraint Shadow Price | US2019$/Ton | 0 | 0 | 0 | 0 | 0 | 0 | 0 | 0
NSR Burlington Unit 1 SO2 Rate v5.16 | 475 | 7660 | Rate Constraint in lbs/MMBtu | FALSE | L | Annual | Seasons Included | Seasons | Winter, WintShld, Summer | Winter, WintShld, Summer | Winter, WintShld, Summer | Winter, WintShld, Summer | Winter, WintShld, Summer | Winter, WintShld, Summer | Winter, WintShld, Summer | Winter, WintShld, Summer
NSR Burlington Unit 1 SO2 Rate v5.16 | 475 | 7660 | Rate Constraint in lbs/MMBtu | FALSE | L | Annual | Standard SO2 | lb/MMBtu | 0.75 | 0.75 | 0.75 | 0.75 | 0.75 | 0.75 | 0.75 | 0.75
NSR Burlington Unit 1 SO2 Rate v5.16 | 475 | 7660 | Rate Constraint in lbs/MMBtu | FALSE | L | Annual | Emissions at Affected Plants SO2 | Thousand Tons | 0 | 0 | 0 | 0 | 0 | 0 | 0 | 0
NSR Burlington Unit 1 SO2 Rate v5.16 | 475 | 7660 | Rate Constraint in lbs/MMBtu | FALSE | L | Annual | Allowances Purchased SO2 | Thousand Tons | 0 | 0 | 0 | 0 | 0 | 0 | 0 | 0
NSR Burlington Unit 1 SO2 Rate v5.16 | 475 | 7660 | Rate Constraint in lbs/MMBtu | FALSE | L | Annual | Allowances Sold SO2 | Thousand Tons | 0 | 0 | 0 | 0 | 0 | 0 | 0 | 0
NSR Burlington Unit 1 SO2 Rate v5.16 | 475 | 7660 | Rate Constraint in lbs/MMBtu | FALSE | L | Annual | Allowances Banked | Thousand Tons | 0 | 0 | 0 | 0 | 0 | 0 | 0 | 0
NSR Burlington Unit 1 SO2 Rate v5.16 | 475 | 7660 | Rate Constraint in lbs/MMBtu | FALSE | L | Annual | Allowances Withdrawn (1:1) | Thousand Tons | 0 | 0 | 0 | 0 | 0 | 0 | 0 | 0
NSR Burlington Unit 1 SO2 Rate v5.16 | 475 | 7660 | Rate Constraint in lbs/MMBtu | FALSE | L | Annual | Allowances Withdrawn (n:1) | Thousand Tons | 0 | 0 | 0 | 0 | 0 | 0 | 0 | 0
NSR Burlington Unit 1 SO2 Rate v5.16 | 475 | 7660 | Rate Constraint in lbs/MMBtu | FALSE | L | Annual | Net Emissions Allowance Position | Thousand Tons | 0 | 0 | 0 | 0 | 0 | 0 | 0 | 0
NSR Burlington Unit 1 SO2 Rate v5.16 | 475 | 7660 | Rate Constraint in lbs/MMBtu | FALSE | L | Annual | Fuel Consumed | TBtu | 0 | 0 | 0 | 0 | 0 | 0 | 0 | 0
NSR Burlington Unit 1 SO2 Rate v5.16 | 475 | 7660 | Rate Constraint in lbs/MMBtu | FALSE | L | Annual | Rate | lb/MMBtu | 0 | 0 | 0 | 0 | 0 | 0 | 0 | 0
NSR Burlington Unit 1 SO2 Rate v5.16 | 475 | 7660 | Rate Constraint in lbs/MMBtu | FALSE | L | Annual | Generation | TWh | 0 | 0 | 0 | 0 | 0 | 0 | 0 | 0
NSR Burlington Unit 1 SO2 Rate v5.16 | 475 | 7660 | Rate Constraint in lbs/MMBtu | FALSE | L | Annual | Qualifying Generation | TWh | 0 | 0 | 0 | 0 | 0 | 0 | 0 | 0
NSR Burlington Unit 1 SO2 Rate v5.16 | 475 | 7660 | Rate Constraint in lbs/MMBtu | FALSE | L | Annual | Rate | lb/MWh | 0 | 0 | 0 | 0 | 0 | 0 | 0 | 0
NSR Burlington Unit 1 SO2 Rate v5.16 | 475 | 7660 | Rate Constraint in lbs/MMBtu | FALSE | L | Annual | Constraint Shadow Price | US2019$/Ton | 0 | 0 | 0 | 0 | 0 | 0 | 0 | 0
NSR Campbell 1 - SO2 Rate Annual v5.14 | 476 | 7494 | Rate Constraint in lbs/MMBtu | FALSE | L | Annual | Seasons Included | Seasons | Winter, WintShld, Summer | Winter, WintShld, Summer | Winter, WintShld, Summer | Winter, WintShld, Summer | Winter, WintShld, Summer | Winter, WintShld, Summer | Winter, WintShld, Summer | Winter, WintShld, Summer
NSR Campbell 1 - SO2 Rate Annual v5.14 | 476 | 7494 | Rate Constraint in lbs/MMBtu | FALSE | L | Annual | Standard SO2 | lb/MMBtu | 0.29 | 0.29 | 0.29 | 0.29 | 0.29 | 0.29 | 0.29 | 0.29
NSR Campbell 1 - SO2 Rate Annual v5.14 | 476 | 7494 | Rate Constraint in lbs/MMBtu | FALSE | L | Annual | Emissions at Affected Plants SO2 | Thousand Tons | 2.6223 | 0 | 0 | 0 | 0 | 0 | 0 | 0
NSR Campbell 1 - SO2 Rate Annual v5.14 | 476 | 7494 | Rate Constraint in lbs/MMBtu | FALSE | L | Annual | Allowances Purchased SO2 | Thousand Tons | 0 | 0 | 0 | 0 | 0 | 0 | 0 | 0
NSR Campbell 1 - SO2 Rate Annual v5.14 | 476 | 7494 | Rate Constraint in lbs/MMBtu | FALSE | L | Annual | Allowances Sold SO2 | Thousand Tons | 0 | 0 | 0 | 0 | 0 | 0 | 0 | 0
NSR Campbell 1 - SO2 Rate Annual v5.14 | 476 | 7494 | Rate Constraint in lbs/MMBtu | FALSE | L | Annual | Allowances Banked | Thousand Tons | 0 | 0 | 0 | 0 | 0 | 0 | 0 | 0
NSR Campbell 1 - SO2 Rate Annual v5.14 | 476 | 7494 | Rate Constraint in lbs/MMBtu | FALSE | L | Annual | Allowances Withdrawn (1:1) | Thousand Tons | 0 | 0 | 0 | 0 | 0 | 0 | 0 | 0
NSR Campbell 1 - SO2 Rate Annual v5.14 | 476 | 7494 | Rate Constraint in lbs/MMBtu | FALSE | L | Annual | Allowances Withdrawn (n:1) | Thousand Tons | 0 | 0 | 0 | 0 | 0 | 0 | 0 | 0
NSR Campbell 1 - SO2 Rate Annual v5.14 | 476 | 7494 | Rate Constraint in lbs/MMBtu | FALSE | L | Annual | Net Emissions Allowance Position | Thousand Tons | 2.6223 | 0 | 0 | 0 | 0 | 0 | 0 | 0
NSR Campbell 1 - SO2 Rate Annual v5.14 | 476 | 7494 | Rate Constraint in lbs/MMBtu | FALSE | L | Annual | Fuel Consumed | TBtu | 18.2168 | 0 | 0 | 0 | 0 | 0 | 0 | 0
NSR Campbell 1 - SO2 Rate Annual v5.14 | 476 | 7494 | Rate Constraint in lbs/MMBtu | FALSE | L | Annual | Rate | lb/MMBtu | 0.2879 | 0 | 0 | 0 | 0 | 0 | 0 | 0
NSR Campbell 1 - SO2 Rate Annual v5.14 | 476 | 7494 | Rate Constraint in lbs/MMBtu | FALSE | L | Annual | Generation | TWh | 1.7606 | 0 | 0 | 0 | 0 | 0 | 0 | 0
NSR Campbell 1 - SO2 Rate Annual v5.14 | 476 | 7494 | Rate Constraint in lbs/MMBtu | FALSE | L | Annual | Qualifying Generation | TWh | 1.7606 | 0 | 0 | 0 | 0 | 0 | 0 | 0
NSR Campbell 1 - SO2 Rate Annual v5.14 | 476 | 7494 | Rate Constraint in lbs/MMBtu | FALSE | L | Annual | Rate | lb/MWh | 2.9789 | 0 | 0 | 0 | 0 | 0 | 0 | 0
NSR Campbell 1 - SO2 Rate Annual v5.14 | 476 | 7494 | Rate Constraint in lbs/MMBtu | FALSE | L | Annual | Constraint Shadow Price | US2019$/Ton | 0 | 0 | 0 | 0 | 0 | 0 | 0 | 0
NSR Campbell 1-3 - MER Rate Annual v5.16 | 477 | 7498 | Rate Constraint in lbs/MMBtu | FALSE | L | Annual | Seasons Included | Seasons | Winter, WintShld, Summer | Winter, WintShld, Summer | Winter, WintShld, Summer | Winter, WintShld, Summer | Winter, WintShld, Summer | Winter, WintShld, Summer | Winter, WintShld, Summer | Winter, WintShld, Summer
NSR Campbell 1-3 - MER Rate Annual v5.16 | 477 | 7498 | Rate Constraint in lbs/MMBtu | FALSE | L | Annual | Standard MER | lb/MMBtu | 0.015 | 0.015 | 0.015 | 0.015 | 0.015 | 0.015 | 0.015 | 0.015
NSR Campbell 1-3 - MER Rate Annual v5.16 | 477 | 7498 | Rate Constraint in lbs/MMBtu | FALSE | L | Annual | Emissions at Affected Plants MER | lbs | 57.754 | 0 | 0 | 0 | 0 | 0 | 0 | 0
NSR Campbell 1-3 - MER Rate Annual v5.16 | 477 | 7498 | Rate Constraint in lbs/MMBtu | FALSE | L | Annual | Allowances Purchased MER | lbs | 0 | 0 | 0 | 0 | 0 | 0 | 0 | 0
NSR Campbell 1-3 - MER Rate Annual v5.16 | 477 | 7498 | Rate Constraint in lbs/MMBtu | FALSE | L | Annual | Allowances Sold MER | lbs | 0 | 0 | 0 | 0 | 0 | 0 | 0 | 0
NSR Campbell 1-3 - MER Rate Annual v5.16 | 477 | 7498 | Rate Constraint in lbs/MMBtu | FALSE | L | Annual | Allowances Banked | lbs | 0 | 0 | 0 | 0 | 0 | 0 | 0 | 0
NSR Campbell 1-3 - MER Rate Annual v5.16 | 477 | 7498 | Rate Constraint in lbs/MMBtu | FALSE | L | Annual | Allowances Withdrawn (1:1) | lbs | 0 | 0 | 0 | 0 | 0 | 0 | 0 | 0
NSR Campbell 1-3 - MER Rate Annual v5.16 | 477 | 7498 | Rate Constraint in lbs/MMBtu | FALSE | L | Annual | Allowances Withdrawn (n:1) | lbs | 0 | 0 | 0 | 0 | 0 | 0 | 0 | 0
NSR Campbell 1-3 - MER Rate Annual v5.16 | 477 | 7498 | Rate Constraint in lbs/MMBtu | FALSE | L | Annual | Net Emissions Allowance Position | lbs | 57.754 | 0 | 0 | 0 | 0 | 0 | 0 | 0
NSR Campbell 1-3 - MER Rate Annual v5.16 | 477 | 7498 | Rate Constraint in lbs/MMBtu | FALSE | L | Annual | Fuel Consumed | TBtu | 102.9253 | 0 | 0 | 0 | 0 | 0 | 0 | 0
NSR Campbell 1-3 - MER Rate Annual v5.16 | 477 | 7498 | Rate Constraint in lbs/MMBtu | FALSE | L | Annual | Rate | lb/MMBtu | 5.6112e-07 | 0 | 0 | 0 | 0 | 0 | 0 | 0
NSR Campbell 1-3 - MER Rate Annual v5.16 | 477 | 7498 | Rate Constraint in lbs/MMBtu | FALSE | L | Annual | Generation | TWh | 9.9752 | 0 | 0 | 0 | 0 | 0 | 0 | 0
NSR Campbell 1-3 - MER Rate Annual v5.16 | 477 | 7498 | Rate Constraint in lbs/MMBtu | FALSE | L | Annual | Qualifying Generation | TWh | 9.9752 | 0 | 0 | 0 | 0 | 0 | 0 | 0
NSR Campbell 1-3 - MER Rate Annual v5.16 | 477 | 7498 | Rate Constraint in lbs/MMBtu | FALSE | L | Annual | Rate | lb/MWh | 5.7898e-06 | 0 | 0 | 0 | 0 | 0 | 0 | 0
NSR Campbell 1-3 - MER Rate Annual v5.16 | 477 | 7498 | Rate Constraint in lbs/MMBtu | FALSE | L | Annual | Constraint Shadow Price | US2019$/Lb | 0 | 0 | 0 | 0 | 0 | 0 | 0 | 0
NSR Campbell 2 - SO2 Rate Annual v5.16 | 478 | 7495 | Rate Constraint in lbs/MMBtu | FALSE | L | Annual | Seasons Included | Seasons | Winter, WintShld, Summer | Winter, WintShld, Summer | Winter, WintShld, Summer | Winter, WintShld, Summer | Winter, WintShld, Summer | Winter, WintShld, Summer | Winter, WintShld, Summer | Winter, WintShld, Summer
NSR Campbell 2 - SO2 Rate Annual v5.16 | 478 | 7495 | Rate Constraint in lbs/MMBtu | FALSE | L | Annual | Standard SO2 | lb/MMBtu | 0.32 | 0.32 | 0.32 | 0.32 | 0.32 | 0.32 | 0.32 | 0.32
NSR Campbell 2 - SO2 Rate Annual v5.16 | 478 | 7495 | Rate Constraint in lbs/MMBtu | FALSE | L | Annual | Emissions at Affected Plants SO2 | Thousand Tons | 3.6776 | 0 | 0 | 0 | 0 | 0 | 0 | 0
NSR Campbell 2 - SO2 Rate Annual v5.16 | 478 | 7495 | Rate Constraint in lbs/MMBtu | FALSE | L | Annual | Allowances Purchased SO2 | Thousand Tons | 0 | 0 | 0 | 0 | 0 | 0 | 0 | 0
NSR Campbell 2 - SO2 Rate Annual v5.16 | 478 | 7495 | Rate Constraint in lbs/MMBtu | FALSE | L | Annual | Allowances Sold SO2 | Thousand Tons | 0 | 0 | 0 | 0 | 0 | 0 | 0 | 0
NSR Campbell 2 - SO2 Rate Annual v5.16 | 478 | 7495 | Rate Constraint in lbs/MMBtu | FALSE | L | Annual | Allowances Banked | Thousand Tons | 0 | 0 | 0 | 0 | 0 | 0 | 0 | 0
NSR Campbell 2 - SO2 Rate Annual v5.16 | 478 | 7495 | Rate Constraint in lbs/MMBtu | FALSE | L | Annual | Allowances Withdrawn (1:1) | Thousand Tons | 0 | 0 | 0 | 0 | 0 | 0 | 0 | 0
NSR Campbell 2 - SO2 Rate Annual v5.16 | 478 | 7495 | Rate Constraint in lbs/MMBtu | FALSE | L | Annual | Allowances Withdrawn (n:1) | Thousand Tons | 0 | 0 | 0 | 0 | 0 | 0 | 0 | 0
NSR Campbell 2 - SO2 Rate Annual v5.16 | 478 | 7495 | Rate Constraint in lbs/MMBtu | FALSE | L | Annual | Net Emissions Allowance Position | Thousand Tons | 3.6776 | 0 | 0 | 0 | 0 | 0 | 0 | 0
NSR Campbell 2 - SO2 Rate Annual v5.16 | 478 | 7495 | Rate Constraint in lbs/MMBtu | FALSE | L | Annual | Fuel Consumed | TBtu | 25.0565 | 0 | 0 | 0 | 0 | 0 | 0 | 0
NSR Campbell 2 - SO2 Rate Annual v5.16 | 478 | 7495 | Rate Constraint in lbs/MMBtu | FALSE | L | Annual | Rate | lb/MMBtu | 0.29354 | 0 | 0 | 0 | 0 | 0 | 0 | 0
NSR Campbell 2 - SO2 Rate Annual v5.16 | 478 | 7495 | Rate Constraint in lbs/MMBtu | FALSE | L | Annual | Generation | TWh | 2.4028 | 0 | 0 | 0 | 0 | 0 | 0 | 0
NSR Campbell 2 - SO2 Rate Annual v5.16 | 478 | 7495 | Rate Constraint in lbs/MMBtu | FALSE | L | Annual | Qualifying Generation | TWh | 2.4028 | 0 | 0 | 0 | 0 | 0 | 0 | 0
NSR Campbell 2 - SO2 Rate Annual v5.16 | 478 | 7495 | Rate Constraint in lbs/MMBtu | FALSE | L | Annual | Rate | lb/MWh | 3.0611 | 0 | 0 | 0 | 0 | 0 | 0 | 0
NSR Campbell 2 - SO2 Rate Annual v5.16 | 478 | 7495 | Rate Constraint in lbs/MMBtu | FALSE | L | Annual | Constraint Shadow Price | US2019$/Ton | 0 | 0 | 0 | 0 | 0 | 0 | 0 | 0
NSR Campbell 2,3 - NOX Rate Annual v5.16 | 479 | 7497 | Rate Constraint in lbs/MMBtu | FALSE | L | Annual | Seasons Included | Seasons | Winter, WintShld, Summer | Winter, WintShld, Summer | Winter, WintShld, Summer | Winter, WintShld, Summer | Winter, WintShld, Summer | Winter, WintShld, Summer | Winter, WintShld, Summer | Winter, WintShld, Summer
NSR Campbell 2,3 - NOX Rate Annual v5.16 | 479 | 7497 | Rate Constraint in lbs/MMBtu | FALSE | L | Annual | Standard NOX | lb/MMBtu | 0.08 | 0.08 | 0.08 | 0.08 | 0.08 | 0.08 | 0.08 | 0.08
NSR Campbell 2,3 - NOX Rate Annual v5.16 | 479 | 7497 | Rate Constraint in lbs/MMBtu | FALSE | L | Annual | Emissions at Affected Plants NOX | Thousand Tons | 2.1082 | 0 | 0 | 0 | 0 | 0 | 0 | 0
NSR Campbell 2,3 - NOX Rate Annual v5.16 | 479 | 7497 | Rate Constraint in lbs/MMBtu | FALSE | L | Annual | Allowances Purchased NOX | Thousand Tons | 0 | 0 | 0 | 0 | 0 | 0 | 0 | 0
NSR Campbell 2,3 - NOX Rate Annual v5.16 | 479 | 7497 | Rate Constraint in lbs/MMBtu | FALSE | L | Annual | Allowances Sold NOX | Thousand Tons | 0 | 0 | 0 | 0 | 0 | 0 | 0 | 0
NSR Campbell 2,3 - NOX Rate Annual v5.16 | 479 | 7497 | Rate Constraint in lbs/MMBtu | FALSE | L | Annual | Allowances Banked | Thousand Tons | 0 | 0 | 0 | 0 | 0 | 0 | 0 | 0
NSR Campbell 2,3 - NOX Rate Annual v5.16 | 479 | 7497 | Rate Constraint in lbs/MMBtu | FALSE | L | Annual | Allowances Withdrawn (1:1) | Thousand Tons | 0 | 0 | 0 | 0 | 0 | 0 | 0 | 0
NSR Campbell 2,3 - NOX Rate Annual v5.16 | 479 | 7497 | Rate Constraint in lbs/MMBtu | FALSE | L | Annual | Allowances Withdrawn (n:1) | Thousand Tons | 0 | 0 | 0 | 0 | 0 | 0 | 0 | 0
NSR Campbell 2,3 - NOX Rate Annual v5.16 | 479 | 7497 | Rate Constraint in lbs/MMBtu | FALSE | L | Annual | Net Emissions Allowance Position | Thousand Tons | 2.1082 | 0 | 0 | 0 | 0 | 0 | 0 | 0
NSR Campbell 2,3 - NOX Rate Annual v5.16 | 479 | 7497 | Rate Constraint in lbs/MMBtu | FALSE | L | Annual | Fuel Consumed | TBtu | 84.7086 | 0 | 0 | 0 | 0 | 0 | 0 | 0
NSR Campbell 2,3 - NOX Rate Annual v5.16 | 479 | 7497 | Rate Constraint in lbs/MMBtu | FALSE | L | Annual | Rate | lb/MMBtu | 0.049776 | 0 | 0 | 0 | 0 | 0 | 0 | 0
NSR Campbell 2,3 - NOX Rate Annual v5.16 | 479 | 7497 | Rate Constraint in lbs/MMBtu | FALSE | L | Annual | Generation | TWh | 8.2146 | 0 | 0 | 0 | 0 | 0 | 0 | 0
NSR Campbell 2,3 - NOX Rate Annual v5.16 | 479 | 7497 | Rate Constraint in lbs/MMBtu | FALSE | L | Annual | Qualifying Generation | TWh | 8.2146 | 0 | 0 | 0 | 0 | 0 | 0 | 0
NSR Campbell 2,3 - NOX Rate Annual v5.16 | 479 | 7497 | Rate Constraint in lbs/MMBtu | FALSE | L | Annual | Rate | lb/MWh | 0.51329 | 0 | 0 | 0 | 0 | 0 | 0 | 0
NSR Campbell 2,3 - NOX Rate Annual v5.16 | 479 | 7497 | Rate Constraint in lbs/MMBtu | FALSE | L | Annual | Constraint Shadow Price | US2019$/Ton | 0 | 0 | 0 | 0 | 0 | 0 | 0 | 0
NSR Campbell 3 - SO2 Rate Annual v5.14 | 480 | 7496 | Rate Constraint in lbs/MMBtu | FALSE | L | Annual | Seasons Included | Seasons | Winter, WintShld, Summer | Winter, WintShld, Summer | Winter, WintShld, Summer | Winter, WintShld, Summer | Winter, WintShld, Summer | Winter, WintShld, Summer | Winter, WintShld, Summer | Winter, WintShld, Summer
NSR Campbell 3 - SO2 Rate Annual v5.14 | 480 | 7496 | Rate Constraint in lbs/MMBtu | FALSE | L | Annual | Standard SO2 | lb/MMBtu | 0.07 | 0.07 | 0.07 | 0.07 | 0.07 | 0.07 | 0.07 | 0.07
NSR Campbell 3 - SO2 Rate Annual v5.14 | 480 | 7496 | Rate Constraint in lbs/MMBtu | FALSE | L | Annual | Emissions at Affected Plants SO2 | Thousand Tons | 1.4854 | 0 | 0 | 0 | 0 | 0 | 0 | 0
NSR Campbell 3 - SO2 Rate Annual v5.14 | 480 | 7496 | Rate Constraint in lbs/MMBtu | FALSE | L | Annual | Allowances Purchased SO2 | Thousand Tons | 0 | 0 | 0 | 0 | 0 | 0 | 0 | 0
NSR Campbell 3 - SO2 Rate Annual v5.14 | 480 | 7496 | Rate Constraint in lbs/MMBtu | FALSE | L | Annual | Allowances Sold SO2 | Thousand Tons | 0 | 0 | 0 | 0 | 0 | 0 | 0 | 0
NSR Campbell 3 - SO2 Rate Annual v5.14 | 480 | 7496 | Rate Constraint in lbs/MMBtu | FALSE | L | Annual | Allowances Banked | Thousand Tons | 0 | 0 | 0 | 0 | 0 | 0 | 0 | 0
NSR Campbell 3 - SO2 Rate Annual v5.14 | 480 | 7496 | Rate Constraint in lbs/MMBtu | FALSE | L | Annual | Allowances Withdrawn (1:1) | Thousand Tons | 0 | 0 | 0 | 0 | 0 | 0 | 0 | 0
NSR Campbell 3 - SO2 Rate Annual v5.14 | 480 | 7496 | Rate Constraint in lbs/MMBtu | FALSE | L | Annual | Allowances Withdrawn (n:1) | Thousand Tons | 0 | 0 | 0 | 0 | 0 | 0 | 0 | 0
NSR Campbell 3 - SO2 Rate Annual v5.14 | 480 | 7496 | Rate Constraint in lbs/MMBtu | FALSE | L | Annual | Net Emissions Allowance Position | Thousand Tons | 1.4854 | 0 | 0 | 0 | 0 | 0 | 0 | 0
NSR Campbell 3 - SO2 Rate Annual v5.14 | 480 | 7496 | Rate Constraint in lbs/MMBtu | FALSE | L | Annual | Fuel Consumed | TBtu | 59.6521 | 0 | 0 | 0 | 0 | 0 | 0 | 0
NSR Campbell 3 - SO2 Rate Annual v5.14 | 480 | 7496 | Rate Constraint in lbs/MMBtu | FALSE | L | Annual | Rate | lb/MMBtu | 0.049802 | 0 | 0 | 0 | 0 | 0 | 0 | 0
NSR Campbell 3 - SO2 Rate Annual v5.14 | 480 | 7496 | Rate Constraint in lbs/MMBtu | FALSE | L | Annual | Generation | TWh | 5.8118 | 0 | 0 | 0 | 0 | 0 | 0 | 0
NSR Campbell 3 - SO2 Rate Annual v5.14 | 480 | 7496 | Rate Constraint in lbs/MMBtu | FALSE | L | Annual | Qualifying Generation | TWh | 5.8118 | 0 | 0 | 0 | 0 | 0 | 0 | 0
NSR Campbell 3 - SO2 Rate Annual v5.14 | 480 | 7496 | Rate Constraint in lbs/MMBtu | FALSE | L | Annual | Rate | lb/MWh | 0.51116 | 0 | 0 | 0 | 0 | 0 | 0 | 0
NSR Campbell 3 - SO2 Rate Annual v5.14 | 480 | 7496 | Rate Constraint in lbs/MMBtu | FALSE | L | Annual | Constraint Shadow Price | US2019$/Ton | 0 | 0 | 0 | 0 | 0 | 0 | 0 | 0
NSR Chesterfield 5,6 - NOX Rate Annual v3.1, Unit 3837 and retrofits | 481 | 7431 | Rate Constraint in lbs/MMBtu | FALSE | L | Annual | Seasons Included | Seasons | Winter, WintShld, Summer | Winter, WintShld, Summer | Winter, WintShld, Summer | Winter, WintShld, Summer | Winter, WintShld, Summer | Winter, WintShld, Summer | Winter, WintShld, Summer | Winter, WintShld, Summer
NSR Chesterfield 5,6 - NOX Rate Annual v3.1, Unit 3837 and retrofits | 481 | 7431 | Rate Constraint in lbs/MMBtu | FALSE | L | Annual | Standard NOX | lb/MMBtu | 0.1 | 0.1 | 0.1 | 0.1 | 0.1 | 0.1 | 0.1 | 0.1
NSR Chesterfield 5,6 - NOX Rate Annual v3.1, Unit 3837 and retrofits | 481 | 7431 | Rate Constraint in lbs/MMBtu | FALSE | L | Annual | Emissions at Affected Plants NOX | Thousand Tons | 0 | 0 | 0 | 0 | 0 | 0 | 0 | 0
NSR Chesterfield 5,6 - NOX Rate Annual v3.1, Unit 3837 and retrofits | 481 | 7431 | Rate Constraint in lbs/MMBtu | FALSE | L | Annual | Allowances Purchased NOX | Thousand Tons | 0 | 0 | 0 | 0 | 0 | 0 | 0 | 0
NSR Chesterfield 5,6 - NOX Rate Annual v3.1, Unit 3837 and retrofits | 481 | 7431 | Rate Constraint in lbs/MMBtu | FALSE | L | Annual | Allowances Sold NOX | Thousand Tons | 0 | 0 | 0 | 0 | 0 | 0 | 0 | 0
NSR Chesterfield 5,6 - NOX Rate Annual v3.1, Unit 3837 and retrofits | 481 | 7431 | Rate Constraint in lbs/MMBtu | FALSE | L | Annual | Allowances Banked | Thousand Tons | 0 | 0 | 0 | 0 | 0 | 0 | 0 | 0
NSR Chesterfield 5,6 - NOX Rate Annual v3.1, Unit 3837 and retrofits | 481 | 7431 | Rate Constraint in lbs/MMBtu | FALSE | L | Annual | Allowances Withdrawn (1:1) | Thousand Tons | 0 | 0 | 0 | 0 | 0 | 0 | 0 | 0
NSR Chesterfield 5,6 - NOX Rate Annual v3.1, Unit 3837 and retrofits | 481 | 7431 | Rate Constraint in lbs/MMBtu | FALSE | L | Annual | Allowances Withdrawn (n:1) | Thousand Tons | 0 | 0 | 0 | 0 | 0 | 0 | 0 | 0
NSR Chesterfield 5,6 - NOX Rate Annual v3.1, Unit 3837 and retrofits | 481 | 7431 | Rate Constraint in lbs/MMBtu | FALSE | L | Annual | Net Emissions Allowance Position | Thousand Tons | 0 | 0 | 0 | 0 | 0 | 0 | 0 | 0
NSR Chesterfield 5,6 - NOX Rate Annual v3.1, Unit 3837 and retrofits | 481 | 7431 | Rate Constraint in lbs/MMBtu | FALSE | L | Annual | Fuel Consumed | TBtu | 0 | 0 | 0 | 0 | 0 | 0 | 0 | 0
NSR Chesterfield 5,6 - NOX Rate Annual v3.1, Unit 3837 and retrofits | 481 | 7431 | Rate Constraint in lbs/MMBtu | FALSE | L | Annual | Rate | lb/MMBtu | 0 | 0 | 0 | 0 | 0 | 0 | 0 | 0
NSR Chesterfield 5,6 - NOX Rate Annual v3.1, Unit 3837 and retrofits | 481 | 7431 | Rate Constraint in lbs/MMBtu | FALSE | L | Annual | Generation | TWh | 0 | 0 | 0 | 0 | 0 | 0 | 0 | 0
NSR Chesterfield 5,6 - NOX Rate Annual v3.1, Unit 3837 and retrofits | 481 | 7431 | Rate Constraint in lbs/MMBtu | FALSE | L | Annual | Qualifying Generation | TWh | 0 | 0 | 0 | 0 | 0 | 0 | 0 | 0
NSR Chesterfield 5,6 - NOX Rate Annual v3.1, Unit 3837 and retrofits | 481 | 7431 | Rate Constraint in lbs/MMBtu | FALSE | L | Annual | Rate | lb/MWh | 0 | 0 | 0 | 0 | 0 | 0 | 0 | 0
NSR Chesterfield 5,6 - NOX Rate Annual v3.1, Unit 3837 and retrofits | 481 | 7431 | Rate Constraint in lbs/MMBtu | FALSE | L | Annual | Constraint Shadow Price | US2019$/Ton | 0 | 0 | 0 | 0 | 0 | 0 | 0 | 0
NSR Chesterfield 5,6 - NOX Rate Annual v3.1, Unit 3838 and retrofits | 482 | 7431 | Rate Constraint in lbs/MMBtu | FALSE | L | Annual | Seasons Included | Seasons | Winter, WintShld, Summer | Winter, WintShld, Summer | Winter, WintShld, Summer | Winter, WintShld, Summer | Winter, WintShld, Summer | Winter, WintShld, Summer | Winter, WintShld, Summer | Winter, WintShld, Summer
NSR Chesterfield 5,6 - NOX Rate Annual v3.1, Unit 3838 and retrofits | 482 | 7431 | Rate Constraint in lbs/MMBtu | FALSE | L | Annual | Standard NOX | lb/MMBtu | 0.1 | 0.1 | 0.1 | 0.1 | 0.1 | 0.1 | 0.1 | 0.1
NSR Chesterfield 5,6 - NOX Rate Annual v3.1, Unit 3838 and retrofits | 482 | 7431 | Rate Constraint in lbs/MMBtu | FALSE | L | Annual | Emissions at Affected Plants NOX | Thousand Tons | 0 | 0 | 0 | 0 | 0 | 0 | 0 | 0
NSR Chesterfield 5,6 - NOX Rate Annual v3.1, Unit 3838 and retrofits | 482 | 7431 | Rate Constraint in lbs/MMBtu | FALSE | L | Annual | Allowances Purchased NOX | Thousand Tons | 0 | 0 | 0 | 0 | 0 | 0 | 0 | 0
NSR Chesterfield 5,6 - NOX Rate Annual v3.1, Unit 3838 and retrofits | 482 | 7431 | Rate Constraint in lbs/MMBtu | FALSE | L | Annual | Allowances Sold NOX | Thousand Tons | 0 | 0 | 0 | 0 | 0 | 0 | 0 | 0
NSR Chesterfield 5,6 - NOX Rate Annual v3.1, Unit 3838 and retrofits | 482 | 7431 | Rate Constraint in lbs/MMBtu | FALSE | L | Annual | Allowances Banked | Thousand Tons | 0 | 0 | 0 | 0 | 0 | 0 | 0 | 0
NSR Chesterfield 5,6 - NOX Rate Annual v3.1, Unit 3838 and retrofits | 482 | 7431 | Rate Constraint in lbs/MMBtu | FALSE | L | Annual | Allowances Withdrawn (1:1) | Thousand Tons | 0 | 0 | 0 | 0 | 0 | 0 | 0 | 0
NSR Chesterfield 5,6 - NOX Rate Annual v3.1, Unit 3838 and retrofits | 482 | 7431 | Rate Constraint in lbs/MMBtu | FALSE | L | Annual | Allowances Withdrawn (n:1) | Thousand Tons | 0 | 0 | 0 | 0 | 0 | 0 | 0 | 0
NSR Chesterfield 5,6 - NOX Rate Annual v3.1, Unit 3838 and retrofits | 482 | 7431 | Rate Constraint in lbs/MMBtu | FALSE | L | Annual | Net Emissions Allowance Position | Thousand Tons | 0 | 0 | 0 | 0 | 0 | 0 | 0 | 0
NSR Chesterfield 5,6 - NOX Rate Annual v3.1, Unit 3838 and retrofits | 482 | 7431 | Rate Constraint in lbs/MMBtu | FALSE | L | Annual | Fuel Consumed | TBtu | 0 | 0 | 0 | 0 | 0 | 0 | 0 | 0
NSR Chesterfield 5,6 - NOX Rate Annual v3.1, Unit 3838 and retrofits | 482 | 7431 | Rate Constraint in lbs/MMBtu | FALSE | L | Annual | Rate | lb/MMBtu | 0 | 0 | 0 | 0 | 0 | 0 | 0 | 0
NSR Chesterfield 5,6 - NOX Rate Annual v3.1, Unit 3838 and retrofits | 482 | 7431 | Rate Constraint in lbs/MMBtu | FALSE | L | Annual | Generation | TWh | 0 | 0 | 0 | 0 | 0 | 0 | 0 | 0
NSR Chesterfield 5,6 - NOX Rate Annual v3.1, Unit 3838 and retrofits | 482 | 7431 | Rate Constraint in lbs/MMBtu | FALSE | L | Annual | Qualifying Generation | TWh | 0 | 0 | 0 | 0 | 0 | 0 | 0 | 0
NSR Chesterfield 5,6 - NOX Rate Annual v3.1, Unit 3838 and retrofits | 482 | 7431 | Rate Constraint in lbs/MMBtu | FALSE | L | Annual | Rate | lb/MWh | 0 | 0 | 0 | 0 | 0 | 0 | 0 | 0
NSR Chesterfield 5,6 - NOX Rate Annual v3.1, Unit 3838 and retrofits | 482 | 7431 | Rate Constraint in lbs/MMBtu | FALSE | L | Annual | Constraint Shadow Price | US2019$/Ton | 0 | 0 | 0 | 0 | 0 | 0 | 0 | 0
NSR Clifty Creek 1-6 - SO2 Cap Annual v5.16 | 483 | 7502 | Rate Constraint in MTons | FALSE | L | Annual | Seasons Included | Seasons | Winter, WintShld, Summer | Winter, WintShld, Summer | Winter, WintShld, Summer | Winter, WintShld, Summer | Winter, WintShld, Summer | Winter, WintShld, Summer | Winter, WintShld, Summer | Winter, WintShld, Summer
NSR Clifty Creek 1-6 - SO2 Cap Annual v5.16 | 483 | 7502 | Rate Constraint in MTons | FALSE | L | Annual | Standard SO2 | Thousand Tons | 11.503 | 11.503 | 11.503 | 11.503 | 11.503 | 11.503 | 11.503 | 11.503
NSR Clifty Creek 1-6 - SO2 Cap Annual v5.16 | 483 | 7502 | Rate Constraint in MTons | FALSE | L | Annual | Emissions at Affected Plants SO2 | Thousand Tons | 4.0164 | 3.7495 | 4.6316 | 4.1638 | 0 | 0 | 0 | 0
NSR Clifty Creek 1-6 - SO2 Cap Annual v5.16 | 483 | 7502 | Rate Constraint in MTons | FALSE | L | Annual | Allowances Purchased SO2 | Thousand Tons | 0 | 0 | 0 | 0 | 0 | 0 | 0 | 0
NSR Clifty Creek 1-6 - SO2 Cap Annual v5.16 | 483 | 7502 | Rate Constraint in MTons | FALSE | L | Annual | Allowances Sold SO2 | Thousand Tons | 0 | 0 | 0 | 0 | 0 | 0 | 0 | 0
NSR Clifty Creek 1-6 - SO2 Cap Annual v5.16 | 483 | 7502 | Rate Constraint in MTons | FALSE | L | Annual | Allowances Banked | Thousand Tons | 0 | 0 | 0 | 0 | 0 | 0 | 0 | 0
NSR Clifty Creek 1-6 - SO2 Cap Annual v5.16 | 483 | 7502 | Rate Constraint in MTons | FALSE | L | Annual | Allowances Withdrawn (1:1) | Thousand Tons | 0 | 0 | 0 | 0 | 0 | 0 | 0 | 0
NSR Clifty Creek 1-6 - SO2 Cap Annual v5.16 | 483 | 7502 | Rate Constraint in MTons | FALSE | L | Annual | Allowances Withdrawn (n:1) | Thousand Tons | 0 | 0 | 0 | 0 | 0 | 0 | 0 | 0
NSR Clifty Creek 1-6 - SO2 Cap Annual v5.16 | 483 | 7502 | Rate Constraint in MTons | FALSE | L | Annual | Net Emissions Allowance Position | Thousand Tons | 4.0164 | 3.7495 | 4.6316 | 4.1638 | 0 | 0 | 0 | 0
NSR Clifty Creek 1-6 - SO2 Cap Annual v5.16 | 483 | 7502 | Rate Constraint in MTons | FALSE | L | Annual | Fuel Consumed | TBtu | 88.9064 | 84.64 | 77.3378 | 69.527 | 0 | 0 | 0 | 0
NSR Clifty Creek 1-6 - SO2 Cap Annual v5.16 | 483 | 7502 | Rate Constraint in MTons | FALSE | L | Annual | Rate | lb/MMBtu | 0.09035 | 0.088598 | 0.11978 | 0.11978 | 0 | 0 | 0 | 0
NSR Clifty Creek 1-6 - SO2 Cap Annual v5.16 | 483 | 7502 | Rate Constraint in MTons | FALSE | L | Annual | Generation | TWh | 8.2711 | 7.8718 | 7.1963 | 6.4627 | 0 | 0 | 0 | 0
NSR Clifty Creek 1-6 - SO2 Cap Annual v5.16 | 483 | 7502 | Rate Constraint in MTons | FALSE | L | Annual | Qualifying Generation | TWh | 8.2711 | 7.8718 | 7.1963 | 6.4627 | 0 | 0 | 0 | 0
NSR Clifty Creek 1-6 - SO2 Cap Annual v5.16 | 483 | 7502 | Rate Constraint in MTons | FALSE | L | Annual | Rate | lb/MWh | 0.97118 | 0.95263 | 1.2872 | 1.2886 | 0 | 0 | 0 | 0
NSR Clifty Creek 1-6 - SO2 Cap Annual v5.16 | 483 | 7502 | Rate Constraint in MTons | FALSE | L | Annual | Constraint Shadow Price | US2019$/Ton | 0 | 0 | 0 | 0 | 0 | 0 | 0 | 0
NSR ClinchRiver 1-3 - SO2 Cap Annual v3.1 | 484 | 7373 | Rate Constraint in MTons | FALSE | L | Annual | Seasons Included | Seasons | Winter, WintShld, Summer | Winter, WintShld, Summer | Winter, WintShld, Summer | Winter, WintShld, Summer | Winter, WintShld, Summer | Winter, WintShld, Summer | Winter, WintShld, Summer | Winter, WintShld, Summer
NSR ClinchRiver 1-3 - SO2 Cap Annual v3.1 | 484 | 7373 | Rate Constraint in MTons | FALSE | L | Annual | Standard SO2 | Thousand Tons | 16.3 | 16.3 | 16.3 | 16.3 | 16.3 | 16.3 | 16.3 | 16.3
NSR ClinchRiver 1-3 - SO2 Cap Annual v3.1 | 484 | 7373 | Rate Constraint in MTons | FALSE | L | Annual | Emissions at Affected Plants SO2 | Thousand Tons | 0 | 0 | 0 | 0 | 0 | 0 | 0 | 0
NSR ClinchRiver 1-3 - SO2 Cap Annual v3.1 | 484 | 7373 | Rate Constraint in MTons | FALSE | L | Annual | Allowances Purchased SO2 | Thousand Tons | 0 | 0 | 0 | 0 | 0 | 0 | 0 | 0
NSR ClinchRiver 1-3 - SO2 Cap Annual v3.1 | 484 | 7373 | Rate Constraint in MTons | FALSE | L | Annual | Allowances Sold SO2 | Thousand Tons | 0 | 0 | 0 | 0 | 0 | 0 | 0 | 0
NSR ClinchRiver 1-3 - SO2 Cap Annual v3.1 | 484 | 7373 | Rate Constraint in MTons | FALSE | L | Annual | Allowances Banked | Thousand Tons | 0 | 0 | 0 | 0 | 0 | 0 | 0 | 0
NSR ClinchRiver 1-3 - SO2 Cap Annual v3.1 | 484 | 7373 | Rate Constraint in MTons | FALSE | L | Annual | Allowances Withdrawn (1:1) | Thousand Tons | 0 | 0 | 0 | 0 | 0 | 0 | 0 | 0
NSR ClinchRiver 1-3 - SO2 Cap Annual v3.1 | 484 | 7373 | Rate Constraint in MTons | FALSE | L | Annual | Allowances Withdrawn (n:1) | Thousand Tons | 0 | 0 | 0 | 0 | 0 | 0 | 0 | 0
NSR ClinchRiver 1-3 - SO2 Cap Annual v3.1 | 484 | 7373 | Rate Constraint in MTons | FALSE | L | Annual | Net Emissions Allowance Position | Thousand Tons | 0 | 0 | 0 | 0 | 0 | 0 | 0 | 0
NSR ClinchRiver 1-3 - SO2 Cap Annual v3.1 | 484 | 7373 | Rate Constraint in MTons | FALSE | L | Annual | Fuel Consumed | TBtu | 0 | 0 | 0 | 0 | 0 | 0 | 0 | 0
NSR ClinchRiver 1-3 - SO2 Cap Annual v3.1 | 484 | 7373 | Rate Constraint in MTons | FALSE | L | Annual | Rate | lb/MMBtu | 0 | 0 | 0 | 0 | 0 | 0 | 0 | 0
NSR ClinchRiver 1-3 - SO2 Cap Annual v3.1 | 484 | 7373 | Rate Constraint in MTons | FALSE | L | Annual | Generation | TWh | 0 | 0 | 0 | 0 | 0 | 0 | 0 | 0
NSR ClinchRiver 1-3 - SO2 Cap Annual v3.1 | 484 | 7373 | Rate Constraint in MTons | FALSE | L | Annual | Qualifying Generation | TWh | 0 | 0 | 0 | 0 | 0 | 0 | 0 | 0
NSR ClinchRiver 1-3 - SO2 Cap Annual v3.1 | 484 | 7373 | Rate Constraint in MTons | FALSE | L | Annual | Rate | lb/MWh | 0 | 0 | 0 | 0 | 0 | 0 | 0 | 0
NSR ClinchRiver 1-3 - SO2 Cap Annual v3.1 | 484 | 7373 | Rate Constraint in MTons | FALSE | L | Annual | Constraint Shadow Price | US2019$/Ton | 0 | 0 | 0 | 0 | 0 | 0 | 0 | 0
NSR Columbia 1 & 2- NOx Cap Annual v5.13 | 485 | 7418 | Rate Constraint in MTons | FALSE | L | Annual | Seasons Included | Seasons | Winter, WintShld, Summer | Winter, WintShld, Summer | Winter, WintShld, Summer | Winter, WintShld, Summer | Winter, WintShld, Summer | Winter, WintShld, Summer | Winter, WintShld, Summer | Winter, WintShld, Summer
NSR Columbia 1 & 2- NOx Cap Annual v5.13 | 485 | 7418 | Rate Constraint in MTons | FALSE | L | Annual | Standard NOX | Thousand Tons | 4.3 | 4.3 | 4.3 | 4.3 | 4.3 | 4.3 | 4.3 | 4.3
NSR Columbia 1 & 2- NOx Cap Annual v5.13 | 485 | 7418 | Rate Constraint in MTons | FALSE | L | Annual | Emissions at Affected Plants NOX | Thousand Tons | 3.2314 | 0 | 0 | 0 | 0 | 0 | 0 | 0
NSR Columbia 1 & 2- NOx Cap Annual v5.13 | 485 | 7418 | Rate Constraint in MTons | FALSE | L | Annual | Allowances Purchased NOX | Thousand Tons | 0 | 0 | 0 | 0 | 0 | 0 | 0 | 0
NSR Columbia 1 & 2- NOx Cap Annual v5.13 | 485 | 7418 | Rate Constraint in MTons | FALSE | L | Annual | Allowances Sold NOX | Thousand Tons | 0 | 0 | 0 | 0 | 0 | 0 | 0 | 0
NSR Columbia 1 & 2- NOx Cap Annual v5.13 | 485 | 7418 | Rate Constraint in MTons | FALSE | L | Annual | Allowances Banked | Thousand Tons | 0 | 0 | 0 | 0 | 0 | 0 | 0 | 0
NSR Columbia 1 & 2- NOx Cap Annual v5.13 | 485 | 7418 | Rate Constraint in MTons | FALSE | L | Annual | Allowances Withdrawn (1:1) | Thousand Tons | 0 | 0 | 0 | 0 | 0 | 0 | 0 | 0
NSR Columbia 1 & 2- NOx Cap Annual v5.13 | 485 | 7418 | Rate Constraint in MTons | FALSE | L | Annual | Allowances Withdrawn (n:1) | Thousand Tons | 0 | 0 | 0 | 0 | 0 | 0 | 0 | 0
NSR Columbia 1 & 2- NOx Cap Annual v5.13 | 485 | 7418 | Rate Constraint in MTons | FALSE | L | Annual | Net Emissions Allowance Position | Thousand Tons | 3.2314 | 0 | 0 | 0 | 0 | 0 | 0 | 0
NSR Columbia 1 & 2- NOx Cap Annual v5.13 | 485 | 7418 | Rate Constraint in MTons | FALSE | L | Annual | Fuel Consumed | TBtu | 82.2553 | 0 | 0 | 0 | 0 | 0 | 0 | 0
NSR Columbia 1 & 2- NOx Cap Annual v5.13 | 485 | 7418 | Rate Constraint in MTons | FALSE | L | Annual | Rate | lb/MMBtu | 0.078569 | 0 | 0 | 0 | 0 | 0 | 0 | 0
NSR Columbia 1 & 2- NOx Cap Annual v5.13 | 485 | 7418 | Rate Constraint in MTons | FALSE | L | Annual | Generation | TWh | 7.8052 | 0 | 0 | 0 | 0 | 0 | 0 | 0
NSR Columbia 1 & 2- NOx Cap Annual v5.13 | 485 | 7418 | Rate Constraint in MTons | FALSE | L | Annual | Qualifying Generation | TWh | 7.8052 | 0 | 0 | 0 | 0 | 0 | 0 | 0
NSR Columbia 1 & 2- NOx Cap Annual v5.13 | 485 | 7418 | Rate Constraint in MTons | FALSE | L | Annual | Rate | lb/MWh | 0.828 | 0 | 0 | 0 | 0 | 0 | 0 | 0
NSR Columbia 1 & 2- NOx Cap Annual v5.13 | 485 | 7418 | Rate Constraint in MTons | FALSE | L | Annual | Constraint Shadow Price | US2019$/Ton | 0 | 0 | 0 | 0 | 0 | 0 | 0 | 0
NSR Columbia 1 & 2- SO2 Cap Annual v5.13 | 486 | 7419 | Rate Constraint in MTons | FALSE | L | Annual | Seasons Included | Seasons | Winter, WintShld, Summer | Winter, WintShld, Summer | Winter, WintShld, Summer | Winter, WintShld, Summer | Winter, WintShld, Summer | Winter, WintShld, Summer | Winter, WintShld, Summer | Winter, WintShld, Summer
NSR Columbia 1 & 2- SO2 Cap Annual v5.13 | 486 | 7419 | Rate Constraint in MTons | FALSE | L | Annual | Standard SO2 | Thousand Tons | 3.286 | 3.286 | 3.286 | 3.286 | 3.286 | 3.286 | 3.286 | 3.286
NSR Columbia 1 & 2- SO2 Cap Annual v5.13 | 486 | 7419 | Rate Constraint in MTons | FALSE | L | Annual | Emissions at Affected Plants SO2 | Thousand Tons | 1.8535 | 0 | 0 | 0 | 0 | 0 | 0 | 0
NSR Columbia 1 & 2- SO2 Cap Annual v5.13 | 486 | 7419 | Rate Constraint in MTons | FALSE | L | Annual | Allowances Purchased SO2 | Thousand Tons | 0 | 0 | 0 | 0 | 0 | 0 | 0 | 0
NSR Columbia 1 & 2- SO2 Cap Annual v5.13 | 486 | 7419 | Rate Constraint in MTons | FALSE | L | Annual | Allowances Sold SO2 | Thousand Tons | 0 | 0 | 0 | 0 | 0 | 0 | 0 | 0
NSR Columbia 1 & 2- SO2 Cap Annual v5.13 | 486 | 7419 | Rate Constraint in MTons | FALSE | L | Annual | Allowances Banked | Thousand Tons | 0 | 0 | 0 | 0 | 0 | 0 | 0 | 0
NSR Columbia 1 & 2- SO2 Cap Annual v5.13 | 486 | 7419 | Rate Constraint in MTons | FALSE | L | Annual | Allowances Withdrawn (1:1) | Thousand Tons | 0 | 0 | 0 | 0 | 0 | 0 | 0 | 0
NSR Columbia 1 & 2- SO2 Cap Annual v5.13 | 486 | 7419 | Rate Constraint in MTons | FALSE | L | Annual | Allowances Withdrawn (n:1) | Thousand Tons | 0 | 0 | 0 | 0 | 0 | 0 | 0 | 0
NSR Columbia 1 & 2- SO2 Cap Annual v5.13 | 486 | 7419 | Rate Constraint in MTons | FALSE | L | Annual | Net Emissions Allowance Position | Thousand Tons | 1.8535 | 0 | 0 | 0 | 0 | 0 | 0 | 0
NSR Columbia 1 & 2- SO2 Cap Annual v5.13 | 486 | 7419 | Rate Constraint in MTons | FALSE | L | Annual | Fuel Consumed | TBtu | 82.2553 | 0 | 0 | 0 | 0 | 0 | 0 | 0
NSR Columbia 1 & 2- SO2 Cap Annual v5.13 | 486 | 7419 | Rate Constraint in MTons | FALSE | L | Annual | Rate | lb/MMBtu | 0.045067 | 0 | 0 | 0 | 0 | 0 | 0 | 0
NSR Columbia 1 & 2- SO2 Cap Annual v5.13 | 486 | 7419 | Rate Constraint in MTons | FALSE | L | Annual | Generation | TWh | 7.8052 | 0 | 0 | 0 | 0 | 0 | 0 | 0
NSR Columbia 1 & 2- SO2 Cap Annual v5.13 | 486 | 7419 | Rate Constraint in MTons | FALSE | L | Annual | Qualifying Generation | TWh | 7.8052 | 0 | 0 | 0 | 0 | 0 | 0 | 0
NSR Columbia 1 & 2- SO2 Cap Annual v5.13 | 486 | 7419 | Rate Constraint in MTons | FALSE | L | Annual | Rate | lb/MWh | 0.47493 | 0 | 0 | 0 | 0 | 0 | 0 | 0
NSR Columbia 1 & 2- SO2 Cap Annual v5.13 | 486 | 7419 | Rate Constraint in MTons | FALSE | L | Annual | Constraint Shadow Price | US2019$/Ton | 0 | 0 | 0 | 0 | 0 | 0 | 0 | 0
NSR Columbia 1 & 2- SO2 Rate Annual v5.13 | 487 | 7479 | Rate Constraint in lbs/MMBtu | FALSE | L | Annual | Seasons Included | Seasons | Winter, WintShld, Summer | Winter, WintShld, Summer | Winter, WintShld, Summer | Winter, WintShld, Summer | Winter, WintShld, Summer | Winter, WintShld, Summer | Winter, WintShld, Summer | Winter, WintShld, Summer
NSR Columbia 1 & 2- SO2 Rate Annual v5.13 | 487 | 7479 | Rate Constraint in lbs/MMBtu | FALSE | L | Annual | Standard SO2 | lb/MMBtu | 0.075 | 0.075 | 0.075 | 0.075 | 0.075 | 0.075 | 0.075 | 0.075
NSR Columbia 1 & 2- SO2 Rate Annual v5.13 | 487 | 7479 | Rate Constraint in lbs/MMBtu | FALSE | L | Annual | Emissions at Affected Plants SO2 | Thousand Tons | 1.8535 | 0 | 0 | 0 | 0 | 0 | 0 | 0
NSR Columbia 1 & 2- SO2 Rate Annual v5.13 | 487 | 7479 | Rate Constraint in lbs/MMBtu | FALSE | L | Annual | Allowances Purchased SO2 | Thousand Tons | 0 | 0 | 0 | 0 | 0 | 0 | 0 | 0
NSR Columbia 1 & 2- SO2 Rate Annual v5.13 | 487 | 7479 | Rate Constraint in lbs/MMBtu | FALSE | L | Annual | Allowances Sold SO2 | Thousand Tons | 0 | 0 | 0 | 0 | 0 | 0 | 0 | 0
NSR Columbia 1 & 2- SO2 Rate Annual v5.13 | 487 | 7479 | Rate Constraint in lbs/MMBtu | FALSE | L | Annual | Allowances Banked | Thousand Tons | 0 | 0 | 0 | 0 | 0 | 0 | 0 | 0
NSR Columbia 1 & 2- SO2 Rate Annual v5.13 | 487 | 7479 | Rate Constraint in lbs/MMBtu | FALSE | L | Annual | Allowances Withdrawn (1:1) | Thousand Tons | 0 | 0 | 0 | 0 | 0 | 0 | 0 | 0
NSR Columbia 1 & 2- SO2 Rate Annual v5.13 | 487 | 7479 | Rate Constraint in lbs/MMBtu | FALSE | L | Annual | Allowances Withdrawn (n:1) | Thousand Tons | 0 | 0 | 0 | 0 | 0 | 0 | 0 | 0
NSR Columbia 1 & 2- SO2 Rate Annual v5.13 | 487 | 7479 | Rate Constraint in lbs/MMBtu | FALSE | L | Annual | Net Emissions Allowance Position | Thousand Tons | 1.8535 | 0 | 0 | 0 | 0 | 0 | 0 | 0
NSR Columbia 1 & 2- SO2 Rate Annual v5.13 | 487 | 7479 | Rate Constraint in lbs/MMBtu | FALSE | L | Annual | Fuel Consumed | TBtu | 82.2553 | 0 | 0 | 0 | 0 | 0 | 0 | 0
NSR Columbia 1 & 2- SO2 Rate Annual v5.13 | 487 | 7479 | Rate Constraint in lbs/MMBtu | FALSE | L | Annual | Rate | lb/MMBtu | 0.045067 | 0 | 0 | 0 | 0 | 0 | 0 | 0
NSR Columbia 1 & 2- SO2 Rate Annual v5.13 | 487 | 7479 | Rate Constraint in lbs/MMBtu | FALSE | L | Annual | Generation | TWh | 7.8052 | 0 | 0 | 0 | 0 | 0 | 0 | 0
NSR Columbia 1 & 2- SO2 Rate Annual v5.13 | 487 | 7479 | Rate Constraint in lbs/MMBtu | FALSE | L | Annual | Qualifying Generation | TWh | 7.8052 | 0 | 0 | 0 | 0 | 0 | 0 | 0
NSR Columbia 1 & 2- SO2 Rate Annual v5.13 | 487 | 7479 | Rate Constraint in lbs/MMBtu | FALSE | L | Annual | Rate | lb/MWh | 0.47493 | 0 | 0 | 0 | 0 | 0 | 0 | 0
NSR Columbia 1 & 2- SO2 Rate Annual v5.13 | 487 | 7479 | Rate Constraint in lbs/MMBtu | FALSE | L | Annual | Constraint Shadow Price | US2019$/Ton | 0 | 0 | 0 | 0 | 0 | 0 | 0 | 0
NSR Columbia 1- Hg Rate Annual v5.13 | 488 | 7482 | Rate Constraint in lbs/MMBtu | FALSE | L | Annual | Seasons Included | Seasons | Winter, WintShld, Summer | Winter, WintShld, Summer | Winter, WintShld, Summer | Winter, WintShld, Summer | Winter, WintShld, Summer | Winter, WintShld, Summer | Winter, WintShld, Summer | Winter, WintShld, Summer
NSR Columbia 1- Hg Rate Annual v5.13 | 488 | 7482 | Rate Constraint in lbs/MMBtu | FALSE | L | Annual | Standard MER | lb/MMBtu | 0.015 | 0.015 | 0.015 | 0.015 | 0.015 | 0.015 | 0.015 | 0.015
NSR Columbia 1- Hg Rate Annual v5.13 | 488 | 7482 | Rate Constraint in lbs/MMBtu | FALSE | L | Annual | Emissions at Affected Plants MER | lbs | 22.9758 | 0 | 0 | 0 | 0 | 0 | 0 | 0
NSR Columbia 1- Hg Rate Annual v5.13 | 488 | 7482 | Rate Constraint in lbs/MMBtu | FALSE | L | Annual | Allowances Purchased MER | lbs | 0 | 0 | 0 | 0 | 0 | 0 | 0 | 0
NSR Columbia 1- Hg Rate Annual v5.13 | 488 | 7482 | Rate Constraint in lbs/MMBtu | FALSE | L | Annual | Allowances Sold MER | lbs | 0 | 0 | 0 | 0 | 0 | 0 | 0 | 0
NSR Columbia 1- Hg Rate Annual v5.13 | 488 | 7482 | Rate Constraint in lbs/MMBtu | FALSE | L | Annual | Allowances Banked | lbs | 0 | 0 | 0 | 0 | 0 | 0 | 0 | 0
NSR Columbia 1- Hg Rate Annual v5.13 | 488 | 7482 | Rate Constraint in lbs/MMBtu | FALSE | L | Annual | Allowances Withdrawn (1:1) | lbs | 0 | 0 | 0 | 0 | 0 | 0 | 0 | 0
NSR Columbia 1- Hg Rate Annual v5.13 | 488 | 7482 | Rate Constraint in lbs/MMBtu | FALSE | L | Annual | Allowances Withdrawn (n:1) | lbs | 0 | 0 | 0 | 0 | 0 | 0 | 0 | 0
NSR Columbia 1- Hg Rate Annual v5.13 | 488 | 7482 | Rate Constraint in lbs/MMBtu | FALSE | L | Annual | Net Emissions Allowance Position | lbs | 22.9758 | 0 | 0 | 0 | 0 | 0 | 0 | 0
NSR Columbia 1- Hg Rate Annual v5.13 | 488 | 7482 | Rate Constraint in lbs/MMBtu | FALSE | L | Annual | Fuel Consumed | TBtu | 40.9459 | 0 | 0 | 0 | 0 | 0 | 0 | 0
NSR Columbia 1- Hg Rate Annual v5.13 | 488 | 7482 | Rate Constraint in lbs/MMBtu | FALSE | L | Annual | Rate | lb/MMBtu | 5.6112e-07 | 0 | 0 | 0 | 0 | 0 | 0 | 0
NSR Columbia 1- Hg Rate Annual v5.13 | 488 | 7482 | Rate Constraint in lbs/MMBtu | FALSE | L | Annual | Generation | TWh | 3.8833 | 0 | 0 | 0 | 0 | 0 | 0 | 0
NSR Columbia 1- Hg Rate Annual v5.13 | 488 | 7482 | Rate Constraint in lbs/MMBtu | FALSE | L | Annual | Qualifying Generation | TWh | 3.8833 | 0 | 0 | 0 | 0 | 0 | 0 | 0
NSR Columbia 1- Hg Rate Annual v5.13 | 488 | 7482 | Rate Constraint in lbs/MMBtu | FALSE | L | Annual | Rate | lb/MWh | 5.9165e-06 | 0 | 0 | 0 | 0 | 0 | 0 | 0
NSR Columbia 1- Hg Rate Annual v5.13 | 488 | 7482 | Rate Constraint in lbs/MMBtu | FALSE | L | Annual | Constraint Shadow Price | US2019$/Lb | 0 | 0 | 0 | 0 | 0 | 0 | 0 | 0
NSR Columbia 1- NOx Rate Annual v5.13 | 489 | 7480 | Rate Constraint in lbs/MMBtu | FALSE | L | Annual | Seasons Included | Seasons | Winter, WintShld, Summer | Winter, WintShld, Summer | Winter, WintShld, Summer | Winter, WintShld, Summer | Winter, WintShld, Summer | Winter, WintShld, Summer | Winter, WintShld, Summer | Winter, WintShld, Summer
NSR Columbia 1- NOx Rate Annual v5.13 | 489 | 7480 | Rate Constraint in lbs/MMBtu | FALSE | L | Annual | Standard NOX | lb/MMBtu | 0.15 | 0.15 | 0.15 | 0.15 | 0.15 | 0.15 | 0.15 | 0.15
NSR Columbia 1- NOx Rate Annual v5.13 | 489 | 7480 | Rate Constraint in lbs/MMBtu | FALSE | L | Annual | Emissions at Affected Plants NOX | Thousand Tons | 2.1367 | 0 | 0 | 0 | 0 | 0 | 0 | 0
NSR Columbia 1- NOx Rate Annual v5.13 | 489 | 7480 | Rate Constraint in lbs/MMBtu | FALSE | L | Annual | Allowances Purchased NOX | Thousand Tons | 0 | 0 | 0 | 0 | 0 | 0 | 0 | 0
NSR Columbia 1- NOx Rate Annual v5.13 | 489 | 7480 | Rate Constraint in lbs/MMBtu | FALSE | L | Annual | Allowances Sold NOX | Thousand Tons | 0 | 0 | 0 | 0 | 0 | 0 | 0 | 0
NSR Columbia 1- NOx Rate Annual v5.13 | 489 | 7480 | Rate Constraint in lbs/MMBtu | FALSE | L | Annual | Allowances Banked | Thousand Tons | 0 | 0 | 0 | 0 | 0 | 0 | 0 | 0
NSR Columbia 1- NOx Rate Annual v5.13 | 489 | 7480 | Rate Constraint in lbs/MMBtu | FALSE | L | Annual | Allowances Withdrawn (1:1) | Thousand Tons | 0 | 0 | 0 | 0 | 0 | 0 | 0 | 0
NSR Columbia 1- NOx Rate Annual v5.13 | 489 | 7480 | Rate Constraint in lbs/MMBtu | FALSE | L | Annual | Allowances Withdrawn (n:1) | Thousand Tons | 0 | 0 | 0 | 0 | 0 | 0 | 0 | 0
NSR Columbia 1- NOx Rate Annual v5.13 | 489 | 7480 | Rate Constraint in lbs/MMBtu | FALSE | L | Annual | Net Emissions Allowance Position | Thousand Tons | 2.1367 | 0 | 0 | 0 | 0 | 0 | 0 | 0
NSR Columbia 1- NOx Rate Annual v5.13 | 489 | 7480 | Rate Constraint in lbs/MMBtu | FALSE | L | Annual | Fuel Consumed | TBtu | 40.9459 | 0 | 0 | 0 | 0 | 0 | 0 | 0
NSR Columbia 1- NOx Rate Annual v5.13 | 489 | 7480 | Rate Constraint in lbs/MMBtu | FALSE | L | Annual | Rate | lb/MMBtu | 0.10437 | 0 | 0 | 0 | 0 | 0 | 0 | 0
NSR Columbia 1- NOx Rate Annual v5.13 | 489 | 7480 | Rate Constraint in lbs/MMBtu | FALSE | L | Annual | Generation | TWh | 3.8833 | 0 | 0 | 0 | 0 | 0 | 0 | 0
NSR Columbia 1- NOx Rate Annual v5.13 | 489 | 7480 | Rate Constraint in lbs/MMBtu | FALSE | L | Annual | Qualifying Generation | TWh | 3.8833 | 0 | 0 | 0 | 0 | 0 | 0 | 0
NSR Columbia 1- NOx Rate Annual v5.13 | 489 | 7480 | Rate Constraint in lbs/MMBtu | FALSE | L | Annual | Rate | lb/MWh | 1.1004 | 0 | 0 | 0 | 0 | 0 | 0 | 0
NSR Columbia 1- NOx Rate Annual v5.13 | 489 | 7480 | Rate Constraint in lbs/MMBtu | FALSE | L | Annual | Constraint Shadow Price | US2019$/Ton | 0 | 0 | 0 | 0 | 0 | 0 | 0 | 0
NSR Columbia 2- Hg Rate Annual v5.13 | 490 | 7483 | Rate Constraint in lbs/MMBtu | FALSE | L | Annual | Seasons Included | Seasons | Winter, WintShld, Summer | Winter, WintShld, Summer | Winter, WintShld, Summer | Winter, WintShld, Summer | Winter, WintShld, Summer | Winter, WintShld, Summer | Winter, WintShld, Summer | Winter, WintShld, Summer
NSR Columbia 2- Hg Rate Annual v5.13 | 490 | 7483 | Rate Constraint in lbs/MMBtu | FALSE | L | Annual | Standard MER | lb/MMBtu | 0.015 | 0.015 | 0.015 | 0.015 | 0.015 | 0.015 | 0.015 | 0.015
NSR Columbia 2- Hg Rate Annual v5.13 | 490 | 7483 | Rate Constraint in lbs/MMBtu | FALSE | L | Annual | Emissions at Affected Plants MER | lbs | 23.1797 | 0 | 0 | 0 | 0 | 0 | 0 | 0
NSR Columbia 2- Hg Rate Annual v5.13 | 490 | 7483 | Rate Constraint in lbs/MMBtu | FALSE | L | Annual | Allowances Purchased MER | lbs | 0 | 0 | 0 | 0 | 0 | 0 | 0 | 0
NSR Columbia 2- Hg Rate Annual v5.13 | 490 | 7483 | Rate Constraint in lbs/MMBtu | FALSE | L | Annual | Allowances Sold MER | lbs | 0 | 0 | 0 | 0 | 0 | 0 | 0 | 0
NSR Columbia 2- Hg Rate Annual v5.13 | 490 | 7483 | Rate Constraint in lbs/MMBtu | FALSE | L | Annual | Allowances Banked | lbs | 0 | 0 | 0 | 0 | 0 | 0 | 0 | 0
NSR Columbia 2- Hg Rate Annual v5.13 | 490 | 7483 | Rate Constraint in lbs/MMBtu | FALSE | L | Annual | Allowances Withdrawn (1:1) | lbs | 0 | 0 | 0 | 0 | 0 | 0 | 0 | 0
NSR Columbia 2- Hg Rate Annual v5.13 | 490 | 7483 | Rate Constraint in lbs/MMBtu | FALSE | L | Annual | Allowances Withdrawn (n:1) | lbs | 0 | 0 | 0 | 0 | 0 | 0 | 0 | 0
NSR Columbia 2- Hg Rate Annual v5.13 | 490 | 7483 | Rate Constraint in lbs/MMBtu | FALSE | L | Annual | Net Emissions Allowance Position | lbs | 23.1797 | 0 | 0 | 0 | 0 | 0 | 0 | 0
NSR Columbia 2- Hg Rate Annual v5.13 | 490 | 7483 | Rate Constraint in lbs/MMBtu | FALSE | L | Annual | Fuel Consumed | TBtu | 41.3094 | 0 | 0 | 0 | 0 | 0 | 0 | 0
NSR Columbia 2- Hg Rate Annual v5.13 | 490 | 7483 | Rate Constraint in lbs/MMBtu | FALSE | L | Annual | Rate | lb/MMBtu | 5.6112e-07 | 0 | 0 | 0 | 0 | 0 | 0 | 0
NSR Columbia 2- Hg Rate Annual v5.13 | 490 | 7483 | Rate Constraint in lbs/MMBtu | FALSE | L | Annual | Generation | TWh | 3.9219 | 0 | 0 | 0 | 0 | 0 | 0 | 0
NSR Columbia 2- Hg Rate Annual v5.13 | 490 | 7483 | Rate Constraint in lbs/MMBtu | FALSE | L | Annual | Qualifying Generation | TWh | 3.9219 | 0 | 0 | 0 | 0 | 0 | 0 | 0
NSR Columbia 2- Hg Rate Annual v5.13 | 490 | 7483 | Rate Constraint in lbs/MMBtu | FALSE | L | Annual | Rate | lb/MWh | 5.9103e-06 | 0 | 0 | 0 | 0 | 0 | 0 | 0
NSR Columbia 2- Hg Rate Annual v5.13 | 490 | 7483 | Rate Constraint in lbs/MMBtu | FALSE | L | Annual | Constraint Shadow Price | US2019$/Lb | 0 | 0 | 0 | 0 | 0 | 0 | 0 | 0
NSR Columbia 2- NOx Rate Annual v5.13 | 491 | 7481 | Rate Constraint in lbs/MMBtu | FALSE | L | Annual | Seasons Included | Seasons | Winter, WintShld, Summer | Winter, WintShld, Summer | Winter, WintShld, Summer | Winter, WintShld, Summer | Winter, WintShld, Summer | Winter, WintShld, Summer | Winter, WintShld, Summer | Winter, WintShld, Summer
NSR Columbia 2- NOx Rate Annual v5.13 | 491 | 7481 | Rate Constraint in lbs/MMBtu | FALSE | L | Annual | Standard NOX | lb/MMBtu | 0.07 | 0.07 | 0.07 | 0.07 | 0.07 | 0.07 | 0.07 | 0.07
NSR Columbia 2- NOx Rate Annual v5.13 | 491 | 7481 | Rate Constraint in lbs/MMBtu | FALSE | L | Annual | Emissions at Affected Plants NOX | Thousand Tons | 1.0947 | 0 | 0 | 0 | 0 | 0 | 0 | 0
NSR Columbia 2- NOx Rate Annual v5.13 | 491 | 7481 | Rate Constraint in lbs/MMBtu | FALSE | L | Annual | Allowances Purchased NOX | Thousand Tons | 0 | 0 | 0 | 0 | 0 | 0 | 0 | 0
NSR Columbia 2- NOx Rate Annual v5.13 | 491 | 7481 | Rate Constraint in lbs/MMBtu | FALSE | L | Annual | Allowances Sold NOX | Thousand Tons | 0 | 0 | 0 | 0 | 0 | 0 | 0 | 0
NSR Columbia 2- NOx Rate Annual v5.13 | 491 | 7481 | Rate Constraint in lbs/MMBtu | FALSE | L | Annual | Allowances Banked | Thousand Tons | 0 | 0 | 0 | 0 | 0 | 0 | 0 | 0
NSR Columbia 2- NOx Rate Annual v5.13 | 491 | 7481 | Rate Constraint in lbs/MMBtu | FALSE | L | Annual | Allowances Withdrawn (1:1) | Thousand Tons | 0 | 0 | 0 | 0 | 0 | 0 | 0 | 0
NSR Columbia 2- NOx Rate Annual v5.13 | 491 | 7481 | Rate Constraint in lbs/MMBtu | FALSE | L | Annual | Allowances Withdrawn (n:1) | Thousand Tons | 0 | 0 | 0 | 0 | 0 | 0 | 0 | 0
NSR Columbia 2- NOx Rate Annual v5.13 | 491 | 7481 | Rate Constraint in lbs/MMBtu | FALSE | L | Annual | Net Emissions Allowance Position | Thousand Tons | 1.0947 | 0 | 0 | 0 | 0 | 0 | 0 | 0
NSR Columbia 2- NOx Rate Annual v5.13 | 491 | 7481 | Rate Constraint in lbs/MMBtu | FALSE | L | Annual | Fuel Consumed | TBtu | 41.3094 | 0 | 0 | 0 | 0 | 0 | 0 | 0
NSR Columbia 2- NOx Rate Annual v5.13 | 491 | 7481 | Rate Constraint in lbs/MMBtu | FALSE | L | Annual | Rate | lb/MMBtu | 0.053 | 0 | 0 | 0 | 0 | 0 | 0 | 0
NSR Columbia 2- NOx Rate Annual v5.13 | 491 | 7481 | Rate Constraint in lbs/MMBtu | FALSE | L | Annual | Generation | TWh | 3.9219 | 0 | 0 | 0 | 0 | 0 | 0 | 0
NSR Columbia 2- NOx Rate Annual v5.13 | 491 | 7481 | Rate Constraint in lbs/MMBtu | FALSE | L | Annual | Qualifying Generation | TWh | 3.9219 | 0 | 0 | 0 | 0 | 0 | 0 | 0
NSR Columbia 2- NOx Rate Annual v5.13 | 491 | 7481 | Rate Constraint in lbs/MMBtu | FALSE | L | Annual | Rate | lb/MWh | 0.55825 | 0 | 0 | 0 | 0 | 0 | 0 | 0
NSR Columbia 2- NOx Rate Annual v5.13 | 491 | 7481 | Rate Constraint in lbs/MMBtu | FALSE | L | Annual | Constraint Shadow Price | US2019$/Ton | 0 | 0 | 0 | 0 | 0 | 0 | 0 | 0
NSR Consumer Energy - NOx Cap Annual v5.14 | 492 | 7420 | Rate Constraint in MTons | FALSE | L | Annual | Seasons Included | Seasons | Winter, WintShld, Summer | Winter, WintShld, Summer | Winter, WintShld, Summer | Winter, WintShld, Summer | Winter, WintShld, Summer | Winter, WintShld, Summer | Winter, WintShld, Summer | Winter, WintShld, Summer
NSR Consumer Energy - NOx Cap Annual v5.14 | 492 | 7420 | Rate Constraint in MTons | FALSE | L | Annual | Standard NOX | Thousand Tons | 6.912 | 6.912 | 6.912 | 6.912 | 6.912 | 6.912 | 6.912 | 6.912
NSR Consumer Energy - NOx Cap Annual v5.14 | 492 | 7420 | Rate Constraint in MTons | FALSE | L | Annual | Emissions at Affected Plants NOX | Thousand Tons | 3.7431 | 0 | 0 | 0 | 0 | 0 | 0 | 0
NSR Consumer Energy - NOx Cap Annual v5.14 | 492 | 7420 | Rate Constraint in MTons | FALSE | L | Annual | Allowances Purchased NOX | Thousand Tons | 0 | 0 | 0 | 0 | 0 | 0 | 0 | 0
NSR Consumer Energy - NOx Cap Annual v5.14 | 492 | 7420 | Rate Constraint in MTons | FALSE | L | Annual | Allowances Sold NOX | Thousand Tons | 0 | 0 | 0 | 0 | 0 | 0 | 0 | 0
NSR Consumer Energy - NOx Cap Annual v5.14 | 492 | 7420 | Rate Constraint in MTons | FALSE | L | Annual | Allowances Banked | Thousand Tons | 0 | 0 | 0 | 0 | 0 | 0 | 0 | 0
NSR Consumer Energy - NOx Cap Annual v5.14 | 492 | 7420 | Rate Constraint in MTons | FALSE | L | Annual | Allowances Withdrawn (1:1) | Thousand Tons | 0 | 0 | 0 | 0 | 0 | 0 | 0 | 0
NSR Consumer Energy - NOx Cap Annual v5.14 | 492 | 7420 | Rate Constraint in MTons | FALSE | L | Annual | Allowances Withdrawn (n:1) | Thousand Tons | 0 | 0 | 0 | 0 | 0 | 0 | 0 | 0
NSR Consumer Energy - NOx Cap Annual v5.14 | 492 | 7420 | Rate Constraint in MTons | FALSE | L | Annual | Net Emissions Allowance Position | Thousand Tons | 3.7431 | 0 | 0 | 0 | 0 | 0 | 0 | 0
NSR Consumer Energy - NOx Cap Annual v5.14 | 492 | 7420 | Rate Constraint in MTons | FALSE | L | Annual | Fuel Consumed | TBtu | 102.9253 | 0 | 0 | 0 | 0 | 0 | 0 | 0
NSR Consumer Energy - NOx Cap Annual v5.14 | 492 | 7420 | Rate Constraint in MTons | FALSE | L | Annual | Rate | lb/MMBtu | 0.072734 | 0 | 0 | 0 | 0 | 0 | 0 | 0
NSR Consumer Energy - NOx Cap Annual v5.14 | 492 | 7420 | Rate Constraint in MTons | FALSE | L | Annual | Generation | TWh | 9.9752 | 0 | 0 | 0 | 0 | 0 | 0 | 0
NSR Consumer Energy - NOx Cap Annual v5.14 | 492 | 7420 | Rate Constraint in MTons | FALSE | L | Annual | Qualifying Generation | TWh | 9.9752 | 0 | 0 | 0 | 0 | 0 | 0 | 0
NSR Consumer Energy - NOx Cap Annual v5.14 | 492 | 7420 | Rate Constraint in MTons | FALSE | L | Annual | Rate | lb/MWh | 0.75048 | 0 | 0 | 0 | 0 | 0 | 0 | 0
NSR Consumer Energy - NOx Cap Annual v5.14 | 492 | 7420 | Rate Constraint in MTons | FALSE | L | Annual | Constraint Shadow Price | US2019$/Ton | 0 | 0 | 0 | 0 | 0 | 0 | 0 | 0
NSR Consumer Energy - SO2 Cap Annual v5.14 | 493 | 7421 | Rate Constraint in MTons | FALSE | L | Annual | Seasons Included | Seasons | Winter, WintShld, Summer | Winter, WintShld, Summer | Winter, WintShld, Summer | Winter, WintShld, Summer | Winter, WintShld, Summer | Winter, WintShld, Summer | Winter, WintShld, Summer | Winter, WintShld, Summer
NSR Consumer Energy - SO2 Cap Annual v5.14 | 493 | 7421 | Rate Constraint in MTons | FALSE | L | Annual | Standard SO2 | Thousand Tons | 10.9 | 10.9 | 10.9 | 10.9 | 10.9 | 10.9 | 10.9 | 10.9
NSR Consumer Energy - SO2 Cap Annual v5.14 | 493 | 7421 | Rate Constraint in MTons | FALSE | L | Annual | Emissions at Affected Plants SO2 | Thousand Tons | 7.7853 | 0 | 0 | 0 | 0 | 0 | 0 | 0
NSR Consumer Energy - SO2 Cap Annual v5.14 | 493 | 7421 | Rate Constraint in MTons | FALSE | L | Annual | Allowances Purchased SO2 | Thousand Tons | 0 | 0 | 0 | 0 | 0 | 0 | 0 | 0
NSR Consumer Energy - SO2 Cap Annual v5.14 | 493 | 7421 | Rate Constraint in MTons | FALSE | L | Annual | Allowances Sold SO2 | Thousand Tons | 0 | 0 | 0 | 0 | 0 | 0 | 0 | 0
NSR Consumer Energy - SO2 Cap Annual v5.14 | 493 | 7421 | Rate Constraint in MTons | FALSE | L | Annual | Allowances Banked | Thousand Tons | 0 | 0 | 0 | 0 | 0 | 0 | 0 | 0
NSR Consumer Energy - SO2 Cap Annual v5.14 | 493 | 7421 | Rate Constraint in MTons | FALSE | L | Annual | Allowances Withdrawn (1:1) | Thousand Tons | 0 | 0 | 0 | 0 | 0 | 0 | 0 | 0
NSR Consumer Energy - SO2 Cap Annual v5.14 | 493 | 7421 | Rate Constraint in MTons | FALSE | L | Annual | Allowances Withdrawn (n:1) | Thousand Tons | 0 | 0 | 0 | 0 | 0 | 0 | 0 | 0
NSR Consumer Energy - SO2 Cap Annual v5.14 | 493 | 7421 | Rate Constraint in MTons | FALSE | L | Annual | Net Emissions Allowance Position | Thousand Tons | 7.7853 | 0 | 0 | 0 | 0 | 0 | 0 | 0
NSR Consumer Energy - SO2 Cap Annual v5.14 | 493 | 7421 | Rate Constraint in MTons | FALSE | L | Annual | Fuel Consumed | TBtu | 102.9253 | 0 | 0 | 0 | 0 | 0 | 0 | 0
NSR Consumer Energy - SO2 Cap Annual v5.14 | 493 | 7421 | Rate Constraint in MTons | FALSE | L | Annual | Rate | lb/MMBtu | 0.15128 | 0 | 0 | 0 | 0 | 0 | 0 | 0
NSR Consumer Energy - SO2 Cap Annual v5.14 | 493 | 7421 | Rate Constraint in MTons | FALSE | L | Annual | Generation | TWh | 9.9752 | 0 | 0 | 0 | 0 | 0 | 0 | 0
NSR Consumer Energy - SO2 Cap Annual v5.14 | 493 | 7421 | Rate Constraint in MTons | FALSE | L | Annual | Qualifying Generation | TWh | 9.9752 | 0 | 0 | 0 | 0 | 0 | 0 | 0
NSR Consumer Energy - SO2 Cap Annual v5.14 | 493 | 7421 | Rate Constraint in MTons | FALSE | L | Annual | Rate | lb/MWh | 1.5609 | 0 | 0 | 0 | 0 | 0 | 0 | 0
NSR Consumer Energy - SO2 Cap Annual v5.14 | 493 | 7421 | Rate Constraint in MTons | FALSE | L | Annual | Constraint Shadow Price | US2019$/Ton | 0 | 0 | 0 | 0 | 0 | 0 | 0 | 0
NSR Cooper 2 - NOX Rate Annual v3.1, Unit 2651 and retrofits | 494 | 7447 | Rate Constraint in lbs/MMBtu | FALSE | L | Annual | Seasons Included | Seasons | Winter, WintShld, Summer | Winter, WintShld, Summer | Winter, WintShld, Summer | Winter, WintShld, Summer | Winter, WintShld, Summer | Winter, WintShld, Summer | Winter, WintShld, Summer | Winter, WintShld, Summer
NSR Cooper 2 - NOX Rate Annual v3.1, Unit 2651 and retrofits | 494 | 7447 | Rate Constraint in lbs/MMBtu | FALSE | L | Annual | Standard NOX | lb/MMBtu | 0.08 | 0.08 | 0.08 | 0.08 | 0.08 | 0.08 | 0.08 | 0.08
NSR Cooper 2 - NOX Rate Annual v3.1, Unit 2651 and retrofits | 494 | 7447 | Rate Constraint in lbs/MMBtu | FALSE | L | Annual | Emissions at Affected Plants NOX | Thousand Tons | 0.15072 | 0 | 0 | 0 | 0 | 0 | 0 | 0
NSR Cooper 2 - NOX Rate Annual v3.1, Unit 2651 and retrofits | 494 | 7447 | Rate Constraint in lbs/MMBtu | FALSE | L | Annual | Allowances Purchased NOX | Thousand Tons | 0 | 0 | 0 | 0 | 0 | 0 | 0 | 0
NSR Cooper 2 - NOX Rate Annual v3.1, Unit 2651 and retrofits | 494 | 7447 | Rate Constraint in lbs/MMBtu | FALSE | L | Annual | Allowances Sold NOX | Thousand Tons | 0 | 0 | 0 | 0 | 0 | 0 | 0 | 0
NSR Cooper 2 - NOX Rate Annual v3.1, Unit 2651 and retrofits | 494 | 7447 | Rate Constraint in lbs/MMBtu | FALSE | L | Annual | Allowances Banked | Thousand Tons | 0 | 0 | 0 | 0 | 0 | 0 | 0 | 0
NSR Cooper 2 - NOX Rate Annual v3.1, Unit 2651 and retrofits | 494 | 7447 | Rate Constraint in lbs/MMBtu | FALSE | L | Annual | Allowances Withdrawn (1:1) | Thousand Tons | 0 | 0 | 0 | 0 | 0 | 0 | 0 | 0
NSR Cooper 2 - NOX Rate Annual v3.1, Unit 2651 and retrofits | 494 | 7447 | Rate Constraint in lbs/MMBtu | FALSE | L | Annual | Allowances Withdrawn (n:1) | Thousand Tons | 0 | 0 | 0 | 0 | 0 | 0 | 0 | 0
NSR Cooper 2 - NOX Rate Annual v3.1, Unit 2651 and retrofits | 494 | 7447 | Rate Constraint in lbs/MMBtu | FALSE | L | Annual | Net Emissions Allowance Position | Thousand Tons | 0.15072 | 0 | 0 | 0 | 0 | 0 | 0 | 0
NSR Cooper 2 - NOX Rate Annual v3.1, Unit 2651 and retrofits | 494 | 7447 | Rate Constraint in lbs/MMBtu | FALSE | L | Annual | Fuel Consumed | TBtu | 4.0191 | 0 | 0 | 0 | 0 | 0 | 0 | 0
NSR Cooper 2 - NOX Rate Annual v3.1, Unit 2651 and retrofits | 494 | 7447 | Rate Constraint in lbs/MMBtu | FALSE | L | Annual | Rate | lb/MMBtu | 0.075 | 0 | 0 | 0 | 0 | 0 | 0 | 0
NSR Cooper 2 - NOX Rate Annual v3.1, Unit 2651 and retrofits | 494 | 7447 | Rate Constraint in lbs/MMBtu | FALSE | L | Annual | Generation | TWh | 0.37629 | 0 | 0 | 0 | 0 | 0 | 0 | 0
NSR Cooper 2 - NOX Rate Annual v3.1, Unit 2651 and retrofits | 494 | 7447 | Rate Constraint in lbs/MMBtu | FALSE | L | Annual | Qualifying Generation | TWh | 0.37629 | 0 | 0 | 0 | 0 | 0 | 0 | 0
NSR Cooper 2 - NOX Rate Annual v3.1, Unit 2651 and retrofits | 494 | 7447 | Rate Constraint in lbs/MMBtu | FALSE | L | Annual | Rate | lb/MWh | 0.80108 | 0 | 0 | 0 | 0 | 0 | 0 | 0
NSR Cooper 2 - NOX Rate Annual v3.1, Unit 2651 and retrofits | 494 | 7447 | Rate Constraint in lbs/MMBtu | FALSE | L | Annual | Constraint Shadow Price | US2019$/Ton | 0 | 0 | 0 | 0 | 0 | 0 | 0 | 0
NSR Cooper 2 - SO2 Rate Annual v3.1, Unit 2651 and retrofits | 495 | 7446 | Rate Constraint in lbs/MMBtu | FALSE | L | Annual | Seasons Included | Seasons | Winter, WintShld, Summer | Winter, WintShld, Summer | Winter, WintShld, Summer | Winter, WintShld, Summer | Winter, WintShld, Summer | Winter, WintShld, Summer | Winter, WintShld, Summer | Winter, WintShld, Summer
NSR Cooper 2 - SO2 Rate Annual v3.1, Unit 2651 and retrofits | 495 | 7446 | Rate Constraint in lbs/MMBtu | FALSE | L | Annual | Standard SO2 | lb/MMBtu | 0.1 | 0.1 | 0.1 | 0.1 | 0.1 | 0.1 | 0.1 | 0.1
NSR Cooper 2 - SO2 Rate Annual v3.1, Unit 2651 and retrofits | 495 | 7446 | Rate Constraint in lbs/MMBtu | FALSE | L | Annual | Emissions at Affected Plants SO2 | Thousand Tons | 0.17148 | 0 | 0 | 0 | 0 | 0 | 0 | 0
NSR Cooper 2 - SO2 Rate Annual v3.1, Unit 2651 and retrofits | 495 | 7446 | Rate Constraint in lbs/MMBtu | FALSE | L | Annual | Allowances Purchased SO2 | Thousand Tons | 0 | 0 | 0 | 0 | 0 | 0 | 0 | 0
NSR Cooper 2 - SO2 Rate Annual v3.1, Unit 2651 and retrofits | 495 | 7446 | Rate Constraint in lbs/MMBtu | FALSE | L | Annual | Allowances Sold SO2 | Thousand Tons | 0 | 0 | 0 | 0 | 0 | 0 | 0 | 0
NSR Cooper 2 - SO2 Rate Annual v3.1, Unit 2651 and retrofits | 495 | 7446 | Rate Constraint in lbs/MMBtu | FALSE | L | Annual | Allowances Banked | Thousand Tons | 0 | 0 | 0 | 0 | 0 | 0 | 0 | 0
NSR Cooper 2 - SO2 Rate Annual v3.1, Unit 2651 and retrofits | 495 | 7446 | Rate Constraint in lbs/MMBtu | FALSE | L | Annual | Allowances Withdrawn (1:1) | Thousand Tons | 0 | 0 | 0 | 0 | 0 | 0 | 0 | 0
NSR Cooper 2 - SO2 Rate Annual v3.1, Unit 2651 and retrofits | 495 | 7446 | Rate Constraint in lbs/MMBtu | FALSE | L | Annual | Allowances Withdrawn (n:1) | Thousand Tons | 0 | 0 | 0 | 0 | 0 | 0 | 0 | 0
NSR Cooper 2 - SO2 Rate Annual v3.1, Unit 2651 and retrofits | 495 | 7446 | Rate Constraint in lbs/MMBtu | FALSE | L | Annual | Net Emissions Allowance Position | Thousand Tons | 0.17148 | 0 | 0 | 0 | 0 | 0 | 0 | 0
NSR Cooper 2 - SO2 Rate Annual v3.1, Unit 2651 and retrofits | 495 | 7446 | Rate Constraint in lbs/MMBtu | FALSE | L | Annual | Fuel Consumed | TBtu | 4.0191 | 0 | 0 | 0 | 0 | 0 | 0 | 0
NSR Cooper 2 - SO2 Rate Annual v3.1, Unit 2651 and retrofits | 495 | 7446 | Rate Constraint in lbs/MMBtu | FALSE | L | Annual | Rate | lb/MMBtu | 0.085332 | 0 | 0 | 0 | 0 | 0 | 0 | 0
NSR Cooper 2 - SO2 Rate Annual v3.1, Unit 2651 and retrofits | 495 | 7446 | Rate Constraint in lbs/MMBtu | FALSE | L | Annual | Generation | TWh | 0.37629 | 0 | 0 | 0 | 0 | 0 | 0 | 0
NSR Cooper 2 - SO2 Rate Annual v3.1, Unit 2651 and retrofits | 495 | 7446 | Rate Constraint in lbs/MMBtu | FALSE | L | Annual | Qualifying Generation | TWh | 0.37629 | 0 | 0 | 0 | 0 | 0 | 0 | 0
NSR Cooper 2 - SO2 Rate Annual v3.1, Unit 2651 and retrofits | 495 | 7446 | Rate Constraint in lbs/MMBtu | FALSE | L | Annual | Rate | lb/MWh | 0.91143 | 0 | 0 | 0 | 0 | 0 | 0 | 0
NSR Cooper 2 - SO2 Rate Annual v3.1, Unit 2651 and retrofits | 495 | 7446 | Rate Constraint in lbs/MMBtu | FALSE | L | Annual | Constraint Shadow Price | US2019$/Ton | 0 | 0 | 0 | 0 | 0 | 0 | 0 | 0
NSR Coronado 1,2 - NOX Cap Annual v6.17 | 496 | 7394 | Rate Constraint in MTons | FALSE | L | Annual | Seasons Included | Seasons | Winter, WintShld, Summer | Winter, WintShld, Summer | Winter, WintShld, Summer | Winter, WintShld, Summer | Winter, WintShld, Summer | Winter, WintShld, Summer | Winter, WintShld, Summer | Winter, WintShld, Summer
NSR Coronado 1,2 - NOX Cap Annual v6.17 | 496 | 7394 | Rate Constraint in MTons | FALSE | L | Annual | Standard NOX | Thousand Tons | 7.3 | 7.3 | 7.3 | 7.3 | 7.3 | 7.3 | 7.3 | 7.3
NSR Coronado 1,2 - NOX Cap Annual v6.17 | 496 | 7394 | Rate Constraint in MTons | FALSE | L | Annual | Emissions at Affected Plants NOX | Thousand Tons | 4.1942 | 0.030206 | 0 | 0 | 0 | 0 | 0 | 0
NSR Coronado 1,2 - NOX Cap Annual v6.17 | 496 | 7394 | Rate Constraint in MTons | FALSE | L | Annual | Allowances Purchased NOX | Thousand Tons | 0 | 0 | 0 | 0 | 0 | 0 | 0 | 0
NSR Coronado 1,2 - NOX Cap Annual v6.17 | 496 | 7394 | Rate Constraint in MTons | FALSE | L | Annual | Allowances Sold NOX | Thousand Tons | 0 | 0 | 0 | 0 | 0 | 0 | 0 | 0
NSR Coronado 1,2 - NOX Cap Annual v6.17 | 496 | 7394 | Rate Constraint in MTons | FALSE | L | Annual | Allowances Banked | Thousand Tons | 0 | 0 | 0 | 0 | 0 | 0 | 0 | 0
NSR Coronado 1,2 - NOX Cap Annual v6.17 | 496 | 7394 | Rate Constraint in MTons | FALSE | L | Annual | Allowances Withdrawn (1:1) | Thousand Tons | 0 | 0 | 0 | 0 | 0 | 0 | 0 | 0
NSR Coronado 1,2 - NOX Cap Annual v6.17 | 496 | 7394 | Rate Constraint in MTons | FALSE | L | Annual | Allowances Withdrawn (n:1) | Thousand Tons | 0 | 0 | 0 | 0 | 0 | 0 | 0 | 0
NSR Coronado 1,2 - NOX Cap Annual v6.17 | 496 | 7394 | Rate Constraint in MTons | FALSE | L | Annual | Net Emissions Allowance Position | Thousand Tons | 4.1942 | 0.030206 | 0 | 0 | 0 | 0 | 0 | 0
NSR Coronado 1,2 - NOX Cap Annual v6.17 | 496 | 7394 | Rate Constraint in MTons | FALSE | L | Annual | Fuel Consumed | TBtu | 56.0547 | 0.24837 | 0 | 0 | 0 | 0 | 0 | 0
NSR Coronado 1,2 - NOX Cap Annual v6.17 | 496 | 7394 | Rate Constraint in MTons | FALSE | L | Annual | Rate | lb/MMBtu | 0.14965 | 0.24324 | 0 | 0 | 0 | 0 | 0 | 0
NSR Coronado 1,2 - NOX Cap Annual v6.17 | 496 | 7394 | Rate Constraint in MTons | FALSE | L | Annual | Generation | TWh | 5.2613 | 0.023393 | 0 | 0 | 0 | 0 | 0 | 0
NSR Coronado 1,2 - NOX Cap Annual v6.17 | 496 | 7394 | Rate Constraint in MTons | FALSE | L | Annual | Qualifying Generation | TWh | 5.2613 | 0.023393 | 0 | 0 | 0 | 0 | 0 | 0
NSR Coronado 1,2 - NOX Cap Annual v6.17 | 496 | 7394 | Rate Constraint in MTons | FALSE | L | Annual | Rate | lb/MWh | 1.5944 | 2.5825 | 0 | 0 | 0 | 0 | 0 | 0
NSR Coronado 1,2 - NOX Cap Annual v6.17 | 496 | 7394 | Rate Constraint in MTons | FALSE | L | Annual | Constraint Shadow Price | US2019$/Ton | 0 | 0 | 0 | 0 | 0 | 0 | 0 | 0
NSR Cross 1,2 - NOX Rate Annual v3.1, Unit 3825 and retrofits | 497 | 7432 | Rate Constraint in lbs/MMBtu | FALSE | L | Annual | Seasons Included | Seasons | Winter, WintShld, Summer | Winter, WintShld, Summer | Winter, WintShld, Summer | Winter, WintShld, Summer | Winter, WintShld, Summer | Winter, WintShld, Summer | Winter, WintShld, Summer | Winter, WintShld, Summer
NSR Cross 1,2 - NOX Rate Annual v3.1, Unit 3825 and retrofits | 497 | 7432 | Rate Constraint in lbs/MMBtu | FALSE | L | Annual | Standard NOX | lb/MMBtu | 0.1 | 0.1 | 0.1 | 0.1 | 0.1 | 0.1 | 0.1 | 0.1
NSR Cross 1,2 - NOX Rate Annual v3.1, Unit 3825 and retrofits | 497 | 7432 | Rate Constraint in lbs/MMBtu | FALSE | L | Annual | Emissions at Affected Plants NOX | Thousand Tons | 1.5084 | 1.2467 | 0.66323 | 0.71733 | 0.22105 | 0.22105 | 0.22105 | 0
NSR Cross 1,2 - NOX Rate Annual v3.1, Unit 3825 and retrofits | 497 | 7432 | Rate Constraint in lbs/MMBtu | FALSE | L | Annual | Allowances Purchased NOX | Thousand Tons | 0 | 0 | 0 | 0 | 0 | 0 | 0 | 0
NSR Cross 1,2 - NOX Rate Annual v3.1, Unit 3825 and retrofits | 497 | 7432 | Rate Constraint in lbs/MMBtu | FALSE | L | Annual | Allowances Sold NOX | Thousand Tons | 0 | 0 | 0 | 0 | 0 | 0 | 0 | 0
NSR Cross 1,2 - NOX Rate Annual v3.1, Unit 3825 and retrofits | 497 | 7432 | Rate Constraint in lbs/MMBtu | FALSE | L | Annual | Allowances Banked | Thousand Tons | 0 | 0 | 0 | 0 | 0 | 0 | 0 | 0
NSR Cross 1,2 - NOX Rate Annual v3.1, Unit 3825 and retrofits | 497 | 7432 | Rate Constraint in lbs/MMBtu | FALSE | L | Annual | Allowances Withdrawn (1:1) | Thousand Tons | 0 | 0 | 0 | 0 | 0 | 0 | 0 | 0
NSR Cross 1,2 - NOX Rate Annual v3.1, Unit 3825 and retrofits | 497 | 7432 | Rate Constraint in lbs/MMBtu | FALSE | L | Annual | Allowances Withdrawn (n:1) | Thousand Tons | 0 | 0 | 0 | 0 | 0 | 0 | 0 | 0
NSR Cross 1,2 - NOX Rate Annual v3.1, Unit 3825 and retrofits | 497 | 7432 | Rate Constraint in lbs/MMBtu | FALSE | L | Annual | Net Emissions Allowance Position | Thousand Tons | 1.5084 | 1.2467 | 0.66323 | 0.71733 | 0.22105 | 0.22105 | 0.22105 | 0
NSR Cross 1,2 - NOX Rate Annual v3.1, Unit 3825 and retrofits | 497 | 7432 | Rate Constraint in lbs/MMBtu | FALSE | L | Annual | Fuel Consumed | TBtu | 36.6478 | 30.2896 | 16.1134 | 17.4279 | 5.3704 | 5.3704 | 5.3704 | 0
NSR Cross 1,2 - NOX Rate Annual v3.1, Unit 3825 and retrofits | 497 | 7432 | Rate Constraint in lbs/MMBtu | FALSE | L | Annual | Rate | lb/MMBtu | 0.08232 | 0.08232 | 0.08232 | 0.08232 | 0.08232 | 0.08232 | 0.08232 | 0
NSR Cross 1,2 - NOX Rate Annual v3.1, Unit 3825 and retrofits | 497 | 7432 | Rate Constraint in lbs/MMBtu | FALSE | L | Annual | Generation | TWh | 3.4672 | 2.8656 | 1.5245 | 1.6488 | 0.50808 | 0.50808 | 0.50808 | 0
NSR Cross 1,2 - NOX Rate Annual v3.1, Unit 3825 and retrofits | 497 | 7432 | Rate Constraint in lbs/MMBtu | FALSE | L | Annual | Qualifying Generation | TWh | 3.4672 | 2.8656 | 1.5245 | 1.6488 | 0.50808 | 0.50808 | 0.50808 | 0
NSR Cross 1,2 - NOX Rate Annual v3.1, Unit 3825 and retrofits | 497 | 7432 | Rate Constraint in lbs/MMBtu | FALSE | L | Annual | Rate | lb/MWh | 0.87012 | 0.87012 | 0.87012 | 0.87012 | 0.87012 | 0.87012 | 0.87012 | 0
NSR Cross 1,2 - NOX Rate Annual v3.1, Unit 3825 and retrofits | 497 | 7432 | Rate Constraint in lbs/MMBtu | FALSE | L | Annual | Constraint Shadow Price | US2019$/Ton | 0 | 0 | 0 | 0 | 0 | 0 | 0 | 0
NSR Cross 1,2 - NOX Rate Annual v3.1, Unit 3826 and retrofits | 498 | 7432 | Rate Constraint in lbs/MMBtu | FALSE | L | Annual | Seasons Included | Seasons | Winter, WintShld, Summer | Winter, WintShld, Summer | Winter, WintShld, Summer | Winter, WintShld, Summer | Winter, WintShld, Summer | Winter, WintShld, Summer | Winter, WintShld, Summer | Winter, WintShld, Summer
NSR Cross 1,2 - NOX Rate Annual v3.1, Unit 3826 and retrofits | 498 | 7432 | Rate Constraint in lbs/MMBtu | FALSE | L | Annual | Standard NOX | lb/MMBtu | 0.1 | 0.1 | 0.1 | 0.1 | 0.1 | 0.1 | 0.1 | 0.1
NSR Cross 1,2 - NOX Rate Annual v3.1, Unit 3826 and retrofits | 498 | 7432 | Rate Constraint in lbs/MMBtu | FALSE | L | Annual | Emissions at Affected Plants NOX | Thousand Tons | 1.3527 | 1.0971 | 0.22923 | 0.23992 | 0.18097 | 0 | 0 | 0
NSR Cross 1,2 - NOX Rate Annual v3.1, Unit 3826 and retrofits | 498 | 7432 | Rate Constraint in lbs/MMBtu | FALSE | L | Annual | Allowances Purchased NOX | Thousand Tons | 0 | 0 | 0 | 0 | 0 | 0 | 0 | 0
NSR Cross 1,2 - NOX Rate Annual v3.1, Unit 3826 and retrofits | 498 | 7432 | Rate Constraint in lbs/MMBtu | FALSE | L | Annual | Allowances Sold NOX | Thousand Tons | 0 | 0 | 0 | 0 | 0 | 0 | 0 | 0
NSR Cross 1,2 - NOX Rate Annual v3.1, Unit 3826 and retrofits | 498 | 7432 | Rate Constraint in lbs/MMBtu | FALSE | L | Annual | Allowances Banked | Thousand Tons | 0 | 0 | 0 | 0 | 0 | 0 | 0 | 0
NSR Cross 1,2 - NOX Rate Annual v3.1, Unit 3826 and retrofits | 498 | 7432 | Rate Constraint in lbs/MMBtu | FALSE | L | Annual | Allowances Withdrawn (1:1) | Thousand Tons | 0 | 0 | 0 | 0 | 0 | 0 | 0 | 0
NSR Cross 1,2 - NOX Rate Annual v3.1, Unit 3826 and retrofits | 498 | 7432 | Rate Constraint in lbs/MMBtu | FALSE | L | Annual | Allowances Withdrawn (n:1) | Thousand Tons | 0 | 0 | 0 | 0 | 0 | 0 | 0 | 0
NSR Cross 1,2 - NOX Rate Annual v3.1, Unit 3826 and retrofits | 498 | 7432 | Rate Constraint in lbs/MMBtu | FALSE | L | Annual | Net Emissions Allowance Position | Thousand Tons | 1.3527 | 1.0971 | 0.22923 | 0.23992 | 0.18097 | 0 | 0 | 0
NSR Cross 1,2 - NOX Rate Annual v3.1, Unit 3826 and retrofits | 498 | 7432 | Rate Constraint in lbs/MMBtu | FALSE | L | Annual | Fuel Consumed | TBtu | 39.0946 | 31.7089 | 6.6252 | 6.9342 | 5.2304 | 0 | 0 | 0
NSR Cross 1,2 - NOX Rate Annual v3.1, Unit 3826 and retrofits | 498 | 7432 | Rate Constraint in lbs/MMBtu | FALSE | L | Annual | Rate | lb/MMBtu | 0.0692 | 0.0692 | 0.0692 | 0.0692 | 0.0692 | 0 | 0 | 0
NSR Cross 1,2 - NOX Rate Annual v3.1, Unit 3826 and retrofits | 498 | 7432 | Rate Constraint in lbs/MMBtu | FALSE | L | Annual | Generation | TWh | 3.7322 | 3.0271 | 0.63247 | 0.66197 | 0.49932 | 0 | 0 | 0
NSR Cross 1,2 - NOX Rate Annual v3.1, Unit 3826 and retrofits | 498 | 7432 | Rate Constraint in lbs/MMBtu | FALSE | L | Annual | Qualifying Generation | TWh | 3.7322 | 3.0271 | 0.63247 | 0.66197 | 0.49932 | 0 | 0 | 0
NSR Cross 1,2 - NOX Rate Annual v3.1, Unit 3826 and retrofits | 498 | 7432 | Rate Constraint in lbs/MMBtu | FALSE | L | Annual | Rate | lb/MWh | 0.72487 | 0.72487 | 0.72487 | 0.72487 | 0.72487 | 0 | 0 | 0
NSR Cross 1,2 - NOX Rate Annual v3.1, Unit 3826 and retrofits | 498 | 7432 | Rate Constraint in lbs/MMBtu | FALSE | L | Annual | Constraint Shadow Price | US2019$/Ton | 0 | 0 | 0 | 0 | 0 | 0 | 0 | 0
NSR Dairyland- NOx Cap Annual v5.13 | 499 | 7414 | Rate Constraint in MTons | FALSE | L | Annual | Seasons Included | Seasons | Winter, WintShld, Summer | Winter, WintShld, Summer | Winter, WintShld, Summer | Winter, WintShld, Summer | Winter, WintShld, Summer | Winter, WintShld, Summer | Winter, WintShld, Summer | Winter, WintShld, Summer
NSR Dairyland- NOx Cap Annual v5.13 | 499 | 7414 | Rate Constraint in MTons | FALSE | L | Annual | Standard NOX | Thousand Tons | 3.236 | 3.236 | 3.236 | 3.236 | 3.236 | 3.236 | 3.236 | 3.236
NSR Dairyland- NOx Cap Annual v5.13 | 499 | 7414 | Rate Constraint in MTons | FALSE | L | Annual | Emissions at Affected Plants NOX | Thousand Tons | 1.0028 | 0.83253 | 0.2189 | 0.20967 | 0 | 0 | 0 | 0
NSR Dairyland- NOx Cap Annual v5.13 | 499 | 7414 | Rate Constraint in MTons | FALSE | L | Annual | Allowances Purchased NOX | Thousand Tons | 0 | 0 | 0 | 0 | 0 | 0 | 0 | 0
NSR Dairyland- NOx Cap Annual v5.13 | 499 | 7414 | Rate Constraint in MTons | FALSE | L | Annual | Allowances Sold NOX | Thousand Tons | 0 | 0 | 0 | 0 | 0 | 0 | 0 | 0
NSR Dairyland- NOx Cap Annual v5.13 | 499 | 7414 | Rate Constraint in MTons | FALSE | L | Annual | Allowances Banked | Thousand Tons | 0 | 0 | 0 | 0 | 0 | 0 | 0 | 0
NSR Dairyland- NOx Cap Annual v5.13 | 499 | 7414 | Rate Constraint in MTons | FALSE | L | Annual | Allowances Withdrawn (1:1) | Thousand Tons | 0 | 0 | 0 | 0 | 0 | 0 | 0 | 0
NSR Dairyland- NOx Cap Annual v5.13 | 499 | 7414 | Rate Constraint in MTons | FALSE | L | Annual | Allowances Withdrawn (n:1) | Thousand Tons | 0 | 0 | 0 | 0 | 0 | 0 | 0 | 0
NSR Dairyland- NOx Cap Annual v5.13 | 499 | 7414 | Rate Constraint in MTons | FALSE | L | Annual | Net Emissions Allowance Position | Thousand Tons | 1.0028 | 0.83253 | 0.2189 | 0.20967 | 0 | 0 | 0 | 0
NSR Dairyland- NOx Cap Annual v5.13 | 499 | 7414 | Rate Constraint in MTons | FALSE | L | Annual | Fuel Consumed | TBtu | 26.3975 | 21.9144 | 5.762 | 5.519 | 0 | 0 | 0 | 0
NSR Dairyland- NOx Cap Annual v5.13 | 499 | 7414 | Rate Constraint in MTons | FALSE | L | Annual | Rate | lb/MMBtu | 0.07598 | 0.07598 | 0.07598 | 0.07598 | 0 | 0 | 0 | 0
NSR Dairyland- NOx Cap Annual v5.13 | 499 | 7414 | Rate Constraint in MTons | FALSE | L | Annual | Generation | TWh | 2.3483 | 1.9495 | 0.51259 | 0.49097 | 0 | 0 | 0 | 0
NSR Dairyland- NOx Cap Annual v5.13 | 499 | 7414 | Rate Constraint in MTons | FALSE | L | Annual | Qualifying Generation | TWh | 2.3483 | 1.9495 | 0.51259 | 0.49097 | 0 | 0 | 0 | 0
NSR Dairyland- NOx Cap Annual v5.13 | 499 | 7414 | Rate Constraint in MTons | FALSE | L | Annual | Rate | lb/MWh | 0.85409 | 0.85409 | 0.85409 | 0.85409 | 0 | 0 | 0 | 0
NSR Dairyland- NOx Cap Annual v5.13 | 499 | 7414 | Rate Constraint in MTons | FALSE | L | Annual | Constraint Shadow Price | US2019$/Ton | 0 | 0 | 0 | 0 | 0 | 0 | 0 | 0
NSR Dairyland- SO2 Cap Annual v5.13 | 500 | 7415 | Rate Constraint in MTons | FALSE | L | Annual | Seasons Included | Seasons | Winter, WintShld, Summer | Winter, WintShld, Summer | Winter, WintShld, Summer | Winter, WintShld, Summer | Winter, WintShld, Summer | Winter, WintShld, Summer | Winter, WintShld, Summer | Winter, WintShld, Summer
NSR Dairyland- SO2 Cap Annual v5.13 | 500 | 7415 | Rate Constraint in MTons | FALSE | L | Annual | Standard SO2 | Thousand Tons | 4.578 | 4.578 | 4.578 | 4.578 | 4.578 | 4.578 | 4.578 | 4.578
NSR Dairyland- SO2 Cap Annual v5.13 | 500 | 7415 | Rate Constraint in MTons | FALSE | L | Annual | Emissions at Affected Plants SO2 | Thousand Tons | 1.1879 | 0.98615 | 0.24303 | 0.24836 | 0 | 0 | 0 | 0
NSR Dairyland- SO2 Cap Annual v5.13 | 500 | 7415 | Rate Constraint in MTons | FALSE | L | Annual | Allowances Purchased SO2 | Thousand Tons | 0 | 0 | 0 | 0 | 0 | 0 | 0 | 0
NSR Dairyland- SO2 Cap Annual v5.13 | 500 | 7415 | Rate Constraint in MTons | FALSE | L | Annual | Allowances Sold SO2 | Thousand Tons | 0 | 0 | 0 | 0 | 0 | 0 | 0 | 0
NSR Dairyland- SO2 Cap Annual v5.13 | 500 | 7415 | Rate Constraint in MTons | FALSE | L | Annual | Allowances Banked | Thousand Tons | 0 | 0 | 0 | 0 | 0 | 0 | 0 | 0
NSR Dairyland- SO2 Cap Annual v5.13 | 500 | 7415 | Rate Constraint in MTons | FALSE | L | Annual | Allowances Withdrawn (1:1) | Thousand Tons | 0 | 0 | 0 | 0 | 0 | 0 | 0 | 0
NSR Dairyland- SO2 Cap Annual v5.13 | 500 | 7415 | Rate Constraint in MTons | FALSE | L | Annual | Allowances Withdrawn (n:1) | Thousand Tons | 0 | 0 | 0 | 0 | 0 | 0 | 0 | 0
NSR Dairyland- SO2 Cap Annual v5.13 | 500 | 7415 | Rate Constraint in MTons | FALSE | L | Annual | Net Emissions Allowance Position | Thousand Tons | 1.1879 | 0.98615 | 0.24303 | 0.24836 | 0 | 0 | 0 | 0
NSR Dairyland- SO2 Cap Annual v5.13 | 500 | 7415 | Rate Constraint in MTons | FALSE | L | Annual | Fuel Consumed | TBtu | 26.3975 | 21.9144 | 5.762 | 5.519 | 0 | 0 | 0 | 0
NSR Dairyland- SO2 Cap Annual v5.13 | 500 | 7415 | Rate Constraint in MTons | FALSE | L | Annual | Rate | lb/MMBtu | 0.09 | 0.09 | 0.084354 | 0.09 | 0 | 0 | 0 | 0
NSR Dairyland- SO2 Cap Annual v5.13 | 500 | 7415 | Rate Constraint in MTons | FALSE | L | Annual | Generation | TWh | 2.3483 | 1.9495 | 0.51259 | 0.49097 | 0 | 0 | 0 | 0
NSR Dairyland- SO2 Cap Annual v5.13 | 500 | 7415 | Rate Constraint in MTons | FALSE | L | Annual | Qualifying Generation | TWh | 2.3483 | 1.9495 | 0.51259 | 0.49097 | 0 | 0 | 0 | 0
NSR Dairyland- SO2 Cap Annual v5.13 | 500 | 7415 | Rate Constraint in MTons | FALSE | L | Annual | Rate | lb/MWh | 1.0117 | 1.0117 | 0.94823 | 1.0117 | 0 | 0 | 0 | 0
NSR Dairyland- SO2 Cap Annual v5.13 | 500 | 7415 | Rate Constraint in MTons | FALSE | L | Annual | Constraint Shadow Price | US2019$/Ton | 0 | 0 | 0 | 0 | 0 | 0 | 0 | 0
NSR Dominion Consent - NOX Cap Annual v3.1 | 501 | 7375 | Rate Constraint in MTons | FALSE | L | Annual | Seasons Included | Seasons | Winter, WintShld, Summer | Winter, WintShld, Summer | Winter, WintShld, Summer | Winter, WintShld, Summer | Winter, WintShld, Summer | Winter, WintShld, Summer | Winter, WintShld, Summer | Winter, WintShld, Summer
NSR Dominion Consent - NOX Cap Annual v3.1 | 501 | 7375 | Rate Constraint in MTons | FALSE | L | Annual | Standard NOX | Thousand Tons | 30.25 | 30.25 | 30.25 | 30.25 | 30.25 | 30.25 | 30.25 | 30.25
NSR Dominion Consent - NOX Cap Annual v3.1 | 501 | 7375 | Rate Constraint in MTons | FALSE | L | Annual | Emissions at Affected Plants NOX | Thousand Tons | 5.9288 | 3.0902 | 0.96486 | 0.96486 | 0.11167 | 0.10751 | 0.09348 | 0
NSR Dominion Consent - NOX Cap Annual v3.1 | 501 | 7375 | Rate Constraint in MTons | FALSE | L | Annual | Allowances Purchased NOX | Thousand Tons | 0 | 0 | 0 | 0 | 0 | 0 | 0 | 0
NSR Dominion Consent - NOX Cap Annual v3.1 | 501 | 7375 | Rate Constraint in MTons | FALSE | L | Annual | Allowances Sold NOX | Thousand Tons | 0 | 0 | 0 | 0 | 0 | 0 | 0 | 0
NSR Dominion Consent - NOX Cap Annual v3.1 | 501 | 7375 | Rate Constraint in MTons | FALSE | L | Annual | Allowances Banked | Thousand Tons | 0 | 0 | 0 | 0 | 0 | 0 | 0 | 0
NSR Dominion Consent - NOX Cap Annual v3.1 | 501 | 7375 | Rate Constraint in MTons | FALSE | L | Annual | Allowances Withdrawn (1:1) | Thousand Tons | 0 | 0 | 0 | 0 | 0 | 0 | 0 | 0
NSR Dominion Consent - NOX Cap Annual v3.1 | 501 | 7375 | Rate Constraint in MTons | FALSE | L | Annual | Allowances Withdrawn (n:1) | Thousand Tons | 0 | 0 | 0 | 0 | 0 | 0 | 0 | 0
NSR Dominion Consent - NOX Cap Annual v3.1 | 501 | 7375 | Rate Constraint in MTons | FALSE | L | Annual | Net Emissions Allowance Position | Thousand Tons | 5.9288 | 3.0902 | 0.96486 | 0.96486 | 0.11167 | 0.10751 | 0.09348 | 0
NSR Dominion Consent - NOX Cap Annual v3.1 | 501 | 7375 | Rate Constraint in MTons | FALSE | L | Annual | Fuel Consumed | TBtu | 134.5139 | 95.8519 | 49.748 | 49.748 | 21.3425 | 20.5472 | 17.8653 | 0
NSR Dominion Consent - NOX Cap Annual v3.1 | 501 | 7375 | Rate Constraint in MTons | FALSE | L | Annual | Rate | lb/MMBtu | 0.088152 | 0.064478 | 0.03879 | 0.03879 | 0.010465 | 0.010465 | 0.010465 | 0
NSR Dominion Consent - NOX Cap Annual v3.1 | 501 | 7375 | Rate Constraint in MTons | FALSE | L | Annual | Generation | TWh | 13.7957 | 10.5229 | 6.0449 | 6.0449 | 2.9548 | 2.8447 | 2.4734 | 0
NSR Dominion Consent - NOX Cap Annual v3.1 | 501 | 7375 | Rate Constraint in MTons | FALSE | L | Annual | Qualifying Generation | TWh | 13.7957 | 10.5229 | 6.0449 | 6.0449 | 2.9548 | 2.8447 | 2.4734 | 0
NSR Dominion Consent - NOX Cap Annual v3.1 | 501 | 7375 | Rate Constraint in MTons | FALSE | L | Annual | Rate | lb/MWh | 0.85952 | 0.58732 | 0.31923 | 0.31923 | 0.075588 | 0.075588 | 0.075588 | 0
NSR Dominion Consent - NOX Cap Annual v3.1 | 501 | 7375 | Rate Constraint in MTons | FALSE | L | Annual | Constraint Shadow Price | US2019$/Ton | 0 | 0 | 0 | 0 | 0 | 0 | 0 | 0
NSR Dominion Consent - NOX Rate Annual v3.1 | 502 | 7376 | Rate Constraint in lbs/MMBtu | FALSE | L | Annual | Seasons Included | Seasons | Winter, WintShld, Summer | Winter, WintShld, Summer | Winter, WintShld, Summer | Winter, WintShld, Summer | Winter, WintShld, Summer | Winter, WintShld, Summer | Winter, WintShld, Summer | Winter, WintShld, Summer
NSR Dominion Consent - NOX Rate Annual v3.1 | 502 | 7376 | Rate Constraint in lbs/MMBtu | FALSE | L | Annual | Standard NOX | lb/MMBtu | 0.15 | 0.15 | 0.15 | 0.15 | 0.15 | 0.15 | 0.15 | 0.15
NSR Dominion Consent - NOX Rate Annual v3.1 | 502 | 7376 | Rate Constraint in lbs/MMBtu | FALSE | L | Annual | Emissions at Affected Plants NOX | Thousand Tons | 5.9288 | 3.0902 | 0.96486 | 0.96486 | 0.11167 | 0.10751 | 0.09348 | 0
NSR Dominion Consent - NOX Rate Annual v3.1 | 502 | 7376 | Rate Constraint in lbs/MMBtu | FALSE | L | Annual | Allowances Purchased NOX | Thousand Tons | 0 | 0 | 0 | 0 | 0 | 0 | 0 | 0
NSR Dominion Consent - NOX Rate Annual v3.1 | 502 | 7376 | Rate Constraint in lbs/MMBtu | FALSE | L | Annual | Allowances Sold NOX | Thousand Tons | 0 | 0 | 0 | 0 | 0 | 0 | 0 | 0
NSR Dominion Consent - NOX Rate Annual v3.1 | 502 | 7376 | Rate Constraint in lbs/MMBtu | FALSE | L | Annual | Allowances Banked | Thousand Tons | 0 | 0 | 0 | 0 | 0 | 0 | 0 | 0
NSR Dominion Consent - NOX Rate Annual v3.1 | 502 | 7376 | Rate Constraint in lbs/MMBtu | FALSE | L | Annual | Allowances Withdrawn (1:1) | Thousand Tons | 0 | 0 | 0 | 0 | 0 | 0 | 0 | 0
NSR Dominion Consent - NOX Rate Annual v3.1 | 502 | 7376 | Rate Constraint in lbs/MMBtu | FALSE | L | Annual | Allowances Withdrawn (n:1) | Thousand Tons | 0 | 0 | 0 | 0 | 0 | 0 | 0 | 0
NSR Dominion Consent - NOX Rate Annual v3.1 | 502 | 7376 | Rate Constraint in lbs/MMBtu | FALSE | L | Annual | Net Emissions Allowance Position | Thousand Tons | 5.9288 | 3.0902 | 0.96486 | 0.96486 | 0.11167 | 0.10751 | 0.09348 | 0
NSR Dominion Consent - NOX Rate Annual v3.1 | 502 | 7376 | Rate Constraint in lbs/MMBtu | FALSE | L | Annual | Fuel Consumed | TBtu | 134.5139 | 95.8519 | 49.748 | 49.748 | 21.3425 | 20.5472 | 17.8653 | 0
NSR Dominion Consent - NOX Rate Annual v3.1 | 502 | 7376 | Rate Constraint in lbs/MMBtu | FALSE | L | Annual | Rate | lb/MMBtu | 0.088152 | 0.064478 | 0.03879 | 0.03879 | 0.010465 | 0.010465 | 0.010465 | 0
NSR Dominion Consent - NOX Rate Annual v3.1 | 502 | 7376 | Rate Constraint in lbs/MMBtu | FALSE | L | Annual | Generation | TWh | 13.7957 | 10.5229 | 6.0449 | 6.0449 | 2.9548 | 2.8447 | 2.4734 | 0
NSR Dominion Consent - NOX Rate Annual v3.1 | 502 | 7376 | Rate Constraint in lbs/MMBtu | FALSE | L | Annual | Qualifying Generation | TWh | 13.7957 | 10.5229 | 6.0449 | 6.0449 | 2.9548 | 2.8447 | 2.4734 | 0
NSR Dominion Consent - NOX Rate Annual v3.1 | 502 | 7376 | Rate Constraint in lbs/MMBtu | FALSE | L | Annual | Rate | lb/MWh | 0.85952 | 0.58732 | 0.31923 | 0.31923 | 0.075588 | 0.075588 | 0.075588 | 0
NSR Dominion Consent - NOX Rate Annual v3.1 | 502 | 7376 | Rate Constraint in lbs/MMBtu | FALSE | L | Annual | Constraint Shadow Price | US2019$/Ton | 0 | 0 | 0 | 0 | 0 | 0 | 0 | 0
NSR Edgewater 3-5- NOx Cap Annual v5.13 | 503 | 7416 | Rate Constraint in MTons | FALSE | L | Annual | Seasons Included | Seasons | Winter, WintShld, Summer | Winter, WintShld, Summer | Winter, WintShld, Summer | Winter, WintShld, Summer | Winter, WintShld, Summer | Winter, WintShld, Summer | Winter, WintShld, Summer | Winter, WintShld, Summer
NSR Edgewater 3-5- NOx Cap Annual v5.13 | 503 | 7416 | Rate Constraint in MTons | FALSE | L | Annual | Standard NOX | Thousand Tons | 1.1 | 1.1 | 1.1 | 1.1 | 1.1 | 1.1 | 1.1 | 1.1
NSR Edgewater 3-5- NOx Cap Annual v5.13 | 503 | 7416 | Rate Constraint in MTons | FALSE | L | Annual | Emissions at Affected Plants NOX | Thousand Tons | 0.46137 | 0 | 0 | 0 | 0 | 0 | 0 | 0
NSR Edgewater 3-5- NOx Cap Annual v5.13 | 503 | 7416 | Rate Constraint in MTons | FALSE | L | Annual | Allowances Purchased NOX | Thousand Tons | 0 | 0 | 0 | 0 | 0 | 0 | 0 | 0
NSR Edgewater 3-5- NOx Cap Annual v5.13 | 503 | 7416 | Rate Constraint in MTons | FALSE | L | Annual | Allowances Sold NOX | Thousand Tons | 0 | 0 | 0 | 0 | 0 | 0 | 0 | 0
NSR Edgewater 3-5- NOx Cap Annual v5.13 | 503 | 7416 | Rate Constraint in MTons | FALSE | L | Annual | Allowances Banked | Thousand Tons | 0 | 0 | 0 | 0 | 0 | 0 | 0 | 0
NSR Edgewater 3-5- NOx Cap Annual v5.13 | 503 | 7416 | Rate Constraint in MTons | FALSE | L | Annual | Allowances Withdrawn (1:1) | Thousand Tons | 0 | 0 | 0 | 0 | 0 | 0 | 0 | 0
NSR Edgewater 3-5- NOx Cap Annual v5.13 | 503 | 7416 | Rate Constraint in MTons | FALSE | L | Annual | Allowances Withdrawn (n:1) | Thousand Tons | 0 | 0 | 0 | 0 | 0 | 0 | 0 | 0
NSR Edgewater 3-5- NOx Cap Annual v5.13 | 503 | 7416 | Rate Constraint in MTons | FALSE | L | Annual | Net Emissions Allowance Position | Thousand Tons | 0.46137 | 0 | 0 | 0 | 0 | 0 | 0 | 0
NSR Edgewater 3-5- NOx Cap Annual v5.13 | 503 | 7416 | Rate Constraint in MTons | FALSE | L | Annual | Fuel Consumed | TBtu | 24.8249 | 0 | 0 | 0 | 0 | 0 | 0 | 0
NSR Edgewater 3-5- NOx Cap Annual v5.13 | 503 | 7416 | Rate Constraint in MTons | FALSE | L | Annual | Rate | lb/MMBtu | 0.03717 | 0 | 0 | 0 | 0 | 0 | 0 | 0
NSR Edgewater 3-5- NOx Cap Annual v5.13 | 503 | 7416 | Rate Constraint in MTons | FALSE | L | Annual | Generation | TWh | 2.3747 | 0 | 0 | 0 | 0 | 0 | 0 | 0
NSR Edgewater 3-5- NOx Cap Annual v5.13 | 503 | 7416 | Rate Constraint in MTons | FALSE | L | Annual | Qualifying Generation | TWh | 2.3747 | 0 | 0 | 0 | 0 | 0 | 0 | 0
NSR Edgewater 3-5- NOx Cap Annual v5.13 | 503 | 7416 | Rate Constraint in MTons | FALSE | L | Annual | Rate | lb/MWh | 0.38858 | 0 | 0 | 0 | 0 | 0 | 0 | 0
NSR Edgewater 3-5- NOx Cap Annual v5.13 | 503 | 7416 | Rate Constraint in MTons | FALSE | L | Annual | Constraint Shadow Price | US2019$/Ton | 0 | 0 | 0 | 0 | 0 | 0 | 0 | 0
NSR Edgewater 3-5- SO2 Cap Annual v5.13 | 504 | 7417 | Rate Constraint in MTons | FALSE | L | Annual | Seasons Included | Seasons | Winter, WintShld, Summer | Winter, WintShld, Summer | Winter, WintShld, Summer | Winter, WintShld, Summer | Winter, WintShld, Summer | Winter, WintShld, Summer | Winter, WintShld, Summer | Winter, WintShld, Summer
NSR Edgewater 3-5- SO2 Cap Annual v5.13 | 504 | 7417 | Rate Constraint in MTons | FALSE | L | Annual | Standard SO2 | Thousand Tons | 1.1 | 1.1 | 1.1 | 1.1 | 1.1 | 1.1 | 1.1 | 1.1
NSR Edgewater 3-5- SO2 Cap Annual v5.13 | 504 | 7417 | Rate Constraint in MTons | FALSE | L | Annual | Emissions at Affected Plants SO2 | Thousand Tons | 0.64833 | 0 | 0 | 0 | 0 | 0 | 0 | 0
NSR Edgewater 3-5- SO2 Cap Annual v5.13 | 504 | 7417 | Rate Constraint in MTons | FALSE | L | Annual | Allowances Purchased SO2 | Thousand Tons | 0 | 0 | 0 | 0 | 0 | 0 | 0 | 0
NSR Edgewater 3-5- SO2 Cap Annual v5.13 | 504 | 7417 | Rate Constraint in MTons | FALSE | L | Annual | Allowances Sold SO2 | Thousand Tons | 0 | 0 | 0 | 0 | 0 | 0 | 0 | 0
NSR Edgewater 3-5- SO2 Cap Annual v5.13 | 504 | 7417 | Rate Constraint in MTons | FALSE | L | Annual | Allowances Banked | Thousand Tons | 0 | 0 | 0 | 0 | 0 | 0 | 0 | 0
NSR Edgewater 3-5- SO2 Cap Annual v5.13 | 504 | 7417 | Rate Constraint in MTons | FALSE | L | Annual | Allowances Withdrawn (1:1) | Thousand Tons | 0 | 0 | 0 | 0 | 0 | 0 | 0 | 0
NSR Edgewater 3-5- SO2 Cap Annual v5.13 | 504 | 7417 | Rate Constraint in MTons | FALSE | L | Annual | Allowances Withdrawn (n:1) | Thousand Tons | 0 | 0 | 0 | 0 | 0 | 0 | 0 | 0
NSR Edgewater 3-5- SO2 Cap Annual v5.13 | 504 | 7417 | Rate Constraint in MTons | FALSE | L | Annual | Net Emissions Allowance Position | Thousand Tons | 0.64833 | 0 | 0 | 0 | 0 | 0 | 0 | 0
NSR Edgewater 3-5- SO2 Cap Annual v5.13 | 504 | 7417 | Rate Constraint in MTons | FALSE | L | Annual | Fuel Consumed | TBtu | 24.8249 | 0 | 0 | 0 | 0 | 0 | 0 | 0
NSR Edgewater 3-5- SO2 Cap Annual v5.13 | 504 | 7417 | Rate Constraint in MTons | FALSE | L | Annual | Rate | lb/MMBtu | 0.052232 | 0 | 0 | 0 | 0 | 0 | 0 | 0
NSR Edgewater 3-5- SO2 Cap Annual v5.13 | 504 | 7417 | Rate Constraint in MTons | FALSE | L | Annual | Generation | TWh | 2.3747 | 0 | 0 | 0 | 0 | 0 | 0 | 0
NSR Edgewater 3-5- SO2 Cap Annual v5.13 | 504 | 7417 | Rate Constraint in MTons | FALSE | L | Annual | Qualifying Generation | TWh | 2.3747 | 0 | 0 | 0 | 0 | 0 | 0 | 0
NSR Edgewater 3-5- SO2 Cap Annual v5.13 | 504 | 7417 | Rate Constraint in MTons | FALSE | L | Annual | Rate | lb/MWh | 0.54603 | 0 | 0 | 0 | 0 | 0 | 0 | 0
NSR Edgewater 3-5- SO2 Cap Annual v5.13 | 504 | 7417 | Rate Constraint in MTons | FALSE | L | Annual | Constraint Shadow Price | US2019$/Ton | 0 | 0 | 0 | 0 | 0 | 0 | 0 | 0
NSR Edgewater 5- Hg Rate Annual v5.13 | 505 | 7478 | Rate Constraint in lbs/MMBtu | FALSE | L | Annual | Seasons Included | Seasons | Winter, WintShld, Summer | Winter, WintShld, Summer | Winter, WintShld, Summer | Winter, WintShld, Summer | Winter, WintShld, Summer | Winter, WintShld, Summer | Winter, WintShld, Summer | Winter, WintShld, Summer
NSR Edgewater 5- Hg Rate Annual v5.13 | 505 | 7478 | Rate Constraint in lbs/MMBtu | FALSE | L | Annual | Standard MER | lb/MMBtu | 0.015 | 0.015 | 0.015 | 0.015 | 0.015 | 0.015 | 0.015 | 0.015
NSR Edgewater 5- Hg Rate Annual v5.13 | 505 | 7478 | Rate Constraint in lbs/MMBtu | FALSE | L | Annual | Emissions at Affected Plants MER | lbs | 13.9299 | 0 | 0 | 0 | 0 | 0 | 0 | 0
NSR Edgewater 5- Hg Rate Annual v5.13 | 505 | 7478 | Rate Constraint in lbs/MMBtu | FALSE | L | Annual | Allowances Purchased MER | lbs | 0 | 0 | 0 | 0 | 0 | 0 | 0 | 0
NSR Edgewater 5- Hg Rate Annual v5.13 | 505 | 7478 | Rate Constraint in lbs/MMBtu | FALSE | L | Annual | Allowances Sold MER | lbs | 0 | 0 | 0 | 0 | 0 | 0 | 0 | 0
NSR Edgewater 5- Hg Rate Annual v5.13 | 505 | 7478 | Rate Constraint in lbs/MMBtu | FALSE | L | Annual | Allowances Banked | lbs | 0 | 0 | 0 | 0 | 0 | 0 | 0 | 0
NSR Edgewater 5- Hg Rate Annual v5.13 | 505 | 7478 | Rate Constraint in lbs/MMBtu | FALSE | L | Annual | Allowances Withdrawn (1:1) | lbs | 0 | 0 | 0 | 0 | 0 | 0 | 0 | 0
NSR Edgewater 5- Hg Rate Annual v5.13 | 505 | 7478 | Rate Constraint in lbs/MMBtu | FALSE | L | Annual | Allowances Withdrawn (n:1) | lbs | 0 | 0 | 0 | 0 | 0 | 0 | 0 | 0
NSR Edgewater 5- Hg Rate Annual v5.13 | 505 | 7478 | Rate Constraint in lbs/MMBtu | FALSE | L | Annual | Net Emissions Allowance Position | lbs | 13.9299 | 0 | 0 | 0 | 0 | 0 | 0 | 0
NSR Edgewater 5- Hg Rate Annual v5.13 | 505 | 7478 | Rate Constraint in lbs/MMBtu | FALSE | L | Annual | Fuel Consumed | TBtu | 24.8249 | 0 | 0 | 0 | 0 | 0 | 0 | 0
NSR Edgewater 5- Hg Rate Annual v5.13 | 505 | 7478 | Rate Constraint in lbs/MMBtu | FALSE | L | Annual | Rate | lb/MMBtu | 5.6112e-07 | 0 | 0 | 0 | 0 | 0 | 0 | 0
NSR Edgewater 5- Hg Rate Annual v5.13 | 505 | 7478 | Rate Constraint in lbs/MMBtu | FALSE | L | Annual | Generation | TWh | 2.3747 | 0 | 0 | 0 | 0 | 0 | 0 | 0
NSR Edgewater 5- Hg Rate Annual v5.13 | 505 | 7478 | Rate Constraint in lbs/MMBtu | FALSE | L | Annual | Qualifying Generation | TWh | 2.3747 | 0 | 0 | 0 | 0 | 0 | 0 | 0
NSR Edgewater 5- Hg Rate Annual v5.13 | 505 | 7478 | Rate Constraint in lbs/MMBtu | FALSE | L | Annual | Rate | lb/MWh | 5.866e-06 | 0 | 0 | 0 | 0 | 0 | 0 | 0
NSR Edgewater 5- Hg Rate Annual v5.13 | 505 | 7478 | Rate Constraint in lbs/MMBtu | FALSE | L | Annual | Constraint Shadow Price | US2019$/Lb | 0 | 0 | 0 | 0 | 0 | 0 | 0 | 0
NSR Edgewater 5- NOx Rate Annual v5.13 | 506 | 7477 | Rate Constraint in lbs/MMBtu | FALSE | L | Annual | Seasons Included | Seasons | Winter, WintShld, Summer | Winter, WintShld, Summer | Winter, WintShld, Summer | Winter, WintShld, Summer | Winter, WintShld, Summer | Winter, WintShld, Summer | Winter, WintShld, Summer | Winter, WintShld, Summer
NSR Edgewater 5- NOx Rate Annual v5.13 | 506 | 7477 | Rate Constraint in lbs/MMBtu | FALSE | L | Annual | Standard NOX | lb/MMBtu | 0.07 | 0.07 | 0.07 | 0.07 | 0.07 | 0.07 | 0.07 | 0.07
NSR Edgewater 5- NOx Rate Annual v5.13 | 506 | 7477 | Rate Constraint in lbs/MMBtu | FALSE | L | Annual | Emissions at Affected Plants NOX | Thousand Tons | 0.46137 | 0 | 0 | 0 | 0 | 0 | 0 | 0
NSR Edgewater 5- NOx Rate Annual v5.13 | 506 | 7477 | Rate Constraint in lbs/MMBtu | FALSE | L | Annual | Allowances Purchased NOX | Thousand Tons | 0 | 0 | 0 | 0 | 0 | 0 | 0 | 0
NSR Edgewater 5- NOx Rate Annual v5.13 | 506 | 7477 | Rate Constraint in lbs/MMBtu | FALSE | L | Annual | Allowances Sold NOX | Thousand Tons | 0 | 0 | 0 | 0 | 0 | 0 | 0 | 0
NSR Edgewater 5- NOx Rate Annual v5.13 | 506 | 7477 | Rate Constraint in lbs/MMBtu | FALSE | L | Annual | Allowances Banked | Thousand Tons | 0 | 0 | 0 | 0 | 0 | 0 | 0 | 0
NSR Edgewater 5- NOx Rate Annual v5.13 | 506 | 7477 | Rate Constraint in lbs/MMBtu | FALSE | L | Annual | Allowances Withdrawn (1:1) | Thousand Tons | 0 | 0 | 0 | 0 | 0 | 0 | 0 | 0
NSR Edgewater 5- NOx Rate Annual v5.13 | 506 | 7477 | Rate Constraint in lbs/MMBtu | FALSE | L | Annual | Allowances Withdrawn (n:1) | Thousand Tons | 0 | 0 | 0 | 0 | 0 | 0 | 0 | 0
NSR Edgewater 5- NOx Rate Annual v5.13 | 506 | 7477 | Rate Constraint in lbs/MMBtu | FALSE | L | Annual | Net Emissions Allowance Position | Thousand Tons | 0.46137 | 0 | 0 | 0 | 0 | 0 | 0 | 0
NSR Edgewater 5- NOx Rate Annual v5.13 | 506 | 7477 | Rate Constraint in lbs/MMBtu | FALSE | L | Annual | Fuel Consumed | TBtu | 24.8249 | 0 | 0 | 0 | 0 | 0 | 0 | 0
NSR Edgewater 5- NOx Rate Annual v5.13 | 506 | 7477 | Rate Constraint in lbs/MMBtu | FALSE | L | Annual | Rate | lb/MMBtu | 0.03717 | 0 | 0 | 0 | 0 | 0 | 0 | 0
NSR Edgewater 5- NOx Rate Annual v5.13 | 506 | 7477 | Rate Constraint in lbs/MMBtu | FALSE | L | Annual | Generation | TWh | 2.3747 | 0 | 0 | 0 | 0 | 0 | 0 | 0
NSR Edgewater 5- NOx Rate Annual v5.13 | 506 | 7477 | Rate Constraint in lbs/MMBtu | FALSE | L | Annual | Qualifying Generation | TWh | 2.3747 | 0 | 0 | 0 | 0 | 0 | 0 | 0
NSR Edgewater 5- NOx Rate Annual v5.13 | 506 | 7477 | Rate Constraint in lbs/MMBtu | FALSE | L | Annual | Rate | lb/MWh | 0.38858 | 0 | 0 | 0 | 0 | 0 | 0 | 0
NSR Edgewater 5- NOx Rate Annual v5.13 | 506 | 7477 | Rate Constraint in lbs/MMBtu | FALSE | L | Annual | Constraint Shadow Price | US2019$/Ton | 0 | 0 | 0 | 0 | 0 | 0 | 0 | 0
NSR Edgewater 5- SO2 Rate Annual v5.13 | 507 | 7476 | Rate Constraint in lbs/MMBtu | FALSE | L | Annual | Seasons Included | Seasons | Winter, WintShld, Summer | Winter, WintShld, Summer | Winter, WintShld, Summer | Winter, WintShld, Summer | Winter, WintShld, Summer | Winter, WintShld, Summer | Winter, WintShld, Summer | Winter, WintShld, Summer
NSR Edgewater 5- SO2 Rate Annual v5.13 | 507 | 7476 | Rate Constraint in lbs/MMBtu | FALSE | L | Annual | Standard SO2 | lb/MMBtu | 0.075 | 0.075 | 0.075 | 0.075 | 0.075 | 0.075 | 0.075 | 0.075
NSR Edgewater 5- SO2 Rate Annual v5.13 | 507 | 7476 | Rate Constraint in lbs/MMBtu | FALSE | L | Annual | Emissions at Affected Plants SO2 | Thousand Tons | 0.64833 | 0 | 0 | 0 | 0 | 0 | 0 | 0
NSR Edgewater 5- SO2 Rate Annual v5.13 | 507 | 7476 | Rate Constraint in lbs/MMBtu | FALSE | L | Annual | Allowances Purchased SO2 | Thousand Tons | 0 | 0 | 0 | 0 | 0 | 0 | 0 | 0
NSR Edgewater 5- SO2 Rate Annual v5.13 | 507 | 7476 | Rate Constraint in lbs/MMBtu | FALSE | L | Annual | Allowances Sold SO2 | Thousand Tons | 0 | 0 | 0 | 0 | 0 | 0 | 0 | 0
NSR Edgewater 5- SO2 Rate Annual v5.13 | 507 | 7476 | Rate Constraint in lbs/MMBtu | FALSE | L | Annual | Allowances Banked | Thousand Tons | 0 | 0 | 0 | 0 | 0 | 0 | 0 | 0
NSR Edgewater 5- SO2 Rate Annual v5.13 | 507 | 7476 | Rate Constraint in lbs/MMBtu | FALSE | L | Annual | Allowances Withdrawn (1:1) | Thousand Tons | 0 | 0 | 0 | 0 | 0 | 0 | 0 | 0
NSR Edgewater 5- SO2 Rate Annual v5.13 | 507 | 7476 | Rate Constraint in lbs/MMBtu | FALSE | L | Annual | Allowances Withdrawn (n:1) | Thousand Tons | 0 | 0 | 0 | 0 | 0 | 0 | 0 | 0
NSR Edgewater 5- SO2 Rate Annual v5.13 | 507 | 7476 | Rate Constraint in lbs/MMBtu | FALSE | L | Annual | Net Emissions Allowance Position | Thousand Tons | 0.64833 | 0 | 0 | 0 | 0 | 0 | 0 | 0
NSR Edgewater 5- SO2 Rate Annual v5.13 | 507 | 7476 | Rate Constraint in lbs/MMBtu | FALSE | L | Annual | Fuel Consumed | TBtu | 24.8249 | 0 | 0 | 0 | 0 | 0 | 0 | 0
NSR Edgewater 5- SO2 Rate Annual v5.13 | 507 | 7476 | Rate Constraint in lbs/MMBtu | FALSE | L | Annual | Rate | lb/MMBtu | 0.052232 | 0 | 0 | 0 | 0 | 0 | 0 | 0
NSR Edgewater 5- SO2 Rate Annual v5.13 | 507 | 7476 | Rate Constraint in lbs/MMBtu | FALSE | L | Annual | Generation | TWh | 2.3747 | 0 | 0 | 0 | 0 | 0 | 0 | 0
NSR Edgewater 5- SO2 Rate Annual v5.13 | 507 | 7476 | Rate Constraint in lbs/MMBtu | FALSE | L | Annual | Qualifying Generation | TWh | 2.3747 | 0 | 0 | 0 | 0 | 0 | 0 | 0
NSR Edgewater 5- SO2 Rate Annual v5.13 | 507 | 7476 | Rate Constraint in lbs/MMBtu | FALSE | L | Annual | Rate | lb/MWh | 0.54603 | 0 | 0 | 0 | 0 | 0 | 0 | 0
NSR Edgewater 5- SO2 Rate Annual v5.13 | 507 | 7476 | Rate Constraint in lbs/MMBtu | FALSE | L | Annual | Constraint Shadow Price | US2019$/Ton | 0 | 0 | 0 | 0 | 0 | 0 | 0 | 0
NSR EKPC Consent - NOX Cap Annual v3.1 | 508 | 7378 | Rate Constraint in MTons | FALSE | L | Annual | Seasons Included | Seasons | Winter, WintShld, Summer | Winter, WintShld, Summer | Winter, WintShld, Summer | Winter, WintShld, Summer | Winter, WintShld, Summer | Winter, WintShld, Summer | Winter, WintShld, Summer | Winter, WintShld, Summer
NSR EKPC Consent - NOX Cap Annual v3.1 | 508 | 7378 | Rate Constraint in MTons | FALSE | L | Annual | Standard NOX | Thousand Tons | 8 | 8 | 8 | 8 | 8 | 8 | 8 | 8
NSR EKPC Consent - NOX Cap Annual v3.1 | 508 | 7378 | Rate Constraint in MTons | FALSE | L | Annual | Emissions at Affected Plants NOX | Thousand Tons | 3.1893 | 2.257 | 1.9918 | 1.6096 | 0.90026 | 0.52236 | 0.03707 | 0.03707
NSR EKPC Consent - NOX Cap Annual v3.1 | 508 | 7378 | Rate Constraint in MTons | FALSE | L | Annual | Allowances Purchased NOX | Thousand Tons | 0 | 0 | 0 | 0 | 0 | 0 | 0 | 0
NSR EKPC Consent - NOX Cap Annual v3.1 | 508 | 7378 | Rate Constraint in MTons | FALSE | L | Annual | Allowances Sold NOX | Thousand Tons | 0 | 0 | 0 | 0 | 0 | 0 | 0 | 0
NSR EKPC Consent - NOX Cap Annual v3.1 | 508 | 7378 | Rate Constraint in MTons | FALSE | L | Annual | Allowances Banked | Thousand Tons | 0 | 0 | 0 | 0 | 0 | 0 | 0 | 0
NSR EKPC Consent - NOX Cap Annual v3.1 | 508 | 7378 | Rate Constraint in MTons | FALSE | L | Annual | Allowances Withdrawn (1:1) | Thousand Tons | 0 | 0 | 0 | 0 | 0 | 0 | 0 | 0
NSR EKPC Consent - NOX Cap Annual v3.1 | 508 | 7378 | Rate Constraint in MTons | FALSE | L | Annual | Allowances Withdrawn (n:1) | Thousand Tons | 0 | 0 | 0 | 0 | 0 | 0 | 0 | 0
NSR EKPC Consent - NOX Cap Annual v3.1 | 508 | 7378 | Rate Constraint in MTons | FALSE | L | Annual | Net Emissions Allowance Position | Thousand Tons | 3.1893 | 2.257 | 1.9918 | 1.6096 | 0.90026 | 0.52236 | 0.03707 | 0.03707
NSR EKPC Consent - NOX Cap Annual v3.1 | 508 | 7378 | Rate Constraint in MTons | FALSE | L | Annual | Fuel Consumed | TBtu | 66.7067 | 52.3498 | 47.2043 | 38.5591 | 21.6246 | 12.3261 | 0.93464 | 0.93464
NSR EKPC Consent - NOX Cap Annual v3.1 | 508 | 7378 | Rate Constraint in MTons | FALSE | L | Annual | Rate | lb/MMBtu | 0.095621 | 0.086228 | 0.084392 | 0.083489 | 0.083263 | 0.084756 | 0.079325 | 0.079325
NSR EKPC Consent - NOX Cap Annual v3.1 | 508 | 7378 | Rate Constraint in MTons | FALSE | L | Annual | Generation | TWh | 6.5658 | 5.1949 | 4.6761 | 3.8157 | 2.1133 | 1.1946 | 0.069313 | 0.069313
NSR EKPC Consent - NOX Cap Annual v3.1 | 508 | 7378 | Rate Constraint in MTons | FALSE | L | Annual | Qualifying Generation | TWh | 6.5658 | 5.1949 | 4.6761 | 3.8157 | 2.1133 | 1.1946 | 0.069313 | 0.069313
NSR EKPC Consent - NOX Cap Annual v3.1 | 508 | 7378 | Rate Constraint in MTons | FALSE | L | Annual | Rate | lb/MWh | 0.97149 | 0.86893 | 0.85193 | 0.8437 | 0.85201 | 0.8745 | 1.0696 | 1.0696
NSR EKPC Consent - NOX Cap Annual v3.1 | 508 | 7378 | Rate Constraint in MTons | FALSE | L | Annual | Constraint Shadow Price | US2019$/Ton | 0 | 0 | 0 | 0 | 0 | 0 | 0 | 0
NSR EKPC Consent - SO2 Cap Annual v3.1 | 509 | 7377 | Rate Constraint in MTons | FALSE | L | Annual | Seasons Included | Seasons | Winter, WintShld, Summer | Winter, WintShld, Summer | Winter, WintShld, Summer | Winter, WintShld, Summer | Winter, WintShld, Summer | Winter, WintShld, Summer | Winter, WintShld, Summer | Winter, WintShld, Summer
NSR EKPC Consent - SO2 Cap Annual v3.1 | 509 | 7377 | Rate Constraint in MTons | FALSE | L | Annual | Standard SO2 | Thousand Tons | 28 | 28 | 28 | 28 | 28 | 28 | 28 | 28
NSR EKPC Consent - SO2 Cap Annual v3.1 | 509 | 7377 | Rate Constraint in MTons | FALSE | L | Annual | Emissions at Affected Plants SO2 | Thousand Tons | 3.5666 | 2.9237 | 2.0696 | 1.6373 | 0.81305 | 0.48815 | 0.043037 | 0.043037
NSR EKPC Consent - SO2 Cap Annual v3.1 | 509 | 7377 | Rate Constraint in MTons | FALSE | L | Annual | Allowances Purchased SO2 | Thousand Tons | 0 | 0 | 0 | 0 | 0 | 0 | 0 | 0
NSR EKPC Consent - SO2 Cap Annual v3.1 | 509 | 7377 | Rate Constraint in MTons | FALSE | L | Annual | Allowances Sold SO2 | Thousand Tons | 0 | 0 | 0 | 0 | 0 | 0 | 0 | 0
NSR EKPC Consent - SO2 Cap Annual v3.1 | 509 | 7377 | Rate Constraint in MTons | FALSE | L | Annual | Allowances Banked | Thousand Tons | 0 | 0 | 0 | 0 | 0 | 0 | 0 | 0
NSR EKPC Consent - SO2 Cap Annual v3.1 | 509 | 7377 | Rate Constraint in MTons | FALSE | L | Annual | Allowances Withdrawn (1:1) | Thousand Tons | 0 | 0 | 0 | 0 | 0 | 0 | 0 | 0
NSR EKPC Consent - SO2 Cap Annual v3.1 | 509 | 7377 | Rate Constraint in MTons | FALSE | L | Annual | Allowances Withdrawn (n:1) | Thousand Tons | 0 | 0 | 0 | 0 | 0 | 0 | 0 | 0
NSR EKPC Consent - SO2 Cap Annual v3.1 | 509 | 7377 | Rate Constraint in MTons | FALSE | L | Annual | Net Emissions Allowance Position | Thousand Tons | 3.5666 | 2.9237 | 2.0696 | 1.6373 | 0.81305 | 0.48815 | 0.043037 | 0.043037
NSR EKPC Consent - SO2 Cap Annual v3.1 | 509 | 7377 | Rate Constraint in MTons | FALSE | L | Annual | Fuel Consumed | TBtu | 66.7067 | 52.3498 | 47.2043 | 38.5591 | 21.6246 | 12.3261 | 0.93464 | 0.93464
NSR EKPC Consent - SO2 Cap Annual v3.1 | 509 | 7377 | Rate Constraint in MTons | FALSE | L | Annual | Rate | lb/MMBtu | 0.10693 | 0.1117 | 0.087685 | 0.084924 | 0.075197 | 0.079205 | 0.092094 | 0.092094
NSR EKPC Consent - SO2 Cap Annual v3.1 | 509 | 7377 | Rate Constraint in MTons | FALSE | L | Annual | Generation | TWh | 6.5658 | 5.1949 | 4.6761 | 3.8157 | 2.1133 | 1.1946 | 0.069313 | 0.069313
NSR EKPC Consent - SO2 Cap Annual v3.1 | 509 | 7377 | Rate Constraint in MTons | FALSE | L | Annual | Qualifying Generation | TWh | 6.5658 | 5.1949 | 4.6761 | 3.8157 | 2.1133 | 1.1946 | 0.069313 | 0.069313
NSR EKPC Consent - SO2 Cap Annual v3.1 | 509 | 7377 | Rate Constraint in MTons | FALSE | L | Annual | Rate | lb/MWh | 1.0864 | 1.1256 | 0.88517 | 0.8582 | 0.76947 | 0.81723 | 1.2418 | 1.2418
NSR EKPC Consent - SO2 Cap Annual v3.1 | 509 | 7377 | Rate Constraint in MTons | FALSE | L | Annual | Constraint Shadow Price | US2019$/Ton | 0 | 0 | 0 | 0 | 0 | 0 | 0 | 0
NSR FB Culley 3 - NOX Rate Annual v3.1, Unit 3568 and retrofits | 510 | 7424 | Rate Constraint in lbs/MMBtu | FALSE | L | Annual | Seasons Included | Seasons | Winter, WintShld, Summer | Winter, WintShld, Summer | Winter, WintShld, Summer | Winter, WintShld, Summer | Winter, WintShld, Summer | Winter, WintShld, Summer | Winter, WintShld, Summer | Winter, WintShld, Summer
NSR FB Culley 3 - NOX Rate Annual v3.1, Unit 3568 and retrofits | 510 | 7424 | Rate Constraint in lbs/MMBtu | FALSE | L | Annual | Standard NOX | lb/MMBtu | 0.121 | 0.121 | 0.121 | 0.121 | 0.121 | 0.121 | 0.121 | 0.121
NSR FB Culley 3 - NOX Rate Annual v3.1, Unit 3568 and retrofits | 510 | 7424 | Rate Constraint in lbs/MMBtu | FALSE | L | Annual | Emissions at Affected Plants NOX | Thousand Tons | 0.93156 | 0.93156 | 0.77407 | 0.64868 | 0.17617 | 0 | 0 | 0
NSR FB Culley 3 - NOX Rate Annual v3.1, Unit 3568 and retrofits | 510 | 7424 | Rate Constraint in lbs/MMBtu | FALSE | L | Annual | Allowances Purchased NOX | Thousand Tons | 0 | 0 | 0 | 0 | 0 | 0 | 0 | 0
NSR FB Culley 3 - NOX Rate Annual v3.1, Unit 3568 and retrofits | 510 | 7424 | Rate Constraint in lbs/MMBtu | FALSE | L | Annual | Allowances Sold NOX | Thousand Tons | 0 | 0 | 0 | 0 | 0 | 0 | 0 | 0
NSR FB Culley 3 - NOX Rate Annual v3.1, Unit 3568 and retrofits | 510 | 7424 | Rate Constraint in lbs/MMBtu | FALSE | L | Annual | Allowances Banked | Thousand Tons | 0 | 0 | 0 | 0 | 0 | 0 | 0 | 0
NSR FB Culley 3 - NOX Rate Annual v3.1, Unit 3568 and retrofits | 510 | 7424 | Rate Constraint in lbs/MMBtu | FALSE | L | Annual | Allowances Withdrawn (1:1) | Thousand Tons | 0 | 0 | 0 | 0 | 0 | 0 | 0 | 0
NSR FB Culley 3 - NOX Rate Annual v3.1, Unit 3568 and retrofits | 510 | 7424 | Rate Constraint in lbs/MMBtu | FALSE | L | Annual | Allowances Withdrawn (n:1) | Thousand Tons | 0 | 0 | 0 | 0 | 0 | 0 | 0 | 0
NSR FB Culley 3 - NOX Rate Annual v3.1, Unit 3568 and retrofits | 510 | 7424 | Rate Constraint in lbs/MMBtu | FALSE | L | Annual | Net Emissions Allowance Position | Thousand Tons | 0.93156 | 0.93156 | 0.77407 | 0.64868 | 0.17617 | 0 | 0 | 0
NSR FB Culley 3 - NOX Rate Annual v3.1, Unit 3568 and retrofits | 510 | 7424 | Rate Constraint in lbs/MMBtu | FALSE | L | Annual | Fuel Consumed | TBtu | 19.7603 | 19.7603 | 16.1708 | 13.7814 | 3.3347 | 0 | 0 | 0
NSR FB Culley 3 - NOX Rate Annual v3.1, Unit 3568 and retrofits | 510 | 7424 | Rate Constraint in lbs/MMBtu | FALSE | L | Annual | Rate | lb/MMBtu | 0.094286 | 0.094286 | 0.095737 | 0.094139 | 0.10566 | 0 | 0 | 0
NSR FB Culley 3 - NOX Rate Annual v3.1, Unit 3568 and retrofits | 510 | 7424 | Rate Constraint in lbs/MMBtu | FALSE | L | Annual | Generation | TWh | 1.8283 | 1.8283 | 1.4962 | 1.2751 | 0.30854 | 0 | 0 | 0
NSR FB Culley 3 - NOX Rate Annual v3.1, Unit 3568 and retrofits | 510 | 7424 | Rate Constraint in lbs/MMBtu | FALSE | L | Annual | Qualifying Generation | TWh | 1.8283 | 1.8283 | 1.4962 | 1.2751 | 0.30854 | 0 | 0 | 0
NSR FB Culley 3 - NOX Rate Annual v3.1, Unit 3568 and retrofits | 510 | 7424 | Rate Constraint in lbs/MMBtu | FALSE | L | Annual | Rate | lb/MWh | 1.019 | 1.019 | 1.0347 | 1.0175 | 1.142 | 0 | 0 | 0
NSR FB Culley 3 - NOX Rate Annual v3.1, Unit 3568 and retrofits | 510 | 7424 | Rate Constraint in lbs/MMBtu | FALSE | L | Annual | Constraint Shadow Price | US2019$/Ton | 0 | 0 | 0 | 0 | 0 | 0 | 0 | 0
NSR Four Corners 4,5 - NOX Cap Annual v5.16 | 511 | 7501 | Rate Constraint in MTons | FALSE | L | Annual | Seasons Included | Seasons | Winter, WintShld, Summer | Winter, WintShld, Summer | Winter, WintShld, Summer | Winter, WintShld, Summer | Winter, WintShld, Summer | Winter, WintShld, Summer | Winter, WintShld, Summer | Winter, WintShld, Summer
NSR Four Corners 4,5 - NOX Cap Annual v5.16 | 511 | 7501 | Rate Constraint in MTons | FALSE | L | Annual | Standard NOX | Thousand Tons | 4.968 | 4.968 | 4.968 | 4.968 | 4.968 | 4.968 | 4.968 | 4.968
NSR Four Corners 4,5 - NOX Cap Annual v5.16 | 511 | 7501 | Rate Constraint in MTons | FALSE | L | Annual | Emissions at Affected Plants NOX | Thousand Tons | 3.0217 | 2.7722 | 2.7722 | 2.7722 | 0.020115 | 0.020115 | 0.013022 | 0.013022
NSR Four Corners 4,5 - NOX Cap Annual v5.16 | 511 | 7501 | Rate Constraint in MTons | FALSE | L | Annual | Allowances Purchased NOX | Thousand Tons | 0 | 0 | 0 | 0 | 0 | 0 | 0 | 0
NSR Four Corners 4,5 - NOX Cap Annual v5.16 | 511 | 7501 | Rate Constraint in MTons | FALSE | L | Annual | Allowances Sold NOX | Thousand Tons | 0 | 0 | 0 | 0 | 0 | 0 | 0 | 0
NSR Four Corners 4,5 - NOX Cap Annual v5.16 | 511 | 7501 | Rate Constraint in MTons | FALSE | L | Annual | Allowances Banked | Thousand Tons | 0 | 0 | 0 | 0 | 0 | 0 | 0 | 0
NSR Four Corners 4,5 - NOX Cap Annual v5.16 | 511 | 7501 | Rate Constraint in MTons | FALSE | L | Annual | Allowances Withdrawn (1:1) | Thousand Tons | 0 | 0 | 0 | 0 | 0 | 0 | 0 | 0
NSR Four Corners 4,5 - NOX Cap Annual v5.16 | 511 | 7501 | Rate Constraint in MTons | FALSE | L | Annual | Allowances Withdrawn (n:1) | Thousand Tons | 0 | 0 | 0 | 0 | 0 | 0 | 0 | 0
NSR Four Corners 4,5 - NOX Cap Annual v5.16 | 511 | 7501 | Rate Constraint in MTons | FALSE | L | Annual | Net Emissions Allowance Position | Thousand Tons | 3.0217 | 2.7722 | 2.7722 | 2.7722 | 0.020115 | 0.020115 | 0.013022 | 0.013022
NSR Four Corners 4,5 - NOX Cap Annual v5.16 | 511 | 7501 | Rate Constraint in MTons | FALSE | L | Annual | Fuel Consumed | TBtu | 98.2836 | 89.4286 | 89.4286 | 89.4286 | 0.69134 | 0.69134 | 0.44755 | 0.44755
NSR Four Corners 4,5 - NOX Cap Annual v5.16 | 511 | 7501 | Rate Constraint in MTons | FALSE | L | Annual | Rate | lb/MMBtu | 0.06149 | 0.061998 | 0.061998 | 0.061998 | 0.05819 | 0.05819 | 0.05819 | 0.05819
NSR Four Corners 4,5 - NOX Cap Annual v5.16 | 511 | 7501 | Rate Constraint in MTons | FALSE | L | Annual | Generation | TWh | 10.0614 | 9.1552 | 9.1552 | 9.1414 | 0.056932 | 0.056932 | 0.036856 | 0.036856
NSR Four Corners 4,5 - NOX Cap Annual v5.16 | 511 | 7501 | Rate Constraint in MTons | FALSE | L | Annual | Qualifying Generation | TWh | 10.0614 | 9.1552 | 9.1552 | 9.1414 | 0.056932 | 0.056932 | 0.036856 | 0.036856
NSR Four Corners 4,5 - NOX Cap Annual v5.16 | 511 | 7501 | Rate Constraint in MTons | FALSE | L | Annual | Rate | lb/MWh | 0.60066 | 0.6056 | 0.6056 | 0.60651 | 0.70662 | 0.70662 | 0.70662 | 0.70662
NSR Four Corners 4,5 - NOX Cap Annual v5.16 | 511 | 7501 | Rate Constraint in MTons | FALSE | L | Annual | Constraint Shadow Price | US2019$/Ton | 0 | 0 | 0 | 0 | 0 | 0 | 0 | 0
NSR Four Corners 4,5 - NOX Rate Annual v5.16 | 512 | 7500 | Rate Constraint in lbs/MMBtu | FALSE | L | Annual | Seasons Included | Seasons | Winter, WintShld, Summer | Winter, WintShld, Summer | Winter, WintShld, Summer | Winter, WintShld, Summer | Winter, WintShld, Summer | Winter, WintShld, Summer | Winter, WintShld, Summer | Winter, WintShld, Summer
NSR Four Corners 4,5 - NOX Rate Annual v5.16 | 512 | 7500 | Rate Constraint in lbs/MMBtu | FALSE | L | Annual | Standard NOX | lb/MMBtu | 0.08 | 0.08 | 0.08 | 0.08 | 0.08 | 0.08 | 0.08 | 0.08
NSR Four Corners 4,5 - NOX Rate Annual v5.16 | 512 | 7500 | Rate Constraint in lbs/MMBtu | FALSE | L | Annual | Emissions at Affected Plants NOX | Thousand Tons | 3.0217 | 2.7722 | 2.7722 | 2.7722 | 0.020115 | 0.020115 | 0.013022 | 0.013022
NSR Four Corners 4,5 - NOX Rate Annual v5.16 | 512 | 7500 | Rate Constraint in lbs/MMBtu | FALSE | L | Annual | Allowances Purchased NOX | Thousand Tons | 0 | 0 | 0 | 0 | 0 | 0 | 0 | 0
NSR Four Corners 4,5 - NOX Rate Annual v5.16 | 512 | 7500 | Rate Constraint in lbs/MMBtu | FALSE | L | Annual | Allowances Sold NOX | Thousand Tons | 0 | 0 | 0 | 0 | 0 | 0 | 0 | 0
NSR Four Corners 4,5 - NOX Rate Annual v5.16 | 512 | 7500 | Rate Constraint in lbs/MMBtu | FALSE | L | Annual | Allowances Banked | Thousand Tons | 0 | 0 | 0 | 0 | 0 | 0 | 0 | 0
NSR Four Corners 4,5 - NOX Rate Annual v5.16 | 512 | 7500 | Rate Constraint in lbs/MMBtu | FALSE | L | Annual | Allowances Withdrawn (1:1) | Thousand Tons | 0 | 0 | 0 | 0 | 0 | 0 | 0 | 0
NSR Four Corners 4,5 - NOX Rate Annual v5.16 | 512 | 7500 | Rate Constraint in lbs/MMBtu | FALSE | L | Annual | Allowances Withdrawn (n:1) | Thousand Tons | 0 | 0 | 0 | 0 | 0 | 0 | 0 | 0
NSR Four Corners 4,5 - NOX Rate Annual v5.16 | 512 | 7500 | Rate Constraint in lbs/MMBtu | FALSE | L | Annual | Net Emissions Allowance Position | Thousand Tons | 3.0217 | 2.7722 | 2.7722 | 2.7722 | 0.020115 | 0.020115 | 0.013022 | 0.013022
NSR Four Corners 4,5 - NOX Rate Annual v5.16 | 512 | 7500 | Rate Constraint in lbs/MMBtu | FALSE | L | Annual | Fuel Consumed | TBtu | 98.2836 | 89.4286 | 89.4286 | 89.4286 | 0.69134 | 0.69134 | 0.44755 | 0.44755
NSR Four Corners 4,5 - NOX Rate Annual v5.16 | 512 | 7500 | Rate Constraint in lbs/MMBtu | FALSE | L | Annual | Rate | lb/MMBtu | 0.06149 | 0.061998 | 0.061998 | 0.061998 | 0.05819 | 0.05819 | 0.05819 | 0.05819
NSR Four Corners 4,5 - NOX Rate Annual v5.16 | 512 | 7500 | Rate Constraint in lbs/MMBtu | FALSE | L | Annual | Generation | TWh | 10.0614 | 9.1552 | 9.1552 | 9.1414 | 0.056932 | 0.056932 | 0.036856 | 0.036856
NSR Four Corners 4,5 - NOX Rate Annual v5.16 | 512 | 7500 | Rate Constraint in lbs/MMBtu | FALSE | L | Annual | Qualifying Generation | TWh | 10.0614 | 9.1552 | 9.1552 | 9.1414 | 0.056932 | 0.056932 | 0.036856 | 0.036856
NSR Four Corners 4,5 - NOX Rate Annual v5.16 | 512 | 7500 | Rate Constraint in lbs/MMBtu | FALSE | L | Annual | Rate | lb/MWh | 0.60066 | 0.6056 | 0.6056 | 0.60651 | 0.70662 | 0.70662 | 0.70662 | 0.70662
NSR Four Corners 4,5 - NOX Rate Annual v5.16 | 512 | 7500 | Rate Constraint in lbs/MMBtu | FALSE | L | Annual | Constraint Shadow Price | US2019$/Ton | 0 | 0 | 0 | 0 | 0 | 0 | 0 | 0
NSR Four Corners 4,5 - SO2 Cap Annual v5.16 | 513 | 7499 | Rate Constraint in MTons | FALSE | L | Annual | Seasons Included | Seasons | Winter, WintShld, Summer | Winter, WintShld, Summer | Winter, WintShld, Summer | Winter, WintShld, Summer | Winter, WintShld, Summer | Winter, WintShld, Summer | Winter, WintShld, Summer | Winter, WintShld, Summer
NSR Four Corners 4,5 - SO2 Cap Annual v5.16 | 513 | 7499 | Rate Constraint in MTons | FALSE | L | Annual | Standard SO2 | Thousand Tons | 6.8 | 6.8 | 6.8 | 6.8 | 6.8 | 6.8 | 6.8 | 6.8
NSR Four Corners 4,5 - SO2 Cap Annual v5.16 | 513 | 7499 | Rate Constraint in MTons | FALSE | L | Annual | Emissions at Affected Plants SO2 | Thousand Tons | 6.8 | 6.8 | 6.8 | 6.8 | 0.052568 | 0.052568 | 0.034031 | 0.034031
NSR Four Corners 4,5 - SO2 Cap Annual v5.16 | 513 | 7499 | Rate Constraint in MTons | FALSE | L | Annual | Allowances Purchased SO2 | Thousand Tons | 0 | 0 | 0 | 0 | 0 | 0 | 0 | 0
NSR Four Corners 4,5 - SO2 Cap Annual v5.16 | 513 | 7499 | Rate Constraint in MTons | FALSE | L | Annual | Allowances Sold SO2 | Thousand Tons | 0 | 0 | 0 | 0 | 0 | 0 | 0 | 0
NSR Four Corners 4,5 - SO2 Cap Annual v5.16 | 513 | 7499 | Rate Constraint in MTons | FALSE | L | Annual | Allowances Banked | Thousand Tons | 0 | 0 | 0 | 0 | 0 | 0 | 0 | 0
NSR Four Corners 4,5 - SO2 Cap Annual v5.16 | 513 | 7499 | Rate Constraint in MTons | FALSE | L | Annual | Allowances Withdrawn (1:1) | Thousand Tons | 0 | 0 | 0 | 0 | 0 | 0 | 0 | 0
NSR Four Corners 4,5 - SO2 Cap Annual v5.16 | 513 | 7499 | Rate Constraint in MTons | FALSE | L | Annual | Allowances Withdrawn (n:1) | Thousand Tons | 0 | 0 | 0 | 0 | 0 | 0 | 0 | 0
NSR Four Corners 4,5 - SO2 Cap Annual v5.16 | 513 | 7499 | Rate Constraint in MTons | FALSE | L | Annual | Net Emissions Allowance Position | Thousand Tons | 6.8 | 6.8 | 6.8 | 6.8 | 0.052568 | 0.052568 | 0.034031 | 0.034031
NSR Four Corners 4,5 - SO2 Cap Annual v5.16 | 513 | 7499 | Rate Constraint in MTons | FALSE | L | Annual | Fuel Consumed | TBtu | 98.2836 | 89.4286 | 89.4286 | 89.4286 | 0.69134 | 0.69134 | 0.44755 | 0.44755
NSR Four Corners 4,5 - SO2 Cap Annual v5.16 | 513 | 7499 | Rate Constraint in MTons | FALSE | L | Annual | Rate | lb/MMBtu | 0.13838 | 0.15208 | 0.15208 | 0.15208 | 0.15208 | 0.15208 | 0.15208 | 0.15208
NSR Four Corners 4,5 - SO2 Cap Annual v5.16 | 513 | 7499 | Rate Constraint in MTons | FALSE | L | Annual | Generation | TWh | 10.0614 | 9.1552 | 9.1552 | 9.1414 | 0.056932 | 0.056932 | 0.036856 | 0.036856
NSR Four Corners 4,5 - SO2 Cap Annual v5.16 | 513 | 7499 | Rate Constraint in MTons | FALSE | L | Annual | Qualifying Generation | TWh | 10.0614 | 9.1552 | 9.1552 | 9.1414 | 0.056932 | 0.056932 | 0.036856 | 0.036856
NSR Four Corners 4,5 - SO2 Cap Annual v5.16 | 513 | 7499 | Rate Constraint in MTons | FALSE | L | Annual | Rate | lb/MWh | 1.3517 | 1.4855 | 1.4855 | 1.4877 | 1.8467 | 1.8467 | 1.8467 | 1.8467
NSR Four Corners 4,5 - SO2 Cap Annual v5.16 | 513 | 7499 | Rate Constraint in MTons | FALSE | L | Annual | Constraint Shadow Price | US2019$/Ton | 21572.824 | 8545.2429 | 6689.6536 | 1624.5468 | 0 | 0 | 0 | 0
NSR Harrison 1-3 - NOX Rate Annual v5.16 | 514 | 7268 | Rate Constraint in lbs/MMBtu | FALSE | L | Annual | Seasons Included | Seasons | Winter, WintShld, Summer | Winter, WintShld, Summer | Winter, WintShld, Summer | Winter, WintShld, Summer | Winter, WintShld, Summer | Winter, WintShld, Summer | Winter, WintShld, Summer | Winter, WintShld, Summer
NSR Harrison 1-3 - NOX Rate Annual v5.16 | 514 | 7268 | Rate Constraint in lbs/MMBtu | FALSE | L | Annual | Standard NOX | lb/MMBtu | 0.25 | 0.25 | 0.25 | 0.25 | 0.25 | 0.25 | 0.25 | 0.25
NSR Harrison 1-3 - NOX Rate Annual v5.16 | 514 | 7268 | Rate Constraint in lbs/MMBtu | FALSE | L | Annual | Emissions at Affected Plants NOX | Thousand Tons | 5.9039 | 5.9039 | 4.7729 | 4.7729 | 1.7091 | 0 | 0 | 0
NSR Harrison 1-3 - NOX Rate Annual v5.16 | 514 | 7268 | Rate Constraint in lbs/MMBtu | FALSE | L | Annual | Allowances Purchased NOX | Thousand Tons | 0 | 0 | 0 | 0 | 0 | 0 | 0 | 0
NSR Harrison 1-3 - NOX Rate Annual v5.16 | 514 | 7268 | Rate Constraint in lbs/MMBtu | FALSE | L | Annual | Allowances Sold NOX | Thousand Tons | 0 | 0 | 0 | 0 | 0 | 0 | 0 | 0
NSR Harrison 1-3 - NOX Rate Annual v5.16 | 514 | 7268 | Rate Constraint in lbs/MMBtu | FALSE | L | Annual | Allowances Banked | Thousand Tons | 0 | 0 | 0 | 0 | 0 | 0 | 0 | 0
NSR Harrison 1-3 - NOX Rate Annual v5.16 | 514 | 7268 | Rate Constraint in lbs/MMBtu | FALSE | L | Annual | Allowances Withdrawn (1:1) | Thousand Tons | 0 | 0 | 0 | 0 | 0 | 0 | 0 | 0
NSR Harrison 1-3 - NOX Rate Annual v5.16 | 514 | 7268 | Rate Constraint in lbs/MMBtu | FALSE | L | Annual | Allowances Withdrawn (n:1) | Thousand Tons | 0 | 0 | 0 | 0 | 0 | 0 | 0 | 0
NSR Harrison 1-3 - NOX Rate Annual v5.16 | 514 | 7268 | Rate Constraint in lbs/MMBtu | FALSE | L | Annual | Net Emissions Allowance Position | Thousand Tons | 5.9039 | 5.9039 | 4.7729 | 4.7729 | 1.7091 | 0 | 0 | 0
NSR Harrison 1-3 - NOX Rate Annual v5.16 | 514 | 7268 | Rate Constraint in lbs/MMBtu | FALSE | L | Annual | Fuel Consumed | TBtu | 140.1902 | 140.1902 | 112.9919 | 112.9919 | 38.5005 | 0 | 0 | 0
NSR Harrison 1-3 - NOX Rate Annual v5.16 | 514 | 7268 | Rate Constraint in lbs/MMBtu | FALSE | L | Annual | Rate | lb/MMBtu | 0.084228 | 0.084228 | 0.084483 | 0.084483 | 0.088786 | 0 | 0 | 0
NSR Harrison 1-3 - NOX Rate Annual v5.16 | 514 | 7268 | Rate Constraint in lbs/MMBtu | FALSE | L | Annual | Generation | TWh | 13.8254 | 13.8254 | 11.1432 | 11.1432 | 3.7969 | 0 | 0 | 0
NSR Harrison 1-3 - NOX Rate Annual v5.16 | 514 | 7268 | Rate Constraint in lbs/MMBtu | FALSE | L | Annual | Qualifying Generation | TWh | 13.8254 | 13.8254 | 11.1432 | 11.1432 | 3.7969 | 0 | 0 | 0
NSR Harrison 1-3 - NOX Rate Annual v5.16 | 514 | 7268 | Rate Constraint in lbs/MMBtu | FALSE | L | Annual | Rate | lb/MWh | 0.85407 | 0.85407 | 0.85666 | 0.85666 | 0.90029 | 0 | 0 | 0
NSR Harrison 1-3 - NOX Rate Annual v5.16 | 514 | 7268 | Rate Constraint in lbs/MMBtu | FALSE | L | Annual | Constraint Shadow Price | US2019$/Ton | 0 | 0 | 0 | 0 | 0 | 0 | 0 | 0
NSR Harrison 1-3 - NOX Rate Summer v5.16 | 515 | 7269 | Rate Constraint in lbs/MMBtu | FALSE | L | Annual | Seasons Included | Seasons | Summer | Summer | Summer | Summer | Summer | Summer | Summer | Summer
NSR Harrison 1-3 - NOX Rate Summer v5.16 | 515 | 7269 | Rate Constraint in lbs/MMBtu | FALSE | L | Annual | Standard NOX | lb/MMBtu | 0.2 | 0.2 | 0.2 | 0.2 | 0.2 | 0.2 | 0.2 | 0.2
NSR Harrison 1-3 - NOX Rate Summer v5.16 | 515 | 7269 | Rate Constraint in lbs/MMBtu | FALSE | L | Annual | Emissions at Affected Plants NOX | Thousand Tons | 2.1921 | 2.1921 | 1.6678 | 1.6678 | 0 | 0 | 0 | 0
NSR Harrison 1-3 - NOX Rate Summer v5.16 | 515 | 7269 | Rate Constraint in lbs/MMBtu | FALSE | L | Annual | Allowances Purchased NOX | Thousand Tons | 0 | 0 | 0 | 0 | 0 | 0 | 0 | 0
NSR Harrison 1-3 - NOX Rate Summer v5.16 | 515 | 7269 | Rate Constraint in lbs/MMBtu | FALSE | L | Annual | Allowances Sold NOX | Thousand Tons | 0 | 0 | 0 | 0 | 0 | 0 | 0 | 0
NSR Harrison 1-3 - NOX Rate Summer v5.16 | 515 | 7269 | Rate Constraint in lbs/MMBtu | FALSE | L | Annual | Allowances Banked | Thousand Tons | 0 | 0 | 0 | 0 | 0 | 0 | 0 | 0
NSR Harrison 1-3 - NOX Rate Summer v5.16 | 515 | 7269 | Rate Constraint in lbs/MMBtu | FALSE | L | Annual | Allowances Withdrawn (1:1) | Thousand Tons | 0 | 0 | 0 | 0 | 0 | 0 | 0 | 0
NSR Harrison 1-3 - NOX Rate Summer v5.16 | 515 | 7269 | Rate Constraint in lbs/MMBtu | FALSE | L | Annual | Allowances Withdrawn (n:1) | Thousand Tons | 0 | 0 | 0 | 0 | 0 | 0 | 0 | 0
NSR Harrison 1-3 - NOX Rate Summer v5.16 | 515 | 7269 | Rate Constraint in lbs/MMBtu | FALSE | L | Annual | Net Emissions Allowance Position | Thousand Tons | 2.1921 | 2.1921 | 1.6678 | 1.6678 | 0 | 0 | 0 | 0
NSR Harrison 1-3 - NOX Rate Summer v5.16 | 515 | 7269 | Rate Constraint in lbs/MMBtu | FALSE | L | Annual | Fuel Consumed | TBtu | 56.5764 | 56.5764 | 43.0452 | 43.0452 | 0 | 0 | 0 | 0
NSR Harrison 1-3 - NOX Rate Summer v5.16 | 515 | 7269 | Rate Constraint in lbs/MMBtu | FALSE | L | Annual | Rate | lb/MMBtu | 0.077491 | 0.077491 | 0.077491 | 0.077491 | 0 | 0 | 0 | 0
NSR Harrison 1-3 - NOX Rate Summer v5.16 | 515 | 7269 | Rate Constraint in lbs/MMBtu | FALSE | L | Annual | Generation | TWh | 5.5795 | 5.5795 | 4.2451 | 4.2451 | 0 | 0 | 0 | 0
NSR Harrison 1-3 - NOX Rate Summer v5.16 | 515 | 7269 | Rate Constraint in lbs/MMBtu | FALSE | L | Annual | Qualifying Generation | TWh | 5.5795 | 5.5795 | 4.2451 | 4.2451 | 0 | 0 | 0 | 0
NSR Harrison 1-3 - NOX Rate Summer v5.16 | 515 | 7269 | Rate Constraint in lbs/MMBtu | FALSE | L | Annual | Rate | lb/MWh | 0.78576 | 0.78576 | 0.78576 | 0.78576 | 0 | 0 | 0 | 0
NSR Harrison 1-3 - NOX Rate Summer v5.16 | 515 | 7269 | Rate Constraint in lbs/MMBtu | FALSE | L | Annual | Constraint Shadow Price | US2019$/Ton | 0 | 0 | 0 | 0 | 0 | 0 | 0 | 0
NSR HL Spurlock 1 - NOX Rate Annual v3.1, Unit 3813 and retrofits | 516 | 7444 | Rate Constraint in lbs/MMBtu | FALSE | L | Annual | Seasons Included | Seasons | Winter, WintShld, Summer | Winter, WintShld, Summer | Winter, WintShld, Summer | Winter, WintShld, Summer | Winter, WintShld, Summer | Winter, WintShld, Summer | Winter, WintShld, Summer | Winter, WintShld, Summer
NSR HL Spurlock 1 - NOX Rate Annual v3.1, Unit 3813 and retrofits | 516 | 7444 | Rate Constraint in lbs/MMBtu | FALSE | L | Annual | Standard NOX | lb/MMBtu | 0.1 | 0.1 | 0.1 | 0.1 | 0.1 | 0.1 | 0.1 | 0.1
NSR HL Spurlock 1 - NOX Rate Annual v3.1, Unit 3813 and retrofits | 516 | 7444 | Rate Constraint in lbs/MMBtu | FALSE | L | Annual | Emissions at Affected Plants NOX | Thousand Tons | 0.89461 | 0.89461 | 0.83079 | 0.83079 | 0.47919 | 0.22179 | 0 | 0
NSR HL Spurlock 1 - NOX Rate Annual v3.1, Unit 3813 and retrofits | 516 | 7444 | Rate Constraint in lbs/MMBtu | FALSE | L | Annual | Allowances Purchased NOX | Thousand Tons | 0 | 0 | 0 | 0 | 0 | 0 | 0 | 0
NSR HL Spurlock 1 - NOX Rate Annual v3.1, Unit 3813 and retrofits | 516 | 7444 | Rate Constraint in lbs/MMBtu | FALSE | L | Annual | Allowances Sold NOX | Thousand Tons | 0 | 0 | 0 | 0 | 0 | 0 | 0 | 0
NSR HL Spurlock 1 - NOX Rate Annual v3.1, Unit 3813 and retrofits | 516 | 7444 | Rate Constraint in lbs/MMBtu | FALSE | L | Annual | Allowances Banked | Thousand Tons | 0 | 0 | 0 | 0 | 0 | 0 | 0 | 0
NSR HL Spurlock 1 - NOX Rate Annual v3.1, Unit 3813 and retrofits | 516 | 7444 | Rate Constraint in lbs/MMBtu | FALSE | L | Annual | Allowances Withdrawn (1:1) | Thousand Tons | 0 | 0 | 0 | 0 | 0 | 0 | 0 | 0
NSR HL Spurlock 1 - NOX Rate Annual v3.1, Unit 3813 and retrofits | 516 | 7444 | Rate Constraint in lbs/MMBtu | FALSE | L | Annual | Allowances Withdrawn (n:1) | Thousand Tons | 0 | 0 | 0 | 0 | 0 | 0 | 0 | 0
NSR HL Spurlock 1 - NOX Rate Annual v3.1, Unit 3813 and retrofits | 516 | 7444 | Rate Constraint in lbs/MMBtu | FALSE | L | Annual | Net Emissions Allowance Position | Thousand Tons | 0.89461 | 0.89461 | 0.83079 | 0.83079 | 0.47919 | 0.22179 | 0 | 0
NSR HL Spurlock 1 - NOX Rate Annual v3.1, Unit 3813 and retrofits | 516 | 7444 | Rate Constraint in lbs/MMBtu | FALSE | L | Annual | Fuel Consumed | TBtu | 20.8492 | 20.8492 | 19.2625 | 19.2625 | 11.3225 | 4.9229 | 0 | 0
NSR HL Spurlock 1 - NOX Rate Annual v3.1, Unit 3813 and retrofits | 516 | 7444 | Rate Constraint in lbs/MMBtu | FALSE | L | Annual | Rate | lb/MMBtu | 0.085817 | 0.085817 | 0.08626 | 0.08626 | 0.084644 | 0.090106 | 0 | 0
NSR HL Spurlock 1 - NOX Rate Annual v3.1, Unit 3813 and retrofits | 516 | 7444 | Rate Constraint in lbs/MMBtu | FALSE | L | Annual | Generation | TWh | 2.0714 | 2.0714 | 1.9138 | 1.9138 | 1.1249 | 0.48909 | 0 | 0
NSR HL Spurlock 1 - NOX Rate Annual v3.1, Unit 3813 and retrofits | 516 | 7444 | Rate Constraint in lbs/MMBtu | FALSE | L | Annual | Qualifying Generation | TWh | 2.06 | 2.06 | 1.9032 | 1.9032 | 1.1187 | 0.4864 | 0 | 0
NSR HL Spurlock 1 - NOX Rate Annual v3.1, Unit 3813 and retrofits | 516 | 7444 | Rate Constraint in lbs/MMBtu | FALSE | L | Annual | Rate | lb/MWh | 0.86856 | 0.86856 | 0.87304 | 0.87304 | 0.85668 | 0.91196 | 0 | 0
NSR HL Spurlock 1 - NOX Rate Annual v3.1, Unit 3813 and retrofits | 516 | 7444 | Rate Constraint in lbs/MMBtu | FALSE | L | Annual | Constraint Shadow Price | US2019$/Ton | 0 | 0 | 0 | 0 | 0 | 0 | 0 | 0
NSR HL Spurlock 2 - NOX Rate Annual v3.1, Unit 3814 and retrofits | 517 | 7445 | Rate Constraint in lbs/MMBtu | FALSE | L | Annual | Seasons Included | Seasons | Winter, WintShld, Summer | Winter, WintShld, Summer | Winter, WintShld, Summer | Winter, WintShld, Summer | Winter, WintShld, Summer | Winter, WintShld, Summer | Winter, WintShld, Summer | Winter, WintShld, Summer
NSR HL Spurlock 2 - NOX Rate Annual v3.1, Unit 3814 and retrofits | 517 | 7445 | Rate Constraint in lbs/MMBtu | FALSE | L | Annual | Standard NOX | lb/MMBtu | 0.1 | 0.1 | 0.1 | 0.1 | 0.1 | 0.1 | 0.1 | 0.1
NSR HL Spurlock 2 - NOX Rate Annual v3.1, Unit 3814 and retrofits | 517 | 7445 | Rate Constraint in lbs/MMBtu | FALSE | L | Annual | Emissions at Affected Plants NOX | Thousand Tons | 1.5229 | 1.3574 | 1.1565 | 0.77424 | 0.41842 | 0.29934 | 0.03707 | 0.03707
NSR HL Spurlock 2 - NOX Rate Annual v3.1, Unit 3814 and retrofits | 517 | 7445 | Rate Constraint in lbs/MMBtu | FALSE | L | Annual | Allowances Purchased NOX | Thousand Tons | 0 | 0 | 0 | 0 | 0 | 0 | 0 | 0
NSR HL Spurlock 2 - NOX Rate Annual v3.1, Unit 3814 and retrofits | 517 | 7445 | Rate Constraint in lbs/MMBtu | FALSE | L | Annual | Allowances Sold NOX | Thousand Tons | 0 | 0 | 0 | 0 | 0 | 0 | 0 | 0
NSR HL Spurlock 2 - NOX Rate Annual v3.1, Unit 3814 and retrofits | 517 | 7445 | Rate Constraint in lbs/MMBtu | FALSE | L | Annual | Allowances Banked | Thousand Tons | 0 | 0 | 0 | 0 | 0 | 0 | 0 | 0
NSR HL Spurlock 2 - NOX Rate Annual v3.1, Unit 3814 and retrofits | 517 | 7445 | Rate Constraint in lbs/MMBtu | FALSE | L | Annual | Allowances Withdrawn (1:1) | Thousand Tons | 0 | 0 | 0 | 0 | 0 | 0 | 0 | 0
NSR HL Spurlock 2 - NOX Rate Annual v3.1, Unit 3814 and retrofits | 517 | 7445 | Rate Constraint in lbs/MMBtu | FALSE | L | Annual | Allowances Withdrawn (n:1) | Thousand Tons | 0 | 0 | 0 | 0 | 0 | 0 | 0 | 0
NSR HL Spurlock 2 - NOX Rate Annual v3.1, Unit 3814 and retrofits | 517 | 7445 | Rate Constraint in lbs/MMBtu | FALSE | L | Annual | Net Emissions Allowance Position | Thousand Tons | 1.5229 | 1.3574 | 1.1565 | 0.77424 | 0.41842 | 0.29934 | 0.03707 | 0.03707
NSR HL Spurlock 2 - NOX Rate Annual v3.1, Unit 3814 and retrofits | 517 | 7445 | Rate Constraint in lbs/MMBtu | FALSE | L | Annual | Fuel Consumed | TBtu | 35.5218 | 31.3852 | 27.8352 | 19.1899 | 10.2394 | 7.3761 | 0.93464 | 0.93464
NSR HL Spurlock 2 - NOX Rate Annual v3.1, Unit 3814 and retrofits | 517 | 7445 | Rate Constraint in lbs/MMBtu | FALSE | L | Annual | Rate | lb/MMBtu | 0.085745 | 0.086502 | 0.083093 | 0.080692 | 0.081728 | 0.081165 | 0.079325 | 0.079325
NSR HL Spurlock 2 - NOX Rate Annual v3.1, Unit 3814 and retrofits | 517 | 7445 | Rate Constraint in lbs/MMBtu | FALSE | L | Annual | Generation | TWh | 3.5352 | 3.1235 | 2.7623 | 1.9019 | 0.98837 | 0.70555 | 0.069313 | 0.069313
NSR HL Spurlock 2 - NOX Rate Annual v3.1, Unit 3814 and retrofits | 517 | 7445 | Rate Constraint in lbs/MMBtu | FALSE | L | Annual | Qualifying Generation | TWh | 3.5352 | 3.1235 | 2.7623 | 1.9019 | 0.98837 | 0.70555 | 0.069313 | 0.069313
NSR HL Spurlock 2 - NOX Rate Annual v3.1, Unit 3814 and retrofits | 517 | 7445 | Rate Constraint in lbs/MMBtu | FALSE | L | Annual | Rate | lb/MWh | 0.86157 | 0.86918 | 0.83731 | 0.81417 | 0.84669 | 0.84853 | 1.0696 | 1.0696
NSR HL Spurlock 2 - NOX Rate Annual v3.1, Unit 3814 and retrofits | 517 | 7445 | Rate Constraint in lbs/MMBtu | FALSE | L | Annual | Constraint Shadow Price | US2019$/Ton | 0 | 0 | 0 | 0 | 0 | 0 | 0 | 0
NSR HL Spurlock 2 - SO2 Rate Annual v3.1, Unit 3814 and retrofits | 518 | 7443 | Rate Constraint in lbs/MMBtu | FALSE | L | Annual | Seasons Included | Seasons | Winter, WintShld, Summer | Winter, WintShld, Summer | Winter, WintShld, Summer | Winter, WintShld, Summer | Winter, WintShld, Summer | Winter, WintShld, Summer | Winter, WintShld, Summer | Winter, WintShld, Summer
NSR HL Spurlock 2 - SO2 Rate Annual v3.1, Unit 3814 and retrofits | 518 | 7443 | Rate Constraint in lbs/MMBtu | FALSE | L | Annual | Standard SO2 | lb/MMBtu | 0.1 | 0.1 | 0.1 | 0.1 | 0.1 | 0.1 | 0.1 | 0.1
NSR HL Spurlock 2 - SO2 Rate Annual v3.1, Unit 3814 and retrofits | 518 | 7443 | Rate Constraint in lbs/MMBtu | FALSE | L | Annual | Emissions at Affected Plants SO2 | Thousand Tons | 1.7761 | 1.5693 | 1.35 | 0.91773 | 0.4715 | 0.33965 | 0.043037 | 0.043037
NSR HL Spurlock 2 - SO2 Rate Annual v3.1, Unit 3814 and retrofits | 518 | 7443 | Rate Constraint in lbs/MMBtu | FALSE | L | Annual | Allowances Purchased SO2 | Thousand Tons | 0 | 0 | 0 | 0 | 0 | 0 | 0 | 0
NSR HL Spurlock 2 - SO2 Rate Annual v3.1, Unit 3814 and retrofits | 518 | 7443 | Rate Constraint in lbs/MMBtu | FALSE | L | Annual | Allowances Sold SO2 | Thousand Tons | 0 | 0 | 0 | 0 | 0 | 0 | 0 | 0
NSR HL Spurlock 2 - SO2 Rate Annual v3.1, Unit 3814 and retrofits | 518 | 7443 | Rate Constraint in lbs/MMBtu | FALSE | L | Annual | Allowances Banked | Thousand Tons | 0 | 0 | 0 | 0 | 0 | 0 | 0 | 0
NSR HL Spurlock 2 - SO2 Rate Annual v3.1, Unit 3814 and retrofits | 518 | 7443 | Rate Constraint in lbs/MMBtu | FALSE | L | Annual | Allowances Withdrawn (1:1) | Thousand Tons | 0 | 0 | 0 | 0 | 0 | 0 | 0 | 0
NSR HL Spurlock 2 - SO2 Rate Annual v3.1, Unit 3814 and retrofits | 518 | 7443 | Rate Constraint in lbs/MMBtu | FALSE | L | Annual | Allowances Withdrawn (n:1) | Thousand Tons | 0 | 0 | 0 | 0 | 0 | 0 | 0 | 0
NSR HL Spurlock 2 - SO2 Rate Annual v3.1, Unit 3814 and retrofits | 518 | 7443 | Rate Constraint in lbs/MMBtu | FALSE | L | Annual | Net Emissions Allowance Position | Thousand Tons | 1.7761 | 1.5693 | 1.35 | 0.91773 | 0.4715 | 0.33965 | 0.043037 | 0.043037
NSR HL Spurlock 2 - SO2 Rate Annual v3.1, Unit 3814 and retrofits | 518 | 7443 | Rate Constraint in lbs/MMBtu | FALSE | L | Annual | Fuel Consumed | TBtu | 35.5218 | 31.3852 | 27.8352 | 19.1899 | 10.2394 | 7.3761 | 0.93464 | 0.93464
NSR HL Spurlock 2 - SO2 Rate Annual v3.1, Unit 3814 and retrofits | 518 | 7443 | Rate Constraint in lbs/MMBtu | FALSE | L | Annual | Rate | lb/MMBtu | 0.1 | 0.1 | 0.096999 | 0.095647 | 0.092094 | 0.092094 | 0.092094 | 0.092094
NSR HL Spurlock 2 - SO2 Rate Annual v3.1, Unit 3814 and retrofits | 518 | 7443 | Rate Constraint in lbs/MMBtu | FALSE | L | Annual | Generation | TWh | 3.5352 | 3.1235 | 2.7623 | 1.9019 | 0.98837 | 0.70555 | 0.069313 | 0.069313
NSR HL Spurlock 2 - SO2 Rate Annual v3.1, Unit 3814 and retrofits | 518 | 7443 | Rate Constraint in lbs/MMBtu | FALSE | L | Annual | Qualifying Generation | TWh | 3.5352 | 3.1235 | 2.7623 | 1.9019 | 0.98837 | 0.70555 | 0.069313 | 0.069313
NSR HL Spurlock 2 - SO2 Rate Annual v3.1, Unit 3814 and retrofits | 518 | 7443 | Rate Constraint in lbs/MMBtu | FALSE | L | Annual | Rate | lb/MWh | 1.0048 | 1.0048 | 0.97744 | 0.96506 | 0.95409 | 0.96279 | 1.2418 | 1.2418
NSR HL Spurlock 2 - SO2 Rate Annual v3.1, Unit 3814 and retrofits | 518 | 7443 | Rate Constraint in lbs/MMBtu | FALSE | L | Annual | Constraint Shadow Price | US2019$/Ton | 17377.679 | 42296.2498 | 60078.092 | 64507.5137 | 36398.3225 | 33452.6404 | 15335.9987 | 16482.4714
NSR IL Power - NOX Cap Annual v3.1 | 519 | 7381 | Rate Constraint in MTons | FALSE | L | Annual | Seasons Included | Seasons | Winter, WintShld, Summer | Winter, WintShld, Summer | Winter, WintShld, Summer | Winter, WintShld, Summer | Winter, WintShld, Summer | Winter, WintShld, Summer | Winter, WintShld, Summer | Winter, WintShld, Summer
NSR IL Power - NOX Cap Annual v3.1 | 519 | 7381 | Rate Constraint in MTons | FALSE | L | Annual | Standard NOX | Thousand Tons | 13.8 | 13.8 | 13.8 | 13.8 | 13.8 | 13.8 | 13.8 | 13.8
NSR IL Power - NOX Cap Annual v3.1 | 519 | 7381 | Rate Constraint in MTons | FALSE | L | Annual | Emissions at Affected Plants NOX | Thousand Tons | 3.4619 | 0.011874 | 0.0095986 | 0 | 0 | 0 | 0 | 0
NSR IL Power - NOX Cap Annual v3.1 | 519 | 7381 | Rate Constraint in MTons | FALSE | L | Annual | Allowances Purchased NOX | Thousand Tons | 0 | 0 | 0 | 0 | 0 | 0 | 0 | 0
NSR IL Power - NOX Cap Annual v3.1 | 519 | 7381 | Rate Constraint in MTons | FALSE | L | Annual | Allowances Sold NOX | Thousand Tons | 0 | 0 | 0 | 0 | 0 | 0 | 0 | 0
NSR IL Power - NOX Cap Annual v3.1 | 519 | 7381 | Rate Constraint in MTons | FALSE | L | Annual | Allowances Banked | Thousand Tons | 0 | 0 | 0 | 0 | 0 | 0 | 0 | 0
NSR IL Power - NOX Cap Annual v3.1 | 519 | 7381 | Rate Constraint in MTons | FALSE | L | Annual | Allowances Withdrawn (1:1) | Thousand Tons | 0 | 0 | 0 | 0 | 0 | 0 | 0 | 0
NSR IL Power - NOX Cap Annual v3.1 | 519 | 7381 | Rate Constraint in MTons | FALSE | L | Annual | Allowances Withdrawn (n:1) | Thousand Tons | 0 | 0 | 0 | 0 | 0 | 0 | 0 | 0
NSR IL Power - NOX Cap Annual v3.1 | 519 | 7381 | Rate Constraint in MTons | FALSE | L | Annual | Net Emissions Allowance Position | Thousand Tons | 3.4619 | 0.011874 | 0.0095986 | 0 | 0 | 0 | 0 | 0
NSR IL Power - NOX Cap Annual v3.1 | 519 | 7381 | Rate Constraint in MTons | FALSE | L | Annual | Fuel Consumed | TBtu | 82.2115 | 0.28237 | 0.22703 | 0 | 0 | 0 | 0 | 0
NSR IL Power - NOX Cap Annual v3.1 | 519 | 7381 | Rate Constraint in MTons | FALSE | L | Annual | Rate | lb/MMBtu | 0.08422 | 0.084103 | 0.084558 | 0 | 0 | 0 | 0 | 0
NSR IL Power - NOX Cap Annual v3.1 | 519 | 7381 | Rate Constraint in MTons | FALSE | L | Annual | Generation | TWh | 8.0201 | 0.027727 | 0.022293 | 0 | 0 | 0 | 0 | 0
NSR IL Power - NOX Cap Annual v3.1 | 519 | 7381 | Rate Constraint in MTons | FALSE | L | Annual | Qualifying Generation | TWh | 8.0201 | 0.027727 | 0.022293 | 0 | 0 | 0 | 0 | 0
NSR IL Power - NOX Cap Annual v3.1 | 519 | 7381 | Rate Constraint in MTons | FALSE | L | Annual | Rate | lb/MWh | 0.86332 | 0.8565 | 0.86114 | 0 | 0 | 0 | 0 | 0
NSR IL Power - NOX Cap Annual v3.1 | 519 | 7381 | Rate Constraint in MTons | FALSE | L | Annual | Constraint Shadow Price | US2019$/Ton | 0 | 0 | 0 | 0 | 0 | 0 | 0 | 0
NSR IL Power - SO2 Cap Annual v3.1 | 520 | 7382 | Rate Constraint in MTons | FALSE | L | Annual | Seasons Included | Seasons | Winter, WintShld, Summer | Winter, WintShld, Summer | Winter, WintShld, Summer | Winter, WintShld, Summer | Winter, WintShld, Summer | Winter, WintShld, Summer | Winter, WintShld, Summer | Winter, WintShld, Summer
NSR IL Power - SO2 Cap Annual v3.1 | 520 | 7382 | Rate Constraint in MTons | FALSE | L | Annual | Standard SO2 | Thousand Tons | 29 | 29 | 29 | 29 | 29 | 29 | 29 | 29
NSR IL Power - SO2 Cap Annual v3.1 | 520 | 7382 | Rate Constraint in MTons | FALSE | L | Annual | Emissions at Affected Plants SO2 | Thousand Tons | 2.9153 | 0.010291 | 0.0082742 | 0 | 0 | 0 | 0 | 0
NSR IL Power - SO2 Cap Annual v3.1 | 520 | 7382 | Rate Constraint in MTons | FALSE | L | Annual | Allowances Purchased SO2 | Thousand Tons | 0 | 0 | 0 | 0 | 0 | 0 | 0 | 0
NSR IL Power - SO2 Cap Annual v3.1 | 520 | 7382 | Rate Constraint in MTons | FALSE | L | Annual | Allowances Sold SO2 | Thousand Tons | 0 | 0 | 0 | 0 | 0 | 0 | 0 | 0
NSR IL Power - SO2 Cap Annual v3.1 | 520 | 7382 | Rate Constraint in MTons | FALSE | L | Annual | Allowances Banked | Thousand Tons | 0 | 0 | 0 | 0 | 0 | 0 | 0 | 0
NSR IL Power - SO2 Cap Annual v3.1 | 520 | 7382 | Rate Constraint in MTons | FALSE | L | Annual | Allowances Withdrawn (1:1) | Thousand Tons | 0 | 0 | 0 | 0 | 0 | 0 | 0 | 0
NSR IL Power - SO2 Cap Annual v3.1 | 520 | 7382 | Rate Constraint in MTons | FALSE | L | Annual | Allowances Withdrawn (n:1) | Thousand Tons | 0 | 0 | 0 | 0 | 0 | 0 | 0 | 0
NSR IL Power - SO2 Cap Annual v3.1 | 520 | 7382 | Rate Constraint in MTons | FALSE | L | Annual | Net Emissions Allowance Position | Thousand Tons | 2.9153 | 0.010291 | 0.0082742 | 0 | 0 | 0 | 0 | 0
NSR IL Power - SO2 Cap Annual v3.1 | 520 | 7382 | Rate Constraint in MTons | FALSE | L | Annual | Fuel Consumed | TBtu | 82.2115 | 0.28237 | 0.22703 | 0 | 0 | 0 | 0 | 0
NSR IL Power - SO2 Cap Annual v3.1 | 520 | 7382 | Rate Constraint in MTons | FALSE | L | Annual | Rate | lb/MMBtu | 0.070923 | 0.072891 | 0.072891 | 0 | 0 | 0 | 0 | 0
NSR IL Power - SO2 Cap Annual v3.1 | 520 | 7382 | Rate Constraint in MTons | FALSE | L | Annual | Generation | TWh | 8.0201 | 0.027727 | 0.022293 | 0 | 0 | 0 | 0 | 0
NSR IL Power - SO2 Cap Annual v3.1 | 520 | 7382 | Rate Constraint in MTons | FALSE | L | Annual | Qualifying Generation | TWh | 8.0201 | 0.027727 | 0.022293 | 0 | 0 | 0 | 0 | 0
NSR IL Power - SO2 Cap Annual v3.1 | 520 | 7382 | Rate Constraint in MTons | FALSE | L | Annual | Rate | lb/MWh | 0.72701 | 0.74232 | 0.74232 | 0 | 0 | 0 | 0 | 0
NSR IL Power - SO2 Cap Annual v3.1 | 520 | 7382 | Rate Constraint in MTons | FALSE | L | Annual | Constraint Shadow Price | US2019$/Ton | 0 | 0 | 0 | 0 | 0 | 0 | 0 | 0
NSR Interstate System-Wide NOX Cap v5.16 | 521 | 7515 | Rate Constraint in MTons | FALSE | L | Annual | Seasons Included | Seasons | Winter, WintShld, Summer | Winter, WintShld, Summer | Winter, WintShld, Summer | Winter, WintShld, Summer | Winter, WintShld, Summer | Winter, WintShld, Summer | Winter, WintShld, Summer | Winter, WintShld, Summer
NSR Interstate System-Wide NOX Cap v5.16 | 521 | 7515 | Rate Constraint in MTons | FALSE | L | Annual | Standard NOX | Thousand Tons | 6.8 | 6.8 | 6.8 | 6.8 | 6.8 | 6.8 | 6.8 | 6.8
NSR Interstate System-Wide NOX Cap v5.16 | 521 | 7515 | Rate Constraint in MTons | FALSE | L | Annual | Emissions at Affected Plants NOX | Thousand Tons | 2.4002 | 2.14 | 1.6333 | 1.6247 | 0 | 0 | 0 | 0
NSR Interstate System-Wide NOX Cap v5.16 | 521 | 7515 | Rate Constraint in MTons | FALSE | L | Annual | Allowances Purchased NOX | Thousand Tons | 0 | 0 | 0 | 0 | 0 | 0 | 0 | 0
NSR Interstate System-Wide NOX Cap v5.16 | 521 | 7515 | Rate Constraint in MTons | FALSE | L | Annual | Allowances Sold NOX | Thousand Tons | 0 | 0 | 0 | 0 | 0 | 0 | 0 | 0
NSR Interstate System-Wide NOX Cap v5.16 | 521 | 7515 | Rate Constraint in MTons | FALSE | L | Annual | Allowances Banked | Thousand Tons | 0 | 0 | 0 | 0 | 0 | 0 | 0 | 0
NSR Interstate System-Wide NOX Cap v5.16 | 521 | 7515 | Rate Constraint in MTons | FALSE | L | Annual | Allowances Withdrawn (1:1) | Thousand Tons | 0 | 0 | 0 | 0 | 0 | 0 | 0 | 0
NSR Interstate System-Wide NOX Cap v5.16 | 521 | 7515 | Rate Constraint in MTons | FALSE | L | Annual | Allowances Withdrawn (n:1) | Thousand Tons | 0 | 0 | 0 | 0 | 0 | 0 | 0 | 0
NSR Interstate System-Wide NOX Cap v5.16 | 521 | 7515 | Rate Constraint in MTons | FALSE | L | Annual | Net Emissions Allowance Position | Thousand Tons | 2.4002 | 2.14 | 1.6333 | 1.6247 | 0 | 0 | 0 | 0
NSR Interstate System-Wide NOX Cap v5.16 | 521 | 7515 | Rate Constraint in MTons | FALSE | L | Annual | Fuel Consumed | TBtu | 55.637 | 52.9648 | 40.7044 | 40.4682 | 0 | 0 | 0 | 0
NSR Interstate System-Wide NOX Cap v5.16 | 521 | 7515 | Rate Constraint in MTons | FALSE | L | Annual | Rate | lb/MMBtu | 0.08628 | 0.080808 | 0.08025 | 0.080293 | 0 | 0 | 0 | 0
NSR Interstate System-Wide NOX Cap v5.16 | 521 | 7515 | Rate Constraint in MTons | FALSE | L | Annual | Generation | TWh | 5.3312 | 5.1037 | 3.9245 | 3.9016 | 0 | 0 | 0 | 0
NSR Interstate System-Wide NOX Cap v5.16 | 521 | 7515 | Rate Constraint in MTons | FALSE | L | Annual | Qualifying Generation | TWh | 5.3312 | 5.1037 | 3.9245 | 3.9016 | 0 | 0 | 0 | 0
NSR Interstate System-Wide NOX Cap v5.16 | 521 | 7515 | Rate Constraint in MTons | FALSE | L | Annual | Rate | lb/MWh | 0.90043 | 0.8386 | 0.83233 | 0.83281 | 0 | 0 | 0 | 0
NSR Interstate System-Wide NOX Cap v5.16 | 521 | 7515 | Rate Constraint in MTons | FALSE | L | Annual | Constraint Shadow Price | US2019$/Ton | 0 | 0 | 0 | 0 | 0 | 0 | 0 | 0
NSR Interstate System-Wide SO2 Cap v5.16 | 522 | 7514 | Rate Constraint in MTons | FALSE | L | Annual | Seasons Included | Seasons | Winter, WintShld, Summer | Winter, WintShld, Summer | Winter, WintShld, Summer | Winter, WintShld, Summer | Winter, WintShld, Summer | Winter, WintShld, Summer | Winter, WintShld, Summer | Winter, WintShld, Summer
NSR Interstate System-Wide SO2 Cap v5.16 | 522 | 7514 | Rate Constraint in MTons | FALSE | L | Annual | Standard SO2 | Thousand Tons | 6 | 6 | 3.25 | 3.25 | 3.25 | 3.25 | 3.25 | 3.25
NSR Interstate System-Wide SO2 Cap v5.16 | 522 | 7514 | Rate Constraint in MTons | FALSE | L | Annual | Emissions at Affected Plants SO2 | Thousand Tons | 2.1063 | 1.4641 | 1.0828 | 1.0797 | 0 | 0 | 0 | 0
NSR Interstate System-Wide SO2 Cap v5.16 | 522 | 7514 | Rate Constraint in MTons | FALSE | L | Annual | Allowances Purchased SO2 | Thousand Tons | 0 | 0 | 0 | 0 | 0 | 0 | 0 | 0
NSR Interstate System-Wide SO2 Cap v5.16 | 522 | 7514 | Rate Constraint in MTons | FALSE | L | Annual | Allowances Sold SO2 | Thousand Tons | 0 | 0 | 0 | 0 | 0 | 0 | 0 | 0
NSR Interstate System-Wide SO2 Cap v5.16 | 522 | 7514 | Rate Constraint in MTons | FALSE | L | Annual | Allowances Banked | Thousand Tons | 0 | 0 | 0 | 0 | 0 | 0 | 0 | 0
NSR Interstate System-Wide SO2 Cap v5.16 | 522 | 7514 | Rate Constraint in MTons | FALSE | L | Annual | Allowances Withdrawn (1:1) | Thousand Tons | 0 | 0 | 0 | 0 | 0 | 0 | 0 | 0
NSR Interstate System-Wide SO2 Cap v5.16 | 522 | 7514 | Rate Constraint in MTons | FALSE | L | Annual | Allowances Withdrawn (n:1) | Thousand Tons | 0 | 0 | 0 | 0 | 0 | 0 | 0 | 0
NSR Interstate System-Wide SO2 Cap v5.16 | 522 | 7514 | Rate Constraint in MTons | FALSE | L | Annual | Net Emissions Allowance Position | Thousand Tons | 2.1063 | 1.4641 | 1.0828 | 1.0797 | 0 | 0 | 0 | 0
NSR Interstate System-Wide SO2 Cap v5.16 | 522 | 7514 | Rate Constraint in MTons | FALSE | L | Annual | Fuel Consumed | TBtu | 55.637 | 52.9648 | 40.7044 | 40.4682 | 0 | 0 | 0 | 0
NSR Interstate System-Wide SO2 Cap v5.16 | 522 | 7514 | Rate Constraint in MTons | FALSE | L | Annual | Rate | lb/MMBtu | 0.075717 | 0.055287 | 0.053203 | 0.053363 | 0 | 0 | 0 | 0
NSR Interstate System-Wide SO2 Cap v5.16 | 522 | 7514 | Rate Constraint in MTons | FALSE | L | Annual | Generation | TWh | 5.3312 | 5.1037 | 3.9245 | 3.9016 | 0 | 0 | 0 | 0
NSR Interstate System-Wide SO2 Cap v5.16 | 522 | 7514 | Rate Constraint in MTons | FALSE | L | Annual | Qualifying Generation | TWh | 5.3312 | 5.1037 | 3.9245 | 3.9016 | 0 | 0 | 0 | 0
NSR Interstate System-Wide SO2 Cap v5.16 | 522 | 7514 | Rate Constraint in MTons | FALSE | L | Annual | Rate | lb/MWh | 0.79019 | 0.57375 | 0.55181 | 0.55349 | 0 | 0 | 0 | 0
NSR Interstate System-Wide SO2 Cap v5.16 | 522 | 7514 | Rate Constraint in MTons | FALSE | L | Annual | Constraint Shadow Price | US2019$/Ton | 0 | 0 | 0 | 0 | 0 | 0 | 0 | 0
NSR J P Madgett 1 - Hg Rate Annual v5.13 | 523 | 7469 | Rate Constraint in lbs/MMBtu | FALSE | L | Annual | Seasons Included | Seasons | Winter, WintShld, Summer | Winter, WintShld, Summer | Winter, WintShld, Summer | Winter, WintShld, Summer | Winter, WintShld, Summer | Winter, WintShld, Summer | Winter, WintShld, Summer | Winter, WintShld, Summer
NSR J P Madgett 1 - Hg Rate Annual v5.13 | 523 | 7469 | Rate Constraint in lbs/MMBtu | FALSE | L | Annual | Standard MER | lb/MMBtu | 0.015 | 0.015 | 0.015 | 0.015 | 0.015 | 0.015 | 0.015 | 0.015
NSR J P Madgett 1 - Hg Rate Annual v5.13 | 523 | 7469 | Rate Constraint in lbs/MMBtu | FALSE | L | Annual | Emissions at Affected Plants MER | lbs | 14.9555 | 12.4156 | 3.2332 | 3.1268 | 0 | 0 | 0 | 0
NSR J P Madgett 1 - Hg Rate Annual v5.13 | 523 | 7469 | Rate Constraint in lbs/MMBtu | FALSE | L | Annual | Allowances Purchased MER | lbs | 0 | 0 | 0 | 0 | 0 | 0 | 0 | 0
NSR J P Madgett 1 - Hg Rate Annual v5.13 | 523 | 7469 | Rate Constraint in lbs/MMBtu | FALSE | L | Annual | Allowances Sold MER | lbs | 0 | 0 | 0 | 0 | 0 | 0 | 0 | 0
NSR J P Madgett 1 - Hg Rate Annual v5.13 | 523 | 7469 | Rate Constraint in lbs/MMBtu | FALSE | L | Annual | Allowances Banked | lbs | 0 | 0 | 0 | 0 | 0 | 0 | 0 | 0
NSR J P Madgett 1 - Hg Rate Annual v5.13 | 523 | 7469 | Rate Constraint in lbs/MMBtu | FALSE | L | Annual | Allowances Withdrawn (1:1) | lbs | 0 | 0 | 0 | 0 | 0 | 0 | 0 | 0
NSR J P Madgett 1 - Hg Rate Annual v5.13 | 523 | 7469 | Rate Constraint in lbs/MMBtu | FALSE | L | Annual | Allowances Withdrawn (n:1) | lbs | 0 | 0 | 0 | 0 | 0 | 0 | 0 | 0
NSR J P Madgett 1 - Hg Rate Annual v5.13 | 523 | 7469 | Rate Constraint in lbs/MMBtu | FALSE | L | Annual | Net Emissions Allowance Position | lbs | 14.9555 | 12.4156 | 3.2332 | 3.1268 | 0 | 0 | 0 | 0
NSR J P Madgett 1 - Hg Rate Annual v5.13 | 523 | 7469 | Rate Constraint in lbs/MMBtu | FALSE | L | Annual | Fuel Consumed | TBtu | 26.3975 | 21.9144 | 5.762 | 5.519 | 0 | 0 | 0 | 0
NSR J P Madgett 1 - Hg Rate Annual v5.13 | 523 | 7469 | Rate Constraint in lbs/MMBtu | FALSE | L | Annual | Rate | lb/MMBtu | 5.6655e-07 | 5.6655e-07 | 5.6112e-07 | 5.6655e-07 | 0 | 0 | 0 | 0
NSR J P Madgett 1 - Hg Rate Annual v5.13 | 523 | 7469 | Rate Constraint in lbs/MMBtu | FALSE | L | Annual | Generation | TWh | 2.3483 | 1.9495 | 0.51259 | 0.49097 | 0 | 0 | 0 | 0
NSR J P Madgett 1 - Hg Rate Annual v5.13 | 523 | 7469 | Rate Constraint in lbs/MMBtu | FALSE | L | Annual | Qualifying Generation | TWh | 2.3483 | 1.9495 | 0.51259 | 0.49097 | 0 | 0 | 0 | 0
NSR J P Madgett 1 - Hg Rate Annual v5.13 | 523 | 7469 | Rate Constraint in lbs/MMBtu | FALSE | L | Annual | Rate | lb/MWh | 6.3686e-06 | 6.3686e-06 | 6.3076e-06 | 6.3686e-06 | 0 | 0 | 0 | 0
NSR J P Madgett 1 - Hg Rate Annual v5.13 | 523 | 7469 | Rate Constraint in lbs/MMBtu | FALSE | L | Annual | Constraint Shadow Price | US2019$/Lb | 0 | 0 | 0 | 0 | 0 | 0 | 0 | 0
NSR J P Madgett 1 - NOx Rate Annual v5.13 | 524 | 7466 | Rate Constraint in lbs/MMBtu | FALSE | L | Annual | Seasons Included | Seasons | Winter, WintShld, Summer | Winter, WintShld, Summer | Winter, WintShld, Summer | Winter, WintShld, Summer | Winter, WintShld, Summer | Winter, WintShld, Summer | Winter, WintShld, Summer | Winter, WintShld, Summer
NSR J P Madgett 1 - NOx Rate Annual v5.13 | 524 | 7466 | Rate Constraint in lbs/MMBtu | FALSE | L | Annual | Standard NOX | lb/MMBtu | 0.08 | 0.08 | 0.08 | 0.08 | 0.08 | 0.08 | 0.08 | 0.08
NSR J P Madgett 1 - NOx Rate Annual v5.13 | 524 | 7466 | Rate Constraint in lbs/MMBtu | FALSE | L | Annual | Emissions at Affected Plants NOX | Thousand Tons | 1.0028 | 0.83253 | 0.2189 | 0.20967 | 0 | 0 | 0 | 0
NSR J P Madgett 1 - NOx Rate Annual v5.13 | 524 | 7466 | Rate Constraint in lbs/MMBtu | FALSE | L | Annual | Allowances Purchased NOX | Thousand Tons | 0 | 0 | 0 | 0 | 0 | 0 | 0 | 0
NSR J P Madgett 1 - NOx Rate Annual v5.13 | 524 | 7466 | Rate Constraint in lbs/MMBtu | FALSE | L | Annual | Allowances Sold NOX | Thousand Tons | 0 | 0 | 0 | 0 | 0 | 0 | 0 | 0
NSR J P Madgett 1 - NOx Rate Annual v5.13 | 524 | 7466 | Rate Constraint in lbs/MMBtu | FALSE | L | Annual | Allowances Banked | Thousand Tons | 0 | 0 | 0 | 0 | 0 | 0 | 0 | 0
NSR J P Madgett 1 - NOx Rate Annual v5.13 | 524 | 7466 | Rate Constraint in lbs/MMBtu | FALSE | L | Annual | Allowances Withdrawn (1:1) | Thousand Tons | 0 | 0 | 0 | 0 | 0 | 0 | 0 | 0
NSR J P Madgett 1 - NOx Rate Annual v5.13 | 524 | 7466 | Rate Constraint in lbs/MMBtu | FALSE | L | Annual | Allowances Withdrawn (n:1) | Thousand Tons | 0 | 0 | 0 | 0 | 0 | 0 | 0 | 0
NSR J P Madgett 1 - NOx Rate Annual v5.13 | 524 | 7466 | Rate Constraint in lbs/MMBtu | FALSE | L | Annual | Net Emissions Allowance Position | Thousand Tons | 1.0028 | 0.83253 | 0.2189 | 0.20967 | 0 | 0 | 0 | 0
NSR J P Madgett 1 - NOx Rate Annual v5.13 | 524 | 7466 | Rate Constraint in lbs/MMBtu | FALSE | L | Annual | Fuel Consumed | TBtu | 26.3975 | 21.9144 | 5.762 | 5.519 | 0 | 0 | 0 | 0
NSR J P Madgett 1 - NOx Rate Annual v5.13 | 524 | 7466 | Rate Constraint in lbs/MMBtu | FALSE | L | Annual | Rate | lb/MMBtu | 0.07598 | 0.07598 | 0.07598 | 0.07598 | 0 | 0 | 0 | 0
NSR J P Madgett 1 - NOx Rate Annual v5.13 | 524 | 7466 | Rate Constraint in lbs/MMBtu | FALSE | L | Annual | Generation | TWh | 2.3483 | 1.9495 | 0.51259 | 0.49097 | 0 | 0 | 0 | 0
NSR J P Madgett 1 - NOx Rate Annual v5.13 | 524 | 7466 | Rate Constraint in lbs/MMBtu | FALSE | L | Annual | Qualifying Generation | TWh | 2.3483 | 1.9495 | 0.51259 | 0.49097 | 0 | 0 | 0 | 0
NSR J P Madgett 1 - NOx Rate Annual v5.13 | 524 | 7466 | Rate Constraint in lbs/MMBtu | FALSE | L | Annual | Rate | lb/MWh | 0.85409 | 0.85409 | 0.85409 | 0.85409 | 0 | 0 | 0 | 0
NSR J P Madgett 1 - NOx Rate Annual v5.13 | 524 | 7466 | Rate Constraint in lbs/MMBtu | FALSE | L | Annual | Constraint Shadow Price | US2019$/Ton | 0 | 0 | 0 | 0 | 0 | 0 | 0 | 0
NSR J P Madgett 1 - SO2 Rate Annual v5.13 | 525 | 7464 | Rate Constraint in lbs/MMBtu | FALSE | L | Annual | Seasons Included | Seasons | Winter, WintShld, Summer | Winter, WintShld, Summer | Winter, WintShld, Summer | Winter, WintShld, Summer | Winter, WintShld, Summer | Winter, WintShld, Summer | Winter, WintShld, Summer | Winter, WintShld, Summer
NSR J P Madgett 1 - SO2 Rate Annual v5.13 | 525 | 7464 | Rate Constraint in lbs/MMBtu | FALSE | L | Annual | Standard SO2 | lb/MMBtu | 0.09 | 0.09 | 0.09 | 0.09 | 0.09 | 0.09 | 0.09 | 0.09
NSR J P Madgett 1 - SO2 Rate Annual v5.13 | 525 | 7464 | Rate Constraint in lbs/MMBtu | FALSE | L | Annual | Emissions at Affected Plants SO2 | Thousand Tons | 1.1879 | 0.98615 | 0.24303 | 0.24836 | 0 | 0 | 0 | 0
NSR J P Madgett 1 - SO2 Rate Annual v5.13 | 525 | 7464 | Rate Constraint in lbs/MMBtu | FALSE | L | Annual | Allowances Purchased SO2 | Thousand Tons | 0 | 0 | 0 | 0 | 0 | 0 | 0 | 0
NSR J P Madgett 1 - SO2 Rate Annual v5.13 | 525 | 7464 | Rate Constraint in lbs/MMBtu | FALSE | L | Annual | Allowances Sold SO2 | Thousand Tons | 0 | 0 | 0 | 0 | 0 | 0 | 0 | 0
NSR J P Madgett 1 - SO2 Rate Annual v5.13 | 525 | 7464 | Rate Constraint in lbs/MMBtu | FALSE | L | Annual | Allowances Banked | Thousand Tons | 0 | 0 | 0 | 0 | 0 | 0 | 0 | 0
NSR J P Madgett 1 - SO2 Rate Annual v5.13 | 525 | 7464 | Rate Constraint in lbs/MMBtu | FALSE | L | Annual | Allowances Withdrawn (1:1) | Thousand Tons | 0 | 0 | 0 | 0 | 0 | 0 | 0 | 0
NSR J P Madgett 1 - SO2 Rate Annual v5.13 | 525 | 7464 | Rate Constraint in lbs/MMBtu | FALSE | L | Annual | Allowances Withdrawn (n:1) | Thousand Tons | 0 | 0 | 0 | 0 | 0 | 0 | 0 | 0
NSR J P Madgett 1 - SO2 Rate Annual v5.13 | 525 | 7464 | Rate Constraint in lbs/MMBtu | FALSE | L | Annual | Net Emissions Allowance Position | Thousand Tons | 1.1879 | 0.98615 | 0.24303 | 0.24836 | 0 | 0 | 0 | 0
NSR J P Madgett 1 - SO2 Rate Annual v5.13 | 525 | 7464 | Rate Constraint in lbs/MMBtu | FALSE | L | Annual | Fuel Consumed | TBtu | 26.3975 | 21.9144 | 5.762 | 5.519 | 0 | 0 | 0 | 0
NSR J P Madgett 1 - SO2 Rate Annual v5.13 | 525 | 7464 | Rate Constraint in lbs/MMBtu | FALSE | L | Annual | Rate | lb/MMBtu | 0.09 | 0.09 | 0.084354 | 0.09 | 0 | 0 | 0 | 0
NSR J P Madgett 1 - SO2 Rate Annual v5.13 | 525 | 7464 | Rate Constraint in lbs/MMBtu | FALSE | L | Annual | Generation | TWh | 2.3483 | 1.9495 | 0.51259 | 0.49097 | 0 | 0 | 0 | 0
NSR J P Madgett 1 - SO2 Rate Annual v5.13 | 525 | 7464 | Rate Constraint in lbs/MMBtu | FALSE | L | Annual | Qualifying Generation | TWh | 2.3483 | 1.9495 | 0.51259 | 0.49097 | 0 | 0 | 0 | 0
NSR J P Madgett 1 - SO2 Rate Annual v5.13 | 525 | 7464 | Rate Constraint in lbs/MMBtu | FALSE | L | Annual | Rate | lb/MWh | 1.0117 | 1.0117 | 0.94823 | 1.0117 | 0 | 0 | 0 | 0
NSR J P Madgett 1 - SO2 Rate Annual v5.13 | 525 | 7464 | Rate Constraint in lbs/MMBtu | FALSE | L | Annual | Constraint Shadow Price | US2019$/Ton | 518.161 | 380.0185 | 0 | 100.1425 | 0 | 0 | 1800.4289 | 0
NSR James Miller 3,4 - NOX Rate Annual v3.1, Unit 2582 and retrofits | 526 | 7422 | Rate Constraint in lbs/MMBtu | FALSE | L | Annual | Seasons Included | Seasons | Winter, WintShld, Summer | Winter, WintShld, Summer | Winter, WintShld, Summer | Winter, WintShld, Summer | Winter, WintShld, Summer | Winter, WintShld, Summer | Winter, WintShld, Summer | Winter, WintShld, Summer
NSR James Miller 3,4 - NOX Rate Annual v3.1, Unit 2582 and retrofits | 526 | 7422 | Rate Constraint in lbs/MMBtu | FALSE | L | Annual | Standard NOX | lb/MMBtu | 0.1 | 0.1 | 0.1 | 0.1 | 0.1 | 0.1 | 0.1 | 0.1
NSR James Miller 3,4 - NOX Rate Annual v3.1, Unit 2582 and retrofits | 526 | 7422 | Rate Constraint in lbs/MMBtu | FALSE | L | Annual | Emissions at Affected Plants NOX | Thousand Tons | 1.8845 | 1.8845 | 1.1988 | 1.4894 | 0 | 0 | 0 | 0
NSR James Miller 3,4 - NOX Rate Annual v3.1, Unit 2582 and retrofits | 526 | 7422 | Rate Constraint in lbs/MMBtu | FALSE | L | Annual | Allowances Purchased NOX | Thousand Tons | 0 | 0 | 0 | 0 | 0 | 0 | 0 | 0
NSR James Miller 3,4 - NOX Rate Annual v3.1, Unit 2582 and retrofits | 526 | 7422 | Rate Constraint in lbs/MMBtu | FALSE | L | Annual | Allowances Sold NOX | Thousand Tons | 0 | 0 | 0 | 0 | 0 | 0 | 0 | 0
NSR James Miller 3,4 - NOX Rate Annual v3.1, Unit 2582 and retrofits | 526 | 7422 | Rate Constraint in lbs/MMBtu | FALSE | L | Annual | Allowances Banked | Thousand Tons | 0 | 0 | 0 | 0 | 0 | 0 | 0 | 0
NSR James Miller 3,4 - NOX Rate Annual v3.1, Unit 2582 and retrofits | 526 | 7422 | Rate Constraint in lbs/MMBtu | FALSE | L | Annual | Allowances Withdrawn (1:1) | Thousand Tons | 0 | 0 | 0 | 0 | 0 | 0 | 0 | 0
NSR James Miller 3,4 - NOX Rate Annual v3.1, Unit 2582 and retrofits | 526 | 7422 | Rate Constraint in lbs/MMBtu | FALSE | L | Annual | Allowances Withdrawn (n:1) | Thousand Tons | 0 | 0 | 0 | 0 | 0 | 0 | 0 | 0
NSR James Miller 3,4 - NOX Rate Annual v3.1, Unit 2582 and retrofits | 526 | 7422 | Rate Constraint in lbs/MMBtu | FALSE | L | Annual | Net Emissions Allowance Position | Thousand Tons | 1.8845 | 1.8845 | 1.1988 | 1.4894 | 0 | 0 | 0 | 0
NSR James Miller 3,4 - NOX Rate Annual v3.1, Unit 2582 and retrofits | 526 | 7422 | Rate Constraint in lbs/MMBtu | FALSE | L | Annual | Fuel Consumed | TBtu | 48.6132 | 48.6132 | 30.9242 | 38.4222 | 0 | 0 | 0 | 0
NSR James Miller 3,4 - NOX Rate Annual v3.1, Unit 2582 and retrofits | 526 | 7422 | Rate Constraint in lbs/MMBtu | FALSE | L | Annual | Rate | lb/MMBtu | 0.07753 | 0.07753 | 0.07753 | 0.07753 | 0 | 0 | 0 | 0
NSR James Miller 3,4 - NOX Rate Annual v3.1, Unit 2582 and retrofits | 526 | 7422 | Rate Constraint in lbs/MMBtu | FALSE | L | Annual | Generation | TWh | 4.8608 | 4.8608 | 3.0921 | 3.8418 | 0 | 0 | 0 | 0
NSR James Miller 3,4 - NOX Rate Annual v3.1, Unit 2582 and retrofits | 526 | 7422 | Rate Constraint in lbs/MMBtu | FALSE | L | Annual | Qualifying Generation | TWh | 4.8608 | 4.8608 | 3.0921 | 3.8418 | 0 | 0 | 0 | 0
NSR James Miller 3,4 - NOX Rate Annual v3.1, Unit 2582 and retrofits | 526 | 7422 | Rate Constraint in lbs/MMBtu | FALSE | L | Annual | Rate | lb/MWh | 0.77538 | 0.77538 | 0.77538 | 0.77538 | 0 | 0 | 0 | 0
NSR James Miller 3,4 - NOX Rate Annual v3.1, Unit 2582 and retrofits | 526 | 7422 | Rate Constraint in lbs/MMBtu | FALSE | L | Annual | Constraint Shadow Price | US2019$/Ton | 0 | 0 | 0 | 0 | 0 | 0 | 0 | 0
NSR James Miller 3,4 - NOX Rate Annual v3.1, Unit 2583 and retrofits | 527 | 7422 | Rate Constraint in lbs/MMBtu | FALSE | L | Annual | Seasons Included | Seasons | Winter, WintShld, Summer | Winter, WintShld, Summer | Winter, WintShld, Summer | Winter, WintShld, Summer | Winter, WintShld, Summer | Winter, WintShld, Summer | Winter, WintShld, Summer | Winter, WintShld, Summer
NSR James Miller 3,4 - NOX Rate Annual v3.1, Unit 2583 and retrofits | 527 | 7422 | Rate Constraint in lbs/MMBtu | FALSE | L | Annual | Standard NOX | lb/MMBtu | 0.1 | 0.1 | 0.1 | 0.1 | 0.1 | 0.1 | 0.1 | 0.1
NSR James Miller 3,4 - NOX Rate Annual v3.1, Unit 2583 and retrofits | 527 | 7422 | Rate Constraint in lbs/MMBtu | FALSE | L | Annual | Emissions at Affected Plants NOX | Thousand Tons | 1.625 | 1.625 | 0.79467 | 1.1125 | 0 | 0 | 0 | 0
NSR James Miller 3,4 - NOX Rate Annual v3.1, Unit 2583 and retrofits | 527 | 7422 | Rate Constraint in lbs/MMBtu | FALSE | L | Annual | Allowances Purchased NOX | Thousand Tons | 0 | 0 | 0 | 0 | 0 | 0 | 0 | 0
NSR James Miller 3,4 - NOX Rate Annual v3.1, Unit 2583 and retrofits | 527 | 7422 | Rate Constraint in lbs/MMBtu | FALSE | L | Annual | Allowances Sold NOX | Thousand Tons | 0 | 0 | 0 | 0 | 0 | 0 | 0 | 0
NSR James Miller 3,4 - NOX Rate Annual v3.1, Unit 2583 and retrofits | 527 | 7422 | Rate Constraint in lbs/MMBtu | FALSE | L | Annual | Allowances Banked | Thousand Tons | 0 | 0 | 0 | 0 | 0 | 0 | 0 | 0
NSR James Miller 3,4 - NOX Rate Annual v3.1, Unit 2583 and retrofits | 527 | 7422 | Rate Constraint in lbs/MMBtu | FALSE | L | Annual | Allowances Withdrawn (1:1) | Thousand Tons | 0 | 0 | 0 | 0 | 0 | 0 | 0 | 0
NSR James Miller 3,4 - NOX Rate Annual v3.1, Unit 2583 and retrofits | 527 | 7422 | Rate Constraint in lbs/MMBtu | FALSE | L | Annual | Allowances Withdrawn (n:1) | Thousand Tons | 0 | 0 | 0 | 0 | 0 | 0 | 0 | 0
NSR James Miller 3,4 - NOX Rate Annual v3.1, Unit 2583 and retrofits | 527 | 7422 | Rate Constraint in lbs/MMBtu | FALSE | L | Annual | Net Emissions Allowance Position | Thousand Tons | 1.625 | 1.625 | 0.79467 | 1.1125 | 0 | 0 | 0 | 0
NSR James Miller 3,4 - NOX Rate Annual v3.1, Unit 2583 and retrofits | 527 | 7422 | Rate Constraint in lbs/MMBtu | FALSE | L | Annual | Fuel Consumed | TBtu | 49.5118 | 49.5118 | 24.2128 | 33.8962 | 0 | 0 | 0 | 0
NSR James Miller 3,4 - NOX Rate Annual v3.1, Unit 2583 and retrofits | 527 | 7422 | Rate Constraint in lbs/MMBtu | FALSE | L | Annual | Rate | lb/MMBtu | 0.06564 | 0.06564 | 0.06564 | 0.06564 | 0 | 0 | 0 | 0
NSR James Miller 3,4 - NOX Rate Annual v3.1, Unit 2583 and retrofits | 527 | 7422 | Rate Constraint in lbs/MMBtu | FALSE | L | Annual | Generation | TWh | 4.9457 | 4.9457 | 2.4186 | 3.3859 | 0 | 0 | 0 | 0
NSR James Miller 3,4 - NOX Rate Annual v3.1, Unit 2583 and retrofits | 527 | 7422 | Rate Constraint in lbs/MMBtu | FALSE | L | Annual | Qualifying Generation | TWh | 4.9457 | 4.9457 | 2.4186 | 3.3859 | 0 | 0 | 0 | 0
NSR James Miller 3,4 - NOX Rate Annual v3.1, Unit 2583 and retrofits | 527 | 7422 | Rate Constraint in lbs/MMBtu | FALSE | L | Annual | Rate | lb/MWh | 0.65712 | 0.65712 | 0.65712 | 0.65712 | 0 | 0 | 0 | 0
NSR James Miller 3,4 - NOX Rate Annual v3.1, Unit 2583 and retrofits | 527 | 7422 | Rate Constraint in lbs/MMBtu | FALSE | L | Annual | Constraint Shadow Price | US2019$/Ton | 0 | 0 | 0 | 0 | 0 | 0 | 0 | 0
NSR Kincaid 1 & 2- Hg Rate Annual v5.13 | 528 | 7475 | Rate Constraint in lbs/MMBtu | FALSE | L | Annual | Seasons Included | Seasons | Winter, WintShld, Summer | Winter, WintShld, Summer | Winter, WintShld, Summer | Winter, WintShld, Summer | Winter, WintShld, Summer | Winter, WintShld, Summer | Winter, WintShld, Summer | Winter, WintShld, Summer
NSR Kincaid 1 & 2- Hg Rate Annual v5.13 | 528 | 7475 | Rate Constraint in lbs/MMBtu | FALSE | L | Annual | Standard MER | lb/MMBtu | 0.015 | 0.015 | 0.015 | 0.015 | 0.015 | 0.015 | 0.015 | 0.015
NSR Kincaid 1 & 2- Hg Rate Annual v5.13 | 528 | 7475 | Rate Constraint in lbs/MMBtu | FALSE | L | Annual | Emissions at Affected Plants MER | lbs | 31.6436 | 0 | 0 | 0 | 0 | 0 | 0 | 0
NSR Kincaid 1 & 2- Hg Rate Annual v5.13 | 528 | 7475 | Rate Constraint in lbs/MMBtu | FALSE | L | Annual | Allowances Purchased MER | lbs | 0 | 0 | 0 | 0 | 0 | 0 | 0 | 0
NSR Kincaid 1 & 2- Hg Rate Annual v5.13 | 528 | 7475 | Rate Constraint in lbs/MMBtu | FALSE | L | Annual | Allowances Sold MER | lbs | 0 | 0 | 0 | 0 | 0 | 0 | 0 | 0
NSR Kincaid 1 & 2- Hg Rate Annual v5.13 | 528 | 7475 | Rate Constraint in lbs/MMBtu | FALSE | L | Annual | Allowances Banked | lbs | 0 | 0 | 0 | 0 | 0 | 0 | 0 | 0
NSR Kincaid 1 & 2- Hg Rate Annual v5.13 | 528 | 7475 | Rate Constraint in lbs/MMBtu | FALSE | L | Annual | Allowances Withdrawn (1:1) | lbs | 0 | 0 | 0 | 0 | 0 | 0 | 0 | 0
NSR Kincaid 1 & 2- Hg Rate Annual v5.13 | 528 | 7475 | Rate Constraint in lbs/MMBtu | FALSE | L | Annual | Allowances Withdrawn (n:1) | lbs | 0 | 0 | 0 | 0 | 0 | 0 | 0 | 0
NSR Kincaid 1 & 2- Hg Rate Annual v5.13 | 528 | 7475 | Rate Constraint in lbs/MMBtu | FALSE | L | Annual | Net Emissions Allowance Position | lbs | 31.6436 | 0 | 0 | 0 | 0 | 0 | 0 | 0
NSR Kincaid 1 & 2- Hg Rate Annual v5.13 | 528 | 7475 | Rate Constraint in lbs/MMBtu | FALSE | L | Annual | Fuel Consumed | TBtu | 62.1218 | 0 | 0 | 0 | 0 | 0 | 0 | 0
NSR Kincaid 1 & 2- Hg Rate Annual v5.13 | 528 | 7475 | Rate Constraint in lbs/MMBtu | FALSE | L | Annual | Rate | lb/MMBtu | 5.0938e-07 | 0 | 0 | 0 | 0 | 0 | 0 | 0
NSR Kincaid 1 & 2- Hg Rate Annual v5.13 | 528 | 7475 | Rate Constraint in lbs/MMBtu | FALSE | L | Annual | Generation | TWh | 5.7051 | 0 | 0 | 0 | 0 | 0 | 0 | 0
NSR Kincaid 1 & 2- Hg Rate Annual v5.13 | 528 | 7475 | Rate Constraint in lbs/MMBtu | FALSE | L | Annual | Qualifying Generation | TWh | 5.7051 | 0 | 0 | 0 | 0 | 0 | 0 | 0
NSR Kincaid 1 & 2- Hg Rate Annual v5.13 | 528 | 7475 | Rate Constraint in lbs/MMBtu | FALSE | L | Annual | Rate | lb/MWh | 5.5465e-06 | 0 | 0 | 0 | 0 | 0 | 0 | 0
NSR Kincaid 1 & 2- Hg Rate Annual v5.13 | 528 | 7475 | Rate Constraint in lbs/MMBtu | FALSE | L | Annual | Constraint Shadow Price | US2019$/Lb | 0 | 0 | 0 | 0 | 0 | 0 | 0 | 0
NSR Kincaid 1 & 2- NOx Cap Annual v5.13 | 529 | 7474 | Rate Constraint in MTons | FALSE | L | Annual | Seasons Included | Seasons | Winter, WintShld, Summer | Winter, WintShld, Summer | Winter, WintShld, Summer | Winter, WintShld, Summer | Winter, WintShld, Summer | Winter, WintShld, Summer | Winter, WintShld, Summer | Winter, WintShld, Summer
NSR Kincaid 1 & 2- NOx Cap Annual v5.13 | 529 | 7474 | Rate Constraint in MTons | FALSE | L | Annual | Standard NOX | Thousand Tons | 3.5 | 3.5 | 3.5 | 3.5 | 3.5 | 3.5 | 3.5 | 3.5
NSR Kincaid 1 & 2- NOx Cap Annual v5.13 | 529 | 7474 | Rate Constraint in MTons | FALSE | L | Annual | Emissions at Affected Plants NOX | Thousand Tons | 1.8043 | 0 | 0 | 0 | 0 | 0 | 0 | 0
NSR Kincaid 1 & 2- NOx Cap Annual v5.13 | 529 | 7474 | Rate Constraint in MTons | FALSE | L | Annual | Allowances Purchased NOX | Thousand Tons | 0 | 0 | 0 | 0 | 0 | 0 | 0 | 0
NSR Kincaid 1 & 2- NOx Cap Annual v5.13 | 529 | 7474 | Rate Constraint in MTons | FALSE | L | Annual | Allowances Sold NOX | Thousand Tons | 0 | 0 | 0 | 0 | 0 | 0 | 0 | 0
NSR Kincaid 1 & 2- NOx Cap Annual v5.13 | 529 | 7474 | Rate Constraint in MTons | FALSE | L | Annual | Allowances Banked | Thousand Tons | 0 | 0 | 0 | 0 | 0 | 0 | 0 | 0
NSR Kincaid 1 & 2- NOx Cap Annual v5.13 | 529 | 7474 | Rate Constraint in MTons | FALSE | L | Annual | Allowances Withdrawn (1:1) | Thousand Tons | 0 | 0 | 0 | 0 | 0 | 0 | 0 | 0
NSR Kincaid 1 & 2- NOx Cap Annual v5.13 | 529 | 7474 | Rate Constraint in MTons | FALSE | L | Annual | Allowances Withdrawn (n:1) | Thousand Tons | 0 | 0 | 0 | 0 | 0 | 0 | 0 | 0
NSR Kincaid 1 & 2- NOx Cap Annual v5.13 | 529 | 7474 | Rate Constraint in MTons | FALSE | L | Annual | Net Emissions Allowance Position | Thousand Tons | 1.8043 | 0 | 0 | 0 | 0 | 0 | 0 | 0
NSR Kincaid 1 & 2- NOx Cap Annual v5.13 | 529 | 7474 | Rate Constraint in MTons | FALSE | L | Annual | Fuel Consumed | TBtu | 62.1218 | 0 | 0 | 0 | 0 | 0 | 0 | 0
NSR Kincaid 1 & 2- NOx Cap Annual v5.13 | 529 | 7474 | Rate Constraint in MTons | FALSE | L | Annual | Rate | lb/MMBtu | 0.058089 | 0 | 0 | 0 | 0 | 0 | 0 | 0
NSR Kincaid 1 & 2- NOx Cap Annual v5.13 | 529 | 7474 | Rate Constraint in MTons | FALSE | L | Annual | Generation | TWh | 5.7051 | 0 | 0 | 0 | 0 | 0 | 0 | 0
NSR Kincaid 1 & 2- NOx Cap Annual v5.13 | 529 | 7474 | Rate Constraint in MTons | FALSE | L | Annual | Qualifying Generation | TWh | 5.7051 | 0 | 0 | 0 | 0 | 0 | 0 | 0
NSR Kincaid 1 & 2- NOx Cap Annual v5.13 | 529 | 7474 | Rate Constraint in MTons | FALSE | L | Annual | Rate | lb/MWh | 0.63252 | 0 | 0 | 0 | 0 | 0 | 0 | 0
NSR Kincaid 1 & 2- NOx Cap Annual v5.13 | 529 | 7474 | Rate Constraint in MTons | FALSE | L | Annual | Constraint Shadow Price | US2019$/Ton | 0 | 0 | 0 | 0 | 0 | 0 | 0 | 0
NSR Kincaid 1 & 2- NOx Rate Annual v5.13 | 530 | 7473 | Rate Constraint in lbs/MMBtu | FALSE | L | Annual | Seasons Included | Seasons | Winter, WintShld, Summer | Winter, WintShld, Summer | Winter, WintShld, Summer | Winter, WintShld, Summer | Winter, WintShld, Summer | Winter, WintShld, Summer | Winter, WintShld, Summer | Winter, WintShld, Summer
NSR Kincaid 1 & 2- NOx Rate Annual v5.13 | 530 | 7473 | Rate Constraint in lbs/MMBtu | FALSE | L | Annual | Standard NOX | lb/MMBtu | 0.08 | 0.08 | 0.08 | 0.08 | 0.08 | 0.08 | 0.08 | 0.08
NSR Kincaid 1 & 2- NOx Rate Annual v5.13 | 530 | 7473 | Rate Constraint in lbs/MMBtu | FALSE | L | Annual | Emissions at Affected Plants NOX | Thousand Tons | 1.8043 | 0 | 0 | 0 | 0 | 0 | 0 | 0
NSR Kincaid 1 & 2- NOx Rate Annual v5.13 | 530 | 7473 | Rate Constraint in lbs/MMBtu | FALSE | L | Annual | Allowances Purchased NOX | Thousand Tons | 0 | 0 | 0 | 0 | 0 | 0 | 0 | 0
NSR Kincaid 1 & 2- NOx Rate Annual v5.13 | 530 | 7473 | Rate Constraint in lbs/MMBtu | FALSE | L | Annual | Allowances Sold NOX | Thousand Tons | 0 | 0 | 0 | 0 | 0 | 0 | 0 | 0
NSR Kincaid 1 & 2- NOx Rate Annual v5.13 | 530 | 7473 | Rate Constraint in lbs/MMBtu | FALSE | L | Annual | Allowances Banked | Thousand Tons | 0 | 0 | 0 | 0 | 0 | 0 | 0 | 0
NSR Kincaid 1 & 2- NOx Rate Annual v5.13 | 530 | 7473 | Rate Constraint in lbs/MMBtu | FALSE | L | Annual | Allowances Withdrawn (1:1) | Thousand Tons | 0 | 0 | 0 | 0 | 0 | 0 | 0 | 0
NSR Kincaid 1 & 2- NOx Rate Annual v5.13 | 530 | 7473 | Rate Constraint in lbs/MMBtu | FALSE | L | Annual | Allowances Withdrawn (n:1) | Thousand Tons | 0 | 0 | 0 | 0 | 0 | 0 | 0 | 0
NSR Kincaid 1 & 2- NOx Rate Annual v5.13 | 530 | 7473 | Rate Constraint in lbs/MMBtu | FALSE | L | Annual | Net Emissions Allowance Position | Thousand Tons | 1.8043 | 0 | 0 | 0 | 0 | 0 | 0 | 0
NSR Kincaid 1 & 2- NOx Rate Annual v5.13 | 530 | 7473 | Rate Constraint in lbs/MMBtu | FALSE | L | Annual | Fuel Consumed | TBtu | 62.1218 | 0 | 0 | 0 | 0 | 0 | 0 | 0
NSR Kincaid 1 & 2- NOx Rate Annual v5.13 | 530 | 7473 | Rate Constraint in lbs/MMBtu | FALSE | L | Annual | Rate | lb/MMBtu | 0.058089 | 0 | 0 | 0 | 0 | 0 | 0 | 0
NSR Kincaid 1 & 2- NOx Rate Annual v5.13 | 530 | 7473 | Rate Constraint in lbs/MMBtu | FALSE | L | Annual | Generation | TWh | 5.7051 | 0 | 0 | 0 | 0 | 0 | 0 | 0
NSR Kincaid 1 & 2- NOx Rate Annual v5.13 | 530 | 7473 | Rate Constraint in lbs/MMBtu | FALSE | L | Annual | Qualifying Generation | TWh | 5.7051 | 0 | 0 | 0 | 0 | 0 | 0 | 0
NSR Kincaid 1 & 2- NOx Rate Annual v5.13 | 530 | 7473 | Rate Constraint in lbs/MMBtu | FALSE | L | Annual | Rate | lb/MWh | 0.63252 | 0 | 0 | 0 | 0 | 0 | 0 | 0
NSR Kincaid 1 & 2- NOx Rate Annual v5.13 | 530 | 7473 | Rate Constraint in lbs/MMBtu | FALSE | L | Annual | Constraint Shadow Price | US2019$/Ton | 0 | 0 | 0 | 0 | 0 | 0 | 0 | 0
NSR Kincaid 1 & 2- SO2 Cap Annual v5.13 | 531 | 7472 | Rate Constraint in MTons | FALSE | L | Annual | Seasons Included | Seasons | Winter, WintShld, Summer | Winter, WintShld, Summer | Winter, WintShld, Summer | Winter, WintShld, Summer | Winter, WintShld, Summer | Winter, WintShld, Summer | Winter, WintShld, Summer | Winter, WintShld, Summer
NSR Kincaid 1 & 2- SO2 Cap Annual v5.13 | 531 | 7472 | Rate Constraint in MTons | FALSE | L | Annual | Standard SO2 | Thousand Tons | 4.4 | 4.4 | 4.4 | 4.4 | 4.4 | 4.4 | 4.4 | 4.4
NSR Kincaid 1 & 2- SO2 Cap Annual v5.13 | 531 | 7472 | Rate Constraint in MTons | FALSE | L | Annual | Emissions at Affected Plants SO2 | Thousand Tons | 3.1061 | 0 | 0 | 0 | 0 | 0 | 0 | 0
NSR Kincaid 1 & 2- SO2 Cap Annual v5.13 | 531 | 7472 | Rate Constraint in MTons | FALSE | L | Annual | Allowances Purchased SO2 | Thousand Tons | 0 | 0 | 0 | 0 | 0 | 0 | 0 | 0
NSR Kincaid 1 & 2- SO2 Cap Annual v5.13 | 531 | 7472 | Rate Constraint in MTons | FALSE | L | Annual | Allowances Sold SO2 | Thousand Tons | 0 | 0 | 0 | 0 | 0 | 0 | 0 | 0
NSR Kincaid 1 & 2- SO2 Cap Annual v5.13 | 531 | 7472 | Rate Constraint in MTons | FALSE | L | Annual | Allowances Banked | Thousand Tons | 0 | 0 | 0 | 0 | 0 | 0 | 0 | 0
NSR Kincaid 1 & 2- SO2 Cap Annual v5.13 | 531 | 7472 | Rate Constraint in MTons | FALSE | L | Annual | Allowances Withdrawn (1:1) | Thousand Tons | 0 | 0 | 0 | 0 | 0 | 0 | 0 | 0
NSR Kincaid 1 & 2- SO2 Cap Annual v5.13 | 531 | 7472 | Rate Constraint in MTons | FALSE | L | Annual | Allowances Withdrawn (n:1) | Thousand Tons | 0 | 0 | 0 | 0 | 0 | 0 | 0 | 0
NSR Kincaid 1 & 2- SO2 Cap Annual v5.13 | 531 | 7472 | Rate Constraint in MTons | FALSE | L | Annual | Net Emissions Allowance Position | Thousand Tons | 3.1061 | 0 | 0 | 0 | 0 | 0 | 0 | 0
NSR Kincaid 1 & 2- SO2 Cap Annual v5.13 | 531 | 7472 | Rate Constraint in MTons | FALSE | L | Annual | Fuel Consumed | TBtu | 62.1218 | 0 | 0 | 0 | 0 | 0 | 0 | 0
NSR Kincaid 1 & 2- SO2 Cap Annual v5.13 | 531 | 7472 | Rate Constraint in MTons | FALSE | L | Annual | Rate | lb/MMBtu | 0.1 | 0 | 0 | 0 | 0 | 0 | 0 | 0
NSR Kincaid 1 & 2- SO2 Cap Annual v5.13 | 531 | 7472 | Rate Constraint in MTons | FALSE | L | Annual | Generation | TWh | 5.7051 | 0 | 0 | 0 | 0 | 0 | 0 | 0
NSR Kincaid 1 & 2- SO2 Cap Annual v5.13 | 531 | 7472 | Rate Constraint in MTons | FALSE | L | Annual | Qualifying Generation | TWh | 5.7051 | 0 | 0 | 0 | 0 | 0 | 0 | 0
NSR Kincaid 1 & 2- SO2 Cap Annual v5.13 | 531 | 7472 | Rate Constraint in MTons | FALSE | L | Annual | Rate | lb/MWh | 1.0889 | 0 | 0 | 0 | 0 | 0 | 0 | 0
NSR Kincaid 1 & 2- SO2 Cap Annual v5.13 | 531 | 7472 | Rate Constraint in MTons | FALSE | L | Annual | Constraint Shadow Price | US2019$/Ton | 0 | 0 | 0 | 0 | 0 | 0 | 0 | 0
NSR Kincaid 1 & 2- SO2 Rate Annual v5.13 | 532 | 7471 | Rate Constraint in lbs/MMBtu | FALSE | L | Annual | Seasons Included | Seasons | Winter, WintShld, Summer | Winter, WintShld, Summer | Winter, WintShld, Summer | Winter, WintShld, Summer | Winter, WintShld, Summer | Winter, WintShld, Summer | Winter, WintShld, Summer | Winter, WintShld, Summer
NSR Kincaid 1 & 2- SO2 Rate Annual v5.13 | 532 | 7471 | Rate Constraint in lbs/MMBtu | FALSE | L | Annual | Standard SO2 | lb/MMBtu | 0.1 | 0.1 | 0.1 | 0.1 | 0.1 | 0.1 | 0.1 | 0.1
NSR Kincaid 1 & 2- SO2 Rate Annual v5.13 | 532 | 7471 | Rate Constraint in lbs/MMBtu | FALSE | L | Annual | Emissions at Affected Plants SO2 | Thousand Tons | 3.1061 | 0 | 0 | 0 | 0 | 0 | 0 | 0
NSR Kincaid 1 & 2- SO2 Rate Annual v5.13 | 532 | 7471 | Rate Constraint in lbs/MMBtu | FALSE | L | Annual | Allowances Purchased SO2 | Thousand Tons | 0 | 0 | 0 | 0 | 0 | 0 | 0 | 0
NSR Kincaid 1 & 2- SO2 Rate Annual v5.13 | 532 | 7471 | Rate Constraint in lbs/MMBtu | FALSE | L | Annual | Allowances Sold SO2 | Thousand Tons | 0 | 0 | 0 | 0 | 0 | 0 | 0 | 0
NSR Kincaid 1 & 2- SO2 Rate Annual v5.13 | 532 | 7471 | Rate Constraint in lbs/MMBtu | FALSE | L | Annual | Allowances Banked | Thousand Tons | 0 | 0 | 0 | 0 | 0 | 0 | 0 | 0
NSR Kincaid 1 & 2- SO2 Rate Annual v5.13 | 532 | 7471 | Rate Constraint in lbs/MMBtu | FALSE | L | Annual | Allowances Withdrawn (1:1) | Thousand Tons | 0 | 0 | 0 | 0 | 0 | 0 | 0 | 0
NSR Kincaid 1 & 2- SO2 Rate Annual v5.13 | 532 | 7471 | Rate Constraint in lbs/MMBtu | FALSE | L | Annual | Allowances Withdrawn (n:1) | Thousand Tons | 0 | 0 | 0 | 0 | 0 | 0 | 0 | 0
NSR Kincaid 1 & 2- SO2 Rate Annual v5.13 | 532 | 7471 | Rate Constraint in lbs/MMBtu | FALSE | L | Annual | Net Emissions Allowance Position | Thousand Tons | 3.1061 | 0 | 0 | 0 | 0 | 0 | 0 | 0
NSR Kincaid 1 & 2- SO2 Rate Annual v5.13 | 532 | 7471 | Rate Constraint in lbs/MMBtu | FALSE | L | Annual | Fuel Consumed | TBtu | 62.1218 | 0 | 0 | 0 | 0 | 0 | 0 | 0
NSR Kincaid 1 & 2- SO2 Rate Annual v5.13 | 532 | 7471 | Rate Constraint in lbs/MMBtu | FALSE | L | Annual | Rate | lb/MMBtu | 0.1 | 0 | 0 | 0 | 0 | 0 | 0 | 0
NSR Kincaid 1 & 2- SO2 Rate Annual v5.13 | 532 | 7471 | Rate Constraint in lbs/MMBtu | FALSE | L | Annual | Generation | TWh | 5.7051 | 0 | 0 | 0 | 0 | 0 | 0 | 0
NSR Kincaid 1 & 2- SO2 Rate Annual v5.13 | 532 | 7471 | Rate Constraint in lbs/MMBtu | FALSE | L | Annual | Qualifying Generation | TWh | 5.7051 | 0 | 0 | 0 | 0 | 0 | 0 | 0
NSR Kincaid 1 & 2- SO2 Rate Annual v5.13 | 532 | 7471 | Rate Constraint in lbs/MMBtu | FALSE | L | Annual | Rate | lb/MWh | 1.0889 | 0 | 0 | 0 | 0 | 0 | 0 | 0
NSR Kincaid 1 & 2- SO2 Rate Annual v5.13 | 532 | 7471 | Rate Constraint in lbs/MMBtu | FALSE | L | Annual | Constraint Shadow Price | US2019$/Ton | 107104.714 | 3907.3016 | 0 | 0 | 0 | 0 | 0 | 0
NSR KU Brown Unit 3 - SO2 Cap Annual v3.1 | 533 | 7383 | Rate Constraint in MTons | FALSE | L | Annual | Seasons Included | Seasons | Winter, WintShld, Summer | Winter, WintShld, Summer | Winter, WintShld, Summer | Winter, WintShld, Summer | Winter, WintShld, Summer | Winter, WintShld, Summer | Winter, WintShld, Summer | Winter, WintShld, Summer
NSR KU Brown Unit 3 - SO2 Cap Annual v3.1 | 533 | 7383 | Rate Constraint in MTons | FALSE | L | Annual | Standard SO2 | Thousand Tons | 2.3 | 2.3 | 2.3 | 2.3 | 2.3 | 2.3 | 2.3 | 2.3
NSR KU Brown Unit 3 - SO2 Cap Annual v3.1 | 533 | 7383 | Rate Constraint in MTons | FALSE | L | Annual | Emissions at Affected Plants SO2 | Thousand Tons | 0.12407 | 0 | 0 | 0 | 0 | 0 | 0 | 0
NSR KU Brown Unit 3 - SO2 Cap Annual v3.1 | 533 | 7383 | Rate Constraint in MTons | FALSE | L | Annual | Allowances Purchased SO2 | Thousand Tons | 0 | 0 | 0 | 0 | 0 | 0 | 0 | 0
NSR KU Brown Unit 3 - SO2 Cap Annual v3.1 | 533 | 7383 | Rate Constraint in MTons | FALSE | L | Annual | Allowances Sold SO2 | Thousand Tons | 0 | 0 | 0 | 0 | 0 | 0 | 0 | 0
NSR KU Brown Unit 3 - SO2 Cap Annual v3.1 | 533 | 7383 | Rate Constraint in MTons | FALSE | L | Annual | Allowances Banked | Thousand Tons | 0 | 0 | 0 | 0 | 0 | 0 | 0 | 0
NSR KU Brown Unit 3 - SO2 Cap Annual v3.1 | 533 | 7383 | Rate Constraint in MTons | FALSE | L | Annual | Allowances Withdrawn (1:1) | Thousand Tons | 0 | 0 | 0 | 0 | 0 | 0 | 0 | 0
NSR KU Brown Unit 3 - SO2 Cap Annual v3.1 | 533 | 7383 | Rate Constraint in MTons | FALSE | L | Annual | Allowances Withdrawn (n:1) | Thousand Tons | 0 | 0 | 0 | 0 | 0 | 0 | 0 | 0
NSR KU Brown Unit 3 - SO2 Cap Annual v3.1 | 533 | 7383 | Rate Constraint in MTons | FALSE | L | Annual | Net Emissions Allowance Position | Thousand Tons | 0.12407 | 0 | 0 | 0 | 0 | 0 | 0 | 0
NSR KU Brown Unit 3 - SO2 Cap Annual v3.1 | 533 | 7383 | Rate Constraint in MTons | FALSE | L | Annual | Fuel Consumed | TBtu | 4.1357 | 0 | 0 | 0 | 0 | 0 | 0 | 0
NSR KU Brown Unit 3 - SO2 Cap Annual v3.1 | 533 | 7383 | Rate Constraint in MTons | FALSE | L | Annual | Rate | lb/MMBtu | 0.06 | 0 | 0 | 0 | 0 | 0 | 0 | 0
NSR KU Brown Unit 3 - SO2 Cap Annual v3.1 | 533 | 7383 | Rate Constraint in MTons | FALSE | L | Annual | Generation | TWh | 0.35828 | 0 | 0 | 0 | 0 | 0 | 0 | 0
NSR KU Brown Unit 3 - SO2 Cap Annual v3.1 | 533 | 7383 | Rate Constraint in MTons | FALSE | L | Annual | Qualifying Generation | TWh | 0.35828 | 0 | 0 | 0 | 0 | 0 | 0 | 0
NSR KU Brown Unit 3 - SO2 Cap Annual v3.1 | 533 | 7383 | Rate Constraint in MTons | FALSE | L | Annual | Rate | lb/MWh | 0.69258 | 0 | 0 | 0 | 0 | 0 | 0 | 0
NSR KU Brown Unit 3 - SO2 Cap Annual v3.1 | 533 | 7383 | Rate Constraint in MTons | FALSE | L | Annual | Constraint Shadow Price | US2019$/Ton | 0 | 0 | 0 | 0 | 0 | 0 | 0 | 0
NSR KU Brown Unit 3 - SO2 Rate Annual v3.1 | 534 | 7384 | Rate Constraint in lbs/MMBtu | FALSE | L | Annual | Seasons Included | Seasons | Winter, WintShld, Summer | Winter, WintShld, Summer | Winter, WintShld, Summer | Winter, WintShld, Summer | Winter, WintShld, Summer | Winter, WintShld, Summer | Winter, WintShld, Summer | Winter, WintShld, Summer
NSR KU Brown Unit 3 - SO2 Rate Annual v3.1 | 534 | 7384 | Rate Constraint in lbs/MMBtu | FALSE | L | Annual | Standard SO2 | lb/MMBtu | 0.1 | 0.1 | 0.1 | 0.1 | 0.1 | 0.1 | 0.1 | 0.1
NSR KU Brown Unit 3 - SO2 Rate Annual v3.1 | 534 | 7384 | Rate Constraint in lbs/MMBtu | FALSE | L | Annual | Emissions at Affected Plants SO2 | Thousand Tons | 0.12407 | 0 | 0 | 0 | 0 | 0 | 0 | 0
NSR KU Brown Unit 3 - SO2 Rate Annual v3.1 | 534 | 7384 | Rate Constraint in lbs/MMBtu | FALSE | L | Annual | Allowances Purchased SO2 | Thousand Tons | 0 | 0 | 0 | 0 | 0 | 0 | 0 | 0
NSR KU Brown Unit 3 - SO2 Rate Annual v3.1 | 534 | 7384 | Rate Constraint in lbs/MMBtu | FALSE | L | Annual | Allowances Sold SO2 | Thousand Tons | 0 | 0 | 0 | 0 | 0 | 0 | 0 | 0
NSR KU Brown Unit 3 - SO2 Rate Annual v3.1 | 534 | 7384 | Rate Constraint in lbs/MMBtu | FALSE | L | Annual | Allowances Banked | Thousand Tons | 0 | 0 | 0 | 0 | 0 | 0 | 0 | 0
NSR KU Brown Unit 3 - SO2 Rate Annual v3.1 | 534 | 7384 | Rate Constraint in lbs/MMBtu | FALSE | L | Annual | Allowances Withdrawn (1:1) | Thousand Tons | 0 | 0 | 0 | 0 | 0 | 0 | 0 | 0
NSR KU Brown Unit 3 - SO2 Rate Annual v3.1 | 534 | 7384 | Rate Constraint in lbs/MMBtu | FALSE | L | Annual | Allowances Withdrawn (n:1) | Thousand Tons | 0 | 0 | 0 | 0 | 0 | 0 | 0 | 0
NSR KU Brown Unit 3 - SO2 Rate Annual v3.1 | 534 | 7384 | Rate Constraint in lbs/MMBtu | FALSE | L | Annual | Net Emissions Allowance Position | Thousand Tons | 0.12407 | 0 | 0 | 0 | 0 | 0 | 0 | 0
NSR KU Brown Unit 3 - SO2 Rate Annual v3.1 | 534 | 7384 | Rate Constraint in lbs/MMBtu | FALSE | L | Annual | Fuel Consumed | TBtu | 4.1357 | 0 | 0 | 0 | 0 | 0 | 0 | 0
NSR KU Brown Unit 3 - SO2 Rate Annual v3.1 | 534 | 7384 | Rate Constraint in lbs/MMBtu | FALSE | L | Annual | Rate | lb/MMBtu | 0.06 | 0 | 0 | 0 | 0 | 0 | 0 | 0
NSR KU Brown Unit 3 - SO2 Rate Annual v3.1 | 534 | 7384 | Rate Constraint in lbs/MMBtu | FALSE | L | Annual | Generation | TWh | 0.35828 | 0 | 0 | 0 | 0 | 0 | 0 | 0
NSR KU Brown Unit 3 - SO2 Rate Annual v3.1 | 534 | 7384 | Rate Constraint in lbs/MMBtu | FALSE | L | Annual | Qualifying Generation | TWh | 0.35828 | 0 | 0 | 0 | 0 | 0 | 0 | 0
NSR KU Brown Unit 3 - SO2 Rate Annual v3.1 | 534 | 7384 | Rate Constraint in lbs/MMBtu | FALSE | L | Annual | Rate | lb/MWh | 0.69258 | 0 | 0 | 0 | 0 | 0 | 0 | 0
NSR KU Brown Unit 3 - SO2 Rate Annual v3.1 | 534 | 7384 | Rate Constraint in lbs/MMBtu | FALSE | L | Annual | Constraint Shadow Price | US2019$/Ton | 0 | 0 | 0 | 0 | 0 | 0 | 0 | 0
NSR Lansing Unit 4 NOX Rate v5.16 | 535 | 7512 | Rate Constraint in lbs/MMBtu | FALSE | L | Annual | Seasons Included | Seasons | Winter, WintShld, Summer | Winter, WintShld, Summer | Winter, WintShld, Summer | Winter, WintShld, Summer | Winter, WintShld, Summer | Winter, WintShld, Summer | Winter, WintShld, Summer | Winter, WintShld, Summer
NSR Lansing Unit 4 NOX Rate v5.16 | 535 | 7512 | Rate Constraint in lbs/MMBtu | FALSE | L | Annual | Standard NOX | lb/MMBtu | 0.08 | 0.08 | 0.08 | 0.08 | 0.08 | 0.08 | 0.08 | 0.08
NSR Lansing Unit 4 NOX Rate v5.16 | 535 | 7512 | Rate Constraint in lbs/MMBtu | FALSE | L | Annual | Emissions at Affected Plants NOX | Thousand Tons | 0 | 0 | 0 | 0 | 0 | 0 | 0 | 0
NSR Lansing Unit 4 NOX Rate v5.16 | 535 | 7512 | Rate Constraint in lbs/MMBtu | FALSE | L | Annual | Allowances Purchased NOX | Thousand Tons | 0 | 0 | 0 | 0 | 0 | 0 | 0 | 0
NSR Lansing Unit 4 NOX Rate v5.16 | 535 | 7512 | Rate Constraint in lbs/MMBtu | FALSE | L | Annual | Allowances Sold NOX | Thousand Tons | 0 | 0 | 0 | 0 | 0 | 0 | 0 | 0
NSR Lansing Unit 4 NOX Rate v5.16 | 535 | 7512 | Rate Constraint in lbs/MMBtu | FALSE | L | Annual | Allowances Banked | Thousand Tons | 0 | 0 | 0 | 0 | 0 | 0 | 0 | 0
NSR Lansing Unit 4 NOX Rate v5.16 | 535 | 7512 | Rate Constraint in lbs/MMBtu | FALSE | L | Annual | Allowances Withdrawn (1:1) | Thousand Tons | 0 | 0 | 0 | 0 | 0 | 0 | 0 | 0
NSR Lansing Unit 4 NOX Rate v5.16 | 535 | 7512 | Rate Constraint in lbs/MMBtu | FALSE | L | Annual | Allowances Withdrawn (n:1) | Thousand Tons | 0 | 0 | 0 | 0 | 0 | 0 | 0 | 0
NSR Lansing Unit 4 NOX Rate v5.16 | 535 | 7512 | Rate Constraint in lbs/MMBtu | FALSE | L | Annual | Net Emissions Allowance Position | Thousand Tons | 0 | 0 | 0 | 0 | 0 | 0 | 0 | 0
NSR Lansing Unit 4 NOX Rate v5.16 | 535 | 7512 | Rate Constraint in lbs/MMBtu | FALSE | L | Annual | Fuel Consumed | TBtu | 0 | 0 | 0 | 0 | 0 | 0 | 0 | 0
NSR Lansing Unit 4 NOX Rate v5.16 | 535 | 7512 | Rate Constraint in lbs/MMBtu | FALSE | L | Annual | Rate | lb/MMBtu | 0 | 0 | 0 | 0 | 0 | 0 | 0 | 0
NSR Lansing Unit 4 NOX Rate v5.16 | 535 | 7512 | Rate Constraint in lbs/MMBtu | FALSE | L | Annual | Generation | TWh | 0 | 0 | 0 | 0 | 0 | 0 | 0 | 0
NSR Lansing Unit 4 NOX Rate v5.16 | 535 | 7512 | Rate Constraint in lbs/MMBtu | FALSE | L | Annual | Qualifying Generation | TWh | 0 | 0 | 0 | 0 | 0 | 0 | 0 | 0
NSR Lansing Unit 4 NOX Rate v5.16 | 535 | 7512 | Rate Constraint in lbs/MMBtu | FALSE | L | Annual | Rate | lb/MWh | 0 | 0 | 0 | 0 | 0 | 0 | 0 | 0
NSR Lansing Unit 4 NOX Rate v5.16 | 535 | 7512 | Rate Constraint in lbs/MMBtu | FALSE | L | Annual | Constraint Shadow Price | US2019$/Ton | 0 | 0 | 0 | 0 | 0 | 0 | 0 | 0
NSR Lansing Unit 4 SO2 Rate v5.16 | 536 | 7511 | Rate Constraint in lbs/MMBtu | FALSE | L | Annual | Seasons Included | Seasons | Winter, WintShld, Summer | Winter, WintShld, Summer | Winter, WintShld, Summer | Winter, WintShld, Summer | Winter, WintShld, Summer | Winter, WintShld, Summer | Winter, WintShld, Summer | Winter, WintShld, Summer
NSR Lansing Unit 4 SO2 Rate v5.16 | 536 | 7511 | Rate Constraint in lbs/MMBtu | FALSE | L | Annual | Standard SO2 | lb/MMBtu | 0.075 | 0.075 | 0.075 | 0.075 | 0.075 | 0.075 | 0.075 | 0.075
NSR Lansing Unit 4 SO2 Rate v5.16 | 536 | 7511 | Rate Constraint in lbs/MMBtu | FALSE | L | Annual | Emissions at Affected Plants SO2 | Thousand Tons | 0 | 0 | 0 | 0 | 0 | 0 | 0 | 0
NSR Lansing Unit 4 SO2 Rate v5.16 | 536 | 7511 | Rate Constraint in lbs/MMBtu | FALSE | L | Annual | Allowances Purchased SO2 | Thousand Tons | 0 | 0 | 0 | 0 | 0 | 0 | 0 | 0
NSR Lansing Unit 4 SO2 Rate v5.16 | 536 | 7511 | Rate Constraint in lbs/MMBtu | FALSE | L | Annual | Allowances Sold SO2 | Thousand Tons | 0 | 0 | 0 | 0 | 0 | 0 | 0 | 0
NSR Lansing Unit 4 SO2 Rate v5.16 | 536 | 7511 | Rate Constraint in lbs/MMBtu | FALSE | L | Annual | Allowances Banked | Thousand Tons | 0 | 0 | 0 | 0 | 0 | 0 | 0 | 0
NSR Lansing Unit 4 SO2 Rate v5.16 | 536 | 7511 | Rate Constraint in lbs/MMBtu | FALSE | L | Annual | Allowances Withdrawn (1:1) | Thousand Tons | 0 | 0 | 0 | 0 | 0 | 0 | 0 | 0
NSR Lansing Unit 4 SO2 Rate v5.16 | 536 | 7511 | Rate Constraint in lbs/MMBtu | FALSE | L | Annual | Allowances Withdrawn (n:1) | Thousand Tons | 0 | 0 | 0 | 0 | 0 | 0 | 0 | 0
NSR Lansing Unit 4 SO2 Rate v5.16 | 536 | 7511 | Rate Constraint in lbs/MMBtu | FALSE | L | Annual | Net Emissions Allowance Position | Thousand Tons | 0 | 0 | 0 | 0 | 0 | 0 | 0 | 0
NSR Lansing Unit 4 SO2 Rate v5.16 | 536 | 7511 | Rate Constraint in lbs/MMBtu | FALSE | L | Annual | Fuel Consumed | TBtu | 0 | 0 | 0 | 0 | 0 | 0 | 0 | 0
NSR Lansing Unit 4 SO2 Rate v5.16 | 536 | 7511 | Rate Constraint in lbs/MMBtu | FALSE | L | Annual | Rate | lb/MMBtu | 0 | 0 | 0 | 0 | 0 | 0 | 0 | 0
NSR Lansing Unit 4 SO2 Rate v5.16 | 536 | 7511 | Rate Constraint in lbs/MMBtu | FALSE | L | Annual | Generation | TWh | 0 | 0 | 0 | 0 | 0 | 0 | 0 | 0
NSR Lansing Unit 4 SO2 Rate v5.16 | 536 | 7511 | Rate Constraint in lbs/MMBtu | FALSE | L | Annual | Qualifying Generation | TWh | 0 | 0 | 0 | 0 | 0 | 0 | 0 | 0
NSR Lansing Unit 4 SO2 Rate v5.16 | 536 | 7511 | Rate Constraint in lbs/MMBtu | FALSE | L | Annual | Rate | lb/MWh | 0 | 0 | 0 | 0 | 0 | 0 | 0 | 0
NSR Lansing Unit 4 SO2 Rate v5.16 | 536 | 7511 | Rate Constraint in lbs/MMBtu | FALSE | L | Annual | Constraint Shadow Price | US2019$/Ton | 0 | 0 | 0 | 0 | 0 | 0 | 0 | 0
NSR Laskin 1,2 - NOX Rate Annual v5.14 | 537 | 7491 | Rate Constraint in lbs/MMBtu | FALSE | L | Annual | Seasons Included | Seasons | Winter, WintShld, Summer | Winter, WintShld, Summer | Winter, WintShld, Summer | Winter, WintShld, Summer | Winter, WintShld, Summer | Winter, WintShld, Summer | Winter, WintShld, Summer | Winter, WintShld, Summer
NSR Laskin 1,2 - NOX Rate Annual v5.14 | 537 | 7491 | Rate Constraint in lbs/MMBtu | FALSE | L | Annual | Standard NOX | lb/MMBtu | 0.19 | 0.19 | 0.19 | 0.19 | 0.19 | 0.19 | 0.19 | 0.19
NSR Laskin 1,2 - NOX Rate Annual v5.14 | 537 | 7491 | Rate Constraint in lbs/MMBtu | FALSE | L | Annual | Emissions at Affected Plants NOX | Thousand Tons | 0 | 0 | 0 | 0 | 0 | 0 | 0 | 0
NSR Laskin 1,2 - NOX Rate Annual v5.14 | 537 | 7491 | Rate Constraint in lbs/MMBtu | FALSE | L | Annual | Allowances Purchased NOX | Thousand Tons | 0 | 0 | 0 | 0 | 0 | 0 | 0 | 0
NSR Laskin 1,2 - NOX Rate Annual v5.14 | 537 | 7491 | Rate Constraint in lbs/MMBtu | FALSE | L | Annual | Allowances Sold NOX | Thousand Tons | 0 | 0 | 0 | 0 | 0 | 0 | 0 | 0
NSR Laskin 1,2 - NOX Rate Annual v5.14 | 537 | 7491 | Rate Constraint in lbs/MMBtu | FALSE | L | Annual | Allowances Banked | Thousand Tons | 0 | 0 | 0 | 0 | 0 | 0 | 0 | 0
NSR Laskin 1,2 - NOX Rate Annual v5.14 | 537 | 7491 | Rate Constraint in lbs/MMBtu | FALSE | L | Annual | Allowances Withdrawn (1:1) | Thousand Tons | 0 | 0 | 0 | 0 | 0 | 0 | 0 | 0
NSR Laskin 1,2 - NOX Rate Annual v5.14 | 537 | 7491 | Rate Constraint in lbs/MMBtu | FALSE | L | Annual | Allowances Withdrawn (n:1) | Thousand Tons | 0 | 0 | 0 | 0 | 0 | 0 | 0 | 0
NSR Laskin 1,2 - NOX Rate Annual v5.14 | 537 | 7491 | Rate Constraint in lbs/MMBtu | FALSE | L | Annual | Net Emissions Allowance Position | Thousand Tons | 0 | 0 | 0 | 0 | 0 | 0 | 0 | 0
NSR Laskin 1,2 - NOX Rate Annual v5.14 | 537 | 7491 | Rate Constraint in lbs/MMBtu | FALSE | L | Annual | Fuel Consumed | TBtu | 0 | 0 | 0 | 0 | 0 | 0 | 0 | 0
NSR Laskin 1,2 - NOX Rate Annual v5.14 | 537 | 7491 | Rate Constraint in lbs/MMBtu | FALSE | L | Annual | Rate | lb/MMBtu | 0 | 0 | 0 | 0 | 0 | 0 | 0 | 0
NSR Laskin 1,2 - NOX Rate Annual v5.14 | 537 | 7491 | Rate Constraint in lbs/MMBtu | FALSE | L | Annual | Generation | TWh | 0 | 0 | 0 | 0 | 0 | 0 | 0 | 0
NSR Laskin 1,2 - NOX Rate Annual v5.14 | 537 | 7491 | Rate Constraint in lbs/MMBtu | FALSE | L | Annual | Qualifying Generation | TWh | 0 | 0 | 0 | 0 | 0 | 0 | 0 | 0
NSR Laskin 1,2 - NOX Rate Annual v5.14 | 537 | 7491 | Rate Constraint in lbs/MMBtu | FALSE | L | Annual | Rate | lb/MWh | 0 | 0 | 0 | 0 | 0 | 0 | 0 | 0
NSR Laskin 1,2 - NOX Rate Annual v5.14 | 537 | 7491 | Rate Constraint in lbs/MMBtu | FALSE | L | Annual | Constraint Shadow Price | US2019$/Ton | 0 | 0 | 0 | 0 | 0 | 0 | 0 | 0
NSR Laskin 1,2 - SO2 Rate Annual v5.14 | 538 | 7490 | Rate Constraint in lbs/MMBtu | FALSE | L | Annual | Seasons Included | Seasons | Winter, WintShld, Summer | Winter, WintShld, Summer | Winter, WintShld, Summer | Winter, WintShld, Summer | Winter, WintShld, Summer | Winter, WintShld, Summer | Winter, WintShld, Summer | Winter, WintShld, Summer
NSR Laskin 1,2 - SO2 Rate Annual v5.14 | 538 | 7490 | Rate Constraint in lbs/MMBtu | FALSE | L | Annual | Standard SO2 | lb/MMBtu | 0.2 | 0.2 | 0.2 | 0.2 | 0.2 | 0.2 | 0.2 | 0.2
NSR Laskin 1,2 - SO2 Rate Annual v5.14 | 538 | 7490 | Rate Constraint in lbs/MMBtu | FALSE | L | Annual | Emissions at Affected Plants SO2 | Thousand Tons | 0 | 0 | 0 | 0 | 0 | 0 | 0 | 0
NSR Laskin 1,2 - SO2 Rate Annual v5.14 | 538 | 7490 | Rate Constraint in lbs/MMBtu | FALSE | L | Annual | Allowances Purchased SO2 | Thousand Tons | 0 | 0 | 0 | 0 | 0 | 0 | 0 | 0
NSR Laskin 1,2 - SO2 Rate Annual v5.14 | 538 | 7490 | Rate Constraint in lbs/MMBtu | FALSE | L | Annual | Allowances Sold SO2 | Thousand Tons | 0 | 0 | 0 | 0 | 0 | 0 | 0 | 0
NSR Laskin 1,2 - SO2 Rate Annual v5.14 | 538 | 7490 | Rate Constraint in lbs/MMBtu | FALSE | L | Annual | Allowances Banked | Thousand Tons | 0 | 0 | 0 | 0 | 0 | 0 | 0 | 0
NSR Laskin 1,2 - SO2 Rate Annual v5.14 | 538 | 7490 | Rate Constraint in lbs/MMBtu | FALSE | L | Annual | Allowances Withdrawn (1:1) | Thousand Tons | 0 | 0 | 0 | 0 | 0 | 0 | 0 | 0
NSR Laskin 1,2 - SO2 Rate Annual v5.14 | 538 | 7490 | Rate Constraint in lbs/MMBtu | FALSE | L | Annual | Allowances Withdrawn (n:1) | Thousand Tons | 0 | 0 | 0 | 0 | 0 | 0 | 0 | 0
NSR Laskin 1,2 - SO2 Rate Annual v5.14 | 538 | 7490 | Rate Constraint in lbs/MMBtu | FALSE | L | Annual | Net Emissions Allowance Position | Thousand Tons | 0 | 0 | 0 | 0 | 0 | 0 | 0 | 0
NSR Laskin 1,2 - SO2 Rate Annual v5.14 | 538 | 7490 | Rate Constraint in lbs/MMBtu | FALSE | L | Annual | Fuel Consumed | TBtu | 0 | 0 | 0 | 0 | 0 | 0 | 0 | 0
NSR Laskin 1,2 - SO2 Rate Annual v5.14 | 538 | 7490 | Rate Constraint in lbs/MMBtu | FALSE | L | Annual | Rate | lb/MMBtu | 0 | 0 | 0 | 0 | 0 | 0 | 0 | 0
NSR Laskin 1,2 - SO2 Rate Annual v5.14 | 538 | 7490 | Rate Constraint in lbs/MMBtu | FALSE | L | Annual | Generation | TWh | 0 | 0 | 0 | 0 | 0 | 0 | 0 | 0
NSR Laskin 1,2 - SO2 Rate Annual v5.14 | 538 | 7490 | Rate Constraint in lbs/MMBtu | FALSE | L | Annual | Qualifying Generation | TWh | 0 | 0 | 0 | 0 | 0 | 0 | 0 | 0
NSR Laskin 1,2 - SO2 Rate Annual v5.14 | 538 | 7490 | Rate Constraint in lbs/MMBtu | FALSE | L | Annual | Rate | lb/MWh | 0 | 0 | 0 | 0 | 0 | 0 | 0 | 0
NSR Laskin 1,2 - SO2 Rate Annual v5.14 | 538 | 7490 | Rate Constraint in lbs/MMBtu | FALSE | L | Annual | Constraint Shadow Price | US2019$/Ton | 0 | 0 | 0 | 0 | 0 | 0 | 0 | 0
NSR Michigan City 12 - NOX Rate Annual v4.11, Unit 3587 and retrofits | 539 | 7449 | Rate Constraint in lbs/MMBtu | FALSE | L | Annual | Seasons Included | Seasons | Winter, WintShld, Summer | Winter, WintShld, Summer | Winter, WintShld, Summer | Winter, WintShld, Summer | Winter, WintShld, Summer | Winter, WintShld, Summer | Winter, WintShld, Summer | Winter, WintShld, Summer
NSR Michigan City 12 - NOX Rate Annual v4.11, Unit 3587 and retrofits | 539 | 7449 | Rate Constraint in lbs/MMBtu | FALSE | L | Annual | Standard NOX | lb/MMBtu | 0.1 | 0.1 | 0.1 | 0.1 | 0.1 | 0.1 | 0.1 | 0.1
NSR Michigan City 12 - NOX Rate Annual v4.11, Unit 3587 and retrofits | 539 | 7449 | Rate Constraint in lbs/MMBtu | FALSE | L | Annual | Emissions at Affected Plants NOX | Thousand Tons | 1.5047 | 1.4513 | 0 | 0 | 0 | 0 | 0 | 0
NSR Michigan City 12 - NOX Rate Annual v4.11, Unit 3587 and retrofits | 539 | 7449 | Rate Constraint in lbs/MMBtu | FALSE | L | Annual | Allowances Purchased NOX | Thousand Tons | 0 | 0 | 0 | 0 | 0 | 0 | 0 | 0
NSR Michigan City 12 - NOX Rate Annual v4.11, Unit 3587 and retrofits | 539 | 7449 | Rate Constraint in lbs/MMBtu | FALSE | L | Annual | Allowances Sold NOX | Thousand Tons | 0 | 0 | 0 | 0 | 0 | 0 | 0 | 0
NSR Michigan City 12 - NOX Rate Annual v4.11, Unit 3587 and retrofits | 539 | 7449 | Rate Constraint in lbs/MMBtu | FALSE | L | Annual | Allowances Banked | Thousand Tons | 0 | 0 | 0 | 0 | 0 | 0 | 0 | 0
NSR Michigan City 12 - NOX Rate Annual v4.11, Unit 3587 and retrofits | 539 | 7449 | Rate Constraint in lbs/MMBtu | FALSE | L | Annual | Allowances Withdrawn (1:1) | Thousand Tons | 0 | 0 | 0 | 0 | 0 | 0 | 0 | 0
NSR Michigan City 12 - NOX Rate Annual v4.11, Unit 3587 and retrofits | 539 | 7449 | Rate Constraint in lbs/MMBtu | FALSE | L | Annual | Allowances Withdrawn (n:1) | Thousand Tons | 0 | 0 | 0 | 0 | 0 | 0 | 0 | 0
NSR Michigan City 12 - NOX Rate Annual v4.11, Unit 3587 and retrofits | 539 | 7449 | Rate Constraint in lbs/MMBtu | FALSE | L | Annual | Net Emissions Allowance Position | Thousand Tons | 1.5047 | 1.4513 | 0 | 0 | 0 | 0 | 0 | 0
NSR Michigan City 12 - NOX Rate Annual v4.11, Unit 3587 and retrofits | 539 | 7449 | Rate Constraint in lbs/MMBtu | FALSE | L | Annual | Fuel Consumed | TBtu | 35.4287 | 34.0937 | 0 | 0 | 0 | 0 | 0 | 0
NSR Michigan City 12 - NOX Rate Annual v4.11, Unit 3587 and retrofits | 539 | 7449 | Rate Constraint in lbs/MMBtu | FALSE | L | Annual | Rate | lb/MMBtu | 0.084944 | 0.085137 | 0 | 0 | 0 | 0 | 0 | 0
NSR Michigan City 12 - NOX Rate Annual v4.11, Unit 3587 and retrofits | 539 | 7449 | Rate Constraint in lbs/MMBtu | FALSE | L | Annual | Generation | TWh | 3.251 | 3.1285 | 0 | 0 | 0 | 0 | 0 | 0
NSR Michigan City 12 - NOX Rate Annual v4.11, Unit 3587 and retrofits | 539 | 7449 | Rate Constraint in lbs/MMBtu | FALSE | L | Annual | Qualifying Generation | TWh | 3.251 | 3.1285 | 0 | 0 | 0 | 0 | 0 | 0
NSR Michigan City 12 - NOX Rate Annual v4.11, Unit 3587 and retrofits | 539 | 7449 | Rate Constraint in lbs/MMBtu | FALSE | L | Annual | Rate | lb/MWh | 0.92569 | 0.9278 | 0 | 0 | 0 | 0 | 0 | 0
NSR Michigan City 12 - NOX Rate Annual v4.11, Unit 3587 and retrofits | 539 | 7449 | Rate Constraint in lbs/MMBtu | FALSE | L | Annual | Constraint Shadow Price | US2019$/Ton | 0 | 0 | 0 | 0 | 0 | 0 | 0 | 0
NSR Michigan City 12 - SO2 Rate Annual v4.11, Unit 3587 and retrofits | 540 | 7448 | Rate Constraint in lbs/MMBtu | FALSE | L | Annual | Seasons Included | Seasons | Winter, WintShld, Summer | Winter, WintShld, Summer | Winter, WintShld, Summer | Winter, WintShld, Summer | Winter, WintShld, Summer | Winter, WintShld, Summer | Winter, WintShld, Summer | Winter, WintShld, Summer
NSR Michigan City 12 - SO2 Rate Annual v4.11, Unit 3587 and retrofits | 540 | 7448 | Rate Constraint in lbs/MMBtu | FALSE | L | Annual | Standard SO2 | lb/MMBtu | 0.1 | 0.1 | 0.1 | 0.1 | 0.1 | 0.1 | 0.1 | 0.1
NSR Michigan City 12 - SO2 Rate Annual v4.11, Unit 3587 and retrofits | 540 | 7448 | Rate Constraint in lbs/MMBtu | FALSE | L | Annual | Emissions at Affected Plants SO2 | Thousand Tons | 1.3497 | 1.2988 | 0 | 0 | 0 | 0 | 0 | 0
NSR Michigan City 12 - SO2 Rate Annual v4.11, Unit 3587 and retrofits | 540 | 7448 | Rate Constraint in lbs/MMBtu | FALSE | L | Annual | Allowances Purchased SO2 | Thousand Tons | 0 | 0 | 0 | 0 | 0 | 0 | 0 | 0
NSR Michigan City 12 - SO2 Rate Annual v4.11, Unit 3587 and retrofits | 540 | 7448 | Rate Constraint in lbs/MMBtu | FALSE | L | Annual | Allowances Sold SO2 | Thousand Tons | 0 | 0 | 0 | 0 | 0 | 0 | 0 | 0
NSR Michigan City 12 - SO2 Rate Annual v4.11, Unit 3587 and retrofits | 540 | 7448 | Rate Constraint in lbs/MMBtu | FALSE | L | Annual | Allowances Banked | Thousand Tons | 0 | 0 | 0 | 0 | 0 | 0 | 0 | 0
NSR Michigan City 12 - SO2 Rate Annual v4.11, Unit 3587 and retrofits | 540 | 7448 | Rate Constraint in lbs/MMBtu | FALSE | L | Annual | Allowances Withdrawn (1:1) | Thousand Tons | 0 | 0 | 0 | 0 | 0 | 0 | 0 | 0
NSR Michigan City 12 - SO2 Rate Annual v4.11, Unit 3587 and retrofits | 540 | 7448 | Rate Constraint in lbs/MMBtu | FALSE | L | Annual | Allowances Withdrawn (n:1) | Thousand Tons | 0 | 0 | 0 | 0 | 0 | 0 | 0 | 0
NSR Michigan City 12 - SO2 Rate Annual v4.11, Unit 3587 and retrofits | 540 | 7448 | Rate Constraint in lbs/MMBtu | FALSE | L | Annual | Net Emissions Allowance Position | Thousand Tons | 1.3497 | 1.2988 | 0 | 0 | 0 | 0 | 0 | 0
NSR Michigan City 12 - SO2 Rate Annual v4.11, Unit 3587 and retrofits | 540 | 7448 | Rate Constraint in lbs/MMBtu | FALSE | L | Annual | Fuel Consumed | TBtu | 35.4287 | 34.0937 | 0 | 0 | 0 | 0 | 0 | 0
NSR Michigan City 12 - SO2 Rate Annual v4.11, Unit 3587 and retrofits | 540 | 7448 | Rate Constraint in lbs/MMBtu | FALSE | L | Annual | Rate | lb/MMBtu | 0.07619 | 0.07619 | 0 | 0 | 0 | 0 | 0 | 0
NSR Michigan City 12 - SO2 Rate Annual v4.11, Unit 3587 and retrofits | 540 | 7448 | Rate Constraint in lbs/MMBtu | FALSE | L | Annual | Generation | TWh | 3.251 | 3.1285 | 0 | 0 | 0 | 0 | 0 | 0
NSR Michigan City 12 - SO2 Rate Annual v4.11, Unit 3587 and retrofits | 540 | 7448 | Rate Constraint in lbs/MMBtu | FALSE | L | Annual | Qualifying Generation | TWh | 3.251 | 3.1285 | 0 | 0 | 0 | 0 | 0 | 0
NSR Michigan City 12 - SO2 Rate Annual v4.11, Unit 3587 and retrofits | 540 | 7448 | Rate Constraint in lbs/MMBtu | FALSE | L | Annual | Rate | lb/MWh | 0.8303 | 0.8303 | 0 | 0 | 0 | 0 | 0 | 0
NSR Michigan City 12 - SO2 Rate Annual v4.11, Unit 3587 and retrofits | 540 | 7448 | Rate Constraint in lbs/MMBtu | FALSE | L | Annual | Constraint Shadow Price | US2019$/Ton | 0 | 0 | 0 | 0 | 0 | 0 | 0 | 0
NSR Milton Young 1,2 - NOX Rate Annual v3.1, Unit 2601 and retrofits | 541 | 7423 | Rate Constraint in lbs/MMBtu | FALSE | L | Annual | Seasons Included | Seasons | Winter, WintShld, Summer | Winter, WintShld, Summer | Winter, WintShld, Summer | Winter, WintShld, Summer | Winter, WintShld, Summer | Winter, WintShld, Summer | Winter, WintShld, Summer | Winter, WintShld, Summer
NSR Milton Young 1,2 - NOX Rate Annual v3.1, Unit 2601 and retrofits | 541 | 7423 | Rate Constraint in lbs/MMBtu | FALSE | L | Annual | Standard NOX | lb/MMBtu | 0.36 | 0.36 | 0.36 | 0.36 | 0.36 | 0.36 | 0.36 | 0.36
NSR Milton Young 1,2 - NOX Rate Annual v3.1, Unit 2601 and retrofits | 541 | 7423 | Rate Constraint in lbs/MMBtu | FALSE | L | Annual | Emissions at Affected Plants NOX | Thousand Tons | 5.2521 | 5.0659 | 4.5724 | 4.3653 | 0 | 0 | 0 | 0
NSR Milton Young 1,2 - NOX Rate Annual v3.1, Unit 2601 and retrofits | 541 | 7423 | Rate Constraint in lbs/MMBtu | FALSE | L | Annual | Allowances Purchased NOX | Thousand Tons | 0 | 0 | 0 | 0 | 0 | 0 | 0 | 0
NSR Milton Young 1,2 - NOX Rate Annual v3.1, Unit 2601 and retrofits | 541 | 7423 | Rate Constraint in lbs/MMBtu | FALSE | L | Annual | Allowances Sold NOX | Thousand Tons | 0 | 0 | 0 | 0 | 0 | 0 | 0 | 0
NSR Milton Young 1,2 - NOX Rate Annual v3.1, Unit 2601 and retrofits | 541 | 7423 | Rate Constraint in lbs/MMBtu | FALSE | L | Annual | Allowances Banked | Thousand Tons | 0 | 0 | 0 | 0 | 0 | 0 | 0 | 0
NSR Milton Young 1,2 - NOX Rate Annual v3.1, Unit 2601 and retrofits | 541 | 7423 | Rate Constraint in lbs/MMBtu | FALSE | L | Annual | Allowances Withdrawn (1:1) | Thousand Tons | 0 | 0 | 0 | 0 | 0 | 0 | 0 | 0
NSR Milton Young 1,2 - NOX Rate Annual v3.1, Unit 2601 and retrofits | 541 | 7423 | Rate Constraint in lbs/MMBtu | FALSE | L | Annual | Allowances Withdrawn (n:1) | Thousand Tons | 0 | 0 | 0 | 0 | 0 | 0 | 0 | 0
NSR Milton Young 1,2 - NOX Rate Annual v3.1, Unit 2601 and retrofits | 541 | 7423 | Rate Constraint in lbs/MMBtu | FALSE | L | Annual | Net Emissions Allowance Position | Thousand Tons | 5.2521 | 5.0659 | 4.5724 | 4.3653 | 0 | 0 | 0 | 0
NSR Milton Young 1,2 - NOX Rate Annual v3.1, Unit 2601 and retrofits | 541 | 7423 | Rate Constraint in lbs/MMBtu | FALSE | L | Annual | Fuel Consumed | TBtu | 37.0481 | 35.7344 | 32.2534 | 30.7924 | 0 | 0 | 0 | 0
NSR Milton Young 1,2 - NOX Rate Annual v3.1, Unit 2601 and retrofits | 541 | 7423 | Rate Constraint in lbs/MMBtu | FALSE | L | Annual | Rate | lb/MMBtu | 0.28353 | 0.28353 | 0.28353 | 0.28353 | 0 | 0 | 0 | 0
NSR Milton Young 1,2 - NOX Rate Annual v3.1, Unit 2601 and retrofits | 541 | 7423 | Rate Constraint in lbs/MMBtu | FALSE | L | Annual | Generation | TWh | 3.2524 | 3.1371 | 2.8315 | 2.7032 | 0 | 0 | 0 | 0
NSR Milton Young 1,2 - NOX Rate Annual v3.1, Unit 2601 and retrofits | 541 | 7423 | Rate Constraint in lbs/MMBtu | FALSE | L | Annual | Qualifying Generation | TWh | 3.2524 | 3.1371 | 2.8315 | 2.7032 | 0 | 0 | 0 | 0
NSR Milton Young 1,2 - NOX Rate Annual v3.1, Unit 2601 and retrofits | 541 | 7423 | Rate Constraint in lbs/MMBtu | FALSE | L | Annual | Rate | lb/MWh | 3.2297 | 3.2297 | 3.2297 | 3.2297 | 0 | 0 | 0 | 0
NSR Milton Young 1,2 - NOX Rate Annual v3.1, Unit 2601 and retrofits | 541 | 7423 | Rate Constraint in lbs/MMBtu | FALSE | L | Annual | Constraint Shadow Price | US2019$/Ton | 0 | 0 | 0 | 0 | 0 | 0 | 0 | 0
NSR Milton Young 1,2 - NOX Rate Annual v3.1, Unit 2602 and retrofits | 542 | 7423 | Rate Constraint in lbs/MMBtu | FALSE | L | Annual | Seasons Included | Seasons | Winter, WintShld, Summer | Winter, WintShld, Summer | Winter, WintShld, Summer | Winter, WintShld, Summer | Winter, WintShld, Summer | Winter, WintShld, Summer | Winter, WintShld, Summer | Winter, WintShld, Summer
NSR Milton Young 1,2 - NOX Rate Annual v3.1, Unit 2602 and retrofits | 542 | 7423 | Rate Constraint in lbs/MMBtu | FALSE | L | Annual | Standard NOX | lb/MMBtu | 0.36 | 0.36 | 0.36 | 0.36 | 0.36 | 0.36 | 0.36 | 0.36
NSR Milton Young 1,2 - NOX Rate Annual v3.1, Unit 2602 and retrofits | 542 | 7423 | Rate Constraint in lbs/MMBtu | FALSE | L | Annual | Emissions at Affected Plants NOX | Thousand Tons | 2.6799 | 2.6305 | 2.3981 | 0.16422 | 0 | 0 | 0 | 0
NSR Milton Young 1,2 - NOX Rate Annual v3.1, Unit 2602 and retrofits | 542 | 7423 | Rate Constraint in lbs/MMBtu | FALSE | L | Annual | Allowances Purchased NOX | Thousand Tons | 0 | 0 | 0 | 0 | 0 | 0 | 0 | 0
NSR Milton Young 1,2 - NOX Rate Annual v3.1, Unit 2602 and retrofits | 542 | 7423 | Rate Constraint in lbs/MMBtu | FALSE | L | Annual | Allowances Sold NOX | Thousand Tons | 0 | 0 | 0 | 0 | 0 | 0 | 0 | 0
NSR Milton Young 1,2 - NOX Rate Annual v3.1, Unit 2602 and retrofits | 542 | 7423 | Rate Constraint in lbs/MMBtu | FALSE | L | Annual | Allowances Banked | Thousand Tons | 0 | 0 | 0 | 0 | 0 | 0 | 0 | 0
NSR Milton Young 1,2 - NOX Rate Annual v3.1, Unit 2602 and retrofits | 542 | 7423 | Rate Constraint in lbs/MMBtu | FALSE | L | Annual | Allowances Withdrawn (1:1) | Thousand Tons | 0 | 0 | 0 | 0 | 0 | 0 | 0 | 0
NSR Milton Young 1,2 - NOX Rate Annual v3.1, Unit 2602 and retrofits | 542 | 7423 | Rate Constraint in lbs/MMBtu | FALSE | L | Annual | Allowances Withdrawn (n:1) | Thousand Tons | 0 | 0 | 0 | 0 | 0 | 0 | 0 | 0
NSR Milton Young 1,2 - NOX Rate Annual v3.1, Unit 2602 and retrofits | 542 | 7423 | Rate Constraint in lbs/MMBtu | FALSE | L | Annual | Net Emissions Allowance Position | Thousand Tons | 2.6799 | 2.6305 | 2.3981 | 0.16422 | 0 | 0 | 0 | 0
NSR Milton Young 1,2 - NOX Rate Annual v3.1, Unit 2602 and retrofits | 542 | 7423 | Rate Constraint in lbs/MMBtu | FALSE | L | Annual | Fuel Consumed | TBtu | 20.0568 | 19.687 | 17.9478 | 1.229 | 0 | 0 | 0 | 0
NSR Milton Young 1,2 - NOX Rate Annual v3.1, Unit 2602 and retrofits | 542 | 7423 | Rate Constraint in lbs/MMBtu | FALSE | L | Annual | Rate | lb/MMBtu | 0.26723 | 0.26723 | 0.26723 | 0.26723 | 0 | 0 | 0 | 0
NSR Milton Young 1,2 - NOX Rate Annual v3.1, Unit 2602 and retrofits | 542 | 7423 | Rate Constraint in lbs/MMBtu | FALSE | L | Annual | Generation | TWh | 1.7244 | 1.6926 | 1.5431 | 0.10567 | 0 | 0 | 0 | 0
NSR Milton Young 1,2 - NOX Rate Annual v3.1, Unit 2602 and retrofits | 542 | 7423 | Rate Constraint in lbs/MMBtu | FALSE | L | Annual | Qualifying Generation | TWh | 1.7244 | 1.6926 | 1.5431 | 0.10567 | 0 | 0 | 0 | 0
NSR Milton Young 1,2 - NOX Rate Annual v3.1, Unit 2602 and retrofits | 542 | 7423 | Rate Constraint in lbs/MMBtu | FALSE | L | Annual | Rate | lb/MWh | 3.1082 | 3.1082 | 3.1082 | 3.1082 | 0 | 0 | 0 | 0
NSR Milton Young 1,2 - NOX Rate Annual v3.1, Unit 2602 and retrofits | 542 | 7423 | Rate Constraint in lbs/MMBtu | FALSE | L | Annual | Constraint Shadow Price | US2019$/Ton | 0 | 0 | 0 | 0 | 0 | 0 | 0 | 0
NSR Minnkota Power - SO2 Cap Annual v3.1 | 543 | 7385 | Rate Constraint in MTons | FALSE | L | Annual | Seasons Included | Seasons | Winter, WintShld, Summer | Winter, WintShld, Summer | Winter, WintShld, Summer | Winter, WintShld, Summer | Winter, WintShld, Summer | Winter, WintShld, Summer | Winter, WintShld, Summer | Winter, WintShld, Summer
NSR Minnkota Power - SO2 Cap Annual v3.1 | 543 | 7385 | Rate Constraint in MTons | FALSE | L | Annual | Standard SO2 | Thousand Tons | 8.5 | 8.5 | 8.5 | 8.5 | 8.5 | 8.5 | 8.5 | 8.5
NSR Minnkota Power - SO2 Cap Annual v3.1 | 543 | 7385 | Rate Constraint in MTons | FALSE | L | Annual | Emissions at Affected Plants SO2 | Thousand Tons | 2.0593 | 1.9981 | 1.8096 | 1.1786 | 0 | 0 | 0 | 0
NSR Minnkota Power - SO2 Cap Annual v3.1 | 543 | 7385 | Rate Constraint in MTons | FALSE | L | Annual | Allowances Purchased SO2 | Thousand Tons | 0 | 0 | 0 | 0 | 0 | 0 | 0 | 0
NSR Minnkota Power - SO2 Cap Annual v3.1 | 543 | 7385 | Rate Constraint in MTons | FALSE | L | Annual | Allowances Sold SO2 | Thousand Tons | 0 | 0 | 0 | 0 | 0 | 0 | 0 | 0
NSR Minnkota Power - SO2 Cap Annual v3.1 | 543 | 7385 | Rate Constraint in MTons | FALSE | L | Annual | Allowances Banked | Thousand Tons | 0 | 0 | 0 | 0 | 0 | 0 | 0 | 0
NSR Minnkota Power - SO2 Cap Annual v3.1 | 543 | 7385 | Rate Constraint in MTons | FALSE | L | Annual | Allowances Withdrawn (1:1) | Thousand Tons | 0 | 0 | 0 | 0 | 0 | 0 | 0 | 0
NSR Minnkota Power - SO2 Cap Annual v3.1 | 543 | 7385 | Rate Constraint in MTons | FALSE | L | Annual | Allowances Withdrawn (n:1) | Thousand Tons | 0 | 0 | 0 | 0 | 0 | 0 | 0 | 0
NSR Minnkota Power - SO2 Cap Annual v3.1 | 543 | 7385 | Rate Constraint in MTons | FALSE | L | Annual | Net Emissions Allowance Position | Thousand Tons | 2.0593 | 1.9981 | 1.8096 | 1.1786 | 0 | 0 | 0 | 0
NSR Minnkota Power - SO2 Cap Annual v3.1 | 543 | 7385 | Rate Constraint in MTons | FALSE | L | Annual | Fuel Consumed | TBtu | 57.1048 | 55.4214 | 50.2013 | 32.0215 | 0 | 0 | 0 | 0
NSR Minnkota Power - SO2 Cap Annual v3.1 | 543 | 7385 | Rate Constraint in MTons | FALSE | L | Annual | Rate | lb/MMBtu | 0.072125 | 0.072106 | 0.072095 | 0.073614 | 0 | 0 | 0 | 0
NSR Minnkota Power - SO2 Cap Annual v3.1 | 543 | 7385 | Rate Constraint in MTons | FALSE | L | Annual | Generation | TWh | 4.9768 | 4.8297 | 4.3746 | 2.8089 | 0 | 0 | 0 | 0
NSR Minnkota Power - SO2 Cap Annual v3.1 | 543 | 7385 | Rate Constraint in MTons | FALSE | L | Annual | Qualifying Generation | TWh | 4.9768 | 4.8297 | 4.3746 | 2.8089 | 0 | 0 | 0 | 0
NSR Minnkota Power - SO2 Cap Annual v3.1 | 543 | 7385 | Rate Constraint in MTons | FALSE | L | Annual | Rate | lb/MWh | 0.82757 | 0.82742 | 0.82734 | 0.83921 | 0 | 0 | 0 | 0
NSR Minnkota Power - SO2 Cap Annual v3.1 | 543 | 7385 | Rate Constraint in MTons | FALSE | L | Annual | Constraint Shadow Price | US2019$/Ton | 0 | 0 | 0 | 0 | 0 | 0 | 0 | 0
NSR Mirant Settlement - NOX Cap Annual v3.1 | 544 | 7386 | Rate Constraint in MTons | FALSE | L | Annual | Seasons Included | Seasons | Winter, WintShld, Summer | Winter, WintShld, Summer | Winter, WintShld, Summer | Winter, WintShld, Summer | Winter, WintShld, Summer | Winter, WintShld, Summer | Winter, WintShld, Summer | Winter, WintShld, Summer
NSR Mirant Settlement - NOX Cap Annual v3.1 | 544 | 7386 | Rate Constraint in MTons | FALSE | L | Annual | Standard NOX | Thousand Tons | 16 | 16 | 16 | 16 | 16 | 16 | 16 | 16
NSR Mirant Settlement - NOX Cap Annual v3.1 | 544 | 7386 | Rate Constraint in MTons | FALSE | L | Annual | Emissions at Affected Plants NOX | Thousand Tons | 0 | 0 | 0 | 0 | 0 | 0 | 0 | 0
NSR Mirant Settlement - NOX Cap Annual v3.1 | 544 | 7386 | Rate Constraint in MTons | FALSE | L | Annual | Allowances Purchased NOX | Thousand Tons | 0 | 0 | 0 | 0 | 0 | 0 | 0 | 0
NSR Mirant Settlement - NOX Cap Annual v3.1 | 544 | 7386 | Rate Constraint in MTons | FALSE | L | Annual | Allowances Sold NOX | Thousand Tons | 0 | 0 | 0 | 0 | 0 | 0 | 0 | 0
NSR Mirant Settlement - NOX Cap Annual v3.1 | 544 | 7386 | Rate Constraint in MTons | FALSE | L | Annual | Allowances Banked | Thousand Tons | 0 | 0 | 0 | 0 | 0 | 0 | 0 | 0
NSR Mirant Settlement - NOX Cap Annual v3.1 | 544 | 7386 | Rate Constraint in MTons | FALSE | L | Annual | Allowances Withdrawn (1:1) | Thousand Tons | 0 | 0 | 0 | 0 | 0 | 0 | 0 | 0
NSR Mirant Settlement - NOX Cap Annual v3.1 | 544 | 7386 | Rate Constraint in MTons | FALSE | L | Annual | Allowances Withdrawn (n:1) | Thousand Tons | 0 | 0 | 0 | 0 | 0 | 0 | 0 | 0
NSR Mirant Settlement - NOX Cap Annual v3.1 | 544 | 7386 | Rate Constraint in MTons | FALSE | L | Annual | Net Emissions Allowance Position | Thousand Tons | 0 | 0 | 0 | 0 | 0 | 0 | 0 | 0
NSR Mirant Settlement - NOX Cap Annual v3.1 | 544 | 7386 | Rate Constraint in MTons | FALSE | L | Annual | Fuel Consumed | TBtu | 0 | 0 | 0 | 0 | 0 | 0 | 0 | 0
NSR Mirant Settlement - NOX Cap Annual v3.1 | 544 | 7386 | Rate Constraint in MTons | FALSE | L | Annual | Rate | lb/MMBtu | 0 | 0 | 0 | 0 | 0 | 0 | 0 | 0
NSR Mirant Settlement - NOX Cap Annual v3.1 | 544 | 7386 | Rate Constraint in MTons | FALSE | L | Annual | Generation | TWh | 0 | 0 | 0 | 0 | 0 | 0 | 0 | 0
NSR Mirant Settlement - NOX Cap Annual v3.1 | 544 | 7386 | Rate Constraint in MTons | FALSE | L | Annual | Qualifying Generation | TWh | 0 | 0 | 0 | 0 | 0 | 0 | 0 | 0
NSR Mirant Settlement - NOX Cap Annual v3.1 | 544 | 7386 | Rate Constraint in MTons | FALSE | L | Annual | Rate | lb/MWh | 0 | 0 | 0 | 0 | 0 | 0 | 0 | 0
NSR Mirant Settlement - NOX Cap Annual v3.1 | 544 | 7386 | Rate Constraint in MTons | FALSE | L | Annual | Constraint Shadow Price | US2019$/Ton | 0 | 0 | 0 | 0 | 0 | 0 | 0 | 0
NSR Mirant Settlement - NOX Cap Summer v3.1 | 545 | 7387 | Rate Constraint in MTons | FALSE | L | Annual | Seasons Included | Seasons | Summer | Summer | Summer | Summer | Summer | Summer | Summer | Summer
NSR Mirant Settlement - NOX Cap Summer v3.1 | 545 | 7387 | Rate Constraint in MTons | FALSE | L | Annual | Standard NOX | Thousand Tons | 5.2 | 5.2 | 5.2 | 5.2 | 5.2 | 5.2 | 5.2 | 5.2
NSR Mirant Settlement - NOX Cap Summer v3.1 | 545 | 7387 | Rate Constraint in MTons | FALSE | L | Annual | Emissions at Affected Plants NOX | Thousand Tons | 0 | 0 | 0 | 0 | 0 | 0 | 0 | 0
NSR Mirant Settlement - NOX Cap Summer v3.1 | 545 | 7387 | Rate Constraint in MTons | FALSE | L | Annual | Allowances Purchased NOX | Thousand Tons | 0 | 0 | 0 | 0 | 0 | 0 | 0 | 0
NSR Mirant Settlement - NOX Cap Summer v3.1 | 545 | 7387 | Rate Constraint in MTons | FALSE | L | Annual | Allowances Sold NOX | Thousand Tons | 0 | 0 | 0 | 0 | 0 | 0 | 0 | 0
NSR Mirant Settlement - NOX Cap Summer v3.1 | 545 | 7387 | Rate Constraint in MTons | FALSE | L | Annual | Allowances Banked | Thousand Tons | 0 | 0 | 0 | 0 | 0 | 0 | 0 | 0
NSR Mirant Settlement - NOX Cap Summer v3.1 | 545 | 7387 | Rate Constraint in MTons | FALSE | L | Annual | Allowances Withdrawn (1:1) | Thousand Tons | 0 | 0 | 0 | 0 | 0 | 0 | 0 | 0
NSR Mirant Settlement - NOX Cap Summer v3.1 | 545 | 7387 | Rate Constraint in MTons | FALSE | L | Annual | Allowances Withdrawn (n:1) | Thousand Tons | 0 | 0 | 0 | 0 | 0 | 0 | 0 | 0
NSR Mirant Settlement - NOX Cap Summer v3.1 | 545 | 7387 | Rate Constraint in MTons | FALSE | L | Annual | Net Emissions Allowance Position | Thousand Tons | 0 | 0 | 0 | 0 | 0 | 0 | 0 | 0
NSR Mirant Settlement - NOX Cap Summer v3.1 | 545 | 7387 | Rate Constraint in MTons | FALSE | L | Annual | Fuel Consumed | TBtu | 0 | 0 | 0 | 0 | 0 | 0 | 0 | 0
NSR Mirant Settlement - NOX Cap Summer v3.1 | 545 | 7387 | Rate Constraint in MTons | FALSE | L | Annual | Rate | lb/MMBtu | 0 | 0 | 0 | 0 | 0 | 0 | 0 | 0
NSR Mirant Settlement - NOX Cap Summer v3.1 | 545 | 7387 | Rate Constraint in MTons | FALSE | L | Annual | Generation | TWh | 0 | 0 | 0 | 0 | 0 | 0 | 0 | 0
NSR Mirant Settlement - NOX Cap Summer v3.1 | 545 | 7387 | Rate Constraint in MTons | FALSE | L | Annual | Qualifying Generation | TWh | 0 | 0 | 0 | 0 | 0 | 0 | 0 | 0
NSR Mirant Settlement - NOX Cap Summer v3.1 | 545 | 7387 | Rate Constraint in MTons | FALSE | L | Annual | Rate | lb/MWh | 0 | 0 | 0 | 0 | 0 | 0 | 0 | 0
NSR Mirant Settlement - NOX Cap Summer v3.1 | 545 | 7387 | Rate Constraint in MTons | FALSE | L | Annual | Constraint Shadow Price | US2019$/Ton | 0 | 0 | 0 | 0 | 0 | 0 | 0 | 0
NSR Mirant Settlement - NOX Rate Summer v3.1 | 546 | 7388 | Rate Constraint in lbs/MMBtu | FALSE | L | Annual | Seasons Included | Seasons | Summer | Summer | Summer | Summer | Summer | Summer | Summer | Summer
NSR Mirant Settlement - NOX Rate Summer v3.1 | 546 | 7388 | Rate Constraint in lbs/MMBtu | FALSE | L | Annual | Standard NOX | lb/MMBtu | 0.15 | 0.15 | 0.15 | 0.15 | 0.15 | 0.15 | 0.15 | 0.15
NSR Mirant Settlement - NOX Rate Summer v3.1 | 546 | 7388 | Rate Constraint in lbs/MMBtu | FALSE | L | Annual | Emissions at Affected Plants NOX | Thousand Tons | 0 | 0 | 0 | 0 | 0 | 0 | 0 | 0
NSR Mirant Settlement - NOX Rate Summer v3.1 | 546 | 7388 | Rate Constraint in lbs/MMBtu | FALSE | L | Annual | Allowances Purchased NOX | Thousand Tons | 0 | 0 | 0 | 0 | 0 | 0 | 0 | 0
NSR Mirant Settlement - NOX Rate Summer v3.1 | 546 | 7388 | Rate Constraint in lbs/MMBtu | FALSE | L | Annual | Allowances Sold NOX | Thousand Tons | 0 | 0 | 0 | 0 | 0 | 0 | 0 | 0
NSR Mirant Settlement - NOX Rate Summer v3.1 | 546 | 7388 | Rate Constraint in lbs/MMBtu | FALSE | L | Annual | Allowances Banked | Thousand Tons | 0 | 0 | 0 | 0 | 0 | 0 | 0 | 0
NSR Mirant Settlement - NOX Rate Summer v3.1 | 546 | 7388 | Rate Constraint in lbs/MMBtu | FALSE | L | Annual | Allowances Withdrawn (1:1) | Thousand Tons | 0 | 0 | 0 | 0 | 0 | 0 | 0 | 0
NSR Mirant Settlement - NOX Rate Summer v3.1 | 546 | 7388 | Rate Constraint in lbs/MMBtu | FALSE | L | Annual | Allowances Withdrawn (n:1) | Thousand Tons | 0 | 0 | 0 | 0 | 0 | 0 | 0 | 0
NSR Mirant Settlement - NOX Rate Summer v3.1 | 546 | 7388 | Rate Constraint in lbs/MMBtu | FALSE | L | Annual | Net Emissions Allowance Position | Thousand Tons | 0 | 0 | 0 | 0 | 0 | 0 | 0 | 0
NSR Mirant Settlement - NOX Rate Summer v3.1 | 546 | 7388 | Rate Constraint in lbs/MMBtu | FALSE | L | Annual | Fuel Consumed | TBtu | 0 | 0 | 0 | 0 | 0 | 0 | 0 | 0
NSR Mirant Settlement - NOX Rate Summer v3.1 | 546 | 7388 | Rate Constraint in lbs/MMBtu | FALSE | L | Annual | Rate | lb/MMBtu | 0 | 0 | 0 | 0 | 0 | 0 | 0 | 0
NSR Mirant Settlement - NOX Rate Summer v3.1 | 546 | 7388 | Rate Constraint in lbs/MMBtu | FALSE | L | Annual | Generation | TWh | 0 | 0 | 0 | 0 | 0 | 0 | 0 | 0
NSR Mirant Settlement - NOX Rate Summer v3.1 | 546 | 7388 | Rate Constraint in lbs/MMBtu | FALSE | L | Annual | Qualifying Generation | TWh | 0 | 0 | 0 | 0 | 0 | 0 | 0 | 0
NSR Mirant Settlement - NOX Rate Summer v3.1 | 546 | 7388 | Rate Constraint in lbs/MMBtu | FALSE | L | Annual | Rate | lb/MWh | 0 | 0 | 0 | 0 | 0 | 0 | 0 | 0
NSR Mirant Settlement - NOX Rate Summer v3.1 | 546 | 7388 | Rate Constraint in lbs/MMBtu | FALSE | L | Annual | Constraint Shadow Price | US2019$/Ton | 0 | 0 | 0 | 0 | 0 | 0 | 0 | 0
NSR Morgantown G P 1,2 - NOX Rate Annual v3.1, Unit 3794 and retrofits | 547 | 7440 | Rate Constraint in lbs/MMBtu | FALSE | L | Annual | Seasons Included | Seasons | Winter, WintShld, Summer | Winter, WintShld, Summer | Winter, WintShld, Summer | Winter, WintShld, Summer | Winter, WintShld, Summer | Winter, WintShld, Summer | Winter, WintShld, Summer | Winter, WintShld, Summer
NSR Morgantown G P 1,2 - NOX Rate Annual v3.1, Unit 3794 and retrofits | 547 | 7440 | Rate Constraint in lbs/MMBtu | FALSE | L | Annual | Standard NOX | lb/MMBtu | 0.1 | 0.1 | 0.1 | 0.1 | 0.1 | 0.1 | 0.1 | 0.1
NSR Morgantown G P 1,2 - NOX Rate Annual v3.1, Unit 3794 and retrofits | 547 | 7440 | Rate Constraint in lbs/MMBtu | FALSE | L | Annual | Emissions at Affected Plants NOX | Thousand Tons | 0 | 0 | 0 | 0 | 0 | 0 | 0 | 0
NSR Morgantown G P 1,2 - NOX Rate Annual v3.1, Unit 3794 and retrofits | 547 | 7440 | Rate Constraint in lbs/MMBtu | FALSE | L | Annual | Allowances Purchased NOX | Thousand Tons | 0 | 0 | 0 | 0 | 0 | 0 | 0 | 0
NSR Morgantown G P 1,2 - NOX Rate Annual v3.1, Unit 3794 and retrofits | 547 | 7440 | Rate Constraint in lbs/MMBtu | FALSE | L | Annual | Allowances Sold NOX | Thousand Tons | 0 | 0 | 0 | 0 | 0 | 0 | 0 | 0
NSR Morgantown G P 1,2 - NOX Rate Annual v3.1, Unit 3794 and retrofits | 547 | 7440 | Rate Constraint in lbs/MMBtu | FALSE | L | Annual | Allowances Banked | Thousand Tons | 0 | 0 | 0 | 0 | 0 | 0 | 0 | 0
NSR Morgantown G P 1,2 - NOX Rate Annual v3.1, Unit 3794 and retrofits | 547 | 7440 | Rate Constraint in lbs/MMBtu | FALSE | L | Annual | Allowances Withdrawn (1:1) | Thousand Tons | 0 | 0 | 0 | 0 | 0 | 0 | 0 | 0
NSR Morgantown G P 1,2 - NOX Rate Annual v3.1, Unit 3794 and retrofits | 547 | 7440 | Rate Constraint in lbs/MMBtu | FALSE | L | Annual | Allowances Withdrawn (n:1) | Thousand Tons | 0 | 0 | 0 | 0 | 0 | 0 | 0 | 0
NSR Morgantown G P 1,2 - NOX Rate Annual v3.1, Unit 3794 and retrofits | 547 | 7440 | Rate Constraint in lbs/MMBtu | FALSE | L | Annual | Net Emissions Allowance Position | Thousand Tons | 0 | 0 | 0 | 0 | 0 | 0 | 0 | 0
NSR Morgantown G P 1,2 - NOX Rate Annual v3.1, Unit 3794 and retrofits | 547 | 7440 | Rate Constraint in lbs/MMBtu | FALSE | L | Annual | Fuel Consumed | TBtu | 0 | 0 | 0 | 0 | 0 | 0 | 0 | 0
NSR Morgantown G P 1,2 - NOX Rate Annual v3.1, Unit 3794 and retrofits | 547 | 7440 | Rate Constraint in lbs/MMBtu | FALSE | L | Annual | Rate | lb/MMBtu | 0 | 0 | 0 | 0 | 0 | 0 | 0 | 0
NSR Morgantown G P 1,2 - NOX Rate Annual v3.1, Unit 3794 and retrofits | 547 | 7440 | Rate Constraint in lbs/MMBtu | FALSE | L | Annual | Generation | TWh | 0 | 0 | 0 | 0 | 0 | 0 | 0 | 0
NSR Morgantown G P 1,2 - NOX Rate Annual v3.1, Unit 3794 and retrofits | 547 | 7440 | Rate Constraint in lbs/MMBtu | FALSE | L | Annual | Qualifying Generation | TWh | 0 | 0 | 0 | 0 | 0 | 0 | 0 | 0
NSR Morgantown G P 1,2 - NOX Rate Annual v3.1, Unit 3794 and retrofits | 547 | 7440 | Rate Constraint in lbs/MMBtu | FALSE | L | Annual | Rate | lb/MWh | 0 | 0 | 0 | 0 | 0 | 0 | 0 | 0
NSR Morgantown G P 1,2 - NOX Rate Annual v3.1, Unit 3794 and retrofits | 547 | 7440 | Rate Constraint in lbs/MMBtu | FALSE | L | Annual | Constraint Shadow Price | US2019$/Ton | 0 | 0 | 0 | 0 | 0 | 0 | 0 | 0
NSR Morgantown G P 1,2 - NOX Rate Annual v3.1, Unit 3795 and retrofits | 548 | 7440 | Rate Constraint in lbs/MMBtu | FALSE | L | Annual | Seasons Included | Seasons | Winter, WintShld, Summer | Winter, WintShld, Summer | Winter, WintShld, Summer | Winter, WintShld, Summer | Winter, WintShld, Summer | Winter, WintShld, Summer | Winter, WintShld, Summer | Winter, WintShld, Summer
NSR Morgantown G P 1,2 - NOX Rate Annual v3.1, Unit 3795 and retrofits | 548 | 7440 | Rate Constraint in lbs/MMBtu | FALSE | L | Annual | Standard NOX | lb/MMBtu | 0.1 | 0.1 | 0.1 | 0.1 | 0.1 | 0.1 | 0.1 | 0.1
NSR Morgantown G P 1,2 - NOX Rate Annual v3.1, Unit 3795 and retrofits | 548 | 7440 | Rate Constraint in lbs/MMBtu | FALSE | L | Annual | Emissions at Affected Plants NOX | Thousand Tons | 0 | 0 | 0 | 0 | 0 | 0 | 0 | 0
NSR Morgantown G P 1,2 - NOX Rate Annual v3.1, Unit 3795 and retrofits | 548 | 7440 | Rate Constraint in lbs/MMBtu | FALSE | L | Annual | Allowances Purchased NOX | Thousand Tons | 0 | 0 | 0 | 0 | 0 | 0 | 0 | 0
NSR Morgantown G P 1,2 - NOX Rate Annual v3.1, Unit 3795 and retrofits | 548 | 7440 | Rate Constraint in lbs/MMBtu | FALSE | L | Annual | Allowances Sold NOX | Thousand Tons | 0 | 0 | 0 | 0 | 0 | 0 | 0 | 0
NSR Morgantown G P 1,2 - NOX Rate Annual v3.1, Unit 3795 and retrofits | 548 | 7440 | Rate Constraint in lbs/MMBtu | FALSE | L | Annual | Allowances Banked | Thousand Tons | 0 | 0 | 0 | 0 | 0 | 0 | 0 | 0
NSR Morgantown G P 1,2 - NOX Rate Annual v3.1, Unit 3795 and retrofits | 548 | 7440 | Rate Constraint in lbs/MMBtu | FALSE | L | Annual | Allowances Withdrawn (1:1) | Thousand Tons | 0 | 0 | 0 | 0 | 0 | 0 | 0 | 0
NSR Morgantown G P 1,2 - NOX Rate Annual v3.1, Unit 3795 and retrofits | 548 | 7440 | Rate Constraint in lbs/MMBtu | FALSE | L | Annual | Allowances Withdrawn (n:1) | Thousand Tons | 0 | 0 | 0 | 0 | 0 | 0 | 0 | 0
NSR Morgantown G P 1,2 - NOX Rate Annual v3.1, Unit 3795 and retrofits | 548 | 7440 | Rate Constraint in lbs/MMBtu | FALSE | L | Annual | Net Emissions Allowance Position | Thousand Tons | 0 | 0 | 0 | 0 | 0 | 0 | 0 | 0
NSR Morgantown G P 1,2 - NOX Rate Annual v3.1, Unit 3795 and retrofits | 548 | 7440 | Rate Constraint in lbs/MMBtu | FALSE | L | Annual | Fuel Consumed | TBtu | 0 | 0 | 0 | 0 | 0 | 0 | 0 | 0
NSR Morgantown G P 1,2 - NOX Rate Annual v3.1, Unit 3795 and retrofits | 548 | 7440 | Rate Constraint in lbs/MMBtu | FALSE | L | Annual | Rate | lb/MMBtu | 0 | 0 | 0 | 0 | 0 | 0 | 0 | 0
NSR Morgantown G P 1,2 - NOX Rate Annual v3.1, Unit 3795 and retrofits | 548 | 7440 | Rate Constraint in lbs/MMBtu | FALSE | L | Annual | Generation | TWh | 0 | 0 | 0 | 0 | 0 | 0 | 0 | 0
NSR Morgantown G P 1,2 - NOX Rate Annual v3.1, Unit 3795 and retrofits | 548 | 7440 | Rate Constraint in lbs/MMBtu | FALSE | L | Annual | Qualifying Generation | TWh | 0 | 0 | 0 | 0 | 0 | 0 | 0 | 0
NSR Morgantown G P 1,2 - NOX Rate Annual v3.1, Unit 3795 and retrofits | 548 | 7440 | Rate Constraint in lbs/MMBtu | FALSE | L | Annual | Rate | lb/MWh | 0 | 0 | 0 | 0 | 0 | 0 | 0 | 0
NSR Morgantown G P 1,2 - NOX Rate Annual v3.1, Unit 3795 and retrofits | 548 | 7440 | Rate Constraint in lbs/MMBtu | FALSE | L | Annual | Constraint Shadow Price | US2019$/Ton | 0 | 0 | 0 | 0 | 0 | 0 | 0 | 0
NSR Mt Storm 1-3 - NOX Rate Annual v3.1, Unit 3855 and retrofits | 549 | 7430 | Rate Constraint in lbs/MMBtu | FALSE | L | Annual | Seasons Included | Seasons | Winter, WintShld, Summer | Winter, WintShld, Summer | Winter, WintShld, Summer | Winter, WintShld, Summer | Winter, WintShld, Summer | Winter, WintShld, Summer | Winter, WintShld, Summer | Winter, WintShld, Summer
NSR Mt Storm 1-3 - NOX Rate Annual v3.1, Unit 3855 and retrofits | 549 | 7430 | Rate Constraint in lbs/MMBtu | FALSE | L | Annual | Standard NOX | lb/MMBtu | 0.11 | 0.11 | 0.11 | 0.11 | 0.11 | 0.11 | 0.11 | 0.11
NSR Mt Storm 1-3 - NOX Rate Annual v3.1, Unit 3855 and retrofits | 549 | 7430 | Rate Constraint in lbs/MMBtu | FALSE | L | Annual | Emissions at Affected Plants NOX | Thousand Tons | 1.2821 | 1.1174 | 0.39728 | 0.39728 | 0 | 0 | 0 | 0
NSR Mt Storm 1-3 - NOX Rate Annual v3.1, Unit 3855 and retrofits | 549 | 7430 | Rate Constraint in lbs/MMBtu | FALSE | L | Annual | Allowances Purchased NOX | Thousand Tons | 0 | 0 | 0 | 0 | 0 | 0 | 0 | 0
NSR Mt Storm 1-3 - NOX Rate Annual v3.1, Unit 3855 and retrofits | 549 | 7430 | Rate Constraint in lbs/MMBtu | FALSE | L | Annual | Allowances Sold NOX | Thousand Tons | 0 | 0 | 0 | 0 | 0 | 0 | 0 | 0
NSR Mt Storm 1-3 - NOX Rate Annual v3.1, Unit 3855 and retrofits | 549 | 7430 | Rate Constraint in lbs/MMBtu | FALSE | L | Annual | Allowances Banked | Thousand Tons | 0 | 0 | 0 | 0 | 0 | 0 | 0 | 0
NSR Mt Storm 1-3 - NOX Rate Annual v3.1, Unit 3855 and retrofits | 549 | 7430 | Rate Constraint in lbs/MMBtu | FALSE | L | Annual | Allowances Withdrawn (1:1) | Thousand Tons | 0 | 0 | 0 | 0 | 0 | 0 | 0 | 0
NSR Mt Storm 1-3 - NOX Rate Annual v3.1, Unit 3855 and retrofits | 549 | 7430 | Rate Constraint in lbs/MMBtu | FALSE | L | Annual | Allowances Withdrawn (n:1) | Thousand Tons | 0 | 0 | 0 | 0 | 0 | 0 | 0 | 0
NSR Mt Storm 1-3 - NOX Rate Annual v3.1, Unit 3855 and retrofits | 549 | 7430 | Rate Constraint in lbs/MMBtu | FALSE | L | Annual | Net Emissions Allowance Position | Thousand Tons | 1.2821 | 1.1174 | 0.39728 | 0.39728 | 0 | 0 | 0 | 0
NSR Mt Storm 1-3 - NOX Rate Annual v3.1, Unit 3855 and retrofits | 549 | 7430 | Rate Constraint in lbs/MMBtu | FALSE | L | Annual | Fuel Consumed | TBtu | 34.6456 | 30.1959 | 10.7357 | 10.7357 | 0 | 0 | 0 | 0
NSR Mt Storm 1-3 - NOX Rate Annual v3.1, Unit 3855 and retrofits | 549 | 7430 | Rate Constraint in lbs/MMBtu | FALSE | L | Annual | Rate | lb/MMBtu | 0.07401 | 0.07401 | 0.07401 | 0.07401 | 0 | 0 | 0 | 0
NSR Mt Storm 1-3 - NOX Rate Annual v3.1, Unit 3855 and retrofits | 549 | 7430 | Rate Constraint in lbs/MMBtu | FALSE | L | Annual | Generation | TWh | 3.4323 | 2.9915 | 1.0636 | 1.0636 | 0 | 0 | 0 | 0
NSR Mt Storm 1-3 - NOX Rate Annual v3.1, Unit 3855 and retrofits | 549 | 7430 | Rate Constraint in lbs/MMBtu | FALSE | L | Annual | Qualifying Generation | TWh | 3.4323 | 2.9915 | 1.0636 | 1.0636 | 0 | 0 | 0 | 0
NSR Mt Storm 1-3 - NOX Rate Annual v3.1, Unit 3855 and retrofits | 549 | 7430 | Rate Constraint in lbs/MMBtu | FALSE | L | Annual | Rate | lb/MWh | 0.74706 | 0.74706 | 0.74706 | 0.74706 | 0 | 0 | 0 | 0
NSR Mt Storm 1-3 - NOX Rate Annual v3.1, Unit 3855 and retrofits | 549 | 7430 | Rate Constraint in lbs/MMBtu | FALSE | L | Annual | Constraint Shadow Price | US2019$/Ton | 0 | 0 | 0 | 0 | 0 | 0 | 0 | 0
NSR Mt Storm 1-3 - NOX Rate Annual v3.1, Unit 3856 and retrofits | 550 | 7430 | Rate Constraint in lbs/MMBtu | FALSE | L | Annual | Seasons Included | Seasons | Winter, WintShld, Summer | Winter, WintShld, Summer | Winter, WintShld, Summer | Winter, WintShld, Summer | Winter, WintShld, Summer | Winter, WintShld, Summer | Winter, WintShld, Summer | Winter, WintShld, Summer
NSR Mt Storm 1-3 - NOX Rate Annual v3.1, Unit 3856 and retrofits | 550 | 7430 | Rate Constraint in lbs/MMBtu | FALSE | L | Annual | Standard NOX | lb/MMBtu | 0.11 | 0.11 | 0.11 | 0.11 | 0.11 | 0.11 | 0.11 | 0.11
NSR Mt Storm 1-3 - NOX Rate Annual v3.1, Unit 3856 and retrofits | 550 | 7430 | Rate Constraint in lbs/MMBtu | FALSE | L | Annual | Emissions at Affected Plants NOX | Thousand Tons | 1.3474 | 1.1662 | 0.41959 | 0.41959 | 0 | 0 | 0 | 0
NSR Mt Storm 1-3 - NOX Rate Annual v3.1, Unit 3856 and retrofits | 550 | 7430 | Rate Constraint in lbs/MMBtu | FALSE | L | Annual | Allowances Purchased NOX | Thousand Tons | 0 | 0 | 0 | 0 | 0 | 0 | 0 | 0
NSR Mt Storm 1-3 - NOX Rate Annual v3.1, Unit 3856 and retrofits | 550 | 7430 | Rate Constraint in lbs/MMBtu | FALSE | L | Annual | Allowances Sold NOX | Thousand Tons | 0 | 0 | 0 | 0 | 0 | 0 | 0 | 0
NSR Mt Storm 1-3 - NOX Rate Annual v3.1, Unit 3856 and retrofits | 550 | 7430 | Rate Constraint in lbs/MMBtu | FALSE | L | Annual | Allowances Banked | Thousand Tons | 0 | 0 | 0 | 0 | 0 | 0 | 0 | 0
NSR Mt Storm 1-3 - NOX Rate Annual v3.1, Unit 3856 and retrofits | 550 | 7430 | Rate Constraint in lbs/MMBtu | FALSE | L | Annual | Allowances Withdrawn (1:1) | Thousand Tons | 0 | 0 | 0 | 0 | 0 | 0 | 0 | 0
NSR Mt Storm 1-3 - NOX Rate Annual v3.1, Unit 3856 and retrofits | 550 | 7430 | Rate Constraint in lbs/MMBtu | FALSE | L | Annual | Allowances Withdrawn (n:1) | Thousand Tons | 0 | 0 | 0 | 0 | 0 | 0 | 0 | 0
NSR Mt Storm 1-3 - NOX Rate Annual v3.1, Unit 3856 and retrofits | 550 | 7430 | Rate Constraint in lbs/MMBtu | FALSE | L | Annual | Net Emissions Allowance Position | Thousand Tons | 1.3474 | 1.1662 | 0.41959 | 0.41959 | 0 | 0 | 0 | 0
NSR Mt Storm 1-3 - NOX Rate Annual v3.1, Unit 3856 and retrofits | 550 | 7430 | Rate Constraint in lbs/MMBtu | FALSE | L | Annual | Fuel Consumed | TBtu | 34.4507 | 29.8187 | 10.7285 | 10.7285 | 0 | 0 | 0 | 0
NSR Mt Storm 1-3 - NOX Rate Annual v3.1, Unit 3856 and retrofits | 550 | 7430 | Rate Constraint in lbs/MMBtu | FALSE | L | Annual | Rate | lb/MMBtu | 0.07822 | 0.07822 | 0.07822 | 0.07822 | 0 | 0 | 0 | 0
NSR Mt Storm 1-3 - NOX Rate Annual v3.1, Unit 3856 and retrofits | 550 | 7430 | Rate Constraint in lbs/MMBtu | FALSE | L | Annual | Generation | TWh | 3.4215 | 2.9614 | 1.0655 | 1.0655 | 0 | 0 | 0 | 0
NSR Mt Storm 1-3 - NOX Rate Annual v3.1, Unit 3856 and retrofits | 550 | 7430 | Rate Constraint in lbs/MMBtu | FALSE | L | Annual | Qualifying Generation | TWh | 3.4215 | 2.9614 | 1.0655 | 1.0655 | 0 | 0 | 0 | 0
NSR Mt Storm 1-3 - NOX Rate Annual v3.1, Unit 3856 and retrofits | 550 | 7430 | Rate Constraint in lbs/MMBtu | FALSE | L | Annual | Rate | lb/MWh | 0.7876 | 0.7876 | 0.7876 | 0.7876 | 0 | 0 | 0 | 0
NSR Mt Storm 1-3 - NOX Rate Annual v3.1, Unit 3856 and retrofits | 550 | 7430 | Rate Constraint in lbs/MMBtu | FALSE | L | Annual | Constraint Shadow Price | US2019$/Ton | 0 | 0 | 0 | 0 | 0 | 0 | 0 | 0
NSR Mt Storm 1-3 - NOX Rate Annual v3.1, Unit 3857 and retrofits | 551 | 7430 | Rate Constraint in lbs/MMBtu | FALSE | L | Annual | Seasons Included | Seasons | Winter, WintShld, Summer | Winter, WintShld, Summer | Winter, WintShld, Summer | Winter, WintShld, Summer | Winter, WintShld, Summer | Winter, WintShld, Summer | Winter, WintShld, Summer | Winter, WintShld, Summer
NSR Mt Storm 1-3 - NOX Rate Annual v3.1, Unit 3857 and retrofits | 551 | 7430 | Rate Constraint in lbs/MMBtu | FALSE | L | Annual | Standard NOX | lb/MMBtu | 0.11 | 0.11 | 0.11 | 0.11 | 0.11 | 0.11 | 0.11 | 0.11
NSR Mt Storm 1-3 - NOX Rate Annual v3.1, Unit 3857 and retrofits | 551 | 7430 | Rate Constraint in lbs/MMBtu | FALSE | L | Annual | Emissions at Affected Plants NOX | Thousand Tons | 0.36959 | 0 | 0 | 0 | 0 | 0 | 0 | 0
NSR Mt Storm 1-3 - NOX Rate Annual v3.1, Unit 3857 and retrofits | 551 | 7430 | Rate Constraint in lbs/MMBtu | FALSE | L | Annual | Allowances Purchased NOX | Thousand Tons | 0 | 0 | 0 | 0 | 0 | 0 | 0 | 0
NSR Mt Storm 1-3 - NOX Rate Annual v3.1, Unit 3857 and retrofits | 551 | 7430 | Rate Constraint in lbs/MMBtu | FALSE | L | Annual | Allowances Sold NOX | Thousand Tons | 0 | 0 | 0 | 0 | 0 | 0 | 0 | 0
NSR Mt Storm 1-3 - NOX Rate Annual v3.1, Unit 3857 and retrofits | 551 | 7430 | Rate Constraint in lbs/MMBtu | FALSE | L | Annual | Allowances Banked | Thousand Tons | 0 | 0 | 0 | 0 | 0 | 0 | 0 | 0
NSR Mt Storm 1-3 - NOX Rate Annual v3.1, Unit 3857 and retrofits | 551 | 7430 | Rate Constraint in lbs/MMBtu | FALSE | L | Annual | Allowances Withdrawn (1:1) | Thousand Tons | 0 | 0 | 0 | 0 | 0 | 0 | 0 | 0
NSR Mt Storm 1-3 - NOX Rate Annual v3.1, Unit 3857 and retrofits | 551 | 7430 | Rate Constraint in lbs/MMBtu | FALSE | L | Annual | Allowances Withdrawn (n:1) | Thousand Tons | 0 | 0 | 0 | 0 | 0 | 0 | 0 | 0
NSR Mt Storm 1-3 - NOX Rate Annual v3.1, Unit 3857 and retrofits | 551 | 7430 | Rate Constraint in lbs/MMBtu | FALSE | L | Annual | Net Emissions Allowance Position | Thousand Tons | 0.36959 | 0 | 0 | 0 | 0 | 0 | 0 | 0
NSR Mt Storm 1-3 - NOX Rate Annual v3.1, Unit 3857 and retrofits | 551 | 7430 | Rate Constraint in lbs/MMBtu | FALSE | L | Annual | Fuel Consumed | TBtu | 10.4153 | 0 | 0 | 0 | 0 | 0 | 0 | 0
NSR Mt Storm 1-3 - NOX Rate Annual v3.1, Unit 3857 and retrofits | 551 | 7430 | Rate Constraint in lbs/MMBtu | FALSE | L | Annual | Rate | lb/MMBtu | 0.07097 | 0 | 0 | 0 | 0 | 0 | 0 | 0
NSR Mt Storm 1-3 - NOX Rate Annual v3.1, Unit 3857 and retrofits | 551 | 7430 | Rate Constraint in lbs/MMBtu | FALSE | L | Annual | Generation | TWh | 0.9983 | 0 | 0 | 0 | 0 | 0 | 0 | 0
NSR Mt Storm 1-3 - NOX Rate Annual v3.1, Unit 3857 and retrofits | 551 | 7430 | Rate Constraint in lbs/MMBtu | FALSE | L | Annual | Qualifying Generation | TWh | 0.9983 | 0 | 0 | 0 | 0 | 0 | 0 | 0
NSR Mt Storm 1-3 - NOX Rate Annual v3.1, Unit 3857 and retrofits | 551 | 7430 | Rate Constraint in lbs/MMBtu | FALSE | L | Annual | Rate | lb/MWh | 0.74043 | 0 | 0 | 0 | 0 | 0 | 0 | 0
NSR Mt Storm 1-3 - NOX Rate Annual v3.1, Unit 3857 and retrofits | 551 | 7430 | Rate Constraint in lbs/MMBtu | FALSE | L | Annual | Constraint Shadow Price | US2019$/Ton | 0 | 0 | 0 | 0 | 0 | 0 | 0 | 0
NSR NIPSCO System - SO2 Cap Annual v4.11 | 552 | 7390 | Rate Constraint in MTons | FALSE | L | Annual | Seasons Included | Seasons | Winter, WintShld, Summer | Winter, WintShld, Summer | Winter, WintShld, Summer | Winter, WintShld, Summer | Winter, WintShld, Summer | Winter, WintShld, Summer | Winter, WintShld, Summer | Winter, WintShld, Summer
NSR NIPSCO System - SO2 Cap Annual v4.11 | 552 | 7390 | Rate Constraint in MTons | FALSE | L | Annual | Standard SO2 | Thousand Tons | 11.6 | 11.6 | 11.6 | 11.6 | 11.6 | 11.6 | 11.6 | 11.6
NSR NIPSCO System - SO2 Cap Annual v4.11 | 552 | 7390 | Rate Constraint in MTons | FALSE | L | Annual | Emissions at Affected Plants SO2 | Thousand Tons | 4.1872 | 1.2988 | 0 | 0 | 0 | 0 | 0 | 0
NSR NIPSCO System - SO2 Cap Annual v4.11 | 552 | 7390 | Rate Constraint in MTons | FALSE | L | Annual | Allowances Purchased SO2 | Thousand Tons | 0 | 0 | 0 | 0 | 0 | 0 | 0 | 0
NSR NIPSCO System - SO2 Cap Annual v4.11 | 552 | 7390 | Rate Constraint in MTons | FALSE | L | Annual | Allowances Sold SO2 | Thousand Tons | 0 | 0 | 0 | 0 | 0 | 0 | 0 | 0
NSR NIPSCO System - SO2 Cap Annual v4.11 | 552 | 7390 | Rate Constraint in MTons | FALSE | L | Annual | Allowances Banked | Thousand Tons | 0 | 0 | 0 | 0 | 0 | 0 | 0 | 0
NSR NIPSCO System - SO2 Cap Annual v4.11 | 552 | 7390 | Rate Constraint in MTons | FALSE | L | Annual | Allowances Withdrawn (1:1) | Thousand Tons | 0 | 0 | 0 | 0 | 0 | 0 | 0 | 0
NSR NIPSCO System - SO2 Cap Annual v4.11 | 552 | 7390 | Rate Constraint in MTons | FALSE | L | Annual | Allowances Withdrawn (n:1) | Thousand Tons | 0 | 0 | 0 | 0 | 0 | 0 | 0 | 0
NSR NIPSCO System - SO2 Cap Annual v4.11 | 552 | 7390 | Rate Constraint in MTons | FALSE | L | Annual | Net Emissions Allowance Position | Thousand Tons | 4.1872 | 1.2988 | 0 | 0 | 0 | 0 | 0 | 0
NSR NIPSCO System - SO2 Cap Annual v4.11 | 552 | 7390 | Rate Constraint in MTons | FALSE | L | Annual | Fuel Consumed | TBtu | 78.132 | 34.0937 | 0 | 0 | 0 | 0 | 0 | 0
NSR NIPSCO System - SO2 Cap Annual v4.11 | 552 | 7390 | Rate Constraint in MTons | FALSE | L | Annual | Rate | lb/MMBtu | 0.10718 | 0.07619 | 0 | 0 | 0 | 0 | 0 | 0
NSR NIPSCO System - SO2 Cap Annual v4.11 | 552 | 7390 | Rate Constraint in MTons | FALSE | L | Annual | Generation | TWh | 6.95 | 3.1285 | 0 | 0 | 0 | 0 | 0 | 0
NSR NIPSCO System - SO2 Cap Annual v4.11 | 552 | 7390 | Rate Constraint in MTons | FALSE | L | Annual | Qualifying Generation | TWh | 6.95 | 3.1285 | 0 | 0 | 0 | 0 | 0 | 0
NSR NIPSCO System - SO2 Cap Annual v4.11 | 552 | 7390 | Rate Constraint in MTons | FALSE | L | Annual | Rate | lb/MWh | 1.205 | 0.8303 | 0 | 0 | 0 | 0 | 0 | 0
NSR NIPSCO System - SO2 Cap Annual v4.11 | 552 | 7390 | Rate Constraint in MTons | FALSE | L | Annual | Constraint Shadow Price | US2019$/Ton | 0 | 0 | 0 | 0 | 0 | 0 | 0 | 0
NSR NIPSCO System - NOx Cap Annual 4.11 | 553 | 7391 | Rate Constraint in MTons | FALSE | L | Annual | Seasons Included | Seasons | Winter, WintShld, Summer | Winter, WintShld, Summer | Winter, WintShld, Summer | Winter, WintShld, Summer | Winter, WintShld, Summer | Winter, WintShld, Summer | Winter, WintShld, Summer | Winter, WintShld, Summer
NSR NIPSCO System - NOx Cap Annual 4.11 | 553 | 7391 | Rate Constraint in MTons | FALSE | L | Annual | Standard NOX | Thousand Tons | 11.704 | 11.704 | 11.704 | 11.704 | 11.704 | 11.704 | 11.704 | 11.704
NSR NIPSCO System - NOx Cap Annual 4.11 | 553 | 7391 | Rate Constraint in MTons | FALSE | L | Annual | Emissions at Affected Plants NOX | Thousand Tons | 5.1852 | 1.4513 | 0 | 0 | 0 | 0 | 0 | 0
NSR NIPSCO System - NOx Cap Annual 4.11 | 553 | 7391 | Rate Constraint in MTons | FALSE | L | Annual | Allowances Purchased NOX | Thousand Tons | 0 | 0 | 0 | 0 | 0 | 0 | 0 | 0
NSR NIPSCO System - NOx Cap Annual 4.11 | 553 | 7391 | Rate Constraint in MTons | FALSE | L | Annual | Allowances Sold NOX | Thousand Tons | 0 | 0 | 0 | 0 | 0 | 0 | 0 | 0
NSR NIPSCO System - NOx Cap Annual 4.11 | 553 | 7391 | Rate Constraint in MTons | FALSE | L | Annual | Allowances Banked | Thousand Tons | 0 | 0 | 0 | 0 | 0 | 0 | 0 | 0
NSR NIPSCO System - NOx Cap Annual 4.11 | 553 | 7391 | Rate Constraint in MTons | FALSE | L | Annual | Allowances Withdrawn (1:1) | Thousand Tons | 0 | 0 | 0 | 0 | 0 | 0 | 0 | 0
NSR NIPSCO System - NOx Cap Annual 4.11 | 553 | 7391 | Rate Constraint in MTons | FALSE | L | Annual | Allowances Withdrawn (n:1) | Thousand Tons | 0 | 0 | 0 | 0 | 0 | 0 | 0 | 0
NSR NIPSCO System - NOx Cap Annual 4.11 | 553 | 7391 | Rate Constraint in MTons | FALSE | L | Annual | Net Emissions Allowance Position | Thousand Tons | 5.1852 | 1.4513 | 0 | 0 | 0 | 0 | 0 | 0
NSR NIPSCO System - NOx Cap Annual 4.11 | 553 | 7391 | Rate Constraint in MTons | FALSE | L | Annual | Fuel Consumed | TBtu | 78.132 | 34.0937 | 0 | 0 | 0 | 0 | 0 | 0
NSR NIPSCO System - NOx Cap Annual 4.11 | 553 | 7391 | Rate Constraint in MTons | FALSE | L | Annual | Rate | lb/MMBtu | 0.13273 | 0.085137 | 0 | 0 | 0 | 0 | 0 | 0
NSR NIPSCO System - NOx Cap Annual 4.11 | 553 | 7391 | Rate Constraint in MTons | FALSE | L | Annual | Generation | TWh | 6.95 | 3.1285 | 0 | 0 | 0 | 0 | 0 | 0
NSR NIPSCO System - NOx Cap Annual 4.11 | 553 | 7391 | Rate Constraint in MTons | FALSE | L | Annual | Qualifying Generation | TWh | 6.95 | 3.1285 | 0 | 0 | 0 | 0 | 0 | 0
NSR NIPSCO System - NOx Cap Annual 4.11 | 553 | 7391 | Rate Constraint in MTons | FALSE | L | Annual | Rate | lb/MWh | 1.4921 | 0.9278 | 0 | 0 | 0 | 0 | 0 | 0
NSR NIPSCO System - NOx Cap Annual 4.11 | 553 | 7391 | Rate Constraint in MTons | FALSE | L | Annual | Constraint Shadow Price | US2019$/Ton | 0 | 0 | 0 | 0 | 0 | 0 | 0 | 0
NSR NV Power Consent - NOX Cap Annual v3.1 | 554 | 7389 | Rate Constraint in MTons | FALSE | L | Annual | Seasons Included | Seasons | Winter, WintShld, Summer | Winter, WintShld, Summer | Winter, WintShld, Summer | Winter, WintShld, Summer | Winter, WintShld, Summer | Winter, WintShld, Summer | Winter, WintShld, Summer | Winter, WintShld, Summer
NSR NV Power Consent - NOX Cap Annual v3.1 | 554 | 7389 | Rate Constraint in MTons | FALSE | L | Annual | Standard NOX | Thousand Tons | 0.36 | 0.36 | 0.36 | 0.36 | 0.36 | 0.36 | 0.36 | 0.36
NSR NV Power Consent - NOX Cap Annual v3.1 | 554 | 7389 | Rate Constraint in MTons | FALSE | L | Annual | Emissions at Affected Plants NOX | Thousand Tons | 0 | 0.00059191 | 0.00059191 | 0.00059191 | 0.0045922 | 0.0045922 | 0.070294 | 0.00027971
NSR NV Power Consent - NOX Cap Annual v3.1 | 554 | 7389 | Rate Constraint in MTons | FALSE | L | Annual | Allowances Purchased NOX | Thousand Tons | 0 | 0 | 0 | 0 | 0 | 0 | 0 | 0
NSR NV Power Consent - NOX Cap Annual v3.1 | 554 | 7389 | Rate Constraint in MTons | FALSE | L | Annual | Allowances Sold NOX | Thousand Tons | 0 | 0 | 0 | 0 | 0 | 0 | 0 | 0
NSR NV Power Consent - NOX Cap Annual v3.1 | 554 | 7389 | Rate Constraint in MTons | FALSE | L | Annual | Allowances Banked | Thousand Tons | 0 | 0 | 0 | 0 | 0 | 0 | 0 | 0
NSR NV Power Consent - NOX Cap Annual v3.1 | 554 | 7389 | Rate Constraint in MTons | FALSE | L | Annual | Allowances Withdrawn (1:1) | Thousand Tons | 0 | 0 | 0 | 0 | 0 | 0 | 0 | 0
NSR NV Power Consent - NOX Cap Annual v3.1 | 554 | 7389 | Rate Constraint in MTons | FALSE | L | Annual | Allowances Withdrawn (n:1) | Thousand Tons | 0 | 0 | 0 | 0 | 0 | 0 | 0 | 0
NSR NV Power Consent - NOX Cap Annual v3.1 | 554 | 7389 | Rate Constraint in MTons | FALSE | L | Annual | Net Emissions Allowance Position | Thousand Tons | 0 | 0.00059191 | 0.00059191 | 0.00059191 | 0.0045922 | 0.0045922 | 0.070294 | 0.00027971
NSR NV Power Consent - NOX Cap Annual v3.1 | 554 | 7389 | Rate Constraint in MTons | FALSE | L | Annual | Fuel Consumed | TBtu | 0 | 0.015626 | 0.015626 | 0.015626 | 0.12123 | 0.12123 | 1.8558 | 0.0073842
NSR NV Power Consent - NOX Cap Annual v3.1 | 554 | 7389 | Rate Constraint in MTons | FALSE | L | Annual | Rate | lb/MMBtu | 0 | 0.075758 | 0.075758 | 0.075758 | 0.075758 | 0.075758 | 0.075758 | 0.075758
NSR NV Power Consent - NOX Cap Annual v3.1 | 554 | 7389 | Rate Constraint in MTons | FALSE | L | Annual | Generation | TWh | 0 | 0.0016638 | 0.0016638 | 0.0016638 | 0.012908 | 0.012908 | 0.19759 | 0.00078622
NSR NV Power Consent - NOX Cap Annual v3.1 | 554 | 7389 | Rate Constraint in MTons | FALSE | L | Annual | Qualifying Generation | TWh | 0 | 0.0016638 | 0.0016638 | 0.0016638 | 0.012908 | 0.012908 | 0.19759 | 0.00078622
NSR NV Power Consent - NOX Cap Annual v3.1 | 554 | 7389 | Rate Constraint in MTons | FALSE | L | Annual | Rate | lb/MWh | 0 | 0.71152 | 0.71152 | 0.71152 | 0.71152 | 0.71152 | 0.71152 | 0.71152
NSR NV Power Consent - NOX Cap Annual v3.1 | 554 | 7389 | Rate Constraint in MTons | FALSE | L | Annual | Constraint Shadow Price | US2019$/Ton | 0 | 0 | 0 | 0 | 0 | 0 | 0 | 0
NSR Oak Creek 5-8 - NOX Rate Annual v3.1, Unit 3839 and retrofits | 555 | 7427 | Rate Constraint in lbs/MMBtu | FALSE | L | Annual | Seasons Included | Seasons | Winter, WintShld, Summer | Winter, WintShld, Summer | Winter, WintShld, Summer | Winter, WintShld, Summer | Winter, WintShld, Summer | Winter, WintShld, Summer | Winter, WintShld, Summer | Winter, WintShld, Summer
NSR Oak Creek 5-8 - NOX Rate Annual v3.1, Unit 3839 and retrofits | 555 | 7427 | Rate Constraint in lbs/MMBtu | FALSE | L | Annual | Standard NOX | lb/MMBtu | 0.08 | 0.08 | 0.08 | 0.08 | 0.08 | 0.08 | 0.08 | 0.08
NSR Oak Creek 5-8 - NOX Rate Annual v3.1, Unit 3839 and retrofits | 555 | 7427 | Rate Constraint in lbs/MMBtu | FALSE | L | Annual | Emissions at Affected Plants NOX | Thousand Tons | 0.63048 | 0 | 0 | 0 | 0 | 0 | 0 | 0
NSR Oak Creek 5-8 - NOX Rate Annual v3.1, Unit 3839 and retrofits | 555 | 7427 | Rate Constraint in lbs/MMBtu | FALSE | L | Annual | Allowances Purchased NOX | Thousand Tons | 0 | 0 | 0 | 0 | 0 | 0 | 0 | 0
NSR Oak Creek 5-8 - NOX Rate Annual v3.1, Unit 3839 and retrofits | 555 | 7427 | Rate Constraint in lbs/MMBtu | FALSE | L | Annual | Allowances Sold NOX | Thousand Tons | 0 | 0 | 0 | 0 | 0 | 0 | 0 | 0
NSR Oak Creek 5-8 - NOX Rate Annual v3.1, Unit 3839 and retrofits | 555 | 7427 | Rate Constraint in lbs/MMBtu | FALSE | L | Annual | Allowances Banked | Thousand Tons | 0 | 0 | 0 | 0 | 0 | 0 | 0 | 0
NSR Oak Creek 5-8 - NOX Rate Annual v3.1, Unit 3839 and retrofits | 555 | 7427 | Rate Constraint in lbs/MMBtu | FALSE | L | Annual | Allowances Withdrawn (1:1) | Thousand Tons | 0 | 0 | 0 | 0 | 0 | 0 | 0 | 0
NSR Oak Creek 5-8 - NOX Rate Annual v3.1, Unit 3839 and retrofits | 555 | 7427 | Rate Constraint in lbs/MMBtu | FALSE | L | Annual | Allowances Withdrawn (n:1) | Thousand Tons | 0 | 0 | 0 | 0 | 0 | 0 | 0 | 0
NSR Oak Creek 5-8 - NOX Rate Annual v3.1, Unit 3839 and retrofits | 555 | 7427 | Rate Constraint in lbs/MMBtu | FALSE | L | Annual | Net Emissions Allowance Position | Thousand Tons | 0.63048 | 0 | 0 | 0 | 0 | 0 | 0 | 0
NSR Oak Creek 5-8 - NOX Rate Annual v3.1, Unit 3839 and retrofits | 555 | 7427 | Rate Constraint in lbs/MMBtu | FALSE | L | Annual | Fuel Consumed | TBtu | 19.4353 | 0 | 0 | 0 | 0 | 0 | 0 | 0
NSR Oak Creek 5-8 - NOX Rate Annual v3.1, Unit 3839 and retrofits | 555 | 7427 | Rate Constraint in lbs/MMBtu | FALSE | L | Annual | Rate | lb/MMBtu | 0.06488 | 0 | 0 | 0 | 0 | 0 | 0 | 0
NSR Oak Creek 5-8 - NOX Rate Annual v3.1, Unit 3839 and retrofits | 555 | 7427 | Rate Constraint in lbs/MMBtu | FALSE | L | Annual | Generation | TWh | 1.8805 | 0 | 0 | 0 | 0 | 0 | 0 | 0
NSR Oak Creek 5-8 - NOX Rate Annual v3.1, Unit 3839 and retrofits | 555 | 7427 | Rate Constraint in lbs/MMBtu | FALSE | L | Annual | Qualifying Generation | TWh | 1.8805 | 0 | 0 | 0 | 0 | 0 | 0 | 0
NSR Oak Creek 5-8 - NOX Rate Annual v3.1, Unit 3839 and retrofits | 555 | 7427 | Rate Constraint in lbs/MMBtu | FALSE | L | Annual | Rate | lb/MWh | 0.67053 | 0 | 0 | 0 | 0 | 0 | 0 | 0
NSR Oak Creek 5-8 - NOX Rate Annual v3.1, Unit 3839 and retrofits | 555 | 7427 | Rate Constraint in lbs/MMBtu | FALSE | L | Annual | Constraint Shadow Price | US2019$/Ton | 0 | 0 | 0 | 0 | 0 | 0 | 0 | 0
NSR Oak Creek 5-8 - NOX Rate Annual v3.1, Unit 3840 and retrofits | 556 | 7427 | Rate Constraint in lbs/MMBtu | FALSE | L | Annual | Seasons Included | Seasons | Winter, WintShld, Summer | Winter, WintShld, Summer | Winter, WintShld, Summer | Winter, WintShld, Summer | Winter, WintShld, Summer | Winter, WintShld, Summer | Winter, WintShld, Summer | Winter, WintShld, Summer
NSR Oak Creek 5-8 - NOX Rate Annual v3.1, Unit 3840 and retrofits | 556 | 7427 | Rate Constraint in lbs/MMBtu | FALSE | L | Annual | Standard NOX | lb/MMBtu | 0.08 | 0.08 | 0.08 | 0.08 | 0.08 | 0.08 | 0.08 | 0.08
NSR Oak Creek 5-8 - NOX Rate Annual v3.1, Unit 3840 and retrofits | 556 | 7427 | Rate Constraint in lbs/MMBtu | FALSE | L | Annual | Emissions at Affected Plants NOX | Thousand Tons | 0.65938 | 0 | 0 | 0 | 0 | 0 | 0 | 0
NSR Oak Creek 5-8 - NOX Rate Annual v3.1, Unit 3840 and retrofits | 556 | 7427 | Rate Constraint in lbs/MMBtu | FALSE | L | Annual | Allowances Purchased NOX | Thousand Tons | 0 | 0 | 0 | 0 | 0 | 0 | 0 | 0
NSR Oak Creek 5-8 - NOX Rate Annual v3.1, Unit 3840 and retrofits | 556 | 7427 | Rate Constraint in lbs/MMBtu | FALSE | L | Annual | Allowances Sold NOX | Thousand Tons | 0 | 0 | 0 | 0 | 0 | 0 | 0 | 0
NSR Oak Creek 5-8 - NOX Rate Annual v3.1, Unit 3840 and retrofits | 556 | 7427 | Rate Constraint in lbs/MMBtu | FALSE | L | Annual | Allowances Banked | Thousand Tons | 0 | 0 | 0 | 0 | 0 | 0 | 0 | 0
NSR Oak Creek 5-8 - NOX Rate Annual v3.1, Unit 3840 and retrofits | 556 | 7427 | Rate Constraint in lbs/MMBtu | FALSE | L | Annual | Allowances Withdrawn (1:1) | Thousand Tons | 0 | 0 | 0 | 0 | 0 | 0 | 0 | 0
NSR Oak Creek 5-8 - NOX Rate Annual v3.1, Unit 3840 and retrofits | 556 | 7427 | Rate Constraint in lbs/MMBtu | FALSE | L | Annual | Allowances Withdrawn (n:1) | Thousand Tons | 0 | 0 | 0 | 0 | 0 | 0 | 0 | 0
NSR Oak Creek 5-8 - NOX Rate Annual v3.1, Unit 3840 and retrofits | 556 | 7427 | Rate Constraint in lbs/MMBtu | FALSE | L | Annual | Net Emissions Allowance Position | Thousand Tons | 0.65938 | 0 | 0 | 0 | 0 | 0 | 0 | 0
NSR Oak Creek 5-8 - NOX Rate Annual v3.1, Unit 3840 and retrofits | 556 | 7427 | Rate Constraint in lbs/MMBtu | FALSE | L | Annual | Fuel Consumed | TBtu | 20.3042 | 0 | 0 | 0 | 0 | 0 | 0 | 0
NSR Oak Creek 5-8 - NOX Rate Annual v3.1, Unit 3840 and retrofits | 556 | 7427 | Rate Constraint in lbs/MMBtu | FALSE | L | Annual | Rate | lb/MMBtu | 0.06495 | 0 | 0 | 0 | 0 | 0 | 0 | 0
NSR Oak Creek 5-8 - NOX Rate Annual v3.1, Unit 3840 and retrofits | 556 | 7427 | Rate Constraint in lbs/MMBtu | FALSE | L | Annual | Generation | TWh | 1.9323 | 0 | 0 | 0 | 0 | 0 | 0 | 0
NSR Oak Creek 5-8 - NOX Rate Annual v3.1, Unit 3840 and retrofits | 556 | 7427 | Rate Constraint in lbs/MMBtu | FALSE | L | Annual | Qualifying Generation | TWh | 1.9323 | 0 | 0 | 0 | 0 | 0 | 0 | 0
NSR Oak Creek 5-8 - NOX Rate Annual v3.1, Unit 3840 and retrofits | 556 | 7427 | Rate Constraint in lbs/MMBtu | FALSE | L | Annual | Rate | lb/MWh | 0.68249 | 0 | 0 | 0 | 0 | 0 | 0 | 0
NSR Oak Creek 5-8 - NOX Rate Annual v3.1, Unit 3840 and retrofits | 556 | 7427 | Rate Constraint in lbs/MMBtu | FALSE | L | Annual | Constraint Shadow Price | US2019$/Ton | 0 | 0 | 0 | 0 | 0 | 0 | 0 | 0
NSR Oak Creek 5-8 - NOX Rate Annual v3.1, Unit 3841 and retrofits | 557 | 7427 | Rate Constraint in lbs/MMBtu | FALSE | L | Annual | Seasons Included | Seasons | Winter, WintShld, Summer | Winter, WintShld, Summer | Winter, WintShld, Summer | Winter, WintShld, Summer | Winter, WintShld, Summer | Winter, WintShld, Summer | Winter, WintShld, Summer | Winter, WintShld, Summer
NSR Oak Creek 5-8 - NOX Rate Annual v3.1, Unit 3841 and retrofits | 557 | 7427 | Rate Constraint in lbs/MMBtu | FALSE | L | Annual | Standard NOX | lb/MMBtu | 0.08 | 0.08 | 0.08 | 0.08 | 0.08 | 0.08 | 0.08 | 0.08
NSR Oak Creek 5-8 - NOX Rate Annual v3.1, Unit 3841 and retrofits | 557 | 7427 | Rate Constraint in lbs/MMBtu | FALSE | L | Annual | Emissions at Affected Plants NOX | Thousand Tons | 0.51567 | 0 | 0 | 0 | 0 | 0 | 0 | 0
NSR Oak Creek 5-8 - NOX Rate Annual v3.1, Unit 3841 and retrofits | 557 | 7427 | Rate Constraint in lbs/MMBtu | FALSE | L | Annual | Allowances Purchased NOX | Thousand Tons | 0 | 0 | 0 | 0 | 0 | 0 | 0 | 0
NSR Oak Creek 5-8 - NOX Rate Annual v3.1, Unit 3841 and retrofits | 557 | 7427 | Rate Constraint in lbs/MMBtu | FALSE | L | Annual | Allowances Sold NOX | Thousand Tons | 0 | 0 | 0 | 0 | 0 | 0 | 0 | 0
NSR Oak Creek 5-8 - NOX Rate Annual v3.1, Unit 3841 and retrofits | 557 | 7427 | Rate Constraint in lbs/MMBtu | FALSE | L | Annual | Allowances Banked | Thousand Tons | 0 | 0 | 0 | 0 | 0 | 0 | 0 | 0
NSR Oak Creek 5-8 - NOX Rate Annual v3.1, Unit 3841 and retrofits | 557 | 7427 | Rate Constraint in lbs/MMBtu | FALSE | L | Annual | Allowances Withdrawn (1:1) | Thousand Tons | 0 | 0 | 0 | 0 | 0 | 0 | 0 | 0
NSR Oak Creek 5-8 - NOX Rate Annual v3.1, Unit 3841 and retrofits | 557 | 7427 | Rate Constraint in lbs/MMBtu | FALSE | L | Annual | Allowances Withdrawn (n:1) | Thousand Tons | 0 | 0 | 0 | 0 | 0 | 0 | 0 | 0
NSR Oak Creek 5-8 - NOX Rate Annual v3.1, Unit 3841 and retrofits | 557 | 7427 | Rate Constraint in lbs/MMBtu | FALSE | L | Annual | Net Emissions Allowance Position | Thousand Tons | 0.51567 | 0 | 0 | 0 | 0 | 0 | 0 | 0
NSR Oak Creek 5-8 - NOX Rate Annual v3.1, Unit 3841 and retrofits | 557 | 7427 | Rate Constraint in lbs/MMBtu | FALSE | L | Annual | Fuel Consumed | TBtu | 15.4461 | 0 | 0 | 0 | 0 | 0 | 0 | 0
NSR Oak Creek 5-8 - NOX Rate Annual v3.1, Unit 3841 and retrofits | 557 | 7427 | Rate Constraint in lbs/MMBtu | FALSE | L | Annual | Rate | lb/MMBtu | 0.06677 | 0 | 0 | 0 | 0 | 0 | 0 | 0
NSR Oak Creek 5-8 - NOX Rate Annual v3.1, Unit 3841 and retrofits | 557 | 7427 | Rate Constraint in lbs/MMBtu | FALSE | L | Annual | Generation | TWh | 1.4973 | 0 | 0 | 0 | 0 | 0 | 0 | 0
NSR Oak Creek 5-8 - NOX Rate Annual v3.1, Unit 3841 and retrofits | 557 | 7427 | Rate Constraint in lbs/MMBtu | FALSE | L | Annual | Qualifying Generation | TWh | 1.4973 | 0 | 0 | 0 | 0 | 0 | 0 | 0
NSR Oak Creek 5-8 - NOX Rate Annual v3.1, Unit 3841 and retrofits | 557 | 7427 | Rate Constraint in lbs/MMBtu | FALSE | L | Annual | Rate | lb/MWh | 0.6888 | 0 | 0 | 0 | 0 | 0 | 0 | 0
NSR Oak Creek 5-8 - NOX Rate Annual v3.1, Unit 3841 and retrofits | 557 | 7427 | Rate Constraint in lbs/MMBtu | FALSE | L | Annual | Constraint Shadow Price | US2019$/Ton | 0 | 0 | 0 | 0 | 0 | 0 | 0 | 0
NSR Oak Creek 5-8 - NOX Rate Annual v3.1, Unit 3842 and retrofits | 558 | 7427 | Rate Constraint in lbs/MMBtu | FALSE | L | Annual | Seasons Included | Seasons | Winter, WintShld, Summer | Winter, WintShld, Summer | Winter, WintShld, Summer | Winter, WintShld, Summer | Winter, WintShld, Summer | Winter, WintShld, Summer | Winter, WintShld, Summer | Winter, WintShld, Summer
NSR Oak Creek 5-8 - NOX Rate Annual v3.1, Unit 3842 and retrofits | 558 | 7427 | Rate Constraint in lbs/MMBtu | FALSE | L | Annual | Standard NOX | lb/MMBtu | 0.08 | 0.08 | 0.08 | 0.08 | 0.08 | 0.08 | 0.08 | 0.08
NSR Oak Creek 5-8 - NOX Rate Annual v3.1, Unit 3842 and retrofits | 558 | 7427 | Rate Constraint in lbs/MMBtu | FALSE | L | Annual | Emissions at Affected Plants NOX | Thousand Tons | 0.52432 | 0 | 0 | 0 | 0 | 0 | 0 | 0
NSR Oak Creek 5-8 - NOX Rate Annual v3.1, Unit 3842 and retrofits | 558 | 7427 | Rate Constraint in lbs/MMBtu | FALSE | L | Annual | Allowances Purchased NOX | Thousand Tons | 0 | 0 | 0 | 0 | 0 | 0 | 0 | 0
NSR Oak Creek 5-8 - NOX Rate Annual v3.1, Unit 3842 and retrofits | 558 | 7427 | Rate Constraint in lbs/MMBtu | FALSE | L | Annual | Allowances Sold NOX | Thousand Tons | 0 | 0 | 0 | 0 | 0 | 0 | 0 | 0
NSR Oak Creek 5-8 - NOX Rate Annual v3.1, Unit 3842 and retrofits | 558 | 7427 | Rate Constraint in lbs/MMBtu | FALSE | L | Annual | Allowances Banked | Thousand Tons | 0 | 0 | 0 | 0 | 0 | 0 | 0 | 0
NSR Oak Creek 5-8 - NOX Rate Annual v3.1, Unit 3842 and retrofits | 558 | 7427 | Rate Constraint in lbs/MMBtu | FALSE | L | Annual | Allowances Withdrawn (1:1) | Thousand Tons | 0 | 0 | 0 | 0 | 0 | 0 | 0 | 0
NSR Oak Creek 5-8 - NOX Rate Annual v3.1, Unit 3842 and retrofits | 558 | 7427 | Rate Constraint in lbs/MMBtu | FALSE | L | Annual | Allowances Withdrawn (n:1) | Thousand Tons | 0 | 0 | 0 | 0 | 0 | 0 | 0 | 0
NSR Oak Creek 5-8 - NOX Rate Annual v3.1, Unit 3842 and retrofits | 558 | 7427 | Rate Constraint in lbs/MMBtu | FALSE | L | Annual | Net Emissions Allowance Position | Thousand Tons | 0.52432 | 0 | 0 | 0 | 0 | 0 | 0 | 0
NSR Oak Creek 5-8 - NOX Rate Annual v3.1, Unit 3842 and retrofits | 558 | 7427 | Rate Constraint in lbs/MMBtu | FALSE | L | Annual | Fuel Consumed | TBtu | 15.2086 | 0 | 0 | 0 | 0 | 0 | 0 | 0
NSR Oak Creek 5-8 - NOX Rate Annual v3.1, Unit 3842 and retrofits | 558 | 7427 | Rate Constraint in lbs/MMBtu | FALSE | L | Annual | Rate | lb/MMBtu | 0.06895 | 0 | 0 | 0 | 0 | 0 | 0 | 0
NSR Oak Creek 5-8 - NOX Rate Annual v3.1, Unit 3842 and retrofits | 558 | 7427 | Rate Constraint in lbs/MMBtu | FALSE | L | Annual | Generation | TWh | 1.4728 | 0 | 0 | 0 | 0 | 0 | 0 | 0
NSR Oak Creek 5-8 - NOX Rate Annual v3.1, Unit 3842 and retrofits | 558 | 7427 | Rate Constraint in lbs/MMBtu | FALSE | L | Annual | Qualifying Generation | TWh | 1.4728 | 0 | 0 | 0 | 0 | 0 | 0 | 0
NSR Oak Creek 5-8 - NOX Rate Annual v3.1, Unit 3842 and retrofits | 558 | 7427 | Rate Constraint in lbs/MMBtu | FALSE | L | Annual | Rate | lb/MWh | 0.71198 | 0 | 0 | 0 | 0 | 0 | 0 | 0
NSR Oak Creek 5-8 - NOX Rate Annual v3.1, Unit 3842 and retrofits | 558 | 7427 | Rate Constraint in lbs/MMBtu | FALSE | L | Annual | Constraint Shadow Price | US2019$/Ton | 0 | 0 | 0 | 0 | 0 | 0 | 0 | 0
NSR Oak Creek 5-8 - SO2 Rate Annual v5.16 | 559 | 7426 | Rate Constraint in lbs/MMBtu | FALSE | L | Annual | Seasons Included | Seasons | Winter, WintShld, Summer | Winter, WintShld, Summer | Winter, WintShld, Summer | Winter, WintShld, Summer | Winter, WintShld, Summer | Winter, WintShld, Summer | Winter, WintShld, Summer | Winter, WintShld, Summer
NSR Oak Creek 5-8 - SO2 Rate Annual v5.16 | 559 | 7426 | Rate Constraint in lbs/MMBtu | FALSE | L | Annual | Standard SO2 | lb/MMBtu | 0.08 | 0.08 | 0.08 | 0.08 | 0.08 | 0.08 | 0.08 | 0.08
NSR Oak Creek 5-8 - SO2 Rate Annual v5.16 | 559 | 7426 | Rate Constraint in lbs/MMBtu | FALSE | L | Annual | Emissions at Affected Plants SO2 | Thousand Tons | 0.9192 | 0 | 0 | 0 | 0 | 0 | 0 | 0
NSR Oak Creek 5-8 - SO2 Rate Annual v5.16 | 559 | 7426 | Rate Constraint in lbs/MMBtu | FALSE | L | Annual | Allowances Purchased SO2 | Thousand Tons | 0 | 0 | 0 | 0 | 0 | 0 | 0 | 0
NSR Oak Creek 5-8 - SO2 Rate Annual v5.16 | 559 | 7426 | Rate Constraint in lbs/MMBtu | FALSE | L | Annual | Allowances Sold SO2 | Thousand Tons | 0 | 0 | 0 | 0 | 0 | 0 | 0 | 0
NSR Oak Creek 5-8 - SO2 Rate Annual v5.16 | 559 | 7426 | Rate Constraint in lbs/MMBtu | FALSE | L | Annual | Allowances Banked | Thousand Tons | 0 | 0 | 0 | 0 | 0 | 0 | 0 | 0
NSR Oak Creek 5-8 - SO2 Rate Annual v5.16 | 559 | 7426 | Rate Constraint in lbs/MMBtu | FALSE | L | Annual | Allowances Withdrawn (1:1) | Thousand Tons | 0 | 0 | 0 | 0 | 0 | 0 | 0 | 0
NSR Oak Creek 5-8 - SO2 Rate Annual v5.16 | 559 | 7426 | Rate Constraint in lbs/MMBtu | FALSE | L | Annual | Allowances Withdrawn (n:1) | Thousand Tons | 0 | 0 | 0 | 0 | 0 | 0 | 0 | 0
NSR Oak Creek 5-8 - SO2 Rate Annual v5.16 | 559 | 7426 | Rate Constraint in lbs/MMBtu | FALSE | L | Annual | Net Emissions Allowance Position | Thousand Tons | 0.9192 | 0 | 0 | 0 | 0 | 0 | 0 | 0
NSR Oak Creek 5-8 - SO2 Rate Annual v5.16 | 559 | 7426 | Rate Constraint in lbs/MMBtu | FALSE | L | Annual | Fuel Consumed | TBtu | 70.3942 | 0 | 0 | 0 | 0 | 0 | 0 | 0
NSR Oak Creek 5-8 - SO2 Rate Annual v5.16 | 559 | 7426 | Rate Constraint in lbs/MMBtu | FALSE | L | Annual | Rate | lb/MMBtu | 0.026116 | 0 | 0 | 0 | 0 | 0 | 0 | 0
NSR Oak Creek 5-8 - SO2 Rate Annual v5.16 | 559 | 7426 | Rate Constraint in lbs/MMBtu | FALSE | L | Annual | Generation | TWh | 6.7829 | 0 | 0 | 0 | 0 | 0 | 0 | 0
NSR Oak Creek 5-8 - SO2 Rate Annual v5.16 | 559 | 7426 | Rate Constraint in lbs/MMBtu | FALSE | L | Annual | Qualifying Generation | TWh | 6.7829 | 0 | 0 | 0 | 0 | 0 | 0 | 0
NSR Oak Creek 5-8 - SO2 Rate Annual v5.16 | 559 | 7426 | Rate Constraint in lbs/MMBtu | FALSE | L | Annual | Rate | lb/MWh | 0.27103 | 0 | 0 | 0 | 0 | 0 | 0 | 0
NSR Oak Creek 5-8 - SO2 Rate Annual v5.16 | 559 | 7426 | Rate Constraint in lbs/MMBtu | FALSE | L | Annual | Constraint Shadow Price | US2019$/Ton | 0 | 0 | 0 | 0 | 0 | 0 | 0 | 0
NSR OH Edison - NOX Cap Annual v3.1 | 560 | 7392 | Rate Constraint in MTons | FALSE | L | Annual | Seasons Included | Seasons | Winter, WintShld, Summer | Winter, WintShld, Summer | Winter, WintShld, Summer | Winter, WintShld, Summer | Winter, WintShld, Summer | Winter, WintShld, Summer | Winter, WintShld, Summer | Winter, WintShld, Summer
NSR OH Edison - NOX Cap Annual v3.1 | 560 | 7392 | Rate Constraint in MTons | FALSE | L | Annual | Standard NOX | Thousand Tons | 11.86 | 11.86 | 11.86 | 11.86 | 11.86 | 11.86 | 11.86 | 11.86
NSR OH Edison - NOX Cap Annual v3.1 | 560 | 7392 | Rate Constraint in MTons | FALSE | L | Annual | Emissions at Affected Plants NOX | Thousand Tons | 5.6115 | 3.5075 | 0 | 0 | 0 | 0 | 0 | 0
NSR OH Edison - NOX Cap Annual v3.1 | 560 | 7392 | Rate Constraint in MTons | FALSE | L | Annual | Allowances Purchased NOX | Thousand Tons | 0 | 0 | 0 | 0 | 0 | 0 | 0 | 0
NSR OH Edison - NOX Cap Annual v3.1 | 560 | 7392 | Rate Constraint in MTons | FALSE | L | Annual | Allowances Sold NOX | Thousand Tons | 0 | 0 | 0 | 0 | 0 | 0 | 0 | 0
NSR OH Edison - NOX Cap Annual v3.1 | 560 | 7392 | Rate Constraint in MTons | FALSE | L | Annual | Allowances Banked | Thousand Tons | 0 | 0 | 0 | 0 | 0 | 0 | 0 | 0
NSR OH Edison - NOX Cap Annual v3.1 | 560 | 7392 | Rate Constraint in MTons | FALSE | L | Annual | Allowances Withdrawn (1:1) | Thousand Tons | 0 | 0 | 0 | 0 | 0 | 0 | 0 | 0
NSR OH Edison - NOX Cap Annual v3.1 | 560 | 7392 | Rate Constraint in MTons | FALSE | L | Annual | Allowances Withdrawn (n:1) | Thousand Tons | 0 | 0 | 0 | 0 | 0 | 0 | 0 | 0
NSR OH Edison - NOX Cap Annual v3.1 | 560 | 7392 | Rate Constraint in MTons | FALSE | L | Annual | Net Emissions Allowance Position | Thousand Tons | 5.6115 | 3.5075 | 0 | 0 | 0 | 0 | 0 | 0
NSR OH Edison - NOX Cap Annual v3.1 | 560 | 7392 | Rate Constraint in MTons | FALSE | L | Annual | Fuel Consumed | TBtu | 114.3355 | 90.2577 | 0 | 0 | 0 | 0 | 0 | 0
NSR OH Edison - NOX Cap Annual v3.1 | 560 | 7392 | Rate Constraint in MTons | FALSE | L | Annual | Rate | lb/MMBtu | 0.098159 | 0.077722 | 0 | 0 | 0 | 0 | 0 | 0
NSR OH Edison - NOX Cap Annual v3.1 | 560 | 7392 | Rate Constraint in MTons | FALSE | L | Annual | Generation | TWh | 10.3866 | 8.2407 | 0 | 0 | 0 | 0 | 0 | 0
NSR OH Edison - NOX Cap Annual v3.1 | 560 | 7392 | Rate Constraint in MTons | FALSE | L | Annual | Qualifying Generation | TWh | 10.3866 | 8.2407 | 0 | 0 | 0 | 0 | 0 | 0
NSR OH Edison - NOX Cap Annual v3.1 | 560 | 7392 | Rate Constraint in MTons | FALSE | L | Annual | Rate | lb/MWh | 1.0805 | 0.85127 | 0 | 0 | 0 | 0 | 0 | 0
NSR OH Edison - NOX Cap Annual v3.1 | 560 | 7392 | Rate Constraint in MTons | FALSE | L | Annual | Constraint Shadow Price | US2019$/Ton | 0 | 0 | 0 | 0 | 0 | 0 | 0 | 0
NSR OH Edison - SO2 Cap Annual v3.1 | 561 | 7393 | Rate Constraint in MTons | FALSE | L | Annual | Seasons Included | Seasons | Winter, WintShld, Summer | Winter, WintShld, Summer | Winter, WintShld, Summer | Winter, WintShld, Summer | Winter, WintShld, Summer | Winter, WintShld, Summer | Winter, WintShld, Summer | Winter, WintShld, Summer
NSR OH Edison - SO2 Cap Annual v3.1 | 561 | 7393 | Rate Constraint in MTons | FALSE | L | Annual | Standard SO2 | Thousand Tons | 29.9 | 29.9 | 29.9 | 29.9 | 29.9 | 29.9 | 29.9 | 29.9
NSR OH Edison - SO2 Cap Annual v3.1 | 561 | 7393 | Rate Constraint in MTons | FALSE | L | Annual | Emissions at Affected Plants SO2 | Thousand Tons | 6.8473 | 5.4053 | 0 | 0 | 0 | 0 | 0 | 0
NSR OH Edison - SO2 Cap Annual v3.1 | 561 | 7393 | Rate Constraint in MTons | FALSE | L | Annual | Allowances Purchased SO2 | Thousand Tons | 0 | 0 | 0 | 0 | 0 | 0 | 0 | 0
NSR OH Edison - SO2 Cap Annual v3.1 | 561 | 7393 | Rate Constraint in MTons | FALSE | L | Annual | Allowances Sold SO2 | Thousand Tons | 0 | 0 | 0 | 0 | 0 | 0 | 0 | 0
NSR OH Edison - SO2 Cap Annual v3.1 | 561 | 7393 | Rate Constraint in MTons | FALSE | L | Annual | Allowances Banked | Thousand Tons | 0 | 0 | 0 | 0 | 0 | 0 | 0 | 0
NSR OH Edison - SO2 Cap Annual v3.1 | 561 | 7393 | Rate Constraint in MTons | FALSE | L | Annual | Allowances Withdrawn (1:1) | Thousand Tons | 0 | 0 | 0 | 0 | 0 | 0 | 0 | 0
NSR OH Edison - SO2 Cap Annual v3.1 | 561 | 7393 | Rate Constraint in MTons | FALSE | L | Annual | Allowances Withdrawn (n:1) | Thousand Tons | 0 | 0 | 0 | 0 | 0 | 0 | 0 | 0
NSR OH Edison - SO2 Cap Annual v3.1 | 561 | 7393 | Rate Constraint in MTons | FALSE | L | Annual | Net Emissions Allowance Position | Thousand Tons | 6.8473 | 5.4053 | 0 | 0 | 0 | 0 | 0 | 0
NSR OH Edison - SO2 Cap Annual v3.1 | 561 | 7393 | Rate Constraint in MTons | FALSE | L | Annual | Fuel Consumed | TBtu | 114.3355 | 90.2577 | 0 | 0 | 0 | 0 | 0 | 0
NSR OH Edison - SO2 Cap Annual v3.1 | 561 | 7393 | Rate Constraint in MTons | FALSE | L | Annual | Rate | lb/MMBtu | 0.11978 | 0.11978 | 0 | 0 | 0 | 0 | 0 | 0
NSR OH Edison - SO2 Cap Annual v3.1 | 561 | 7393 | Rate Constraint in MTons | FALSE | L | Annual | Generation | TWh | 10.3866 | 8.2407 | 0 | 0 | 0 | 0 | 0 | 0
NSR OH Edison - SO2 Cap Annual v3.1 | 561 | 7393 | Rate Constraint in MTons | FALSE | L | Annual | Qualifying Generation | TWh | 10.3866 | 8.2407 | 0 | 0 | 0 | 0 | 0 | 0
NSR OH Edison - SO2 Cap Annual v3.1 | 561 | 7393 | Rate Constraint in MTons | FALSE | L | Annual | Rate | lb/MWh | 1.3185 | 1.3119 | 0 | 0 | 0 | 0 | 0 | 0
NSR OH Edison - SO2 Cap Annual v3.1 | 561 | 7393 | Rate Constraint in MTons | FALSE | L | Annual | Constraint Shadow Price | US2019$/Ton | 0 | 0 | 0 | 0 | 0 | 0 | 0 | 0
NSR Ottumwa Unit 1 NOX Rate v5.16 | 562 | 7510 | Rate Constraint in lbs/MMBtu | FALSE | L | Annual | Seasons Included | Seasons | Winter, WintShld, Summer | Winter, WintShld, Summer | Winter, WintShld, Summer | Winter, WintShld, Summer | Winter, WintShld, Summer | Winter, WintShld, Summer | Winter, WintShld, Summer | Winter, WintShld, Summer
NSR Ottumwa Unit 1 NOX Rate v5.16 | 562 | 7510 | Rate Constraint in lbs/MMBtu | FALSE | L | Annual | Standard NOX | lb/MMBtu | 0.08 | 0.08 | 0.08 | 0.08 | 0.08 | 0.08 | 0.08 | 0.08
NSR Ottumwa Unit 1 NOX Rate v5.16 | 562 | 7510 | Rate Constraint in lbs/MMBtu | FALSE | L | Annual | Emissions at Affected Plants NOX | Thousand Tons | 2.1273 | 2.1062 | 1.625 | 1.6151 | 0 | 0 | 0 | 0
NSR Ottumwa Unit 1 NOX Rate v5.16 | 562 | 7510 | Rate Constraint in lbs/MMBtu | FALSE | L | Annual | Allowances Purchased NOX | Thousand Tons | 0 | 0 | 0 | 0 | 0 | 0 | 0 | 0
NSR Ottumwa Unit 1 NOX Rate v5.16 | 562 | 7510 | Rate Constraint in lbs/MMBtu | FALSE | L | Annual | Allowances Sold NOX | Thousand Tons | 0 | 0 | 0 | 0 | 0 | 0 | 0 | 0
NSR Ottumwa Unit 1 NOX Rate v5.16 | 562 | 7510 | Rate Constraint in lbs/MMBtu | FALSE | L | Annual | Allowances Banked | Thousand Tons | 0 | 0 | 0 | 0 | 0 | 0 | 0 | 0
NSR Ottumwa Unit 1 NOX Rate v5.16 | 562 | 7510 | Rate Constraint in lbs/MMBtu | FALSE | L | Annual | Allowances Withdrawn (1:1) | Thousand Tons | 0 | 0 | 0 | 0 | 0 | 0 | 0 | 0
NSR Ottumwa Unit 1 NOX Rate v5.16 | 562 | 7510 | Rate Constraint in lbs/MMBtu | FALSE | L | Annual | Allowances Withdrawn (n:1) | Thousand Tons | 0 | 0 | 0 | 0 | 0 | 0 | 0 | 0
NSR Ottumwa Unit 1 NOX Rate v5.16 | 562 | 7510 | Rate Constraint in lbs/MMBtu | FALSE | L | Annual | Net Emissions Allowance Position | Thousand Tons | 2.1273 | 2.1062 | 1.625 | 1.6151 | 0 | 0 | 0 | 0
NSR Ottumwa Unit 1 NOX Rate v5.16 | 562 | 7510 | Rate Constraint in lbs/MMBtu | FALSE | L | Annual | Fuel Consumed | TBtu | 53.1899 | 52.6618 | 40.6304 | 40.3825 | 0 | 0 | 0 | 0
NSR Ottumwa Unit 1 NOX Rate v5.16 | 562 | 7510 | Rate Constraint in lbs/MMBtu | FALSE | L | Annual | Rate | lb/MMBtu | 0.07999 | 0.07999 | 0.07999 | 0.07999 | 0 | 0 | 0 | 0
NSR Ottumwa Unit 1 NOX Rate v5.16 | 562 | 7510 | Rate Constraint in lbs/MMBtu | FALSE | L | Annual | Generation | TWh | 5.1297 | 5.0788 | 3.9184 | 3.8945 | 0 | 0 | 0 | 0
NSR Ottumwa Unit 1 NOX Rate v5.16 | 562 | 7510 | Rate Constraint in lbs/MMBtu | FALSE | L | Annual | Qualifying Generation | TWh | 5.1297 | 5.0788 | 3.9184 | 3.8945 | 0 | 0 | 0 | 0
NSR Ottumwa Unit 1 NOX Rate v5.16 | 562 | 7510 | Rate Constraint in lbs/MMBtu | FALSE | L | Annual | Rate | lb/MWh | 0.82942 | 0.82942 | 0.82942 | 0.82942 | 0 | 0 | 0 | 0
NSR Ottumwa Unit 1 NOX Rate v5.16 | 562 | 7510 | Rate Constraint in lbs/MMBtu | FALSE | L | Annual | Constraint Shadow Price | US2019$/Ton | 0 | 0 | 0 | 0 | 0 | 0 | 0 | 0
NSR Ottumwa Unit 1 SO2 Rate v5.16 | 563 | 7509 | Rate Constraint in lbs/MMBtu | FALSE | L | Annual | Seasons Included | Seasons | Winter, WintShld, Summer | Winter, WintShld, Summer | Winter, WintShld, Summer | Winter, WintShld, Summer | Winter, WintShld, Summer | Winter, WintShld, Summer | Winter, WintShld, Summer | Winter, WintShld, Summer
NSR Ottumwa Unit 1 SO2 Rate v5.16 | 563 | 7509 | Rate Constraint in lbs/MMBtu | FALSE | L | Annual | Standard SO2 | lb/MMBtu | 0.075 | 0.075 | 0.075 | 0.075 | 0.075 | 0.075 | 0.075 | 0.075
NSR Ottumwa Unit 1 SO2 Rate v5.16 | 563 | 7509 | Rate Constraint in lbs/MMBtu | FALSE | L | Annual | Emissions at Affected Plants SO2 | Thousand Tons | 1.3891 | 1.3753 | 1.0611 | 1.0546 | 0 | 0 | 0 | 0
NSR Ottumwa Unit 1 SO2 Rate v5.16 | 563 | 7509 | Rate Constraint in lbs/MMBtu | FALSE | L | Annual | Allowances Purchased SO2 | Thousand Tons | 0 | 0 | 0 | 0 | 0 | 0 | 0 | 0
NSR Ottumwa Unit 1 SO2 Rate v5.16 | 563 | 7509 | Rate Constraint in lbs/MMBtu | FALSE | L | Annual | Allowances Sold SO2 | Thousand Tons | 0 | 0 | 0 | 0 | 0 | 0 | 0 | 0
NSR Ottumwa Unit 1 SO2 Rate v5.16 | 563 | 7509 | Rate Constraint in lbs/MMBtu | FALSE | L | Annual | Allowances Banked | Thousand Tons | 0 | 0 | 0 | 0 | 0 | 0 | 0 | 0
NSR Ottumwa Unit 1 SO2 Rate v5.16 | 563 | 7509 | Rate Constraint in lbs/MMBtu | FALSE | L | Annual | Allowances Withdrawn (1:1) | Thousand Tons | 0 | 0 | 0 | 0 | 0 | 0 | 0 | 0
NSR Ottumwa Unit 1 SO2 Rate v5.16 | 563 | 7509 | Rate Constraint in lbs/MMBtu | FALSE | L | Annual | Allowances Withdrawn (n:1) | Thousand Tons | 0 | 0 | 0 | 0 | 0 | 0 | 0 | 0
NSR Ottumwa Unit 1 SO2 Rate v5.16 | 563 | 7509 | Rate Constraint in lbs/MMBtu | FALSE | L | Annual | Net Emissions Allowance Position | Thousand Tons | 1.3891 | 1.3753 | 1.0611 | 1.0546 | 0 | 0 | 0 | 0
NSR Ottumwa Unit 1 SO2 Rate v5.16 | 563 | 7509 | Rate Constraint in lbs/MMBtu | FALSE | L | Annual | Fuel Consumed | TBtu | 53.1899 | 52.6618 | 40.6304 | 40.3825 | 0 | 0 | 0 | 0
NSR Ottumwa Unit 1 SO2 Rate v5.16 | 563 | 7509 | Rate Constraint in lbs/MMBtu | FALSE | L | Annual | Rate | lb/MMBtu | 0.052232 | 0.052232 | 0.052232 | 0.052232 | 0 | 0 | 0 | 0
NSR Ottumwa Unit 1 SO2 Rate v5.16 | 563 | 7509 | Rate Constraint in lbs/MMBtu | FALSE | L | Annual | Generation | TWh | 5.1297 | 5.0788 | 3.9184 | 3.8945 | 0 | 0 | 0 | 0
NSR Ottumwa Unit 1 SO2 Rate v5.16 | 563 | 7509 | Rate Constraint in lbs/MMBtu | FALSE | L | Annual | Qualifying Generation | TWh | 5.1297 | 5.0788 | 3.9184 | 3.8945 | 0 | 0 | 0 | 0
NSR Ottumwa Unit 1 SO2 Rate v5.16 | 563 | 7509 | Rate Constraint in lbs/MMBtu | FALSE | L | Annual | Rate | lb/MWh | 0.54159 | 0.54159 | 0.54159 | 0.54159 | 0 | 0 | 0 | 0
NSR Ottumwa Unit 1 SO2 Rate v5.16 | 563 | 7509 | Rate Constraint in lbs/MMBtu | FALSE | L | Annual | Constraint Shadow Price | US2019$/Ton | 0 | 0 | 0 | 0 | 0 | 0 | 0 | 0
NSR Pleasants 1-3 - NOX Rate Annual v5.16 | 564 | 7270 | Rate Constraint in lbs/MMBtu | FALSE | L | Annual | Seasons Included | Seasons | Winter, WintShld, Summer | Winter, WintShld, Summer | Winter, WintShld, Summer | Winter, WintShld, Summer | Winter, WintShld, Summer | Winter, WintShld, Summer | Winter, WintShld, Summer | Winter, WintShld, Summer
NSR Pleasants 1-3 - NOX Rate Annual v5.16 | 564 | 7270 | Rate Constraint in lbs/MMBtu | FALSE | L | Annual | Standard NOX | lb/MMBtu | 0.25 | 0.25 | 0.25 | 0.25 | 0.25 | 0.25 | 0.25 | 0.25
NSR Pleasants 1-3 - NOX Rate Annual v5.16 | 564 | 7270 | Rate Constraint in lbs/MMBtu | FALSE | L | Annual | Emissions at Affected Plants NOX | Thousand Tons | 0 | 0 | 0 | 0 | 0 | 0 | 0 | 0
NSR Pleasants 1-3 - NOX Rate Annual v5.16 | 564 | 7270 | Rate Constraint in lbs/MMBtu | FALSE | L | Annual | Allowances Purchased NOX | Thousand Tons | 0 | 0 | 0 | 0 | 0 | 0 | 0 | 0
NSR Pleasants 1-3 - NOX Rate Annual v5.16 | 564 | 7270 | Rate Constraint in lbs/MMBtu | FALSE | L | Annual | Allowances Sold NOX | Thousand Tons | 0 | 0 | 0 | 0 | 0 | 0 | 0 | 0
NSR Pleasants 1-3 - NOX Rate Annual v5.16 | 564 | 7270 | Rate Constraint in lbs/MMBtu | FALSE | L | Annual | Allowances Banked | Thousand Tons | 0 | 0 | 0 | 0 | 0 | 0 | 0 | 0
NSR Pleasants 1-3 - NOX Rate Annual v5.16 | 564 | 7270 | Rate Constraint in lbs/MMBtu | FALSE | L | Annual | Allowances Withdrawn (1:1) | Thousand Tons | 0 | 0 | 0 | 0 | 0 | 0 | 0 | 0
NSR Pleasants 1-3 - NOX Rate Annual v5.16 | 564 | 7270 | Rate Constraint in lbs/MMBtu | FALSE | L | Annual | Allowances Withdrawn (n:1) | Thousand Tons | 0 | 0 | 0 | 0 | 0 | 0 | 0 | 0
NSR Pleasants 1-3 - NOX Rate Annual v5.16 | 564 | 7270 | Rate Constraint in lbs/MMBtu | FALSE | L | Annual | Net Emissions Allowance Position | Thousand Tons | 0 | 0 | 0 | 0 | 0 | 0 | 0 | 0
NSR Pleasants 1-3 - NOX Rate Annual v5.16 | 564 | 7270 | Rate Constraint in lbs/MMBtu | FALSE | L | Annual | Fuel Consumed | TBtu | 0 | 0 | 0 | 0 | 0 | 0 | 0 | 0
NSR Pleasants 1-3 - NOX Rate Annual v5.16 | 564 | 7270 | Rate Constraint in lbs/MMBtu | FALSE | L | Annual | Rate | lb/MMBtu | 0 | 0 | 0 | 0 | 0 | 0 | 0 | 0
NSR Pleasants 1-3 - NOX Rate Annual v5.16 | 564 | 7270 | Rate Constraint in lbs/MMBtu | FALSE | L | Annual | Generation | TWh | 0 | 0 | 0 | 0 | 0 | 0 | 0 | 0
NSR Pleasants 1-3 - NOX Rate Annual v5.16 | 564 | 7270 | Rate Constraint in lbs/MMBtu | FALSE | L | Annual | Qualifying Generation | TWh | 0 | 0 | 0 | 0 | 0 | 0 | 0 | 0
NSR Pleasants 1-3 - NOX Rate Annual v5.16 | 564 | 7270 | Rate Constraint in lbs/MMBtu | FALSE | L | Annual | Rate | lb/MWh | 0 | 0 | 0 | 0 | 0 | 0 | 0 | 0
NSR Pleasants 1-3 - NOX Rate Annual v5.16 | 564 | 7270 | Rate Constraint in lbs/MMBtu | FALSE | L | Annual | Constraint Shadow Price | US2019$/Ton | 0 | 0 | 0 | 0 | 0 | 0 | 0 | 0
NSR Pleasants 1-3 - NOX Rate Summer v5.16 | 565 | 7271 | Rate Constraint in lbs/MMBtu | FALSE | L | Annual | Seasons Included | Seasons | Summer | Summer | Summer | Summer | Summer | Summer | Summer | Summer
NSR Pleasants 1-3 - NOX Rate Summer v5.16 | 565 | 7271 | Rate Constraint in lbs/MMBtu | FALSE | L | Annual | Standard NOX | lb/MMBtu | 0.2 | 0.2 | 0.2 | 0.2 | 0.2 | 0.2 | 0.2 | 0.2
NSR Pleasants 1-3 - NOX Rate Summer v5.16 | 565 | 7271 | Rate Constraint in lbs/MMBtu | FALSE | L | Annual | Emissions at Affected Plants NOX | Thousand Tons | 0 | 0 | 0 | 0 | 0 | 0 | 0 | 0
NSR Pleasants 1-3 - NOX Rate Summer v5.16 | 565 | 7271 | Rate Constraint in lbs/MMBtu | FALSE | L | Annual | Allowances Purchased NOX | Thousand Tons | 0 | 0 | 0 | 0 | 0 | 0 | 0 | 0
NSR Pleasants 1-3 - NOX Rate Summer v5.16 | 565 | 7271 | Rate Constraint in lbs/MMBtu | FALSE | L | Annual | Allowances Sold NOX | Thousand Tons | 0 | 0 | 0 | 0 | 0 | 0 | 0 | 0
NSR Pleasants 1-3 - NOX Rate Summer v5.16 | 565 | 7271 | Rate Constraint in lbs/MMBtu | FALSE | L | Annual | Allowances Banked | Thousand Tons | 0 | 0 | 0 | 0 | 0 | 0 | 0 | 0
NSR Pleasants 1-3 - NOX Rate Summer v5.16 | 565 | 7271 | Rate Constraint in lbs/MMBtu | FALSE | L | Annual | Allowances Withdrawn (1:1) | Thousand Tons | 0 | 0 | 0 | 0 | 0 | 0 | 0 | 0
NSR Pleasants 1-3 - NOX Rate Summer v5.16 | 565 | 7271 | Rate Constraint in lbs/MMBtu | FALSE | L | Annual | Allowances Withdrawn (n:1) | Thousand Tons | 0 | 0 | 0 | 0 | 0 | 0 | 0 | 0
NSR Pleasants 1-3 - NOX Rate Summer v5.16 | 565 | 7271 | Rate Constraint in lbs/MMBtu | FALSE | L | Annual | Net Emissions Allowance Position | Thousand Tons | 0 | 0 | 0 | 0 | 0 | 0 | 0 | 0
NSR Pleasants 1-3 - NOX Rate Summer v5.16 | 565 | 7271 | Rate Constraint in lbs/MMBtu | FALSE | L | Annual | Fuel Consumed | TBtu | 0 | 0 | 0 | 0 | 0 | 0 | 0 | 0
NSR Pleasants 1-3 - NOX Rate Summer v5.16 | 565 | 7271 | Rate Constraint in lbs/MMBtu | FALSE | L | Annual | Rate | lb/MMBtu | 0 | 0 | 0 | 0 | 0 | 0 | 0 | 0
NSR Pleasants 1-3 - NOX Rate Summer v5.16 | 565 | 7271 | Rate Constraint in lbs/MMBtu | FALSE | L | Annual | Generation | TWh | 0 | 0 | 0 | 0 | 0 | 0 | 0 | 0
NSR Pleasants 1-3 - NOX Rate Summer v5.16 | 565 | 7271 | Rate Constraint in lbs/MMBtu | FALSE | L | Annual | Qualifying Generation | TWh | 0 | 0 | 0 | 0 | 0 | 0 | 0 | 0
NSR Pleasants 1-3 - NOX Rate Summer v5.16 | 565 | 7271 | Rate Constraint in lbs/MMBtu | FALSE | L | Annual | Rate | lb/MWh | 0 | 0 | 0 | 0 | 0 | 0 | 0 | 0
NSR Pleasants 1-3 - NOX Rate Summer v5.16 | 565 | 7271 | Rate Constraint in lbs/MMBtu | FALSE | L | Annual | Constraint Shadow Price | US2019$/Ton | 0 | 0 | 0 | 0 | 0 | 0 | 0 | 0
NSR Prairie Creek 1,2 - SO2 Rate v5.16 | 566 | 7506 | Rate Constraint in lbs/MMBtu | FALSE | L | Annual | Seasons Included | Seasons | Winter, WintShld, Summer | Winter, WintShld, Summer | Winter, WintShld, Summer | Winter, WintShld, Summer | Winter, WintShld, Summer | Winter, WintShld, Summer | Winter, WintShld, Summer | Winter, WintShld, Summer
NSR Prairie Creek 1,2 - SO2 Rate v5.16 | 566 | 7506 | Rate Constraint in lbs/MMBtu | FALSE | L | Annual | Standard SO2 | lb/MMBtu | 0.9 | 0.9 | 0.9 | 0.9 | 0.9 | 0.9 | 0.9 | 0.9
NSR Prairie Creek 1,2 - SO2 Rate v5.16 | 566 | 7506 | Rate Constraint in lbs/MMBtu | FALSE | L | Annual | Emissions at Affected Plants SO2 | Thousand Tons | 0 | 0 | 0 | 0 | 0 | 0 | 0 | 0
NSR Prairie Creek 1,2 - SO2 Rate v5.16 | 566 | 7506 | Rate Constraint in lbs/MMBtu | FALSE | L | Annual | Allowances Purchased SO2 | Thousand Tons | 0 | 0 | 0 | 0 | 0 | 0 | 0 | 0
NSR Prairie Creek 1,2 - SO2 Rate v5.16 | 566 | 7506 | Rate Constraint in lbs/MMBtu | FALSE | L | Annual | Allowances Sold SO2 | Thousand Tons | 0 | 0 | 0 | 0 | 0 | 0 | 0 | 0
NSR Prairie Creek 1,2 - SO2 Rate v5.16 | 566 | 7506 | Rate Constraint in lbs/MMBtu | FALSE | L | Annual | Allowances Banked | Thousand Tons | 0 | 0 | 0 | 0 | 0 | 0 | 0 | 0
NSR Prairie Creek 1,2 - SO2 Rate v5.16 | 566 | 7506 | Rate Constraint in lbs/MMBtu | FALSE | L | Annual | Allowances Withdrawn (1:1) | Thousand Tons | 0 | 0 | 0 | 0 | 0 | 0 | 0 | 0
NSR Prairie Creek 1,2 - SO2 Rate v5.16 | 566 | 7506 | Rate Constraint in lbs/MMBtu | FALSE | L | Annual | Allowances Withdrawn (n:1) | Thousand Tons | 0 | 0 | 0 | 0 | 0 | 0 | 0 | 0
NSR Prairie Creek 1,2 - SO2 Rate v5.16 | 566 | 7506 | Rate Constraint in lbs/MMBtu | FALSE | L | Annual | Net Emissions Allowance Position | Thousand Tons | 0 | 0 | 0 | 0 | 0 | 0 | 0 | 0
NSR Prairie Creek 1,2 - SO2 Rate v5.16 | 566 | 7506 | Rate Constraint in lbs/MMBtu | FALSE | L | Annual | Fuel Consumed | TBtu | 0 | 0 | 0 | 0 | 0 | 0 | 0 | 0
NSR Prairie Creek 1,2 - SO2 Rate v5.16 | 566 | 7506 | Rate Constraint in lbs/MMBtu | FALSE | L | Annual | Rate | lb/MMBtu | 0 | 0 | 0 | 0 | 0 | 0 | 0 | 0
NSR Prairie Creek 1,2 - SO2 Rate v5.16 | 566 | 7506 | Rate Constraint in lbs/MMBtu | FALSE | L | Annual | Generation | TWh | 0 | 0 | 0 | 0 | 0 | 0 | 0 | 0
NSR Prairie Creek 1,2 - SO2 Rate v5.16 | 566 | 7506 | Rate Constraint in lbs/MMBtu | FALSE | L | Annual | Qualifying Generation | TWh | 0 | 0 | 0 | 0 | 0 | 0 | 0 | 0
NSR Prairie Creek 1,2 - SO2 Rate v5.16 | 566 | 7506 | Rate Constraint in lbs/MMBtu | FALSE | L | Annual | Rate | lb/MWh | 0 | 0 | 0 | 0 | 0 | 0 | 0 | 0
NSR Prairie Creek 1,2 - SO2 Rate v5.16 | 566 | 7506 | Rate Constraint in lbs/MMBtu | FALSE | L | Annual | Constraint Shadow Price | US2019$/Ton | 0 | 0 | 0 | 0 | 0 | 0 | 0 | 0
NSR Prairie Creek NOX Cap v5.16 | 567 | 7513 | Rate Constraint in MTons | FALSE | L | Annual | Seasons Included | Seasons | Winter, WintShld, Summer | Winter, WintShld, Summer | Winter, WintShld, Summer | Winter, WintShld, Summer | Winter, WintShld, Summer | Winter, WintShld, Summer | Winter, WintShld, Summer | Winter, WintShld, Summer
NSR Prairie Creek NOX Cap v5.16 | 567 | 7513 | Rate Constraint in MTons | FALSE | L | Annual | Standard NOX | Thousand Tons | 2.65 | 2.65 | 1.5 | 1.5 | 1.5 | 1.5 | 1.5 | 1.5
NSR Prairie Creek NOX Cap v5.16 | 567 | 7513 | Rate Constraint in MTons | FALSE | L | Annual | Emissions at Affected Plants NOX | Thousand Tons | 0.27284 | 0.033785 | 0.0082517 | 0.0095549 | 0 | 0 | 0 | 0
NSR Prairie Creek NOX Cap v5.16 | 567 | 7513 | Rate Constraint in MTons | FALSE | L | Annual | Allowances Purchased NOX | Thousand Tons | 0 | 0 | 0 | 0 | 0 | 0 | 0 | 0
NSR Prairie Creek NOX Cap v5.16 | 567 | 7513 | Rate Constraint in MTons | FALSE | L | Annual | Allowances Sold NOX | Thousand Tons | 0 | 0 | 0 | 0 | 0 | 0 | 0 | 0
NSR Prairie Creek NOX Cap v5.16 | 567 | 7513 | Rate Constraint in MTons | FALSE | L | Annual | Allowances Banked | Thousand Tons | 0 | 0 | 0 | 0 | 0 | 0 | 0 | 0
NSR Prairie Creek NOX Cap v5.16 | 567 | 7513 | Rate Constraint in MTons | FALSE | L | Annual | Allowances Withdrawn (1:1) | Thousand Tons | 0 | 0 | 0 | 0 | 0 | 0 | 0 | 0
NSR Prairie Creek NOX Cap v5.16 | 567 | 7513 | Rate Constraint in MTons | FALSE | L | Annual | Allowances Withdrawn (n:1) | Thousand Tons | 0 | 0 | 0 | 0 | 0 | 0 | 0 | 0
NSR Prairie Creek NOX Cap v5.16 | 567 | 7513 | Rate Constraint in MTons | FALSE | L | Annual | Net Emissions Allowance Position | Thousand Tons | 0.27284 | 0.033785 | 0.0082517 | 0.0095549 | 0 | 0 | 0 | 0
NSR Prairie Creek NOX Cap v5.16 | 567 | 7513 | Rate Constraint in MTons | FALSE | L | Annual | Fuel Consumed | TBtu | 2.4471 | 0.30301 | 0.074009 | 0.085697 | 0 | 0 | 0 | 0
NSR Prairie Creek NOX Cap v5.16 | 567 | 7513 | Rate Constraint in MTons | FALSE | L | Annual | Rate | lb/MMBtu | 0.22299 | 0.22299 | 0.22299 | 0.22299 | 0 | 0 | 0 | 0
NSR Prairie Creek NOX Cap v5.16 | 567 | 7513 | Rate Constraint in MTons | FALSE | L | Annual | Generation | TWh | 0.20147 | 0.024947 | 0.0060933 | 0.0070556 | 0 | 0 | 0 | 0
NSR Prairie Creek NOX Cap v5.16 | 567 | 7513 | Rate Constraint in MTons | FALSE | L | Annual | Qualifying Generation | TWh | 0.20147 | 0.024947 | 0.0060933 | 0.0070556 | 0 | 0 | 0 | 0
NSR Prairie Creek NOX Cap v5.16 | 567 | 7513 | Rate Constraint in MTons | FALSE | L | Annual | Rate | lb/MWh | 2.7085 | 2.7085 | 2.7085 | 2.7085 | 0 | 0 | 0 | 0
NSR Prairie Creek NOX Cap v5.16 | 567 | 7513 | Rate Constraint in MTons | FALSE | L | Annual | Constraint Shadow Price | US2019$/Ton | 0 | 0 | 0 | 0 | 0 | 0 | 0 | 0
NSR Prairie Creek SO2 Cap v5.16 | 568 | 7505 | Rate Constraint in MTons | FALSE | L | Annual | Seasons Included | Seasons | Winter, WintShld, Summer | Winter, WintShld, Summer | Winter, WintShld, Summer | Winter, WintShld, Summer | Winter, WintShld, Summer | Winter, WintShld, Summer | Winter, WintShld, Summer | Winter, WintShld, Summer
NSR Prairie Creek SO2 Cap v5.16 | 568 | 7505 | Rate Constraint in MTons | FALSE | L | Annual | Standard SO2 | Thousand Tons | 3 | 3 | 0.1 | 0.1 | 0.1 | 0.1 | 0.1 | 0.1
NSR Prairie Creek SO2 Cap v5.16 | 568 | 7505 | Rate Constraint in MTons | FALSE | L | Annual | Emissions at Affected Plants SO2 | Thousand Tons | 0.71722 | 0.088809 | 0.021691 | 0.025117 | 0 | 0 | 0 | 0
NSR Prairie Creek SO2 Cap v5.16 | 568 | 7505 | Rate Constraint in MTons | FALSE | L | Annual | Allowances Purchased SO2 | Thousand Tons | 0 | 0 | 0 | 0 | 0 | 0 | 0 | 0
NSR Prairie Creek SO2 Cap v5.16 | 568 | 7505 | Rate Constraint in MTons | FALSE | L | Annual | Allowances Sold SO2 | Thousand Tons | 0 | 0 | 0 | 0 | 0 | 0 | 0 | 0
NSR Prairie Creek SO2 Cap v5.16 | 568 | 7505 | Rate Constraint in MTons | FALSE | L | Annual | Allowances Banked | Thousand Tons | 0 | 0 | 0 | 0 | 0 | 0 | 0 | 0
NSR Prairie Creek SO2 Cap v5.16 | 568 | 7505 | Rate Constraint in MTons | FALSE | L | Annual | Allowances Withdrawn (1:1) | Thousand Tons | 0 | 0 | 0 | 0 | 0 | 0 | 0 | 0
NSR Prairie Creek SO2 Cap v5.16 | 568 | 7505 | Rate Constraint in MTons | FALSE | L | Annual | Allowances Withdrawn (n:1) | Thousand Tons | 0 | 0 | 0 | 0 | 0 | 0 | 0 | 0
NSR Prairie Creek SO2 Cap v5.16 | 568 | 7505 | Rate Constraint in MTons | FALSE | L | Annual | Net Emissions Allowance Position | Thousand Tons | 0.71722 | 0.088809 | 0.021691 | 0.025117 | 0 | 0 | 0 | 0
NSR Prairie Creek SO2 Cap v5.16 | 568 | 7505 | Rate Constraint in MTons | FALSE | L | Annual | Fuel Consumed | TBtu | 2.4471 | 0.30301 | 0.074009 | 0.085697 | 0 | 0 | 0 | 0
NSR Prairie Creek SO2 Cap v5.16 | 568 | 7505 | Rate Constraint in MTons | FALSE | L | Annual | Rate | lb/MMBtu | 0.58618 | 0.58618 | 0.58618 | 0.58618 | 0 | 0 | 0 | 0
NSR Prairie Creek SO2 Cap v5.16 | 568 | 7505 | Rate Constraint in MTons | FALSE | L | Annual | Generation | TWh | 0.20147 | 0.024947 | 0.0060933 | 0.0070556 | 0 | 0 | 0 | 0
NSR Prairie Creek SO2 Cap v5.16 | 568 | 7505 | Rate Constraint in MTons | FALSE | L | Annual | Qualifying Generation | TWh | 0.20147 | 0.024947 | 0.0060933 | 0.0070556 | 0 | 0 | 0 | 0
NSR Prairie Creek SO2 Cap v5.16 | 568 | 7505 | Rate Constraint in MTons | FALSE | L | Annual | Rate | lb/MWh | 7.1197 | 7.1197 | 7.1197 | 7.1197 | 0 | 0 | 0 | 0
NSR Prairie Creek SO2 Cap v5.16 | 568 | 7505 | Rate Constraint in MTons | FALSE | L | Annual | Constraint Shadow Price | US2019$/Ton | 0 | 0 | 0 | 0 | 0 | 0 | 0 | 0
NSR Prairie Creek Unit 3 SO2 Rate v5.16 | 569 | 7507 | Rate Constraint in lbs/MMBtu | FALSE | L | Annual | Seasons Included | Seasons | Winter, WintShld, Summer | Winter, WintShld, Summer | Winter, WintShld, Summer | Winter, WintShld, Summer | Winter, WintShld, Summer | Winter, WintShld, Summer | Winter, WintShld, Summer | Winter, WintShld, Summer
NSR Prairie Creek Unit 3 SO2 Rate v5.16 | 569 | 7507 | Rate Constraint in lbs/MMBtu | FALSE | L | Annual | Standard SO2 | lb/MMBtu | 0.7 | 0.7 | 0.7 | 0.7 | 0.7 | 0.7 | 0.7 | 0.7
NSR Prairie Creek Unit 3 SO2 Rate v5.16 | 569 | 7507 | Rate Constraint in lbs/MMBtu | FALSE | L | Annual | Emissions at Affected Plants SO2 | Thousand Tons | 0.63908 | 0.079134 | 0.019328 | 0.022381 | 0 | 0 | 0 | 0
NSR Prairie Creek Unit 3 SO2 Rate v5.16 | 569 | 7507 | Rate Constraint in lbs/MMBtu | FALSE | L | Annual | Allowances Purchased SO2 | Thousand Tons | 0 | 0 | 0 | 0 | 0 | 0 | 0 | 0
NSR Prairie Creek Unit 3 SO2 Rate v5.16 | 569 | 7507 | Rate Constraint in lbs/MMBtu | FALSE | L | Annual | Allowances Sold SO2 | Thousand Tons | 0 | 0 | 0 | 0 | 0 | 0 | 0 | 0
NSR Prairie Creek Unit 3 SO2 Rate v5.16 | 569 | 7507 | Rate Constraint in lbs/MMBtu | FALSE | L | Annual | Allowances Banked | Thousand Tons | 0 | 0 | 0 | 0 | 0 | 0 | 0 | 0
NSR Prairie Creek Unit 3 SO2 Rate v5.16 | 569 | 7507 | Rate Constraint in lbs/MMBtu | FALSE | L | Annual | Allowances Withdrawn (1:1) | Thousand Tons | 0 | 0 | 0 | 0 | 0 | 0 | 0 | 0
NSR Prairie Creek Unit 3 SO2 Rate v5.16 | 569 | 7507 | Rate Constraint in lbs/MMBtu | FALSE | L | Annual | Allowances Withdrawn (n:1) | Thousand Tons | 0 | 0 | 0 | 0 | 0 | 0 | 0 | 0
NSR Prairie Creek Unit 3 SO2 Rate v5.16 | 569 | 7507 | Rate Constraint in lbs/MMBtu | FALSE | L | Annual | Net Emissions Allowance Position | Thousand Tons | 0.63908 | 0.079134 | 0.019328 | 0.022381 | 0 | 0 | 0 | 0
NSR Prairie Creek Unit 3 SO2 Rate v5.16 | 569 | 7507 | Rate Constraint in lbs/MMBtu | FALSE | L | Annual | Fuel Consumed | TBtu | 2.1805 | 0.27 | 0.065946 | 0.076361 | 0 | 0 | 0 | 0
NSR Prairie Creek Unit 3 SO2 Rate v5.16 | 569 | 7507 | Rate Constraint in lbs/MMBtu | FALSE | L | Annual | Rate | lb/MMBtu | 0.58618 | 0.58618 | 0.58618 | 0.58618 | 0 | 0 | 0 | 0
NSR Prairie Creek Unit 3 SO2 Rate v5.16 | 569 | 7507 | Rate Constraint in lbs/MMBtu | FALSE | L | Annual | Generation | TWh | 0.20147 | 0.024947 | 0.0060933 | 0.0070556 | 0 | 0 | 0 | 0
NSR Prairie Creek Unit 3 SO2 Rate v5.16 | 569 | 7507 | Rate Constraint in lbs/MMBtu | FALSE | L | Annual | Qualifying Generation | TWh | 0.17952 | 0.02223 | 0.0054294 | 0.0062869 | 0 | 0 | 0 | 0
NSR Prairie Creek Unit 3 SO2 Rate v5.16 | 569 | 7507 | Rate Constraint in lbs/MMBtu | FALSE | L | Annual | Rate | lb/MWh | 7.1197 | 7.1197 | 7.1197 | 7.1197 | 0 | 0 | 0 | 0
NSR Prairie Creek Unit 3 SO2 Rate v5.16 | 569 | 7507 | Rate Constraint in lbs/MMBtu | FALSE | L | Annual | Constraint Shadow Price | US2019$/Ton | 0 | 0 | 0 | 0 | 0 | 0 | 0 | 0
NSR Prairie Creek Unit 4 SO2 Rate v5.16 | 570 | 7508 | Rate Constraint in lbs/MMBtu | FALSE | L | Annual | Seasons Included | Seasons | Winter, WintShld, Summer | Winter, WintShld, Summer | Winter, WintShld, Summer | Winter, WintShld, Summer | Winter, WintShld, Summer | Winter, WintShld, Summer | Winter, WintShld, Summer | Winter, WintShld, Summer
NSR Prairie Creek Unit 4 SO2 Rate v5.16 | 570 | 7508 | Rate Constraint in lbs/MMBtu | FALSE | L | Annual | Standard SO2 | lb/MMBtu | 0.7 | 0.7 | 0.7 | 0.7 | 0.7 | 0.7 | 0.7 | 0.7
NSR Prairie Creek Unit 4 SO2 Rate v5.16 | 570 | 7508 | Rate Constraint in lbs/MMBtu | FALSE | L | Annual | Emissions at Affected Plants SO2 | Thousand Tons | 0 | 0 | 0 | 0 | 0 | 0 | 0 | 0
NSR Prairie Creek Unit 4 SO2 Rate v5.16 | 570 | 7508 | Rate Constraint in lbs/MMBtu | FALSE | L | Annual | Allowances Purchased SO2 | Thousand Tons | 0 | 0 | 0 | 0 | 0 | 0 | 0 | 0
NSR Prairie Creek Unit 4 SO2 Rate v5.16 | 570 | 7508 | Rate Constraint in lbs/MMBtu | FALSE | L | Annual | Allowances Sold SO2 | Thousand Tons | 0 | 0 | 0 | 0 | 0 | 0 | 0 | 0
NSR Prairie Creek Unit 4 SO2 Rate v5.16 | 570 | 7508 | Rate Constraint in lbs/MMBtu | FALSE | L | Annual | Allowances Banked | Thousand Tons | 0 | 0 | 0 | 0 | 0 | 0 | 0 | 0
NSR Prairie Creek Unit 4 SO2 Rate v5.16 | 570 | 7508 | Rate Constraint in lbs/MMBtu | FALSE | L | Annual | Allowances Withdrawn (1:1) | Thousand Tons | 0 | 0 | 0 | 0 | 0 | 0 | 0 | 0
NSR Prairie Creek Unit 4 SO2 Rate v5.16 | 570 | 7508 | Rate Constraint in lbs/MMBtu | FALSE | L | Annual | Allowances Withdrawn (n:1) | Thousand Tons | 0 | 0 | 0 | 0 | 0 | 0 | 0 | 0
NSR Prairie Creek Unit 4 SO2 Rate v5.16 | 570 | 7508 | Rate Constraint in lbs/MMBtu | FALSE | L | Annual | Net Emissions Allowance Position | Thousand Tons | 0 | 0 | 0 | 0 | 0 | 0 | 0 | 0
NSR Prairie Creek Unit 4 SO2 Rate v5.16 | 570 | 7508 | Rate Constraint in lbs/MMBtu | FALSE | L | Annual | Fuel Consumed | TBtu | 0 | 0 | 0 | 0 | 0 | 0 | 0 | 0
NSR Prairie Creek Unit 4 SO2 Rate v5.16 | 570 | 7508 | Rate Constraint in lbs/MMBtu | FALSE | L | Annual | Rate | lb/MMBtu | 0 | 0 | 0 | 0 | 0 | 0 | 0 | 0
NSR Prairie Creek Unit 4 SO2 Rate v5.16 | 570 | 7508 | Rate Constraint in lbs/MMBtu | FALSE | L | Annual | Generation | TWh | 0 | 0 | 0 | 0 | 0 | 0 | 0 | 0
NSR Prairie Creek Unit 4 SO2 Rate v5.16 | 570 | 7508 | Rate Constraint in lbs/MMBtu | FALSE | L | Annual | Qualifying Generation | TWh | 0 | 0 | 0 | 0 | 0 | 0 | 0 | 0
NSR Prairie Creek Unit 4 SO2 Rate v5.16 | 570 | 7508 | Rate Constraint in lbs/MMBtu | FALSE | L | Annual | Rate | lb/MWh | 0 | 0 | 0 | 0 | 0 | 0 | 0 | 0
NSR Prairie Creek Unit 4 SO2 Rate v5.16 | 570 | 7508 | Rate Constraint in lbs/MMBtu | FALSE | L | Annual | Constraint Shadow Price | US2019$/Ton | 0 | 0 | 0 | 0 | 0 | 0 | 0 | 0
NSR Rockport 1 & 2 - SO2 Cap Annual v5.13 | 573 | 7374 | Rate Constraint in MTons | FALSE | L | Annual | Seasons Included | Seasons | Winter, WintShld, Summer | Winter, WintShld, Summer | Winter, WintShld, Summer | Winter, WintShld, Summer | Winter, WintShld, Summer | Winter, WintShld, Summer | Winter, WintShld, Summer | Winter, WintShld, Summer
NSR Rockport 1 & 2 - SO2 Cap Annual v5.13 | 573 | 7374 | Rate Constraint in MTons | FALSE | L | Annual | Standard SO2 | Thousand Tons | 10 | 10 | 10 | 5 | 5 | 5 | 5 | 5
NSR Rockport 1 & 2 - SO2 Cap Annual v5.13 | 573 | 7374 | Rate Constraint in MTons | FALSE | L | Annual | Emissions at Affected Plants SO2 | Thousand Tons | 10 | 3.3476 | 0 | 0 | 0 | 0 | 0 | 0
NSR Rockport 1 & 2 - SO2 Cap Annual v5.13 | 573 | 7374 | Rate Constraint in MTons | FALSE | L | Annual | Allowances Purchased SO2 | Thousand Tons | 0 | 0 | 0 | 0 | 0 | 0 | 0 | 0
NSR Rockport 1 & 2 - SO2 Cap Annual v5.13 | 573 | 7374 | Rate Constraint in MTons | FALSE | L | Annual | Allowances Sold SO2 | Thousand Tons | 0 | 0 | 0 | 0 | 0 | 0 | 0 | 0
NSR Rockport 1 & 2 - SO2 Cap Annual v5.13 | 573 | 7374 | Rate Constraint in MTons | FALSE | L | Annual | Allowances Banked | Thousand Tons | 0 | 0 | 0 | 0 | 0 | 0 | 0 | 0
NSR Rockport 1 & 2 - SO2 Cap Annual v5.13 | 573 | 7374 | Rate Constraint in MTons | FALSE | L | Annual | Allowances Withdrawn (1:1) | Thousand Tons | 0 | 0 | 0 | 0 | 0 | 0 | 0 | 0
NSR Rockport 1 & 2 - SO2 Cap Annual v5.13 | 573 | 7374 | Rate Constraint in MTons | FALSE | L | Annual | Allowances Withdrawn (n:1) | Thousand Tons | 0 | 0 | 0 | 0 | 0 | 0 | 0 | 0
NSR Rockport 1 & 2 - SO2 Cap Annual v5.13 | 573 | 7374 | Rate Constraint in MTons | FALSE | L | Annual | Net Emissions Allowance Position | Thousand Tons | 10 | 3.3476 | 0 | 0 | 0 | 0 | 0 | 0
NSR Rockport 1 & 2 - SO2 Cap Annual v5.13 | 573 | 7374 | Rate Constraint in MTons | FALSE | L | Annual | Fuel Consumed | TBtu | 60.3084 | 20.1743 | 0 | 0 | 0 | 0 | 0 | 0
NSR Rockport 1 & 2 - SO2 Cap Annual v5.13 | 573 | 7374 | Rate Constraint in MTons | FALSE | L | Annual | Rate | lb/MMBtu | 0.33163 | 0.33187 | 0 | 0 | 0 | 0 | 0 | 0
NSR Rockport 1 & 2 - SO2 Cap Annual v5.13 | 573 | 7374 | Rate Constraint in MTons | FALSE | L | Annual | Generation | TWh | 5.7256 | 1.9152 | 0 | 0 | 0 | 0 | 0 | 0
NSR Rockport 1 & 2 - SO2 Cap Annual v5.13 | 573 | 7374 | Rate Constraint in MTons | FALSE | L | Annual | Qualifying Generation | TWh | 5.7256 | 1.9152 | 0 | 0 | 0 | 0 | 0 | 0
NSR Rockport 1 & 2 - SO2 Cap Annual v5.13 | 573 | 7374 | Rate Constraint in MTons | FALSE | L | Annual | Rate | lb/MWh | 3.4931 | 3.4958 | 0 | 0 | 0 | 0 | 0 | 0
NSR Rockport 1 & 2 - SO2 Cap Annual v5.13 | 573 | 7374 | Rate Constraint in MTons | FALSE | L | Annual | Constraint Shadow Price | US2019$/Ton | 2203.19 | 0 | 0 | 0 | 0 | 0 | 0 | 0
NSR Santee Cooper - NOX Cap Annual v3.1 | 574 | 7395 | Rate Constraint in MTons | FALSE | L | Annual | Seasons Included | Seasons | Winter, WintShld, Summer | Winter, WintShld, Summer | Winter, WintShld, Summer | Winter, WintShld, Summer | Winter, WintShld, Summer | Winter, WintShld, Summer | Winter, WintShld, Summer | Winter, WintShld, Summer
NSR Santee Cooper - NOX Cap Annual v3.1 | 574 | 7395 | Rate Constraint in MTons | FALSE | L | Annual | Standard NOX | Thousand Tons | 20 | 20 | 20 | 20 | 20 | 20 | 20 | 20
NSR Santee Cooper - NOX Cap Annual v3.1 | 574 | 7395 | Rate Constraint in MTons | FALSE | L | Annual | Emissions at Affected Plants NOX | Thousand Tons | 8.6033 | 6.9793 | 2.8124 | 2.311 | 0.80213 | 0.55153 | 0.55153 | 0
NSR Santee Cooper - NOX Cap Annual v3.1 | 574 | 7395 | Rate Constraint in MTons | FALSE | L | Annual | Allowances Purchased NOX | Thousand Tons | 0 | 0 | 0 | 0 | 0 | 0 | 0 | 0
NSR Santee Cooper - NOX Cap Annual v3.1 | 574 | 7395 | Rate Constraint in MTons | FALSE | L | Annual | Allowances Sold NOX | Thousand Tons | 0 | 0 | 0 | 0 | 0 | 0 | 0 | 0
NSR Santee Cooper - NOX Cap Annual v3.1 | 574 | 7395 | Rate Constraint in MTons | FALSE | L | Annual | Allowances Banked | Thousand Tons | 0 | 0 | 0 | 0 | 0 | 0 | 0 | 0
NSR Santee Cooper - NOX Cap Annual v3.1 | 574 | 7395 | Rate Constraint in MTons | FALSE | L | Annual | Allowances Withdrawn (1:1) | Thousand Tons | 0 | 0 | 0 | 0 | 0 | 0 | 0 | 0
NSR Santee Cooper - NOX Cap Annual v3.1 | 574 | 7395 | Rate Constraint in MTons | FALSE | L | Annual | Allowances Withdrawn (n:1) | Thousand Tons | 0 | 0 | 0 | 0 | 0 | 0 | 0 | 0
NSR Santee Cooper - NOX Cap Annual v3.1 | 574 | 7395 | Rate Constraint in MTons | FALSE | L | Annual | Net Emissions Allowance Position | Thousand Tons | 8.6033 | 6.9793 | 2.8124 | 2.311 | 0.80213 | 0.55153 | 0.55153 | 0
NSR Santee Cooper - NOX Cap Annual v3.1 | 574 | 7395 | Rate Constraint in MTons | FALSE | L | Annual | Fuel Consumed | TBtu | 228.5066 | 189.5855 | 77.2239 | 66.5016 | 23.0558 | 15.658 | 15.658 | 0
NSR Santee Cooper - NOX Cap Annual v3.1 | 574 | 7395 | Rate Constraint in MTons | FALSE | L | Annual | Rate | lb/MMBtu | 0.075301 | 0.073627 | 0.072837 | 0.069502 | 0.069582 | 0.070448 | 0.070448 | 0
NSR Santee Cooper - NOX Cap Annual v3.1 | 574 | 7395 | Rate Constraint in MTons | FALSE | L | Annual | Generation | TWh | 22.167 | 18.5193 | 7.5948 | 6.6167 | 2.2801 | 1.5593 | 1.5593 | 0
NSR Santee Cooper - NOX Cap Annual v3.1 | 574 | 7395 | Rate Constraint in MTons | FALSE | L | Annual | Qualifying Generation | TWh | 22.167 | 18.5193 | 7.5948 | 6.6167 | 2.2801 | 1.5593 | 1.5593 | 0
NSR Santee Cooper - NOX Cap Annual v3.1 | 574 | 7395 | Rate Constraint in MTons | FALSE | L | Annual | Rate | lb/MWh | 0.77623 | 0.75373 | 0.74061 | 0.69854 | 0.7036 | 0.70742 | 0.70742 | 0
NSR Santee Cooper - NOX Cap Annual v3.1 | 574 | 7395 | Rate Constraint in MTons | FALSE | L | Annual | Constraint Shadow Price | US2019$/Ton | 0 | 0 | 0 | 0 | 0 | 0 | 0 | 0
NSR Santee Cooper - NOX Rate Annual v3.1 | 575 | 7396 | Rate Constraint in lbs/MMBtu | FALSE | L | Annual | Seasons Included | Seasons | Winter, WintShld, Summer | Winter, WintShld, Summer | Winter, WintShld, Summer | Winter, WintShld, Summer | Winter, WintShld, Summer | Winter, WintShld, Summer | Winter, WintShld, Summer | Winter, WintShld, Summer
NSR Santee Cooper - NOX Rate Annual v3.1 | 575 | 7396 | Rate Constraint in lbs/MMBtu | FALSE | L | Annual | Standard NOX | lb/MMBtu | 0.15 | 0.15 | 0.15 | 0.15 | 0.15 | 0.15 | 0.15 | 0.15
NSR Santee Cooper - NOX Rate Annual v3.1 | 575 | 7396 | Rate Constraint in lbs/MMBtu | FALSE | L | Annual | Emissions at Affected Plants NOX | Thousand Tons | 8.6033 | 6.9793 | 2.8124 | 2.311 | 0.80213 | 0.55153 | 0.55153 | 0
NSR Santee Cooper - NOX Rate Annual v3.1 | 575 | 7396 | Rate Constraint in lbs/MMBtu | FALSE | L | Annual | Allowances Purchased NOX | Thousand Tons | 0 | 0 | 0 | 0 | 0 | 0 | 0 | 0
NSR Santee Cooper - NOX Rate Annual v3.1 | 575 | 7396 | Rate Constraint in lbs/MMBtu | FALSE | L | Annual | Allowances Sold NOX | Thousand Tons | 0 | 0 | 0 | 0 | 0 | 0 | 0 | 0
NSR Santee Cooper - NOX Rate Annual v3.1 | 575 | 7396 | Rate Constraint in lbs/MMBtu | FALSE | L | Annual | Allowances Banked | Thousand Tons | 0 | 0 | 0 | 0 | 0 | 0 | 0 | 0
NSR Santee Cooper - NOX Rate Annual v3.1 | 575 | 7396 | Rate Constraint in lbs/MMBtu | FALSE | L | Annual | Allowances Withdrawn (1:1) | Thousand Tons | 0 | 0 | 0 | 0 | 0 | 0 | 0 | 0
NSR Santee Cooper - NOX Rate Annual v3.1 | 575 | 7396 | Rate Constraint in lbs/MMBtu | FALSE | L | Annual | Allowances Withdrawn (n:1) | Thousand Tons | 0 | 0 | 0 | 0 | 0 | 0 | 0 | 0
NSR Santee Cooper - NOX Rate Annual v3.1 | 575 | 7396 | Rate Constraint in lbs/MMBtu | FALSE | L | Annual | Net Emissions Allowance Position | Thousand Tons | 8.6033 | 6.9793 | 2.8124 | 2.311 | 0.80213 | 0.55153 | 0.55153 | 0
NSR Santee Cooper - NOX Rate Annual v3.1 | 575 | 7396 | Rate Constraint in lbs/MMBtu | FALSE | L | Annual | Fuel Consumed | TBtu | 228.5066 | 189.5855 | 77.2239 | 66.5016 | 23.0558 | 15.658 | 15.658 | 0
NSR Santee Cooper - NOX Rate Annual v3.1 | 575 | 7396 | Rate Constraint in lbs/MMBtu | FALSE | L | Annual | Rate | lb/MMBtu | 0.075301 | 0.073627 | 0.072837 | 0.069502 | 0.069582 | 0.070448 | 0.070448 | 0
NSR Santee Cooper - NOX Rate Annual v3.1 | 575 | 7396 | Rate Constraint in lbs/MMBtu | FALSE | L | Annual | Generation | TWh | 22.167 | 18.5193 | 7.5948 | 6.6167 | 2.2801 | 1.5593 | 1.5593 | 0
NSR Santee Cooper - NOX Rate Annual v3.1 | 575 | 7396 | Rate Constraint in lbs/MMBtu | FALSE | L | Annual | Qualifying Generation | TWh | 22.167 | 18.5193 | 7.5948 | 6.6167 | 2.2801 | 1.5593 | 1.5593 | 0
NSR Santee Cooper - NOX Rate Annual v3.1 | 575 | 7396 | Rate Constraint in lbs/MMBtu | FALSE | L | Annual | Rate | lb/MWh | 0.77623 | 0.75373 | 0.74061 | 0.69854 | 0.7036 | 0.70742 | 0.70742 | 0
NSR Santee Cooper - NOX Rate Annual v3.1 | 575 | 7396 | Rate Constraint in lbs/MMBtu | FALSE | L | Annual | Constraint Shadow Price | US2019$/Ton | 0 | 0 | 0 | 0 | 0 | 0 | 0 | 0
NSR Santee Cooper - SO2 Cap Annual v3.1 | 576 | 7397 | Rate Constraint in MTons | FALSE | L | Annual | Seasons Included | Seasons | Winter, WintShld, Summer | Winter, WintShld, Summer | Winter, WintShld, Summer | Winter, WintShld, Summer | Winter, WintShld, Summer | Winter, WintShld, Summer | Winter, WintShld, Summer | Winter, WintShld, Summer
NSR Santee Cooper - SO2 Cap Annual v3.1 | 576 | 7397 | Rate Constraint in MTons | FALSE | L | Annual | Standard SO2 | Thousand Tons | 65 | 65 | 65 | 65 | 65 | 65 | 65 | 65
NSR Santee Cooper - SO2 Cap Annual v3.1 | 576 | 7397 | Rate Constraint in MTons | FALSE | L | Annual | Emissions at Affected Plants SO2 | Thousand Tons | 16.0119 | 12.9628 | 4.8603 | 4.0809 | 1.2828 | 0.5543 | 0.46974 | 0
NSR Santee Cooper - SO2 Cap Annual v3.1 | 576 | 7397 | Rate Constraint in MTons | FALSE | L | Annual | Allowances Purchased SO2 | Thousand Tons | 0 | 0 | 0 | 0 | 0 | 0 | 0 | 0
NSR Santee Cooper - SO2 Cap Annual v3.1 | 576 | 7397 | Rate Constraint in MTons | FALSE | L | Annual | Allowances Sold SO2 | Thousand Tons | 0 | 0 | 0 | 0 | 0 | 0 | 0 | 0
NSR Santee Cooper - SO2 Cap Annual v3.1 | 576 | 7397 | Rate Constraint in MTons | FALSE | L | Annual | Allowances Banked | Thousand Tons | 0 | 0 | 0 | 0 | 0 | 0 | 0 | 0
NSR Santee Cooper - SO2 Cap Annual v3.1 | 576 | 7397 | Rate Constraint in MTons | FALSE | L | Annual | Allowances Withdrawn (1:1) | Thousand Tons | 0 | 0 | 0 | 0 | 0 | 0 | 0 | 0
NSR Santee Cooper - SO2 Cap Annual v3.1 | 576 | 7397 | Rate Constraint in MTons | FALSE | L | Annual | Allowances Withdrawn (n:1) | Thousand Tons | 0 | 0 | 0 | 0 | 0 | 0 | 0 | 0
NSR Santee Cooper - SO2 Cap Annual v3.1 | 576 | 7397 | Rate Constraint in MTons | FALSE | L | Annual | Net Emissions Allowance Position | Thousand Tons | 16.0119 | 12.9628 | 4.8603 | 4.0809 | 1.2828 | 0.5543 | 0.46974 | 0
NSR Santee Cooper - SO2 Cap Annual v3.1 | 576 | 7397 | Rate Constraint in MTons | FALSE | L | Annual | Fuel Consumed | TBtu | 228.5066 | 189.5855 | 77.2239 | 66.5016 | 23.0558 | 15.658 | 15.658 | 0
NSR Santee Cooper - SO2 Cap Annual v3.1 | 576 | 7397 | Rate Constraint in MTons | FALSE | L | Annual | Rate | lb/MMBtu | 0.14014 | 0.13675 | 0.12588 | 0.12273 | 0.11128 | 0.070801 | 0.06 | 0
NSR Santee Cooper - SO2 Cap Annual v3.1 | 576 | 7397 | Rate Constraint in MTons | FALSE | L | Annual | Generation | TWh | 22.167 | 18.5193 | 7.5948 | 6.6167 | 2.2801 | 1.5593 | 1.5593 | 0
NSR Santee Cooper - SO2 Cap Annual v3.1 | 576 | 7397 | Rate Constraint in MTons | FALSE | L | Annual | Qualifying Generation | TWh | 22.167 | 18.5193 | 7.5948 | 6.6167 | 2.2801 | 1.5593 | 1.5593 | 0
NSR Santee Cooper - SO2 Cap Annual v3.1 | 576 | 7397 | Rate Constraint in MTons | FALSE | L | Annual | Rate | lb/MWh | 1.4447 | 1.3999 | 1.2799 | 1.2335 | 1.1252 | 0.71097 | 0.60251 | 0
NSR Santee Cooper - SO2 Cap Annual v3.1 | 576 | 7397 | Rate Constraint in MTons | FALSE | L | Annual | Constraint Shadow Price | US2019$/Ton | 0 | 0 | 0 | 0 | 0 | 0 | 0 | 0
NSR Santee Cooper - SO2 Rate Annual v3.1 | 577 | 7398 | Rate Constraint in lbs/MMBtu | FALSE | L | Annual | Seasons Included | Seasons | Winter, WintShld, Summer | Winter, WintShld, Summer | Winter, WintShld, Summer | Winter, WintShld, Summer | Winter, WintShld, Summer | Winter, WintShld, Summer | Winter, WintShld, Summer | Winter, WintShld, Summer
NSR Santee Cooper - SO2 Rate Annual v3.1 | 577 | 7398 | Rate Constraint in lbs/MMBtu | FALSE | L | Annual | Standard SO2 | lb/MMBtu | 0.5 | 0.5 | 0.5 | 0.5 | 0.5 | 0.5 | 0.5 | 0.5
NSR Santee Cooper - SO2 Rate Annual v3.1 | 577 | 7398 | Rate Constraint in lbs/MMBtu | FALSE | L | Annual | Emissions at Affected Plants SO2 | Thousand Tons | 16.0119 | 12.9628 | 4.8603 | 4.0809 | 1.2828 | 0.5543 | 0.46974 | 0
NSR Santee Cooper - SO2 Rate Annual v3.1 | 577 | 7398 | Rate Constraint in lbs/MMBtu | FALSE | L | Annual | Allowances Purchased SO2 | Thousand Tons | 0 | 0 | 0 | 0 | 0 | 0 | 0 | 0
NSR Santee Cooper - SO2 Rate Annual v3.1 | 577 | 7398 | Rate Constraint in lbs/MMBtu | FALSE | L | Annual | Allowances Sold SO2 | Thousand Tons | 0 | 0 | 0 | 0 | 0 | 0 | 0 | 0
NSR Santee Cooper - SO2 Rate Annual v3.1 | 577 | 7398 | Rate Constraint in lbs/MMBtu | FALSE | L | Annual | Allowances Banked | Thousand Tons | 0 | 0 | 0 | 0 | 0 | 0 | 0 | 0
NSR Santee Cooper - SO2 Rate Annual v3.1 | 577 | 7398 | Rate Constraint in lbs/MMBtu | FALSE | L | Annual | Allowances Withdrawn (1:1) | Thousand Tons | 0 | 0 | 0 | 0 | 0 | 0 | 0 | 0
NSR Santee Cooper - SO2 Rate Annual v3.1 | 577 | 7398 | Rate Constraint in lbs/MMBtu | FALSE | L | Annual | Allowances Withdrawn (n:1) | Thousand Tons | 0 | 0 | 0 | 0 | 0 | 0 | 0 | 0
NSR Santee Cooper - SO2 Rate Annual v3.1 | 577 | 7398 | Rate Constraint in lbs/MMBtu | FALSE | L | Annual | Net Emissions Allowance Position | Thousand Tons | 16.0119 | 12.9628 | 4.8603 | 4.0809 | 1.2828 | 0.5543 | 0.46974 | 0
NSR Santee Cooper - SO2 Rate Annual v3.1 | 577 | 7398 | Rate Constraint in lbs/MMBtu | FALSE | L | Annual | Fuel Consumed | TBtu | 228.5066 | 189.5855 | 77.2239 | 66.5016 | 23.0558 | 15.658 | 15.658 | 0
NSR Santee Cooper - SO2 Rate Annual v3.1 | 577 | 7398 | Rate Constraint in lbs/MMBtu | FALSE | L | Annual | Rate | lb/MMBtu | 0.14014 | 0.13675 | 0.12588 | 0.12273 | 0.11128 | 0.070801 | 0.06 | 0
NSR Santee Cooper - SO2 Rate Annual v3.1 | 577 | 7398 | Rate Constraint in lbs/MMBtu | FALSE | L | Annual | Generation | TWh | 22.167 | 18.5193 | 7.5948 | 6.6167 | 2.2801 | 1.5593 | 1.5593 | 0
NSR Santee Cooper - SO2 Rate Annual v3.1 | 577 | 7398 | Rate Constraint in lbs/MMBtu | FALSE | L | Annual | Qualifying Generation | TWh | 22.167 | 18.5193 | 7.5948 | 6.6167 | 2.2801 | 1.5593 | 1.5593 | 0
NSR Santee Cooper - SO2 Rate Annual v3.1 | 577 | 7398 | Rate Constraint in lbs/MMBtu | FALSE | L | Annual | Rate | lb/MWh | 1.4447 | 1.3999 | 1.2799 | 1.2335 | 1.1252 | 0.71097 | 0.60251 | 0
NSR Santee Cooper - SO2 Rate Annual v3.1 | 577 | 7398 | Rate Constraint in lbs/MMBtu | FALSE | L | Annual | Constraint Shadow Price | US2019$/Ton | 0 | 0 | 0 | 0 | 0 | 0 | 0 | 0
NSR Schahfer 17 & 18 - NOX Rate Annual v4.11, Unit 3547 and retrofits | 578 | 7454 | Rate Constraint in lbs/MMBtu | FALSE | L | Annual | Seasons Included | Seasons | Winter, WintShld, Summer | Winter, WintShld, Summer | Winter, WintShld, Summer | Winter, WintShld, Summer | Winter, WintShld, Summer | Winter, WintShld, Summer | Winter, WintShld, Summer | Winter, WintShld, Summer
NSR Schahfer 17 & 18 - NOX Rate Annual v4.11, Unit 3547 and retrofits | 578 | 7454 | Rate Constraint in lbs/MMBtu | FALSE | L | Annual | Standard NOX | lb/MMBtu | 0.2 | 0.2 | 0.2 | 0.2 | 0.2 | 0.2 | 0.2 | 0.2
NSR Schahfer 17 & 18 - NOX Rate Annual v4.11, Unit 3547 and retrofits | 578 | 7454 | Rate Constraint in lbs/MMBtu | FALSE | L | Annual | Emissions at Affected Plants NOX | Thousand Tons | 1.731 | 0 | 0 | 0 | 0 | 0 | 0 | 0
NSR Schahfer 17 & 18 - NOX Rate Annual v4.11, Unit 3547 and retrofits | 578 | 7454 | Rate Constraint in lbs/MMBtu | FALSE | L | Annual | Allowances Purchased NOX | Thousand Tons | 0 | 0 | 0 | 0 | 0 | 0 | 0 | 0
NSR Schahfer 17 & 18 - NOX Rate Annual v4.11, Unit 3547 and retrofits | 578 | 7454 | Rate Constraint in lbs/MMBtu | FALSE | L | Annual | Allowances Sold NOX | Thousand Tons | 0 | 0 | 0 | 0 | 0 | 0 | 0 | 0
NSR Schahfer 17 & 18 - NOX Rate Annual v4.11, Unit 3547 and retrofits | 578 | 7454 | Rate Constraint in lbs/MMBtu | FALSE | L | Annual | Allowances Banked | Thousand Tons | 0 | 0 | 0 | 0 | 0 | 0 | 0 | 0
NSR Schahfer 17 & 18 - NOX Rate Annual v4.11, Unit 3547 and retrofits | 578 | 7454 | Rate Constraint in lbs/MMBtu | FALSE | L | Annual | Allowances Withdrawn (1:1) | Thousand Tons | 0 | 0 | 0 | 0 | 0 | 0 | 0 | 0
NSR Schahfer 17 & 18 - NOX Rate Annual v4.11, Unit 3547 and retrofits | 578 | 7454 | Rate Constraint in lbs/MMBtu | FALSE | L | Annual | Allowances Withdrawn (n:1) | Thousand Tons | 0 | 0 | 0 | 0 | 0 | 0 | 0 | 0
NSR Schahfer 17 & 18 - NOX Rate Annual v4.11, Unit 3547 and retrofits | 578 | 7454 | Rate Constraint in lbs/MMBtu | FALSE | L | Annual | Net Emissions Allowance Position | Thousand Tons | 1.731 | 0 | 0 | 0 | 0 | 0 | 0 | 0
NSR Schahfer 17 & 18 - NOX Rate Annual v4.11, Unit 3547 and retrofits | 578 | 7454 | Rate Constraint in lbs/MMBtu | FALSE | L | Annual | Fuel Consumed | TBtu | 20.311 | 0 | 0 | 0 | 0 | 0 | 0 | 0
NSR Schahfer 17 & 18 - NOX Rate Annual v4.11, Unit 3547 and retrofits | 578 | 7454 | Rate Constraint in lbs/MMBtu | FALSE | L | Annual | Rate | lb/MMBtu | 0.17045 | 0 | 0 | 0 | 0 | 0 | 0 | 0
NSR Schahfer 17 & 18 - NOX Rate Annual v4.11, Unit 3547 and retrofits | 578 | 7454 | Rate Constraint in lbs/MMBtu | FALSE | L | Annual | Generation | TWh | 1.7466 | 0 | 0 | 0 | 0 | 0 | 0 | 0
NSR Schahfer 17 & 18 - NOX Rate Annual v4.11, Unit 3547 and retrofits | 578 | 7454 | Rate Constraint in lbs/MMBtu | FALSE | L | Annual | Qualifying Generation | TWh | 1.7466 | 0 | 0 | 0 | 0 | 0 | 0 | 0
NSR Schahfer 17 & 18 - NOX Rate Annual v4.11, Unit 3547 and retrofits | 578 | 7454 | Rate Constraint in lbs/MMBtu | FALSE | L | Annual | Rate | lb/MWh | 1.9822 | 0 | 0 | 0 | 0 | 0 | 0 | 0
NSR Schahfer 17 & 18 - NOX Rate Annual v4.11, Unit 3547 and retrofits | 578 | 7454 | Rate Constraint in lbs/MMBtu | FALSE | L | Annual | Constraint Shadow Price | US2019$/Ton | 0 | 0 | 0 | 0 | 0 | 0 | 0 | 0
NSR Schahfer 17 & 18 - NOX Rate Annual v4.11, Unit 3548 and retrofits | 579 | 7454 | Rate Constraint in lbs/MMBtu | FALSE | L | Annual | Seasons Included | Seasons | Winter, WintShld, Summer | Winter, WintShld, Summer | Winter, WintShld, Summer | Winter, WintShld, Summer | Winter, WintShld, Summer | Winter, WintShld, Summer | Winter, WintShld, Summer | Winter, WintShld, Summer
NSR Schahfer 17 & 18 - NOX Rate Annual v4.11, Unit 3548 and retrofits | 579 | 7454 | Rate Constraint in lbs/MMBtu | FALSE | L | Annual | Standard NOX | lb/MMBtu | 0.2 | 0.2 | 0.2 | 0.2 | 0.2 | 0.2 | 0.2 | 0.2
NSR Schahfer 17 & 18 - NOX Rate Annual v4.11, Unit 3548 and retrofits | 579 | 7454 | Rate Constraint in lbs/MMBtu | FALSE | L | Annual | Emissions at Affected Plants NOX | Thousand Tons | 1.9495 | 0 | 0 | 0 | 0 | 0 | 0 | 0
NSR Schahfer 17 & 18 - NOX Rate Annual v4.11, Unit 3548 and retrofits | 579 | 7454 | Rate Constraint in lbs/MMBtu | FALSE | L | Annual | Allowances Purchased NOX | Thousand Tons | 0 | 0 | 0 | 0 | 0 | 0 | 0 | 0
NSR Schahfer 17 & 18 - NOX Rate Annual v4.11, Unit 3548 and retrofits | 579 | 7454 | Rate Constraint in lbs/MMBtu | FALSE | L | Annual | Allowances Sold NOX | Thousand Tons | 0 | 0 | 0 | 0 | 0 | 0 | 0 | 0
NSR Schahfer 17 & 18 - NOX Rate Annual v4.11, Unit 3548 and retrofits | 579 | 7454 | Rate Constraint in lbs/MMBtu | FALSE | L | Annual | Allowances Banked | Thousand Tons | 0 | 0 | 0 | 0 | 0 | 0 | 0 | 0
NSR Schahfer 17 & 18 - NOX Rate Annual v4.11, Unit 3548 and retrofits | 579 | 7454 | Rate Constraint in lbs/MMBtu | FALSE | L | Annual | Allowances Withdrawn (1:1) | Thousand Tons | 0 | 0 | 0 | 0 | 0 | 0 | 0 | 0
NSR Schahfer 17 & 18 - NOX Rate Annual v4.11, Unit 3548 and retrofits | 579 | 7454 | Rate Constraint in lbs/MMBtu | FALSE | L | Annual | Allowances Withdrawn (n:1) | Thousand Tons | 0 | 0 | 0 | 0 | 0 | 0 | 0 | 0
NSR Schahfer 17 & 18 - NOX Rate Annual v4.11, Unit 3548 and retrofits | 579 | 7454 | Rate Constraint in lbs/MMBtu | FALSE | L | Annual | Net Emissions Allowance Position | Thousand Tons | 1.9495 | 0 | 0 | 0 | 0 | 0 | 0 | 0
NSR Schahfer 17 & 18 - NOX Rate Annual v4.11, Unit 3548 and retrofits | 579 | 7454 | Rate Constraint in lbs/MMBtu | FALSE | L | Annual | Fuel Consumed | TBtu | 22.3923 | 0 | 0 | 0 | 0 | 0 | 0 | 0
NSR Schahfer 17 & 18 - NOX Rate Annual v4.11, Unit 3548 and retrofits | 579 | 7454 | Rate Constraint in lbs/MMBtu | FALSE | L | Annual | Rate | lb/MMBtu | 0.17412 | 0 | 0 | 0 | 0 | 0 | 0 | 0
NSR Schahfer 17 & 18 - NOX Rate Annual v4.11, Unit 3548 and retrofits | 579 | 7454 | Rate Constraint in lbs/MMBtu | FALSE | L | Annual | Generation | TWh | 1.9524 | 0 | 0 | 0 | 0 | 0 | 0 | 0
NSR Schahfer 17 & 18 - NOX Rate Annual v4.11, Unit 3548 and retrofits | 579 | 7454 | Rate Constraint in lbs/MMBtu | FALSE | L | Annual | Qualifying Generation | TWh | 1.9524 | 0 | 0 | 0 | 0 | 0 | 0 | 0
NSR Schahfer 17 & 18 - NOX Rate Annual v4.11, Unit 3548 and retrofits | 579 | 7454 | Rate Constraint in lbs/MMBtu | FALSE | L | Annual | Rate | lb/MWh | 1.997 | 0 | 0 | 0 | 0 | 0 | 0 | 0
NSR Schahfer 17 & 18 - NOX Rate Annual v4.11, Unit 3548 and retrofits | 579 | 7454 | Rate Constraint in lbs/MMBtu | FALSE | L | Annual | Constraint Shadow Price | US2019$/Ton | 0 | 0 | 0 | 0 | 0 | 0 | 0 | 0
NSR Shawnee 1& 4 - SO2 Rate Annual v4.11 | 580 | 7455 | Rate Constraint in lbs/MMBtu | FALSE | L | Annual | Seasons Included | Seasons | Winter, WintShld, Summer | Winter, WintShld, Summer | Winter, WintShld, Summer | Winter, WintShld, Summer | Winter, WintShld, Summer | Winter, WintShld, Summer | Winter, WintShld, Summer | Winter, WintShld, Summer
NSR Shawnee 1& 4 - SO2 Rate Annual v4.11 | 580 | 7455 | Rate Constraint in lbs/MMBtu | FALSE | L | Annual | Standard SO2 | lb/MMBtu | 1.2 | 1.2 | 1.2 | 1.2 | 1.2 | 1.2 | 1.2 | 1.2
NSR Shawnee 1& 4 - SO2 Rate Annual v4.11 | 580 | 7455 | Rate Constraint in lbs/MMBtu | FALSE | L | Annual | Emissions at Affected Plants SO2 | Thousand Tons | 0.8157 | 0.8157 | 0.42638 | 0.42182 | 0 | 0 | 0 | 0
NSR Shawnee 1& 4 - SO2 Rate Annual v4.11 | 580 | 7455 | Rate Constraint in lbs/MMBtu | FALSE | L | Annual | Allowances Purchased SO2 | Thousand Tons | 0 | 0 | 0 | 0 | 0 | 0 | 0 | 0
NSR Shawnee 1& 4 - SO2 Rate Annual v4.11 | 580 | 7455 | Rate Constraint in lbs/MMBtu | FALSE | L | Annual | Allowances Sold SO2 | Thousand Tons | 0 | 0 | 0 | 0 | 0 | 0 | 0 | 0
NSR Shawnee 1& 4 - SO2 Rate Annual v4.11 | 580 | 7455 | Rate Constraint in lbs/MMBtu | FALSE | L | Annual | Allowances Banked | Thousand Tons | 0 | 0 | 0 | 0 | 0 | 0 | 0 | 0
NSR Shawnee 1& 4 - SO2 Rate Annual v4.11 | 580 | 7455 | Rate Constraint in lbs/MMBtu | FALSE | L | Annual | Allowances Withdrawn (1:1) | Thousand Tons | 0 | 0 | 0 | 0 | 0 | 0 | 0 | 0
NSR Shawnee 1& 4 - SO2 Rate Annual v4.11 | 580 | 7455 | Rate Constraint in lbs/MMBtu | FALSE | L | Annual | Allowances Withdrawn (n:1) | Thousand Tons | 0 | 0 | 0 | 0 | 0 | 0 | 0 | 0
NSR Shawnee 1& 4 - SO2 Rate Annual v4.11 | 580 | 7455 | Rate Constraint in lbs/MMBtu | FALSE | L | Annual | Net Emissions Allowance Position | Thousand Tons | 0.8157 | 0.8157 | 0.42638 | 0.42182 | 0 | 0 | 0 | 0
NSR Shawnee 1& 4 - SO2 Rate Annual v4.11 | 580 | 7455 | Rate Constraint in lbs/MMBtu | FALSE | L | Annual | Fuel Consumed | TBtu | 21.4121 | 21.4121 | 11.1926 | 11.0728 | 0 | 0 | 0 | 0
NSR Shawnee 1& 4 - SO2 Rate Annual v4.11 | 580 | 7455 | Rate Constraint in lbs/MMBtu | FALSE | L | Annual | Rate | lb/MMBtu | 0.07619 | 0.07619 | 0.07619 | 0.07619 | 0 | 0 | 0 | 0
NSR Shawnee 1& 4 - SO2 Rate Annual v4.11 | 580 | 7455 | Rate Constraint in lbs/MMBtu | FALSE | L | Annual | Generation | TWh | 1.919 | 1.919 | 1.0031 | 0.99237 | 0 | 0 | 0 | 0
NSR Shawnee 1& 4 - SO2 Rate Annual v4.11 | 580 | 7455 | Rate Constraint in lbs/MMBtu | FALSE | L | Annual | Qualifying Generation | TWh | 1.919 | 1.919 | 1.0031 | 0.99237 | 0 | 0 | 0 | 0
NSR Shawnee 1& 4 - SO2 Rate Annual v4.11 | 580 | 7455 | Rate Constraint in lbs/MMBtu | FALSE | L | Annual | Rate | lb/MWh | 0.85013 | 0.85013 | 0.85013 | 0.85013 | 0 | 0 | 0 | 0
NSR Shawnee 1& 4 - SO2 Rate Annual v4.11 | 580 | 7455 | Rate Constraint in lbs/MMBtu | FALSE | L | Annual | Constraint Shadow Price | US2019$/Ton | 0 | 0 | 0 | 0 | 0 | 0 | 0 | 0
NSR Shawnee 5-10 - SO2 Rate Annual v4.11 | 581 | 7456 | Rate Constraint in lbs/MMBtu | FALSE | L | Annual | Seasons Included | Seasons | Winter, WintShld, Summer | Winter, WintShld, Summer | Winter, WintShld, Summer | Winter, WintShld, Summer | Winter, WintShld, Summer | Winter, WintShld, Summer | Winter, WintShld, Summer | Winter, WintShld, Summer
NSR Shawnee 5-10 - SO2 Rate Annual v4.11 | 581 | 7456 | Rate Constraint in lbs/MMBtu | FALSE | L | Annual | Standard SO2 | lb/MMBtu | 1.2 | 1.2 | 1.2 | 1.2 | 1.2 | 1.2 | 1.2 | 1.2
NSR Shawnee 5-10 - SO2 Rate Annual v4.11 | 581 | 7456 | Rate Constraint in lbs/MMBtu | FALSE | L | Annual | Emissions at Affected Plants SO2 | Thousand Tons | 21.4379 | 19.9397 | 8.0333 | 0 | 0 | 0 | 0 | 0
NSR Shawnee 5-10 - SO2 Rate Annual v4.11 | 581 | 7456 | Rate Constraint in lbs/MMBtu | FALSE | L | Annual | Allowances Purchased SO2 | Thousand Tons | 0 | 0 | 0 | 0 | 0 | 0 | 0 | 0
NSR Shawnee 5-10 - SO2 Rate Annual v4.11 | 581 | 7456 | Rate Constraint in lbs/MMBtu | FALSE | L | Annual | Allowances Sold SO2 | Thousand Tons | 0 | 0 | 0 | 0 | 0 | 0 | 0 | 0
NSR Shawnee 5-10 - SO2 Rate Annual v4.11 | 581 | 7456 | Rate Constraint in lbs/MMBtu | FALSE | L | Annual | Allowances Banked | Thousand Tons | 0 | 0 | 0 | 0 | 0 | 0 | 0 | 0
NSR Shawnee 5-10 - SO2 Rate Annual v4.11 | 581 | 7456 | Rate Constraint in lbs/MMBtu | FALSE | L | Annual | Allowances Withdrawn (1:1) | Thousand Tons | 0 | 0 | 0 | 0 | 0 | 0 | 0 | 0
NSR Shawnee 5-10 - SO2 Rate Annual v4.11 | 581 | 7456 | Rate Constraint in lbs/MMBtu | FALSE | L | Annual | Allowances Withdrawn (n:1) | Thousand Tons | 0 | 0 | 0 | 0 | 0 | 0 | 0 | 0
NSR Shawnee 5-10 - SO2 Rate Annual v4.11 | 581 | 7456 | Rate Constraint in lbs/MMBtu | FALSE | L | Annual | Net Emissions Allowance Position | Thousand Tons | 21.4379 | 19.9397 | 8.0333 | 0 | 0 | 0 | 0 | 0
NSR Shawnee 5-10 - SO2 Rate Annual v4.11 | 581 | 7456 | Rate Constraint in lbs/MMBtu | FALSE | L | Annual | Fuel Consumed | TBtu | 53.7126 | 49.9589 | 36.0866 | 0 | 0 | 0 | 0 | 0
NSR Shawnee 5-10 - SO2 Rate Annual v4.11 | 581 | 7456 | Rate Constraint in lbs/MMBtu | FALSE | L | Annual | Rate | lb/MMBtu | 0.79824 | 0.79824 | 0.44522 | 0 | 0 | 0 | 0 | 0
NSR Shawnee 5-10 - SO2 Rate Annual v4.11 | 581 | 7456 | Rate Constraint in lbs/MMBtu | FALSE | L | Annual | Generation | TWh | 4.7975 | 4.4622 | 3.2232 | 0 | 0 | 0 | 0 | 0
NSR Shawnee 5-10 - SO2 Rate Annual v4.11 | 581 | 7456 | Rate Constraint in lbs/MMBtu | FALSE | L | Annual | Qualifying Generation | TWh | 4.7975 | 4.4622 | 3.2232 | 0 | 0 | 0 | 0 | 0
NSR Shawnee 5-10 - SO2 Rate Annual v4.11 | 581 | 7456 | Rate Constraint in lbs/MMBtu | FALSE | L | Annual | Rate | lb/MWh | 8.9371 | 8.9371 | 4.9847 | 0 | 0 | 0 | 0 | 0
NSR Shawnee 5-10 - SO2 Rate Annual v4.11 | 581 | 7456 | Rate Constraint in lbs/MMBtu | FALSE | L | Annual | Constraint Shadow Price | US2019$/Ton | 0 | 0 | 0 | 0 | 0 | 0 | 0 | 0
NSR Taconite 1,2 - NOX Rate Annual v5.14 | 582 | 7489 | Rate Constraint in lbs/MMBtu | FALSE | L | Annual | Seasons Included | Seasons | Winter, WintShld, Summer | Winter, WintShld, Summer | Winter, WintShld, Summer | Winter, WintShld, Summer | Winter, WintShld, Summer | Winter, WintShld, Summer | Winter, WintShld, Summer | Winter, WintShld, Summer
NSR Taconite 1,2 - NOX Rate Annual v5.14 | 582 | 7489 | Rate Constraint in lbs/MMBtu | FALSE | L | Annual | Standard NOX | lb/MMBtu | 0.16 | 0.16 | 0.16 | 0.16 | 0.16 | 0.16 | 0.16 | 0.16
NSR Taconite 1,2 - NOX Rate Annual v5.14 | 582 | 7489 | Rate Constraint in lbs/MMBtu | FALSE | L | Annual | Emissions at Affected Plants NOX | Thousand Tons | 0 | 0 | 0 | 0 | 0 | 0 | 0 | 0
NSR Taconite 1,2 - NOX Rate Annual v5.14 | 582 | 7489 | Rate Constraint in lbs/MMBtu | FALSE | L | Annual | Allowances Purchased NOX | Thousand Tons | 0 | 0 | 0 | 0 | 0 | 0 | 0 | 0
NSR Taconite 1,2 - NOX Rate Annual v5.14 | 582 | 7489 | Rate Constraint in lbs/MMBtu | FALSE | L | Annual | Allowances Sold NOX | Thousand Tons | 0 | 0 | 0 | 0 | 0 | 0 | 0 | 0
NSR Taconite 1,2 - NOX Rate Annual v5.14 | 582 | 7489 | Rate Constraint in lbs/MMBtu | FALSE | L | Annual | Allowances Banked | Thousand Tons | 0 | 0 | 0 | 0 | 0 | 0 | 0 | 0
NSR Taconite 1,2 - NOX Rate Annual v5.14 | 582 | 7489 | Rate Constraint in lbs/MMBtu | FALSE | L | Annual | Allowances Withdrawn (1:1) | Thousand Tons | 0 | 0 | 0 | 0 | 0 | 0 | 0 | 0
NSR Taconite 1,2 - NOX Rate Annual v5.14 | 582 | 7489 | Rate Constraint in lbs/MMBtu | FALSE | L | Annual | Allowances Withdrawn (n:1) | Thousand Tons | 0 | 0 | 0 | 0 | 0 | 0 | 0 | 0
NSR Taconite 1,2 - NOX Rate Annual v5.14 | 582 | 7489 | Rate Constraint in lbs/MMBtu | FALSE | L | Annual | Net Emissions Allowance Position | Thousand Tons | 0 | 0 | 0 | 0 | 0 | 0 | 0 | 0
NSR Taconite 1,2 - NOX Rate Annual v5.14 | 582 | 7489 | Rate Constraint in lbs/MMBtu | FALSE | L | Annual | Fuel Consumed | TBtu | 0 | 0 | 0 | 0 | 0 | 0 | 0 | 0
NSR Taconite 1,2 - NOX Rate Annual v5.14 | 582 | 7489 | Rate Constraint in lbs/MMBtu | FALSE | L | Annual | Rate | lb/MMBtu | 0 | 0 | 0 | 0 | 0 | 0 | 0 | 0
NSR Taconite 1,2 - NOX Rate Annual v5.14 | 582 | 7489 | Rate Constraint in lbs/MMBtu | FALSE | L | Annual | Generation | TWh | 0 | 0 | 0 | 0 | 0 | 0 | 0 | 0
NSR Taconite 1,2 - NOX Rate Annual v5.14 | 582 | 7489 | Rate Constraint in lbs/MMBtu | FALSE | L | Annual | Qualifying Generation | TWh | 0 | 0 | 0 | 0 | 0 | 0 | 0 | 0
NSR Taconite 1,2 - NOX Rate Annual v5.14 | 582 | 7489 | Rate Constraint in lbs/MMBtu | FALSE | L | Annual | Rate | lb/MWh | 0 | 0 | 0 | 0 | 0 | 0 | 0 | 0
NSR Taconite 1,2 - NOX Rate Annual v5.14 | 582 | 7489 | Rate Constraint in lbs/MMBtu | FALSE | L | Annual | Constraint Shadow Price | US2019$/Ton | 0 | 0 | 0 | 0 | 0 | 0 | 0 | 0
NSR Taconite 1,2 - SO2 Rate Annual v5.14 | 583 | 7488 | Rate Constraint in lbs/MMBtu | FALSE | L | Annual | Seasons Included | Seasons | Winter, WintShld, Summer | Winter, WintShld, Summer | Winter, WintShld, Summer | Winter, WintShld, Summer | Winter, WintShld, Summer | Winter, WintShld, Summer | Winter, WintShld, Summer | Winter, WintShld, Summer
NSR Taconite 1,2 - SO2 Rate Annual v5.14 | 583 | 7488 | Rate Constraint in lbs/MMBtu | FALSE | L | Annual | Standard SO2 | lb/MMBtu | 0.3 | 0.3 | 0.3 | 0.3 | 0.3 | 0.3 | 0.3 | 0.3
NSR Taconite 1,2 - SO2 Rate Annual v5.14 | 583 | 7488 | Rate Constraint in lbs/MMBtu | FALSE | L | Annual | Emissions at Affected Plants SO2 | Thousand Tons | 0 | 0 | 0 | 0 | 0 | 0 | 0 | 0
NSR Taconite 1,2 - SO2 Rate Annual v5.14 | 583 | 7488 | Rate Constraint in lbs/MMBtu | FALSE | L | Annual | Allowances Purchased SO2 | Thousand Tons | 0 | 0 | 0 | 0 | 0 | 0 | 0 | 0
NSR Taconite 1,2 - SO2 Rate Annual v5.14 | 583 | 7488 | Rate Constraint in lbs/MMBtu | FALSE | L | Annual | Allowances Sold SO2 | Thousand Tons | 0 | 0 | 0 | 0 | 0 | 0 | 0 | 0
NSR Taconite 1,2 - SO2 Rate Annual v5.14 | 583 | 7488 | Rate Constraint in lbs/MMBtu | FALSE | L | Annual | Allowances Banked | Thousand Tons | 0 | 0 | 0 | 0 | 0 | 0 | 0 | 0
NSR Taconite 1,2 - SO2 Rate Annual v5.14 | 583 | 7488 | Rate Constraint in lbs/MMBtu | FALSE | L | Annual | Allowances Withdrawn (1:1) | Thousand Tons | 0 | 0 | 0 | 0 | 0 | 0 | 0 | 0
NSR Taconite 1,2 - SO2 Rate Annual v5.14 | 583 | 7488 | Rate Constraint in lbs/MMBtu | FALSE | L | Annual | Allowances Withdrawn (n:1) | Thousand Tons | 0 | 0 | 0 | 0 | 0 | 0 | 0 | 0
NSR Taconite 1,2 - SO2 Rate Annual v5.14 | 583 | 7488 | Rate Constraint in lbs/MMBtu | FALSE | L | Annual | Net Emissions Allowance Position | Thousand Tons | 0 | 0 | 0 | 0 | 0 | 0 | 0 | 0
NSR Taconite 1,2 - SO2 Rate Annual v5.14 | 583 | 7488 | Rate Constraint in lbs/MMBtu | FALSE | L | Annual | Fuel Consumed | TBtu | 0 | 0 | 0 | 0 | 0 | 0 | 0 | 0
NSR Taconite 1,2 - SO2 Rate Annual v5.14 | 583 | 7488 | Rate Constraint in lbs/MMBtu | FALSE | L | Annual | Rate | lb/MMBtu | 0 | 0 | 0 | 0 | 0 | 0 | 0 | 0
NSR Taconite 1,2 - SO2 Rate Annual v5.14 | 583 | 7488 | Rate Constraint in lbs/MMBtu | FALSE | L | Annual | Generation | TWh | 0 | 0 | 0 | 0 | 0 | 0 | 0 | 0
NSR Taconite 1,2 - SO2 Rate Annual v5.14 | 583 | 7488 | Rate Constraint in lbs/MMBtu | FALSE | L | Annual | Qualifying Generation | TWh | 0 | 0 | 0 | 0 | 0 | 0 | 0 | 0
NSR Taconite 1,2 - SO2 Rate Annual v5.14 | 583 | 7488 | Rate Constraint in lbs/MMBtu | FALSE | L | Annual | Rate | lb/MWh | 0 | 0 | 0 | 0 | 0 | 0 | 0 | 0
NSR Taconite 1,2 - SO2 Rate Annual v5.14 | 583 | 7488 | Rate Constraint in lbs/MMBtu | FALSE | L | Annual | Constraint Shadow Price | US2019$/Ton | 0 | 0 | 0 | 0 | 0 | 0 | 0 | 0
NSR Tucson Electric - SO2 Cap Annual v4.0 | 584 | 7276 | Rate Constraint in MTons | FALSE | L | Annual | Seasons Included | Seasons | Winter, WintShld, Summer | Winter, WintShld, Summer | Winter, WintShld, Summer | Winter, WintShld, Summer | Winter, WintShld, Summer | Winter, WintShld, Summer | Winter, WintShld, Summer | Winter, WintShld, Summer
NSR Tucson Electric - SO2 Cap Annual v4.0 | 584 | 7276 | Rate Constraint in MTons | FALSE | L | Annual | Standard SO2 | Thousand Tons | 10.66 | 10.66 | 10.66 | 10.66 | 10.66 | 10.66 | 10.66 | 10.66
NSR Tucson Electric - SO2 Cap Annual v4.0 | 584 | 7276 | Rate Constraint in MTons | FALSE | L | Annual | Emissions at Affected Plants SO2 | Thousand Tons | 10.66 | 8.5273 | 3.5373 | 2.0268 | 1.0838 | 1.0838 | 1.0838 | 0
NSR Tucson Electric - SO2 Cap Annual v4.0 | 584 | 7276 | Rate Constraint in MTons | FALSE | L | Annual | Allowances Purchased SO2 | Thousand Tons | 0 | 0 | 0 | 0 | 0 | 0 | 0 | 0
NSR Tucson Electric - SO2 Cap Annual v4.0 | 584 | 7276 | Rate Constraint in MTons | FALSE | L | Annual | Allowances Sold SO2 | Thousand Tons | 0 | 0 | 0 | 0 | 0 | 0 | 0 | 0
NSR Tucson Electric - SO2 Cap Annual v4.0 | 584 | 7276 | Rate Constraint in MTons | FALSE | L | Annual | Allowances Banked | Thousand Tons | 0 | 0 | 0 | 0 | 0 | 0 | 0 | 0
NSR Tucson Electric - SO2 Cap Annual v4.0 | 584 | 7276 | Rate Constraint in MTons | FALSE | L | Annual | Allowances Withdrawn (1:1) | Thousand Tons | 0 | 0 | 0 | 0 | 0 | 0 | 0 | 0
NSR Tucson Electric - SO2 Cap Annual v4.0 | 584 | 7276 | Rate Constraint in MTons | FALSE | L | Annual | Allowances Withdrawn (n:1) | Thousand Tons | 0 | 0 | 0 | 0 | 0 | 0 | 0 | 0
NSR Tucson Electric - SO2 Cap Annual v4.0 | 584 | 7276 | Rate Constraint in MTons | FALSE | L | Annual | Net Emissions Allowance Position | Thousand Tons | 10.66 | 8.5273 | 3.5373 | 2.0268 | 1.0838 | 1.0838 | 1.0838 | 0
NSR Tucson Electric - SO2 Cap Annual v4.0 | 584 | 7276 | Rate Constraint in MTons | FALSE | L | Annual | Fuel Consumed | TBtu | 115.7754 | 65.892 | 28.3842 | 13.9374 | 7.4526 | 7.4526 | 7.4526 | 0
NSR Tucson Electric - SO2 Cap Annual v4.0 | 584 | 7276 | Rate Constraint in MTons | FALSE | L | Annual | Rate | lb/MMBtu | 0.18415 | 0.25883 | 0.24924 | 0.29085 | 0.29085 | 0.29085 | 0.29085 | 0
NSR Tucson Electric - SO2 Cap Annual v4.0 | 584 | 7276 | Rate Constraint in MTons | FALSE | L | Annual | Generation | TWh | 11.2536 | 6.4274 | 2.7666 | 1.363 | 0.72883 | 0.72883 | 0.72883 | 0
NSR Tucson Electric - SO2 Cap Annual v4.0 | 584 | 7276 | Rate Constraint in MTons | FALSE | L | Annual | Qualifying Generation | TWh | 11.2536 | 6.4274 | 2.7666 | 1.363 | 0.72883 | 0.72883 | 0.72883 | 0
NSR Tucson Electric - SO2 Cap Annual v4.0 | 584 | 7276 | Rate Constraint in MTons | FALSE | L | Annual | Rate | lb/MWh | 1.8945 | 2.6534 | 2.5572 | 2.974 | 2.974 | 2.974 | 2.974 | 0
NSR Tucson Electric - SO2 Cap Annual v4.0 | 584 | 7276 | Rate Constraint in MTons | FALSE | L | Annual | Constraint Shadow Price | US2019$/Ton | 4711.342 | 0 | 0 | 0 | 0 | 0 | 0 | 0
NSR Tucson Electric NOx Cap Annual - v4.0 | 585 | 7277 | Rate Constraint in MTons | FALSE | L | Annual | Seasons Included | Seasons | Winter, WintShld, Summer | Winter, WintShld, Summer | Winter, WintShld, Summer | Winter, WintShld, Summer | Winter, WintShld, Summer | Winter, WintShld, Summer | Winter, WintShld, Summer | Winter, WintShld, Summer
NSR Tucson Electric NOx Cap Annual - v4.0 | 585 | 7277 | Rate Constraint in MTons | FALSE | L | Annual | Standard NOX | Thousand Tons | 8.94 | 8.94 | 8.94 | 8.94 | 8.94 | 8.94 | 8.94 | 8.94
NSR Tucson Electric NOx Cap Annual - v4.0 | 585 | 7277 | Rate Constraint in MTons | FALSE | L | Annual | Emissions at Affected Plants NOX | Thousand Tons | 6.424 | 3.3978 | 1.5933 | 0.53219 | 0.28458 | 0.27643 | 0.27643 | 0
NSR Tucson Electric NOx Cap Annual - v4.0 | 585 | 7277 | Rate Constraint in MTons | FALSE | L | Annual | Allowances Purchased NOX | Thousand Tons | 0 | 0 | 0 | 0 | 0 | 0 | 0 | 0
NSR Tucson Electric NOx Cap Annual - v4.0 | 585 | 7277 | Rate Constraint in MTons | FALSE | L | Annual | Allowances Sold NOX | Thousand Tons | 0 | 0 | 0 | 0 | 0 | 0 | 0 | 0
NSR Tucson Electric NOx Cap Annual - v4.0 | 585 | 7277 | Rate Constraint in MTons | FALSE | L | Annual | Allowances Banked | Thousand Tons | 0 | 0 | 0 | 0 | 0 | 0 | 0 | 0
NSR Tucson Electric NOx Cap Annual - v4.0 | 585 | 7277 | Rate Constraint in MTons | FALSE | L | Annual | Allowances Withdrawn (1:1) | Thousand Tons | 0 | 0 | 0 | 0 | 0 | 0 | 0 | 0
NSR Tucson Electric NOx Cap Annual - v4.0 | 585 | 7277 | Rate Constraint in MTons | FALSE | L | Annual | Allowances Withdrawn (n:1) | Thousand Tons | 0 | 0 | 0 | 0 | 0 | 0 | 0 | 0
NSR Tucson Electric NOx Cap Annual - v4.0 | 585 | 7277 | Rate Constraint in MTons | FALSE | L | Annual | Net Emissions Allowance Position | Thousand Tons | 6.424 | 3.3978 | 1.5933 | 0.53219 | 0.28458 | 0.27643 | 0.27643 | 0
NSR Tucson Electric NOx Cap Annual - v4.0 | 585 | 7277 | Rate Constraint in MTons | FALSE | L | Annual | Fuel Consumed | TBtu | 115.7754 | 65.892 | 28.3842 | 13.9374 | 7.4526 | 7.4526 | 7.4526 | 0
NSR Tucson Electric NOx Cap Annual - v4.0 | 585 | 7277 | Rate Constraint in MTons | FALSE | L | Annual | Rate | lb/MMBtu | 0.11097 | 0.10313 | 0.11227 | 0.076369 | 0.076369 | 0.074184 | 0.074184 | 0
NSR Tucson Electric NOx Cap Annual - v4.0 | 585 | 7277 | Rate Constraint in MTons | FALSE | L | Annual | Generation | TWh | 11.2536 | 6.4274 | 2.7666 | 1.363 | 0.72883 | 0.72883 | 0.72883 | 0
NSR Tucson Electric NOx Cap Annual - v4.0 | 585 | 7277 | Rate Constraint in MTons | FALSE | L | Annual | Qualifying Generation | TWh | 11.2536 | 6.4274 | 2.7666 | 1.363 | 0.72883 | 0.72883 | 0.72883 | 0
NSR Tucson Electric NOx Cap Annual - v4.0 | 585 | 7277 | Rate Constraint in MTons | FALSE | L | Annual | Rate | lb/MWh | 1.1417 | 1.0573 | 1.1518 | 0.78091 | 0.78091 | 0.75856 | 0.75856 | 0
NSR Tucson Electric NOx Cap Annual - v4.0 | 585 | 7277 | Rate Constraint in MTons | FALSE | L | Annual | Constraint Shadow Price | US2019$/Ton | 0 | 0 | 0 | 0 | 0 | 0 | 0 | 0
NSR TVA System - NOX Cap Annual v4.11 | 586 | 7400 | Rate Constraint in MTons | FALSE | L | Annual | Seasons Included | Seasons | Winter, WintShld, Summer | Winter, WintShld, Summer | Winter, WintShld, Summer | Winter, WintShld, Summer | Winter, WintShld, Summer | Winter, WintShld, Summer | Winter, WintShld, Summer | Winter, WintShld, Summer
NSR TVA System - NOX Cap Annual v4.11 | 586 | 7400 | Rate Constraint in MTons | FALSE | L | Annual | Standard NOX | Thousand Tons | 52 | 52 | 52 | 52 | 52 | 52 | 52 | 52
NSR TVA System - NOX Cap Annual v4.11 | 586 | 7400 | Rate Constraint in MTons | FALSE | L | Annual | Emissions at Affected Plants NOX | Thousand Tons | 21.871 | 11.1293 | 6.3709 | 0.92424 | 0.01035 | 0.01035 | 0.01035 | 0.0014193
NSR TVA System - NOX Cap Annual v4.11 | 586 | 7400 | Rate Constraint in MTons | FALSE | L | Annual | Allowances Purchased NOX | Thousand Tons | 0 | 0 | 0 | 0 | 0 | 0 | 0 | 0
NSR TVA System - NOX Cap Annual v4.11 | 586 | 7400 | Rate Constraint in MTons | FALSE | L | Annual | Allowances Sold NOX | Thousand Tons | 0 | 0 | 0 | 0 | 0 | 0 | 0 | 0
NSR TVA System - NOX Cap Annual v4.11 | 586 | 7400 | Rate Constraint in MTons | FALSE | L | Annual | Allowances Banked | Thousand Tons | 0 | 0 | 0 | 0 | 0 | 0 | 0 | 0
NSR TVA System - NOX Cap Annual v4.11 | 586 | 7400 | Rate Constraint in MTons | FALSE | L | Annual | Allowances Withdrawn (1:1) | Thousand Tons | 0 | 0 | 0 | 0 | 0 | 0 | 0 | 0
NSR TVA System - NOX Cap Annual v4.11 | 586 | 7400 | Rate Constraint in MTons | FALSE | L | Annual | Allowances Withdrawn (n:1) | Thousand Tons | 0 | 0 | 0 | 0 | 0 | 0 | 0 | 0
NSR TVA System - NOX Cap Annual v4.11 | 586 | 7400 | Rate Constraint in MTons | FALSE | L | Annual | Net Emissions Allowance Position | Thousand Tons | 21.871 | 11.1293 | 6.3709 | 0.92424 | 0.01035 | 0.01035 | 0.01035 | 0.0014193
NSR TVA System - NOX Cap Annual v4.11 | 586 | 7400 | Rate Constraint in MTons | FALSE | L | Annual | Fuel Consumed | TBtu | 458.6267 | 170.3386 | 80.6799 | 18.9404 | 0.25849 | 0.25849 | 0.25849 | 0.035482
NSR TVA System - NOX Cap Annual v4.11 | 586 | 7400 | Rate Constraint in MTons | FALSE | L | Annual | Rate | lb/MMBtu | 0.095376 | 0.13067 | 0.15793 | 0.097595 | 0.080084 | 0.080084 | 0.080084 | 0.08
NSR TVA System - NOX Cap Annual v4.11 | 586 | 7400 | Rate Constraint in MTons | FALSE | L | Annual | Generation | TWh | 42.6181 | 15.6586 | 7.323 | 1.703 | 0.022413 | 0.022413 | 0.022413 | 0.0030765
NSR TVA System - NOX Cap Annual v4.11 | 586 | 7400 | Rate Constraint in MTons | FALSE | L | Annual | Qualifying Generation | TWh | 42.6181 | 15.6586 | 7.323 | 1.703 | 0.022413 | 0.022413 | 0.022413 | 0.0030765
NSR TVA System - NOX Cap Annual v4.11 | 586 | 7400 | Rate Constraint in MTons | FALSE | L | Annual | Rate | lb/MWh | 1.0264 | 1.4215 | 1.74 | 1.0854 | 0.92361 | 0.92361 | 0.92361 | 0.92264
NSR TVA System - NOX Cap Annual v4.11 | 586 | 7400 | Rate Constraint in MTons | FALSE | L | Annual | Constraint Shadow Price | US2019$/Ton | 0 | 0 | 0 | 0 | 0 | 0 | 0 | 0
NSR TVA System - SO2 Cap Annual v4.11 | 587 | 7399 | Rate Constraint in MTons | FALSE | L | Annual | Seasons Included | Seasons | Winter, WintShld, Summer | Winter, WintShld, Summer | Winter, WintShld, Summer | Winter, WintShld, Summer | Winter, WintShld, Summer | Winter, WintShld, Summer | Winter, WintShld, Summer | Winter, WintShld, Summer
NSR TVA System - SO2 Cap Annual v4.11 | 587 | 7399 | Rate Constraint in MTons | FALSE | L | Annual | Standard SO2 | Thousand Tons | 100 | 100 | 100 | 100 | 100 | 100 | 100 | 100
NSR TVA System - SO2 Cap Annual v4.11 | 587 | 7399 | Rate Constraint in MTons | FALSE | L | Annual | Emissions at Affected Plants SO2 | Thousand Tons | 41.4626 | 30.3511 | 11.9248 | 0.64709 | 0.014139 | 0.014139 | 0.014139 | 0.0019409
NSR TVA System - SO2 Cap Annual v4.11 | 587 | 7399 | Rate Constraint in MTons | FALSE | L | Annual | Allowances Purchased SO2 | Thousand Tons | 0 | 0 | 0 | 0 | 0 | 0 | 0 | 0
NSR TVA System - SO2 Cap Annual v4.11 | 587 | 7399 | Rate Constraint in MTons | FALSE | L | Annual | Allowances Sold SO2 | Thousand Tons | 0 | 0 | 0 | 0 | 0 | 0 | 0 | 0
NSR TVA System - SO2 Cap Annual v4.11 | 587 | 7399 | Rate Constraint in MTons | FALSE | L | Annual | Allowances Banked | Thousand Tons | 0 | 0 | 0 | 0 | 0 | 0 | 0 | 0
NSR TVA System - SO2 Cap Annual v4.11 | 587 | 7399 | Rate Constraint in MTons | FALSE | L | Annual | Allowances Withdrawn (1:1) | Thousand Tons | 0 | 0 | 0 | 0 | 0 | 0 | 0 | 0
NSR TVA System - SO2 Cap Annual v4.11 | 587 | 7399 | Rate Constraint in MTons | FALSE | L | Annual | Allowances Withdrawn (n:1) | Thousand Tons | 0 | 0 | 0 | 0 | 0 | 0 | 0 | 0
NSR TVA System - SO2 Cap Annual v4.11 | 587 | 7399 | Rate Constraint in MTons | FALSE | L | Annual | Net Emissions Allowance Position | Thousand Tons | 41.4626 | 30.3511 | 11.9248 | 0.64709 | 0.014139 | 0.014139 | 0.014139 | 0.0019409
NSR TVA System - SO2 Cap Annual v4.11 | 587 | 7399 | Rate Constraint in MTons | FALSE | L | Annual | Fuel Consumed | TBtu | 458.6267 | 170.3386 | 80.6799 | 18.9404 | 0.25849 | 0.25849 | 0.25849 | 0.035482
NSR TVA System - SO2 Cap Annual v4.11 | 587 | 7399 | Rate Constraint in MTons | FALSE | L | Annual | Rate | lb/MMBtu | 0.18081 | 0.35636 | 0.29561 | 0.068329 | 0.1094 | 0.1094 | 0.1094 | 0.1094
NSR TVA System - SO2 Cap Annual v4.11 | 587 | 7399 | Rate Constraint in MTons | FALSE | L | Annual | Generation | TWh | 42.6181 | 15.6586 | 7.323 | 1.703 | 0.022413 | 0.022413 | 0.022413 | 0.0030765
NSR TVA System - SO2 Cap Annual v4.11 | 587 | 7399 | Rate Constraint in MTons | FALSE | L | Annual | Qualifying Generation | TWh | 42.6181 | 15.6586 | 7.323 | 1.703 | 0.022413 | 0.022413 | 0.022413 | 0.0030765
NSR TVA System - SO2 Cap Annual v4.11 | 587 | 7399 | Rate Constraint in MTons | FALSE | L | Annual | Rate | lb/MWh | 1.9458 | 3.8766 | 3.2568 | 0.75995 | 1.2617 | 1.2617 | 1.2617 | 1.2617
NSR TVA System - SO2 Cap Annual v4.11 | 587 | 7399 | Rate Constraint in MTons | FALSE | L | Annual | Constraint Shadow Price | US2019$/Ton | 0 | 0 | 0 | 0 | 0 | 0 | 0 | 0
NSR Valley 1-4 - NOX Rate Annual v5.16 | 588 | 7429 | Rate Constraint in lbs/MMBtu | FALSE | L | Annual | Seasons Included | Seasons | Winter, WintShld, Summer | Winter, WintShld, Summer | Winter, WintShld, Summer | Winter, WintShld, Summer | Winter, WintShld, Summer | Winter, WintShld, Summer | Winter, WintShld, Summer | Winter, WintShld, Summer
NSR Valley 1-4 - NOX Rate Annual v5.16 | 588 | 7429 | Rate Constraint in lbs/MMBtu | FALSE | L | Annual | Standard NOX | lb/MMBtu | 0.08 | 0.08 | 0.08 | 0.08 | 0.08 | 0.08 | 0.08 | 0.08
NSR Valley 1-4 - NOX Rate Annual v5.16 | 588 | 7429 | Rate Constraint in lbs/MMBtu | FALSE | L | Annual | Emissions at Affected Plants NOX | Thousand Tons | 0 | 0 | 0.14512 | 0 | 0 | 0 | 0 | 0
NSR Valley 1-4 - NOX Rate Annual v5.16 | 588 | 7429 | Rate Constraint in lbs/MMBtu | FALSE | L | Annual | Allowances Purchased NOX | Thousand Tons | 0 | 0 | 0 | 0 | 0 | 0 | 0 | 0
NSR Valley 1-4 - NOX Rate Annual v5.16 | 588 | 7429 | Rate Constraint in lbs/MMBtu | FALSE | L | Annual | Allowances Sold NOX | Thousand Tons | 0 | 0 | 0 | 0 | 0 | 0 | 0 | 0
NSR Valley 1-4 - NOX Rate Annual v5.16 | 588 | 7429 | Rate Constraint in lbs/MMBtu | FALSE | L | Annual | Allowances Banked | Thousand Tons | 0 | 0 | 0 | 0 | 0 | 0 | 0 | 0
NSR Valley 1-4 - NOX Rate Annual v5.16 | 588 | 7429 | Rate Constraint in lbs/MMBtu | FALSE | L | Annual | Allowances Withdrawn (1:1) | Thousand Tons | 0 | 0 | 0 | 0 | 0 | 0 | 0 | 0
NSR Valley 1-4 - NOX Rate Annual v5.16 | 588 | 7429 | Rate Constraint in lbs/MMBtu | FALSE | L | Annual | Allowances Withdrawn (n:1) | Thousand Tons | 0 | 0 | 0 | 0 | 0 | 0 | 0 | 0
NSR Valley 1-4 - NOX Rate Annual v5.16 | 588 | 7429 | Rate Constraint in lbs/MMBtu | FALSE | L | Annual | Net Emissions Allowance Position | Thousand Tons | 0 | 0 | 0.14512 | 0 | 0 | 0 | 0 | 0
NSR Valley 1-4 - NOX Rate Annual v5.16 | 588 | 7429 | Rate Constraint in lbs/MMBtu | FALSE | L | Annual | Fuel Consumed | TBtu | 0 | 0 | 3.9314 | 0 | 0 | 0 | 0 | 0
NSR Valley 1-4 - NOX Rate Annual v5.16 | 588 | 7429 | Rate Constraint in lbs/MMBtu | FALSE | L | Annual | Rate | lb/MMBtu | 0 | 0 | 0.073829 | 0 | 0 | 0 | 0 | 0
NSR Valley 1-4 - NOX Rate Annual v5.16 | 588 | 7429 | Rate Constraint in lbs/MMBtu | FALSE | L | Annual | Generation | TWh | 0 | 0 | 0.47161 | 0 | 0 | 0 | 0 | 0
NSR Valley 1-4 - NOX Rate Annual v5.16 | 588 | 7429 | Rate Constraint in lbs/MMBtu | FALSE | L | Annual | Qualifying Generation | TWh | 0 | 0 | 0.40816 | 0 | 0 | 0 | 0 | 0
NSR Valley 1-4 - NOX Rate Annual v5.16 | 588 | 7429 | Rate Constraint in lbs/MMBtu | FALSE | L | Annual | Rate | lb/MWh | 0 | 0 | 0.71112 | 0 | 0 | 0 | 0 | 0
NSR Valley 1-4 - NOX Rate Annual v5.16 | 588 | 7429 | Rate Constraint in lbs/MMBtu | FALSE | L | Annual | Constraint Shadow Price | US2019$/Ton | 0 | 0 | 0 | 0 | 0 | 0 | 0 | 0
NSR Valley 1-4 - SO2 Cap Annual v5.16 | 589 | 7428 | Rate Constraint in MTons | FALSE | L | Annual | Seasons Included | Seasons | Winter, WintShld, Summer | Winter, WintShld, Summer | Winter, WintShld, Summer | Winter, WintShld, Summer | Winter, WintShld, Summer | Winter, WintShld, Summer | Winter, WintShld, Summer | Winter, WintShld, Summer
NSR Valley 1-4 - SO2 Cap Annual v5.16 | 589 | 7428 | Rate Constraint in MTons | FALSE | L | Annual | Standard SO2 | Thousand Tons | 0.0095 | 0.0095 | 0.0095 | 0.0095 | 0.0095 | 0.0095 | 0.0095 | 0.0095
NSR Valley 1-4 - SO2 Cap Annual v5.16 | 589 | 7428 | Rate Constraint in MTons | FALSE | L | Annual | Emissions at Affected Plants SO2 | Thousand Tons | 0 | 0 | 0 | 0 | 0 | 0 | 0 | 0
NSR Valley 1-4 - SO2 Cap Annual v5.16 | 589 | 7428 | Rate Constraint in MTons | FALSE | L | Annual | Allowances Purchased SO2 | Thousand Tons | 0 | 0 | 0 | 0 | 0 | 0 | 0 | 0
NSR Valley 1-4 - SO2 Cap Annual v5.16 | 589 | 7428 | Rate Constraint in MTons | FALSE | L | Annual | Allowances Sold SO2 | Thousand Tons | 0 | 0 | 0 | 0 | 0 | 0 | 0 | 0
NSR Valley 1-4 - SO2 Cap Annual v5.16 | 589 | 7428 | Rate Constraint in MTons | FALSE | L | Annual | Allowances Banked | Thousand Tons | 0 | 0 | 0 | 0 | 0 | 0 | 0 | 0
NSR Valley 1-4 - SO2 Cap Annual v5.16 | 589 | 7428 | Rate Constraint in MTons | FALSE | L | Annual | Allowances Withdrawn (1:1) | Thousand Tons | 0 | 0 | 0 | 0 | 0 | 0 | 0 | 0
NSR Valley 1-4 - SO2 Cap Annual v5.16 | 589 | 7428 | Rate Constraint in MTons | FALSE | L | Annual | Allowances Withdrawn (n:1) | Thousand Tons | 0 | 0 | 0 | 0 | 0 | 0 | 0 | 0
NSR Valley 1-4 - SO2 Cap Annual v5.16 | 589 | 7428 | Rate Constraint in MTons | FALSE | L | Annual | Net Emissions Allowance Position | Thousand Tons | 0 | 0 | 0 | 0 | 0 | 0 | 0 | 0
NSR Valley 1-4 - SO2 Cap Annual v5.16 | 589 | 7428 | Rate Constraint in MTons | FALSE | L | Annual | Fuel Consumed | TBtu | 0 | 0 | 4.5425 | 0 | 0 | 0 | 0 | 0
NSR Valley 1-4 - SO2 Cap Annual v5.16 | 589 | 7428 | Rate Constraint in MTons | FALSE | L | Annual | Rate | lb/MMBtu | 0 | 0 | 0 | 0 | 0 | 0 | 0 | 0
NSR Valley 1-4 - SO2 Cap Annual v5.16 | 589 | 7428 | Rate Constraint in MTons | FALSE | L | Annual | Generation | TWh | 0 | 0 | 0.47161 | 0 | 0 | 0 | 0 | 0
NSR Valley 1-4 - SO2 Cap Annual v5.16 | 589 | 7428 | Rate Constraint in MTons | FALSE | L | Annual | Qualifying Generation | TWh | 0 | 0 | 0.47161 | 0 | 0 | 0 | 0 | 0
NSR Valley 1-4 - SO2 Cap Annual v5.16 | 589 | 7428 | Rate Constraint in MTons | FALSE | L | Annual | Rate | lb/MWh | 0 | 0 | 0 | 0 | 0 | 0 | 0 | 0
NSR Valley 1-4 - SO2 Cap Annual v5.16 | 589 | 7428 | Rate Constraint in MTons | FALSE | L | Annual | Constraint Shadow Price | US2019$/Ton | 0 | 0 | 0 | 0 | 0 | 0 | 0 | 0
NSR W H Sammis 1-5 - SO2 Rate Annual v3.1, Unit 3872 and retrofits | 590 | 7435 | Rate Constraint in lbs/MMBtu | FALSE | L | Annual | Seasons Included | Seasons | Winter, WintShld, Summer | Winter, WintShld, Summer | Winter, WintShld, Summer | Winter, WintShld, Summer | Winter, WintShld, Summer | Winter, WintShld, Summer | Winter, WintShld, Summer | Winter, WintShld, Summer
NSR W H Sammis 1-5 - SO2 Rate Annual v3.1, Unit 3872 and retrofits | 590 | 7435 | Rate Constraint in lbs/MMBtu | FALSE | L | Annual | Standard SO2 | lb/MMBtu | 1.1 | 1.1 | 1.1 | 1.1 | 1.1 | 1.1 | 1.1 | 1.1
NSR W H Sammis 1-5 - SO2 Rate Annual v3.1, Unit 3872 and retrofits | 590 | 7435 | Rate Constraint in lbs/MMBtu | FALSE | L | Annual | Emissions at Affected Plants SO2 | Thousand Tons | 1.2819 | 0.11896 | 0 | 0 | 0 | 0 | 0 | 0
NSR W H Sammis 1-5 - SO2 Rate Annual v3.1, Unit 3872 and retrofits | 590 | 7435 | Rate Constraint in lbs/MMBtu | FALSE | L | Annual | Allowances Purchased SO2 | Thousand Tons | 0 | 0 | 0 | 0 | 0 | 0 | 0 | 0
NSR W H Sammis 1-5 - SO2 Rate Annual v3.1, Unit 3872 and retrofits | 590 | 7435 | Rate Constraint in lbs/MMBtu | FALSE | L | Annual | Allowances Sold SO2 | Thousand Tons | 0 | 0 | 0 | 0 | 0 | 0 | 0 | 0
NSR W H Sammis 1-5 - SO2 Rate Annual v3.1, Unit 3872 and retrofits | 590 | 7435 | Rate Constraint in lbs/MMBtu | FALSE | L | Annual | Allowances Banked | Thousand Tons | 0 | 0 | 0 | 0 | 0 | 0 | 0 | 0
NSR W H Sammis 1-5 - SO2 Rate Annual v3.1, Unit 3872 and retrofits | 590 | 7435 | Rate Constraint in lbs/MMBtu | FALSE | L | Annual | Allowances Withdrawn (1:1) | Thousand Tons | 0 | 0 | 0 | 0 | 0 | 0 | 0 | 0
NSR W H Sammis 1-5 - SO2 Rate Annual v3.1, Unit 3872 and retrofits | 590 | 7435 | Rate Constraint in lbs/MMBtu | FALSE | L | Annual | Allowances Withdrawn (n:1) | Thousand Tons | 0 | 0 | 0 | 0 | 0 | 0 | 0 | 0
NSR W H Sammis 1-5 - SO2 Rate Annual v3.1, Unit 3872 and retrofits | 590 | 7435 | Rate Constraint in lbs/MMBtu | FALSE | L | Annual | Net Emissions Allowance Position | Thousand Tons | 1.2819 | 0.11896 | 0 | 0 | 0 | 0 | 0 | 0
NSR W H Sammis 1-5 - SO2 Rate Annual v3.1, Unit 3872 and retrofits | 590 | 7435 | Rate Constraint in lbs/MMBtu | FALSE | L | Annual | Fuel Consumed | TBtu | 21.4058 | 1.9863 | 0 | 0 | 0 | 0 | 0 | 0
NSR W H Sammis 1-5 - SO2 Rate Annual v3.1, Unit 3872 and retrofits | 590 | 7435 | Rate Constraint in lbs/MMBtu | FALSE | L | Annual | Rate | lb/MMBtu | 0.11978 | 0.11978 | 0 | 0 | 0 | 0 | 0 | 0
NSR W H Sammis 1-5 - SO2 Rate Annual v3.1, Unit 3872 and retrofits | 590 | 7435 | Rate Constraint in lbs/MMBtu | FALSE | L | Annual | Generation | TWh | 1.8961 | 0.17595 | 0 | 0 | 0 | 0 | 0 | 0
NSR W H Sammis 1-5 - SO2 Rate Annual v3.1, Unit 3872 and retrofits | 590 | 7435 | Rate Constraint in lbs/MMBtu | FALSE | L | Annual | Qualifying Generation | TWh | 1.8961 | 0.17595 | 0 | 0 | 0 | 0 | 0 | 0
NSR W H Sammis 1-5 - SO2 Rate Annual v3.1, Unit 3872 and retrofits | 590 | 7435 | Rate Constraint in lbs/MMBtu | FALSE | L | Annual | Rate | lb/MWh | 1.3522 | 1.3522 | 0 | 0 | 0 | 0 | 0 | 0
NSR W H Sammis 1-5 - SO2 Rate Annual v3.1, Unit 3872 and retrofits | 590 | 7435 | Rate Constraint in lbs/MMBtu | FALSE | L | Annual | Constraint Shadow Price | US2019$/Ton | 0 | 0 | 0 | 0 | 0 | 0 | 0 | 0
NSR W H Sammis 5 - NOX Rate Annual v3.1, Unit 3872 and retrofits | 591 | 7436 | Rate Constraint in lbs/MMBtu | FALSE | L | Annual | Seasons Included | Seasons | Winter, WintShld, Summer | Winter, WintShld, Summer | Winter, WintShld, Summer | Winter, WintShld, Summer | Winter, WintShld, Summer | Winter, WintShld, Summer | Winter, WintShld, Summer | Winter, WintShld, Summer
NSR W H Sammis 5 - NOX Rate Annual v3.1, Unit 3872 and retrofits | 591 | 7436 | Rate Constraint in lbs/MMBtu | FALSE | L | Annual | Standard NOX | lb/MMBtu | 0.29 | 0.29 | 0.29 | 0.29 | 0.29 | 0.29 | 0.29 | 0.29
NSR W H Sammis 5 - NOX Rate Annual v3.1, Unit 3872 and retrofits | 591 | 7436 | Rate Constraint in lbs/MMBtu | FALSE | L | Annual | Emissions at Affected Plants NOX | Thousand Tons | 2.1267 | 0.19734 | 0 | 0 | 0 | 0 | 0 | 0
NSR W H Sammis 5 - NOX Rate Annual v3.1, Unit 3872 and retrofits | 591 | 7436 | Rate Constraint in lbs/MMBtu | FALSE | L | Annual | Allowances Purchased NOX | Thousand Tons | 0 | 0 | 0 | 0 | 0 | 0 | 0 | 0
NSR W H Sammis 5 - NOX Rate Annual v3.1, Unit 3872 and retrofits | 591 | 7436 | Rate Constraint in lbs/MMBtu | FALSE | L | Annual | Allowances Sold NOX | Thousand Tons | 0 | 0 | 0 | 0 | 0 | 0 | 0 | 0
NSR W H Sammis 5 - NOX Rate Annual v3.1, Unit 3872 and retrofits | 591 | 7436 | Rate Constraint in lbs/MMBtu | FALSE | L | Annual | Allowances Banked | Thousand Tons | 0 | 0 | 0 | 0 | 0 | 0 | 0 | 0
NSR W H Sammis 5 - NOX Rate Annual v3.1, Unit 3872 and retrofits | 591 | 7436 | Rate Constraint in lbs/MMBtu | FALSE | L | Annual | Allowances Withdrawn (1:1) | Thousand Tons | 0 | 0 | 0 | 0 | 0 | 0 | 0 | 0
NSR W H Sammis 5 - NOX Rate Annual v3.1, Unit 3872 and retrofits | 591 | 7436 | Rate Constraint in lbs/MMBtu | FALSE | L | Annual | Allowances Withdrawn (n:1) | Thousand Tons | 0 | 0 | 0 | 0 | 0 | 0 | 0 | 0
NSR W H Sammis 5 - NOX Rate Annual v3.1, Unit 3872 and retrofits | 591 | 7436 | Rate Constraint in lbs/MMBtu | FALSE | L | Annual | Net Emissions Allowance Position | Thousand Tons | 2.1267 | 0.19734 | 0 | 0 | 0 | 0 | 0 | 0
NSR W H Sammis 5 - NOX Rate Annual v3.1, Unit 3872 and retrofits | 591 | 7436 | Rate Constraint in lbs/MMBtu | FALSE | L | Annual | Fuel Consumed | TBtu | 21.4058 | 1.9863 | 0 | 0 | 0 | 0 | 0 | 0
NSR W H Sammis 5 - NOX Rate Annual v3.1, Unit 3872 and retrofits | 591 | 7436 | Rate Constraint in lbs/MMBtu | FALSE | L | Annual | Rate | lb/MMBtu | 0.1987 | 0.1987 | 0 | 0 | 0 | 0 | 0 | 0
NSR W H Sammis 5 - NOX Rate Annual v3.1, Unit 3872 and retrofits | 591 | 7436 | Rate Constraint in lbs/MMBtu | FALSE | L | Annual | Generation | TWh | 1.8961 | 0.17595 | 0 | 0 | 0 | 0 | 0 | 0
NSR W H Sammis 5 - NOX Rate Annual v3.1, Unit 3872 and retrofits | 591 | 7436 | Rate Constraint in lbs/MMBtu | FALSE | L | Annual | Qualifying Generation | TWh | 1.8961 | 0.17595 | 0 | 0 | 0 | 0 | 0 | 0
NSR W H Sammis 5 - NOX Rate Annual v3.1, Unit 3872 and retrofits | 591 | 7436 | Rate Constraint in lbs/MMBtu | FALSE | L | Annual | Rate | lb/MWh | 2.2432 | 2.2432 | 0 | 0 | 0 | 0 | 0 | 0
NSR W H Sammis 5 - NOX Rate Annual v3.1, Unit 3872 and retrofits | 591 | 7436 | Rate Constraint in lbs/MMBtu | FALSE | L | Annual | Constraint Shadow Price | US2019$/Ton | 0 | 0 | 0 | 0 | 0 | 0 | 0 | 0
NSR W H Sammis 6 - SO2 Rate Annual v3.1, Unit 3852 and retrofits | 592 | 7437 | Rate Constraint in lbs/MMBtu | FALSE | L | Annual | Seasons Included | Seasons | Winter, WintShld, Summer | Winter, WintShld, Summer | Winter, WintShld, Summer | Winter, WintShld, Summer | Winter, WintShld, Summer | Winter, WintShld, Summer | Winter, WintShld, Summer | Winter, WintShld, Summer
NSR W H Sammis 6 - SO2 Rate Annual v3.1, Unit 3852 and retrofits | 592 | 7437 | Rate Constraint in lbs/MMBtu | FALSE | L | Annual | Standard SO2 | lb/MMBtu | 0.13 | 0.13 | 0.13 | 0.13 | 0.13 | 0.13 | 0.13 | 0.13
NSR W H Sammis 6 - SO2 Rate Annual v3.1, Unit 3852 and retrofits | 592 | 7437 | Rate Constraint in lbs/MMBtu | FALSE | L | Annual | Emissions at Affected Plants SO2 | Thousand Tons | 2.7708 | 2.6171 | 0 | 0 | 0 | 0 | 0 | 0
NSR W H Sammis 6 - SO2 Rate Annual v3.1, Unit 3852 and retrofits | 592 | 7437 | Rate Constraint in lbs/MMBtu | FALSE | L | Annual | Allowances Purchased SO2 | Thousand Tons | 0 | 0 | 0 | 0 | 0 | 0 | 0 | 0
NSR W H Sammis 6 - SO2 Rate Annual v3.1, Unit 3852 and retrofits | 592 | 7437 | Rate Constraint in lbs/MMBtu | FALSE | L | Annual | Allowances Sold SO2 | Thousand Tons | 0 | 0 | 0 | 0 | 0 | 0 | 0 | 0
NSR W H Sammis 6 - SO2 Rate Annual v3.1, Unit 3852 and retrofits | 592 | 7437 | Rate Constraint in lbs/MMBtu | FALSE | L | Annual | Allowances Banked | Thousand Tons | 0 | 0 | 0 | 0 | 0 | 0 | 0 | 0
NSR W H Sammis 6 - SO2 Rate Annual v3.1, Unit 3852 and retrofits | 592 | 7437 | Rate Constraint in lbs/MMBtu | FALSE | L | Annual | Allowances Withdrawn (1:1) | Thousand Tons | 0 | 0 | 0 | 0 | 0 | 0 | 0 | 0
NSR W H Sammis 6 - SO2 Rate Annual v3.1, Unit 3852 and retrofits | 592 | 7437 | Rate Constraint in lbs/MMBtu | FALSE | L | Annual | Allowances Withdrawn (n:1) | Thousand Tons | 0 | 0 | 0 | 0 | 0 | 0 | 0 | 0
NSR W H Sammis 6 - SO2 Rate Annual v3.1, Unit 3852 and retrofits | 592 | 7437 | Rate Constraint in lbs/MMBtu | FALSE | L | Annual | Net Emissions Allowance Position | Thousand Tons | 2.7708 | 2.6171 | 0 | 0 | 0 | 0 | 0 | 0
NSR W H Sammis 6 - SO2 Rate Annual v3.1, Unit 3852 and retrofits | 592 | 7437 | Rate Constraint in lbs/MMBtu | FALSE | L | Annual | Fuel Consumed | TBtu | 46.2657 | 43.7002 | 0 | 0 | 0 | 0 | 0 | 0
NSR W H Sammis 6 - SO2 Rate Annual v3.1, Unit 3852 and retrofits | 592 | 7437 | Rate Constraint in lbs/MMBtu | FALSE | L | Annual | Rate | lb/MMBtu | 0.11978 | 0.11978 | 0 | 0 | 0 | 0 | 0 | 0
NSR W H Sammis 6 - SO2 Rate Annual v3.1, Unit 3852 and retrofits | 592 | 7437 | Rate Constraint in lbs/MMBtu | FALSE | L | Annual | Generation | TWh | 4.2453 | 4.0099 | 0 | 0 | 0 | 0 | 0 | 0
NSR W H Sammis 6 - SO2 Rate Annual v3.1, Unit 3852 and retrofits | 592 | 7437 | Rate Constraint in lbs/MMBtu | FALSE | L | Annual | Qualifying Generation | TWh | 4.2453 | 4.0099 | 0 | 0 | 0 | 0 | 0 | 0
NSR W H Sammis 6 - SO2 Rate Annual v3.1, Unit 3852 and retrofits | 592 | 7437 | Rate Constraint in lbs/MMBtu | FALSE | L | Annual | Rate | lb/MWh | 1.3053 | 1.3053 | 0 | 0 | 0 | 0 | 0 | 0
NSR W H Sammis 6 - SO2 Rate Annual v3.1, Unit 3852 and retrofits | 592 | 7437 | Rate Constraint in lbs/MMBtu | FALSE | L | Annual | Constraint Shadow Price | US2019$/Ton | 0 | 0 | 0 | 289.7559 | 0 | 0 | 0 | 0
NSR W H Sammis 6,7 - NOX Rate Annual v3.1, Unit 3852 and retrofits | 593 | 7439 | Rate Constraint in lbs/MMBtu | FALSE | L | Annual | Seasons Included | Seasons | Winter, WintShld, Summer | Winter, WintShld, Summer | Winter, WintShld, Summer | Winter, WintShld, Summer | Winter, WintShld, Summer | Winter, WintShld, Summer | Winter, WintShld, Summer | Winter, WintShld, Summer
NSR W H Sammis 6,7 - NOX Rate Annual v3.1, Unit 3852 and retrofits | 593 | 7439 | Rate Constraint in lbs/MMBtu | FALSE | L | Annual | Standard NOX | lb/MMBtu | 0.1 | 0.1 | 0.1 | 0.1 | 0.1 | 0.1 | 0.1 | 0.1
NSR W H Sammis 6,7 - NOX Rate Annual v3.1, Unit 3852 and retrofits | 593 | 7439 | Rate Constraint in lbs/MMBtu | FALSE | L | Annual | Emissions at Affected Plants NOX | Thousand Tons | 1.735 | 1.6388 | 0 | 0 | 0 | 0 | 0 | 0
NSR W H Sammis 6,7 - NOX Rate Annual v3.1, Unit 3852 and retrofits | 593 | 7439 | Rate Constraint in lbs/MMBtu | FALSE | L | Annual | Allowances Purchased NOX | Thousand Tons | 0 | 0 | 0 | 0 | 0 | 0 | 0 | 0
NSR W H Sammis 6,7 - NOX Rate Annual v3.1, Unit 3852 and retrofits | 593 | 7439 | Rate Constraint in lbs/MMBtu | FALSE | L | Annual | Allowances Sold NOX | Thousand Tons | 0 | 0 | 0 | 0 | 0 | 0 | 0 | 0
NSR W H Sammis 6,7 - NOX Rate Annual v3.1, Unit 3852 and retrofits | 593 | 7439 | Rate Constraint in lbs/MMBtu | FALSE | L | Annual | Allowances Banked | Thousand Tons | 0 | 0 | 0 | 0 | 0 | 0 | 0 | 0
NSR W H Sammis 6,7 - NOX Rate Annual v3.1, Unit 3852 and retrofits | 593 | 7439 | Rate Constraint in lbs/MMBtu | FALSE | L | Annual | Allowances Withdrawn (1:1) | Thousand Tons | 0 | 0 | 0 | 0 | 0 | 0 | 0 | 0
NSR W H Sammis 6,7 - NOX Rate Annual v3.1, Unit 3852 and retrofits | 593 | 7439 | Rate Constraint in lbs/MMBtu | FALSE | L | Annual | Allowances Withdrawn (n:1) | Thousand Tons | 0 | 0 | 0 | 0 | 0 | 0 | 0 | 0
NSR W H Sammis 6,7 - NOX Rate Annual v3.1, Unit 3852 and retrofits | 593 | 7439 | Rate Constraint in lbs/MMBtu | FALSE | L | Annual | Net Emissions Allowance Position | Thousand Tons | 1.735 | 1.6388 | 0 | 0 | 0 | 0 | 0 | 0
NSR W H Sammis 6,7 - NOX Rate Annual v3.1, Unit 3852 and retrofits | 593 | 7439 | Rate Constraint in lbs/MMBtu | FALSE | L | Annual | Fuel Consumed | TBtu | 46.2657 | 43.7002 | 0 | 0 | 0 | 0 | 0 | 0
NSR W H Sammis 6,7 - NOX Rate Annual v3.1, Unit 3852 and retrofits | 593 | 7439 | Rate Constraint in lbs/MMBtu | FALSE | L | Annual | Rate | lb/MMBtu | 0.075 | 0.075 | 0 | 0 | 0 | 0 | 0 | 0
NSR W H Sammis 6,7 - NOX Rate Annual v3.1, Unit 3852 and retrofits | 593 | 7439 | Rate Constraint in lbs/MMBtu | FALSE | L | Annual | Generation | TWh | 4.2453 | 4.0099 | 0 | 0 | 0 | 0 | 0 | 0
NSR W H Sammis 6,7 - NOX Rate Annual v3.1, Unit 3852 and retrofits | 593 | 7439 | Rate Constraint in lbs/MMBtu | FALSE | L | Annual | Qualifying Generation | TWh | 4.2453 | 4.0099 | 0 | 0 | 0 | 0 | 0 | 0
NSR W H Sammis 6,7 - NOX Rate Annual v3.1, Unit 3852 and retrofits | 593 | 7439 | Rate Constraint in lbs/MMBtu | FALSE | L | Annual | Rate | lb/MWh | 0.81736 | 0.81736 | 0 | 0 | 0 | 0 | 0 | 0
NSR W H Sammis 6,7 - NOX Rate Annual v3.1, Unit 3852 and retrofits | 593 | 7439 | Rate Constraint in lbs/MMBtu | FALSE | L | Annual | Constraint Shadow Price | US2019$/Ton | 0 | 0 | 0 | 0 | 0 | 0 | 0 | 0
NSR W H Sammis 6,7 - NOX Rate Annual v3.1, Unit 3853 and retrofits | 594 | 7439 | Rate Constraint in lbs/MMBtu | FALSE | L | Annual | Seasons Included | Seasons | Winter, WintShld, Summer | Winter, WintShld, Summer | Winter, WintShld, Summer | Winter, WintShld, Summer | Winter, WintShld, Summer | Winter, WintShld, Summer | Winter, WintShld, Summer | Winter, WintShld, Summer
NSR W H Sammis 6,7 - NOX Rate Annual v3.1, Unit 3853 and retrofits | 594 | 7439 | Rate Constraint in lbs/MMBtu | FALSE | L | Annual | Standard NOX | lb/MMBtu | 0.1 | 0.1 | 0.1 | 0.1 | 0.1 | 0.1 | 0.1 | 0.1
NSR W H Sammis 6,7 - NOX Rate Annual v3.1, Unit 3853 and retrofits | 594 | 7439 | Rate Constraint in lbs/MMBtu | FALSE | L | Annual | Emissions at Affected Plants NOX | Thousand Tons | 1.7499 | 1.6714 | 0 | 0 | 0 | 0 | 0 | 0
NSR W H Sammis 6,7 - NOX Rate Annual v3.1, Unit 3853 and retrofits | 594 | 7439 | Rate Constraint in lbs/MMBtu | FALSE | L | Annual | Allowances Purchased NOX | Thousand Tons | 0 | 0 | 0 | 0 | 0 | 0 | 0 | 0
NSR W H Sammis 6,7 - NOX Rate Annual v3.1, Unit 3853 and retrofits | 594 | 7439 | Rate Constraint in lbs/MMBtu | FALSE | L | Annual | Allowances Sold NOX | Thousand Tons | 0 | 0 | 0 | 0 | 0 | 0 | 0 | 0
NSR W H Sammis 6,7 - NOX Rate Annual v3.1, Unit 3853 and retrofits | 594 | 7439 | Rate Constraint in lbs/MMBtu | FALSE | L | Annual | Allowances Banked | Thousand Tons | 0 | 0 | 0 | 0 | 0 | 0 | 0 | 0
NSR W H Sammis 6,7 - NOX Rate Annual v3.1, Unit 3853 and retrofits | 594 | 7439 | Rate Constraint in lbs/MMBtu | FALSE | L | Annual | Allowances Withdrawn (1:1) | Thousand Tons | 0 | 0 | 0 | 0 | 0 | 0 | 0 | 0
NSR W H Sammis 6,7 - NOX Rate Annual v3.1, Unit 3853 and retrofits | 594 | 7439 | Rate Constraint in lbs/MMBtu | FALSE | L | Annual | Allowances Withdrawn (n:1) | Thousand Tons | 0 | 0 | 0 | 0 | 0 | 0 | 0 | 0
NSR W H Sammis 6,7 - NOX Rate Annual v3.1, Unit 3853 and retrofits | 594 | 7439 | Rate Constraint in lbs/MMBtu | FALSE | L | Annual | Net Emissions Allowance Position | Thousand Tons | 1.7499 | 1.6714 | 0 | 0 | 0 | 0 | 0 | 0
NSR W H Sammis 6,7 - NOX Rate Annual v3.1, Unit 3853 and retrofits | 594 | 7439 | Rate Constraint in lbs/MMBtu | FALSE | L | Annual | Fuel Consumed | TBtu | 46.664 | 44.5711 | 0 | 0 | 0 | 0 | 0 | 0
NSR W H Sammis 6,7 - NOX Rate Annual v3.1, Unit 3853 and retrofits | 594 | 7439 | Rate Constraint in lbs/MMBtu | FALSE | L | Annual | Rate | lb/MMBtu | 0.075 | 0.075 | 0 | 0 | 0 | 0 | 0 | 0
NSR W H Sammis 6,7 - NOX Rate Annual v3.1, Unit 3853 and retrofits | 594 | 7439 | Rate Constraint in lbs/MMBtu | FALSE | L | Annual | Generation | TWh | 4.2453 | 4.0549 | 0 | 0 | 0 | 0 | 0 | 0
NSR W H Sammis 6,7 - NOX Rate Annual v3.1, Unit 3853 and retrofits | 594 | 7439 | Rate Constraint in lbs/MMBtu | FALSE | L | Annual | Qualifying Generation | TWh | 4.2453 | 4.0549 | 0 | 0 | 0 | 0 | 0 | 0
NSR W H Sammis 6,7 - NOX Rate Annual v3.1, Unit 3853 and retrofits | 594 | 7439 | Rate Constraint in lbs/MMBtu | FALSE | L | Annual | Rate | lb/MWh | 0.8244 | 0.8244 | 0 | 0 | 0 | 0 | 0 | 0
NSR W H Sammis 6,7 - NOX Rate Annual v3.1, Unit 3853 and retrofits | 594 | 7439 | Rate Constraint in lbs/MMBtu | FALSE | L | Annual | Constraint Shadow Price | US2019$/Ton | 0 | 0 | 0 | 0 | 0 | 0 | 0 | 0
NSR W H Sammis 7 - SO2 Rate Annual v3.1, Unit 3853 and retrofits | 595 | 7438 | Rate Constraint in lbs/MMBtu | FALSE | L | Annual | Seasons Included | Seasons | Winter, WintShld, Summer | Winter, WintShld, Summer | Winter, WintShld, Summer | Winter, WintShld, Summer | Winter, WintShld, Summer | Winter, WintShld, Summer | Winter, WintShld, Summer | Winter, WintShld, Summer
NSR W H Sammis 7 - SO2 Rate Annual v3.1, Unit 3853 and retrofits | 595 | 7438 | Rate Constraint in lbs/MMBtu | FALSE | L | Annual | Standard SO2 | lb/MMBtu | 0.13 | 0.13 | 0.13 | 0.13 | 0.13 | 0.13 | 0.13 | 0.13
NSR W H Sammis 7 - SO2 Rate Annual v3.1, Unit 3853 and retrofits | 595 | 7438 | Rate Constraint in lbs/MMBtu | FALSE | L | Annual | Emissions at Affected Plants SO2 | Thousand Tons | 2.7946 | 2.6693 | 0 | 0 | 0 | 0 | 0 | 0
NSR W H Sammis 7 - SO2 Rate Annual v3.1, Unit 3853 and retrofits | 595 | 7438 | Rate Constraint in lbs/MMBtu | FALSE | L | Annual | Allowances Purchased SO2 | Thousand Tons | 0 | 0 | 0 | 0 | 0 | 0 | 0 | 0
NSR W H Sammis 7 - SO2 Rate Annual v3.1, Unit 3853 and retrofits | 595 | 7438 | Rate Constraint in lbs/MMBtu | FALSE | L | Annual | Allowances Sold SO2 | Thousand Tons | 0 | 0 | 0 | 0 | 0 | 0 | 0 | 0
NSR W H Sammis 7 - SO2 Rate Annual v3.1, Unit 3853 and retrofits | 595 | 7438 | Rate Constraint in lbs/MMBtu | FALSE | L | Annual | Allowances Banked | Thousand Tons | 0 | 0 | 0 | 0 | 0 | 0 | 0 | 0
NSR W H Sammis 7 - SO2 Rate Annual v3.1, Unit 3853 and retrofits | 595 | 7438 | Rate Constraint in lbs/MMBtu | FALSE | L | Annual | Allowances Withdrawn (1:1) | Thousand Tons | 0 | 0 | 0 | 0 | 0 | 0 | 0 | 0
NSR W H Sammis 7 - SO2 Rate Annual v3.1, Unit 3853 and retrofits | 595 | 7438 | Rate Constraint in lbs/MMBtu | FALSE | L | Annual | Allowances Withdrawn (n:1) | Thousand Tons | 0 | 0 | 0 | 0 | 0 | 0 | 0 | 0
NSR W H Sammis 7 - SO2 Rate Annual v3.1, Unit 3853 and retrofits | 595 | 7438 | Rate Constraint in lbs/MMBtu | FALSE | L | Annual | Net Emissions Allowance Position | Thousand Tons | 2.7946 | 2.6693 | 0 | 0 | 0 | 0 | 0 | 0
NSR W H Sammis 7 - SO2 Rate Annual v3.1, Unit 3853 and retrofits | 595 | 7438 | Rate Constraint in lbs/MMBtu | FALSE | L | Annual | Fuel Consumed | TBtu | 46.664 | 44.5711 | 0 | 0 | 0 | 0 | 0 | 0
NSR W H Sammis 7 - SO2 Rate Annual v3.1, Unit 3853 and retrofits | 595 | 7438 | Rate Constraint in lbs/MMBtu | FALSE | L | Annual | Rate | lb/MMBtu | 0.11978 | 0.11978 | 0 | 0 | 0 | 0 | 0 | 0
NSR W H Sammis 7 - SO2 Rate Annual v3.1, Unit 3853 and retrofits | 595 | 7438 | Rate Constraint in lbs/MMBtu | FALSE | L | Annual | Generation | TWh | 4.2453 | 4.0549 | 0 | 0 | 0 | 0 | 0 | 0
NSR W H Sammis 7 - SO2 Rate Annual v3.1, Unit 3853 and retrofits | 595 | 7438 | Rate Constraint in lbs/MMBtu | FALSE | L | Annual | Qualifying Generation | TWh | 4.2453 | 4.0549 | 0 | 0 | 0 | 0 | 0 | 0
NSR W H Sammis 7 - SO2 Rate Annual v3.1, Unit 3853 and retrofits | 595 | 7438 | Rate Constraint in lbs/MMBtu | FALSE | L | Annual | Rate | lb/MWh | 1.3166 | 1.3166 | 0 | 0 | 0 | 0 | 0 | 0
NSR W H Sammis 7 - SO2 Rate Annual v3.1, Unit 3853 and retrofits | 595 | 7438 | Rate Constraint in lbs/MMBtu | FALSE | L | Annual | Constraint Shadow Price | US2019$/Ton | 0 | 0 | 0 | 289.7559 | 0 | 0 | 0 | 0
NSR WEPCO Settlement - NOX Cap Annual v3.1 | 596 | 7401 | Rate Constraint in MTons | FALSE | L | Annual | Seasons Included | Seasons | Winter, WintShld, Summer | Winter, WintShld, Summer | Winter, WintShld, Summer | Winter, WintShld, Summer | Winter, WintShld, Summer | Winter, WintShld, Summer | Winter, WintShld, Summer | Winter, WintShld, Summer
NSR WEPCO Settlement - NOX Cap Annual v3.1 | 596 | 7401 | Rate Constraint in MTons | FALSE | L | Annual | Standard NOX | Thousand Tons | 17.4 | 17.4 | 17.4 | 17.4 | 17.4 | 17.4 | 17.4 | 17.4
NSR WEPCO Settlement - NOX Cap Annual v3.1 | 596 | 7401 | Rate Constraint in MTons | FALSE | L | Annual | Emissions at Affected Plants NOX | Thousand Tons | 2.3298 | 0 | 0.16769 | 0 | 0 | 0 | 0 | 0
NSR WEPCO Settlement - NOX Cap Annual v3.1 | 596 | 7401 | Rate Constraint in MTons | FALSE | L | Annual | Allowances Purchased NOX | Thousand Tons | 0 | 0 | 0 | 0 | 0 | 0 | 0 | 0
NSR WEPCO Settlement - NOX Cap Annual v3.1 | 596 | 7401 | Rate Constraint in MTons | FALSE | L | Annual | Allowances Sold NOX | Thousand Tons | 0 | 0 | 0 | 0 | 0 | 0 | 0 | 0
NSR WEPCO Settlement - NOX Cap Annual v3.1 | 596 | 7401 | Rate Constraint in MTons | FALSE | L | Annual | Allowances Banked | Thousand Tons | 0 | 0 | 0 | 0 | 0 | 0 | 0 | 0
NSR WEPCO Settlement - NOX Cap Annual v3.1 | 596 | 7401 | Rate Constraint in MTons | FALSE | L | Annual | Allowances Withdrawn (1:1) | Thousand Tons | 0 | 0 | 0 | 0 | 0 | 0 | 0 | 0
NSR WEPCO Settlement - NOX Cap Annual v3.1 | 596 | 7401 | Rate Constraint in MTons | FALSE | L | Annual | Allowances Withdrawn (n:1) | Thousand Tons | 0 | 0 | 0 | 0 | 0 | 0 | 0 | 0
NSR WEPCO Settlement - NOX Cap Annual v3.1 | 596 | 7401 | Rate Constraint in MTons | FALSE | L | Annual | Net Emissions Allowance Position | Thousand Tons | 2.3298 | 0 | 0.16769 | 0 | 0 | 0 | 0 | 0
NSR WEPCO Settlement - NOX Cap Annual v3.1 | 596 | 7401 | Rate Constraint in MTons | FALSE | L | Annual | Fuel Consumed | TBtu | 70.3942 | 0 | 4.5425 | 0 | 0 | 0 | 0 | 0
NSR WEPCO Settlement - NOX Cap Annual v3.1 | 596 | 7401 | Rate Constraint in MTons | FALSE | L | Annual | Rate | lb/MMBtu | 0.066194 | 0 | 0.073829 | 0 | 0 | 0 | 0 | 0
NSR WEPCO Settlement - NOX Cap Annual v3.1 | 596 | 7401 | Rate Constraint in MTons | FALSE | L | Annual | Generation | TWh | 6.7829 | 0 | 0.47161 | 0 | 0 | 0 | 0 | 0
NSR WEPCO Settlement - NOX Cap Annual v3.1 | 596 | 7401 | Rate Constraint in MTons | FALSE | L | Annual | Qualifying Generation | TWh | 6.7829 | 0 | 0.47161 | 0 | 0 | 0 | 0 | 0
NSR WEPCO Settlement - NOX Cap Annual v3.1 | 596 | 7401 | Rate Constraint in MTons | FALSE | L | Annual | Rate | lb/MWh | 0.68697 | 0 | 0.71112 | 0 | 0 | 0 | 0 | 0
NSR WEPCO Settlement - NOX Cap Annual v3.1 | 596 | 7401 | Rate Constraint in MTons | FALSE | L | Annual | Constraint Shadow Price | US2019$/Ton | 0 | 0 | 0 | 0 | 0 | 0 | 0 | 0
NSR WEPCO Settlement - NOX Rate Annual v3.1 | 597 | 7402 | Rate Constraint in lbs/MMBtu | FALSE | L | Annual | Seasons Included | Seasons | Winter, WintShld, Summer | Winter, WintShld, Summer | Winter, WintShld, Summer | Winter, WintShld, Summer | Winter, WintShld, Summer | Winter, WintShld, Summer | Winter, WintShld, Summer | Winter, WintShld, Summer
NSR WEPCO Settlement - NOX Rate Annual v3.1 | 597 | 7402 | Rate Constraint in lbs/MMBtu | FALSE | L | Annual | Standard NOX | lb/MMBtu | 0.17 | 0.17 | 0.17 | 0.17 | 0.17 | 0.17 | 0.17 | 0.17
NSR WEPCO Settlement - NOX Rate Annual v3.1 | 597 | 7402 | Rate Constraint in lbs/MMBtu | FALSE | L | Annual | Emissions at Affected Plants NOX | Thousand Tons | 2.3298 | 0 | 0.14512 | 0 | 0 | 0 | 0 | 0
NSR WEPCO Settlement - NOX Rate Annual v3.1 | 597 | 7402 | Rate Constraint in lbs/MMBtu | FALSE | L | Annual | Allowances Purchased NOX | Thousand Tons | 0 | 0 | 0 | 0 | 0 | 0 | 0 | 0
NSR WEPCO Settlement - NOX Rate Annual v3.1 | 597 | 7402 | Rate Constraint in lbs/MMBtu | FALSE | L | Annual | Allowances Sold NOX | Thousand Tons | 0 | 0 | 0 | 0 | 0 | 0 | 0 | 0
NSR WEPCO Settlement - NOX Rate Annual v3.1 | 597 | 7402 | Rate Constraint in lbs/MMBtu | FALSE | L | Annual | Allowances Banked | Thousand Tons | 0 | 0 | 0 | 0 | 0 | 0 | 0 | 0
NSR WEPCO Settlement - NOX Rate Annual v3.1 | 597 | 7402 | Rate Constraint in lbs/MMBtu | FALSE | L | Annual | Allowances Withdrawn (1:1) | Thousand Tons | 0 | 0 | 0 | 0 | 0 | 0 | 0 | 0
NSR WEPCO Settlement - NOX Rate Annual v3.1 | 597 | 7402 | Rate Constraint in lbs/MMBtu | FALSE | L | Annual | Allowances Withdrawn (n:1) | Thousand Tons | 0 | 0 | 0 | 0 | 0 | 0 | 0 | 0
NSR WEPCO Settlement - NOX Rate Annual v3.1 | 597 | 7402 | Rate Constraint in lbs/MMBtu | FALSE | L | Annual | Net Emissions Allowance Position | Thousand Tons | 2.3298 | 0 | 0.14512 | 0 | 0 | 0 | 0 | 0
NSR WEPCO Settlement - NOX Rate Annual v3.1 | 597 | 7402 | Rate Constraint in lbs/MMBtu | FALSE | L | Annual | Fuel Consumed | TBtu | 70.3942 | 0 | 3.9314 | 0 | 0 | 0 | 0 | 0
NSR WEPCO Settlement - NOX Rate Annual v3.1 | 597 | 7402 | Rate Constraint in lbs/MMBtu | FALSE | L | Annual | Rate | lb/MMBtu | 0.066194 | 0 | 0.073829 | 0 | 0 | 0 | 0 | 0
NSR WEPCO Settlement - NOX Rate Annual v3.1 | 597 | 7402 | Rate Constraint in lbs/MMBtu | FALSE | L | Annual | Generation | TWh | 6.7829 | 0 | 0.47161 | 0 | 0 | 0 | 0 | 0
NSR WEPCO Settlement - NOX Rate Annual v3.1 | 597 | 7402 | Rate Constraint in lbs/MMBtu | FALSE | L | Annual | Qualifying Generation | TWh | 6.7829 | 0 | 0.40816 | 0 | 0 | 0 | 0 | 0
NSR WEPCO Settlement - NOX Rate Annual v3.1 | 597 | 7402 | Rate Constraint in lbs/MMBtu | FALSE | L | Annual | Rate | lb/MWh | 0.68697 | 0 | 0.71112 | 0 | 0 | 0 | 0 | 0
NSR WEPCO Settlement - NOX Rate Annual v3.1 | 597 | 7402 | Rate Constraint in lbs/MMBtu | FALSE | L | Annual | Constraint Shadow Price | US2019$/Ton | 0 | 0 | 0 | 0 | 0 | 0 | 0 | 0
NSR WEPCO Settlement - SO2 Cap Annual v3.1 | 598 | 7403 | Rate Constraint in MTons | FALSE | L | Annual | Seasons Included | Seasons | Winter, WintShld, Summer | Winter, WintShld, Summer | Winter, WintShld, Summer | Winter, WintShld, Summer | Winter, WintShld, Summer | Winter, WintShld, Summer | Winter, WintShld, Summer | Winter, WintShld, Summer
NSR WEPCO Settlement - SO2 Cap Annual v3.1 | 598 | 7403 | Rate Constraint in MTons | FALSE | L | Annual | Standard SO2 | Thousand Tons | 33.3 | 33.3 | 33.3 | 33.3 | 33.3 | 33.3 | 33.3 | 33.3
NSR WEPCO Settlement - SO2 Cap Annual v3.1 | 598 | 7403 | Rate Constraint in MTons | FALSE | L | Annual | Emissions at Affected Plants SO2 | Thousand Tons | 0.9192 | 0 | 0 | 0 | 0 | 0 | 0 | 0
NSR WEPCO Settlement - SO2 Cap Annual v3.1 | 598 | 7403 | Rate Constraint in MTons | FALSE | L | Annual | Allowances Purchased SO2 | Thousand Tons | 0 | 0 | 0 | 0 | 0 | 0 | 0 | 0
NSR WEPCO Settlement - SO2 Cap Annual v3.1 | 598 | 7403 | Rate Constraint in MTons | FALSE | L | Annual | Allowances Sold SO2 | Thousand Tons | 0 | 0 | 0 | 0 | 0 | 0 | 0 | 0
NSR WEPCO Settlement - SO2 Cap Annual v3.1 | 598 | 7403 | Rate Constraint in MTons | FALSE | L | Annual | Allowances Banked | Thousand Tons | 0 | 0 | 0 | 0 | 0 | 0 | 0 | 0
NSR WEPCO Settlement - SO2 Cap Annual v3.1 | 598 | 7403 | Rate Constraint in MTons | FALSE | L | Annual | Allowances Withdrawn (1:1) | Thousand Tons | 0 | 0 | 0 | 0 | 0 | 0 | 0 | 0
NSR WEPCO Settlement - SO2 Cap Annual v3.1 | 598 | 7403 | Rate Constraint in MTons | FALSE | L | Annual | Allowances Withdrawn (n:1) | Thousand Tons | 0 | 0 | 0 | 0 | 0 | 0 | 0 | 0
NSR WEPCO Settlement - SO2 Cap Annual v3.1 | 598 | 7403 | Rate Constraint in MTons | FALSE | L | Annual | Net Emissions Allowance Position | Thousand Tons | 0.9192 | 0 | 0 | 0 | 0 | 0 | 0 | 0
NSR WEPCO Settlement - SO2 Cap Annual v3.1 | 598 | 7403 | Rate Constraint in MTons | FALSE | L | Annual | Fuel Consumed | TBtu | 70.3942 | 0 | 4.5425 | 0 | 0 | 0 | 0 | 0
NSR WEPCO Settlement - SO2 Cap Annual v3.1 | 598 | 7403 | Rate Constraint in MTons | FALSE | L | Annual | Rate | lb/MMBtu | 0.026116 | 0 | 0 | 0 | 0 | 0 | 0 | 0
NSR WEPCO Settlement - SO2 Cap Annual v3.1 | 598 | 7403 | Rate Constraint in MTons | FALSE | L | Annual | Generation | TWh | 6.7829 | 0 | 0.47161 | 0 | 0 | 0 | 0 | 0
NSR WEPCO Settlement - SO2 Cap Annual v3.1 | 598 | 7403 | Rate Constraint in MTons | FALSE | L | Annual | Qualifying Generation | TWh | 6.7829 | 0 | 0.47161 | 0 | 0 | 0 | 0 | 0
NSR WEPCO Settlement - SO2 Cap Annual v3.1 | 598 | 7403 | Rate Constraint in MTons | FALSE | L | Annual | Rate | lb/MWh | 0.27103 | 0 | 0 | 0 | 0 | 0 | 0 | 0
NSR WEPCO Settlement - SO2 Cap Annual v3.1 | 598 | 7403 | Rate Constraint in MTons | FALSE | L | Annual | Constraint Shadow Price | US2019$/Ton | 0 | 0 | 0 | 0 | 0 | 0 | 0 | 0
NSR WEPCO Settlement - SO2 Rate Annual v3.1 | 599 | 7404 | Rate Constraint in lbs/MMBtu | FALSE | L | Annual | Seasons Included | Seasons | Winter, WintShld, Summer | Winter, WintShld, Summer | Winter, WintShld, Summer | Winter, WintShld, Summer | Winter, WintShld, Summer | Winter, WintShld, Summer | Winter, WintShld, Summer | Winter, WintShld, Summer
NSR WEPCO Settlement - SO2 Rate Annual v3.1 | 599 | 7404 | Rate Constraint in lbs/MMBtu | FALSE | L | Annual | Standard SO2 | lb/MMBtu | 0.32 | 0.32 | 0.32 | 0.32 | 0.32 | 0.32 | 0.32 | 0.32
NSR WEPCO Settlement - SO2 Rate Annual v3.1 | 599 | 7404 | Rate Constraint in lbs/MMBtu | FALSE | L | Annual | Emissions at Affected Plants SO2 | Thousand Tons | 0.9192 | 0 | 0 | 0 | 0 | 0 | 0 | 0
NSR WEPCO Settlement - SO2 Rate Annual v3.1 | 599 | 7404 | Rate Constraint in lbs/MMBtu | FALSE | L | Annual | Allowances Purchased SO2 | Thousand Tons | 0 | 0 | 0 | 0 | 0 | 0 | 0 | 0
NSR WEPCO Settlement - SO2 Rate Annual v3.1 | 599 | 7404 | Rate Constraint in lbs/MMBtu | FALSE | L | Annual | Allowances Sold SO2 | Thousand Tons | 0 | 0 | 0 | 0 | 0 | 0 | 0 | 0
NSR WEPCO Settlement - SO2 Rate Annual v3.1 | 599 | 7404 | Rate Constraint in lbs/MMBtu | FALSE | L | Annual | Allowances Banked | Thousand Tons | 0 | 0 | 0 | 0 | 0 | 0 | 0 | 0
NSR WEPCO Settlement - SO2 Rate Annual v3.1 | 599 | 7404 | Rate Constraint in lbs/MMBtu | FALSE | L | Annual | Allowances Withdrawn (1:1) | Thousand Tons | 0 | 0 | 0 | 0 | 0 | 0 | 0 | 0
NSR WEPCO Settlement - SO2 Rate Annual v3.1 | 599 | 7404 | Rate Constraint in lbs/MMBtu | FALSE | L | Annual | Allowances Withdrawn (n:1) | Thousand Tons | 0 | 0 | 0 | 0 | 0 | 0 | 0 | 0
NSR WEPCO Settlement - SO2 Rate Annual v3.1 | 599 | 7404 | Rate Constraint in lbs/MMBtu | FALSE | L | Annual | Net Emissions Allowance Position | Thousand Tons | 0.9192 | 0 | 0 | 0 | 0 | 0 | 0 | 0
NSR WEPCO Settlement - SO2 Rate Annual v3.1 | 599 | 7404 | Rate Constraint in lbs/MMBtu | FALSE | L | Annual | Fuel Consumed | TBtu | 70.3942 | 0 | 3.9314 | 0 | 0 | 0 | 0 | 0
NSR WEPCO Settlement - SO2 Rate Annual v3.1 | 599 | 7404 | Rate Constraint in lbs/MMBtu | FALSE | L | Annual | Rate | lb/MMBtu | 0.026116 | 0 | 0 | 0 | 0 | 0 | 0 | 0
NSR WEPCO Settlement - SO2 Rate Annual v3.1 | 599 | 7404 | Rate Constraint in lbs/MMBtu | FALSE | L | Annual | Generation | TWh | 6.7829 | 0 | 0.47161 | 0 | 0 | 0 | 0 | 0
NSR WEPCO Settlement - SO2 Rate Annual v3.1 | 599 | 7404 | Rate Constraint in lbs/MMBtu | FALSE | L | Annual | Qualifying Generation | TWh | 6.7829 | 0 | 0.40816 | 0 | 0 | 0 | 0 | 0
NSR WEPCO Settlement - SO2 Rate Annual v3.1 | 599 | 7404 | Rate Constraint in lbs/MMBtu | FALSE | L | Annual | Rate | lb/MWh | 0.27103 | 0 | 0 | 0 | 0 | 0 | 0 | 0
NSR WEPCO Settlement - SO2 Rate Annual v3.1 | 599 | 7404 | Rate Constraint in lbs/MMBtu | FALSE | L | Annual | Constraint Shadow Price | US2019$/Ton | 0 | 0 | 0 | 0 | 0 | 0 | 0 | 0
NSR Westar Consent - NOX Cap Annual v4.10 | 600 | 7405 | Rate Constraint in MTons | FALSE | L | Annual | Seasons Included | Seasons | Winter, WintShld, Summer | Winter, WintShld, Summer | Winter, WintShld, Summer | Winter, WintShld, Summer | Winter, WintShld, Summer | Winter, WintShld, Summer | Winter, WintShld, Summer | Winter, WintShld, Summer
NSR Westar Consent - NOX Cap Annual v4.10 | 600 | 7405 | Rate Constraint in MTons | FALSE | L | Annual | Standard NOX | Thousand Tons | 9.6 | 9.6 | 9.6 | 9.6 | 9.6 | 9.6 | 9.6 | 9.6
NSR Westar Consent - NOX Cap Annual v4.10 | 600 | 7405 | Rate Constraint in MTons | FALSE | L | Annual | Emissions at Affected Plants NOX | Thousand Tons | 3.7403 | 3.6783 | 2.8874 | 1.7328 | 0.5604 | 0 | 0 | 0
NSR Westar Consent - NOX Cap Annual v4.10 | 600 | 7405 | Rate Constraint in MTons | FALSE | L | Annual | Allowances Purchased NOX | Thousand Tons | 0 | 0 | 0 | 0 | 0 | 0 | 0 | 0
NSR Westar Consent - NOX Cap Annual v4.10 | 600 | 7405 | Rate Constraint in MTons | FALSE | L | Annual | Allowances Sold NOX | Thousand Tons | 0 | 0 | 0 | 0 | 0 | 0 | 0 | 0
NSR Westar Consent - NOX Cap Annual v4.10 | 600 | 7405 | Rate Constraint in MTons | FALSE | L | Annual | Allowances Banked | Thousand Tons | 0 | 0 | 0 | 0 | 0 | 0 | 0 | 0
NSR Westar Consent - NOX Cap Annual v4.10 | 600 | 7405 | Rate Constraint in MTons | FALSE | L | Annual | Allowances Withdrawn (1:1) | Thousand Tons | 0 | 0 | 0 | 0 | 0 | 0 | 0 | 0
NSR Westar Consent - NOX Cap Annual v4.10 | 600 | 7405 | Rate Constraint in MTons | FALSE | L | Annual | Allowances Withdrawn (n:1) | Thousand Tons | 0 | 0 | 0 | 0 | 0 | 0 | 0 | 0
NSR Westar Consent - NOX Cap Annual v4.10 | 600 | 7405 | Rate Constraint in MTons | FALSE | L | Annual | Net Emissions Allowance Position | Thousand Tons | 3.7403 | 3.6783 | 2.8874 | 1.7328 | 0.5604 | 0 | 0 | 0
NSR Westar Consent - NOX Cap Annual v4.10 | 600 | 7405 | Rate Constraint in MTons | FALSE | L | Annual | Fuel Consumed | TBtu | 105.8154 | 102.7057 | 74.6572 | 50.4437 | 15.4187 | 0 | 0 | 0
NSR Westar Consent - NOX Cap Annual v4.10 | 600 | 7405 | Rate Constraint in MTons | FALSE | L | Annual | Rate | lb/MMBtu | 0.070695 | 0.071627 | 0.077351 | 0.068703 | 0.07269 | 0 | 0 | 0
NSR Westar Consent - NOX Cap Annual v4.10 | 600 | 7405 | Rate Constraint in MTons | FALSE | L | Annual | Generation | TWh | 9.5482 | 9.2652 | 6.7257 | 4.5582 | 1.3919 | 0 | 0 | 0
NSR Westar Consent - NOX Cap Annual v4.10 | 600 | 7405 | Rate Constraint in MTons | FALSE | L | Annual | Qualifying Generation | TWh | 9.5482 | 9.2652 | 6.7257 | 4.5582 | 1.3919 | 0 | 0 | 0
NSR Westar Consent - NOX Cap Annual v4.10 | 600 | 7405 | Rate Constraint in MTons | FALSE | L | Annual | Rate | lb/MWh | 0.78346 | 0.79399 | 0.85861 | 0.7603 | 0.80521 | 0 | 0 | 0
NSR Westar Consent - NOX Cap Annual v4.10 | 600 | 7405 | Rate Constraint in MTons | FALSE | L | Annual | Constraint Shadow Price | US2019$/Ton | 0 | 0 | 0 | 0 | 0 | 0 | 0 | 0
NSR Westar Consent - NOX Rate Annual v4.10, Unit 2589 and retrofits | 601 | 7406 | Rate Constraint in lbs/MMBtu | FALSE | L | Annual | Seasons Included | Seasons | Winter, WintShld, Summer | Winter, WintShld, Summer | Winter, WintShld, Summer | Winter, WintShld, Summer | Winter, WintShld, Summer | Winter, WintShld, Summer | Winter, WintShld, Summer | Winter, WintShld, Summer
NSR Westar Consent - NOX Rate Annual v4.10, Unit 2589 and retrofits | 601 | 7406 | Rate Constraint in lbs/MMBtu | FALSE | L | Annual | Standard NOX | lb/MMBtu | 0.1 | 0.1 | 0.1 | 0.1 | 0.1 | 0.1 | 0.1 | 0.1
NSR Westar Consent - NOX Rate Annual v4.10, Unit 2589 and retrofits | 601 | 7406 | Rate Constraint in lbs/MMBtu | FALSE | L | Annual | Emissions at Affected Plants NOX | Thousand Tons | 1.0302 | 0.96812 | 0.56177 | 0.5245 | 0.13989 | 0 | 0 | 0
NSR Westar Consent - NOX Rate Annual v4.10, Unit 2589 and retrofits | 601 | 7406 | Rate Constraint in lbs/MMBtu | FALSE | L | Annual | Allowances Purchased NOX | Thousand Tons | 0 | 0 | 0 | 0 | 0 | 0 | 0 | 0
NSR Westar Consent - NOX Rate Annual v4.10, Unit 2589 and retrofits | 601 | 7406 | Rate Constraint in lbs/MMBtu | FALSE | L | Annual | Allowances Sold NOX | Thousand Tons | 0 | 0 | 0 | 0 | 0 | 0 | 0 | 0
NSR Westar Consent - NOX Rate Annual v4.10, Unit 2589 and retrofits | 601 | 7406 | Rate Constraint in lbs/MMBtu | FALSE | L | Annual | Allowances Banked | Thousand Tons | 0 | 0 | 0 | 0 | 0 | 0 | 0 | 0
NSR Westar Consent - NOX Rate Annual v4.10, Unit 2589 and retrofits | 601 | 7406 | Rate Constraint in lbs/MMBtu | FALSE | L | Annual | Allowances Withdrawn (1:1) | Thousand Tons | 0 | 0 | 0 | 0 | 0 | 0 | 0 | 0
NSR Westar Consent - NOX Rate Annual v4.10, Unit 2589 and retrofits | 601 | 7406 | Rate Constraint in lbs/MMBtu | FALSE | L | Annual | Allowances Withdrawn (n:1) | Thousand Tons | 0 | 0 | 0 | 0 | 0 | 0 | 0 | 0
NSR Westar Consent - NOX Rate Annual v4.10, Unit 2589 and retrofits | 601 | 7406 | Rate Constraint in lbs/MMBtu | FALSE | L | Annual | Net Emissions Allowance Position | Thousand Tons | 1.0302 | 0.96812 | 0.56177 | 0.5245 | 0.13989 | 0 | 0 | 0
NSR Westar Consent - NOX Rate Annual v4.10, Unit 2589 and retrofits | 601 | 7406 | Rate Constraint in lbs/MMBtu | FALSE | L | Annual | Fuel Consumed | TBtu | 51.6128 | 48.5031 | 28.1449 | 26.2774 | 7.0086 | 0 | 0 | 0
NSR Westar Consent - NOX Rate Annual v4.10, Unit 2589 and retrofits | 601 | 7406 | Rate Constraint in lbs/MMBtu | FALSE | L | Annual | Rate | lb/MMBtu | 0.03992 | 0.03992 | 0.03992 | 0.03992 | 0.03992 | 0 | 0 | 0
NSR Westar Consent - NOX Rate Annual v4.10, Unit 2589 and retrofits | 601 | 7406 | Rate Constraint in lbs/MMBtu | FALSE | L | Annual | Generation | TWh | 4.6963 | 4.4134 | 2.561 | 2.391 | 0.63773 | 0 | 0 | 0
NSR Westar Consent - NOX Rate Annual v4.10, Unit 2589 and retrofits | 601 | 7406 | Rate Constraint in lbs/MMBtu | FALSE | L | Annual | Qualifying Generation | TWh | 4.6963 | 4.4134 | 2.561 | 2.391 | 0.63773 | 0 | 0 | 0
NSR Westar Consent - NOX Rate Annual v4.10, Unit 2589 and retrofits | 601 | 7406 | Rate Constraint in lbs/MMBtu | FALSE | L | Annual | Rate | lb/MWh | 0.43872 | 0.43872 | 0.43872 | 0.43872 | 0.43872 | 0 | 0 | 0
NSR Westar Consent - NOX Rate Annual v4.10, Unit 2589 and retrofits | 601 | 7406 | Rate Constraint in lbs/MMBtu | FALSE | L | Annual | Constraint Shadow Price | US2019$/Ton | 0 | 0 | 0 | 0 | 0 | 0 | 0 | 0
NSR Westar Consent - NOX Rate Annual v4.10, Unit 2604 and retrofits | 602 | 7406 | Rate Constraint in lbs/MMBtu | FALSE | L | Annual | Seasons Included | Seasons | Winter, WintShld, Summer | Winter, WintShld, Summer | Winter, WintShld, Summer | Winter, WintShld, Summer | Winter, WintShld, Summer | Winter, WintShld, Summer | Winter, WintShld, Summer | Winter, WintShld, Summer
NSR Westar Consent - NOX Rate Annual v4.10, Unit 2604 and retrofits | 602 | 7406 | Rate Constraint in lbs/MMBtu | FALSE | L | Annual | Standard NOX | lb/MMBtu | 0.1 | 0.1 | 0.1 | 0.1 | 0.1 | 0.1 | 0.1 | 0.1
NSR Westar Consent - NOX Rate Annual v4.10, Unit 2604 and retrofits | 602 | 7406 | Rate Constraint in lbs/MMBtu | FALSE | L | Annual | Emissions at Affected Plants NOX | Thousand Tons | 1.1009 | 1.1009 | 0.78036 | 0 | 0 | 0 | 0 | 0
NSR Westar Consent - NOX Rate Annual v4.10, Unit 2604 and retrofits | 602 | 7406 | Rate Constraint in lbs/MMBtu | FALSE | L | Annual | Allowances Purchased NOX | Thousand Tons | 0 | 0 | 0 | 0 | 0 | 0 | 0 | 0
NSR Westar Consent - NOX Rate Annual v4.10, Unit 2604 and retrofits | 602 | 7406 | Rate Constraint in lbs/MMBtu | FALSE | L | Annual | Allowances Sold NOX | Thousand Tons | 0 | 0 | 0 | 0 | 0 | 0 | 0 | 0
NSR Westar Consent - NOX Rate Annual v4.10, Unit 2604 and retrofits | 602 | 7406 | Rate Constraint in lbs/MMBtu | FALSE | L | Annual | Allowances Banked | Thousand Tons | 0 | 0 | 0 | 0 | 0 | 0 | 0 | 0
NSR Westar Consent - NOX Rate Annual v4.10, Unit 2604 and retrofits | 602 | 7406 | Rate Constraint in lbs/MMBtu | FALSE | L | Annual | Allowances Withdrawn (1:1) | Thousand Tons | 0 | 0 | 0 | 0 | 0 | 0 | 0 | 0
NSR Westar Consent - NOX Rate Annual v4.10, Unit 2604 and retrofits | 602 | 7406 | Rate Constraint in lbs/MMBtu | FALSE | L | Annual | Allowances Withdrawn (n:1) | Thousand Tons | 0 | 0 | 0 | 0 | 0 | 0 | 0 | 0
NSR Westar Consent - NOX Rate Annual v4.10, Unit 2604 and retrofits | 602 | 7406 | Rate Constraint in lbs/MMBtu | FALSE | L | Annual | Net Emissions Allowance Position | Thousand Tons | 1.1009 | 1.1009 | 0.78036 | 0 | 0 | 0 | 0 | 0
NSR Westar Consent - NOX Rate Annual v4.10, Unit 2604 and retrofits | 602 | 7406 | Rate Constraint in lbs/MMBtu | FALSE | L | Annual | Fuel Consumed | TBtu | 22.0183 | 22.0183 | 15.6073 | 0 | 0 | 0 | 0 | 0
NSR Westar Consent - NOX Rate Annual v4.10, Unit 2604 and retrofits | 602 | 7406 | Rate Constraint in lbs/MMBtu | FALSE | L | Annual | Rate | lb/MMBtu | 0.1 | 0.1 | 0.1 | 0 | 0 | 0 | 0 | 0
NSR Westar Consent - NOX Rate Annual v4.10, Unit 2604 and retrofits | 602 | 7406 | Rate Constraint in lbs/MMBtu | FALSE | L | Annual | Generation | TWh | 1.9656 | 1.9656 | 1.3933 | 0 | 0 | 0 | 0 | 0
NSR Westar Consent - NOX Rate Annual v4.10, Unit 2604 and retrofits | 602 | 7406 | Rate Constraint in lbs/MMBtu | FALSE | L | Annual | Qualifying Generation | TWh | 1.9656 | 1.9656 | 1.3933 | 0 | 0 | 0 | 0 | 0
NSR Westar Consent - NOX Rate Annual v4.10, Unit 2604 and retrofits | 602 | 7406 | Rate Constraint in lbs/MMBtu | FALSE | L | Annual | Rate | lb/MWh | 1.1202 | 1.1202 | 1.1202 | 0 | 0 | 0 | 0 | 0
NSR Westar Consent - NOX Rate Annual v4.10, Unit 2604 and retrofits | 602 | 7406 | Rate Constraint in lbs/MMBtu | FALSE | L | Annual | Constraint Shadow Price | US2019$/Ton | 65513.459 | 29699.826 | 2136.7778 | 0 | 0 | 0 | 0 | 0
NSR Westar Consent - NOX Rate Annual v4.10, Unit 2605 and retrofits | 603 | 7406 | Rate Constraint in lbs/MMBtu | FALSE | L | Annual | Seasons Included | Seasons | Winter, WintShld, Summer | Winter, WintShld, Summer | Winter, WintShld, Summer | Winter, WintShld, Summer | Winter, WintShld, Summer | Winter, WintShld, Summer | Winter, WintShld, Summer | Winter, WintShld, Summer
NSR Westar Consent - NOX Rate Annual v4.10, Unit 2605 and retrofits | 603 | 7406 | Rate Constraint in lbs/MMBtu | FALSE | L | Annual | Standard NOX | lb/MMBtu | 0.1 | 0.1 | 0.1 | 0.1 | 0.1 | 0.1 | 0.1 | 0.1
NSR Westar Consent - NOX Rate Annual v4.10, Unit 2605 and retrofits | 603 | 7406 | Rate Constraint in lbs/MMBtu | FALSE | L | Annual | Emissions at Affected Plants NOX | Thousand Tons | 1.6092 | 1.6092 | 1.5453 | 1.2083 | 0.4205 | 0 | 0 | 0
NSR Westar Consent - NOX Rate Annual v4.10, Unit 2605 and retrofits | 603 | 7406 | Rate Constraint in lbs/MMBtu | FALSE | L | Annual | Allowances Purchased NOX | Thousand Tons | 0 | 0 | 0 | 0 | 0 | 0 | 0 | 0
NSR Westar Consent - NOX Rate Annual v4.10, Unit 2605 and retrofits | 603 | 7406 | Rate Constraint in lbs/MMBtu | FALSE | L | Annual | Allowances Sold NOX | Thousand Tons | 0 | 0 | 0 | 0 | 0 | 0 | 0 | 0
NSR Westar Consent - NOX Rate Annual v4.10, Unit 2605 and retrofits | 603 | 7406 | Rate Constraint in lbs/MMBtu | FALSE | L | Annual | Allowances Banked | Thousand Tons | 0 | 0 | 0 | 0 | 0 | 0 | 0 | 0
NSR Westar Consent - NOX Rate Annual v4.10, Unit 2605 and retrofits | 603 | 7406 | Rate Constraint in lbs/MMBtu | FALSE | L | Annual | Allowances Withdrawn (1:1) | Thousand Tons | 0 | 0 | 0 | 0 | 0 | 0 | 0 | 0
NSR Westar Consent - NOX Rate Annual v4.10, Unit 2605 and retrofits | 603 | 7406 | Rate Constraint in lbs/MMBtu | FALSE | L | Annual | Allowances Withdrawn (n:1) | Thousand Tons | 0 | 0 | 0 | 0 | 0 | 0 | 0 | 0
NSR Westar Consent - NOX Rate Annual v4.10, Unit 2605 and retrofits | 603 | 7406 | Rate Constraint in lbs/MMBtu | FALSE | L | Annual | Net Emissions Allowance Position | Thousand Tons | 1.6092 | 1.6092 | 1.5453 | 1.2083 | 0.4205 | 0 | 0 | 0
NSR Westar Consent - NOX Rate Annual v4.10, Unit 2605 and retrofits | 603 | 7406 | Rate Constraint in lbs/MMBtu | FALSE | L | Annual | Fuel Consumed | TBtu | 32.1843 | 32.1843 | 30.9051 | 24.1663 | 8.4101 | 0 | 0 | 0
NSR Westar Consent - NOX Rate Annual v4.10, Unit 2605 and retrofits | 603 | 7406 | Rate Constraint in lbs/MMBtu | FALSE | L | Annual | Rate | lb/MMBtu | 0.1 | 0.1 | 0.1 | 0.1 | 0.1 | 0 | 0 | 0
NSR Westar Consent - NOX Rate Annual v4.10, Unit 2605 and retrofits | 603 | 7406 | Rate Constraint in lbs/MMBtu | FALSE | L | Annual | Generation | TWh | 2.8862 | 2.8862 | 2.7715 | 2.1672 | 0.7542 | 0 | 0 | 0
NSR Westar Consent - NOX Rate Annual v4.10, Unit 2605 and retrofits | 603 | 7406 | Rate Constraint in lbs/MMBtu | FALSE | L | Annual | Qualifying Generation | TWh | 2.8862 | 2.8862 | 2.7715 | 2.1672 | 0.7542 | 0 | 0 | 0
NSR Westar Consent - NOX Rate Annual v4.10, Unit 2605 and retrofits | 603 | 7406 | Rate Constraint in lbs/MMBtu | FALSE | L | Annual | Rate | lb/MWh | 1.1151 | 1.1151 | 1.1151 | 1.1151 | 1.1151 | 0 | 0 | 0
NSR Westar Consent - NOX Rate Annual v4.10, Unit 2605 and retrofits | 603 | 7406 | Rate Constraint in lbs/MMBtu | FALSE | L | Annual | Constraint Shadow Price | US2019$/Ton | 70621.01 | 37875.5265 | 8034.1443 | 3583.3804 | 17331.1335 | 0 | 0 | 0
NSR Westar Consent - SO2 Cap Annual v4.10 | 604 | 7407 | Rate Constraint in MTons | FALSE | L | Annual | Seasons Included | Seasons | Winter, WintShld, Summer | Winter, WintShld, Summer | Winter, WintShld, Summer | Winter, WintShld, Summer | Winter, WintShld, Summer | Winter, WintShld, Summer | Winter, WintShld, Summer | Winter, WintShld, Summer
NSR Westar Consent - SO2 Cap Annual v4.10 | 604 | 7407 | Rate Constraint in MTons | FALSE | L | Annual | Standard SO2 | Thousand Tons | 6.6 | 6.6 | 6.6 | 6.6 | 6.6 | 6.6 | 6.6 | 6.6
NSR Westar Consent - SO2 Cap Annual v4.10 | 604 | 7407 | Rate Constraint in MTons | FALSE | L | Annual | Emissions at Affected Plants SO2 | Thousand Tons | 1.2181 | 1.1811 | 0.8448 | 0.55714 | 0.16846 | 0 | 0 | 0
NSR Westar Consent - SO2 Cap Annual v4.10 | 604 | 7407 | Rate Constraint in MTons | FALSE | L | Annual | Allowances Purchased SO2 | Thousand Tons | 0 | 0 | 0 | 0 | 0 | 0 | 0 | 0
NSR Westar Consent - SO2 Cap Annual v4.10 | 604 | 7407 | Rate Constraint in MTons | FALSE | L | Annual | Allowances Sold SO2 | Thousand Tons | 0 | 0 | 0 | 0 | 0 | 0 | 0 | 0
NSR Westar Consent - SO2 Cap Annual v4.10 | 604 | 7407 | Rate Constraint in MTons | FALSE | L | Annual | Allowances Banked | Thousand Tons | 0 | 0 | 0 | 0 | 0 | 0 | 0 | 0
NSR Westar Consent - SO2 Cap Annual v4.10 | 604 | 7407 | Rate Constraint in MTons | FALSE | L | Annual | Allowances Withdrawn (1:1) | Thousand Tons | 0 | 0 | 0 | 0 | 0 | 0 | 0 | 0
NSR Westar Consent - SO2 Cap Annual v4.10 | 604 | 7407 | Rate Constraint in MTons | FALSE | L | Annual | Allowances Withdrawn (n:1) | Thousand Tons | 0 | 0 | 0 | 0 | 0 | 0 | 0 | 0
NSR Westar Consent - SO2 Cap Annual v4.10 | 604 | 7407 | Rate Constraint in MTons | FALSE | L | Annual | Net Emissions Allowance Position | Thousand Tons | 1.2181 | 1.1811 | 0.8448 | 0.55714 | 0.16846 | 0 | 0 | 0
NSR Westar Consent - SO2 Cap Annual v4.10 | 604 | 7407 | Rate Constraint in MTons | FALSE | L | Annual | Fuel Consumed | TBtu | 105.8154 | 102.7057 | 74.6572 | 50.4437 | 15.4187 | 0 | 0 | 0
NSR Westar Consent - SO2 Cap Annual v4.10 | 604 | 7407 | Rate Constraint in MTons | FALSE | L | Annual | Rate | lb/MMBtu | 0.023023 | 0.022999 | 0.022631 | 0.02209 | 0.021852 | 0 | 0 | 0
NSR Westar Consent - SO2 Cap Annual v4.10 | 604 | 7407 | Rate Constraint in MTons | FALSE | L | Annual | Generation | TWh | 9.5482 | 9.2652 | 6.7257 | 4.5582 | 1.3919 | 0 | 0 | 0
NSR Westar Consent - SO2 Cap Annual v4.10 | 604 | 7407 | Rate Constraint in MTons | FALSE | L | Annual | Qualifying Generation | TWh | 9.5482 | 9.2652 | 6.7257 | 4.5582 | 1.3919 | 0 | 0 | 0
NSR Westar Consent - SO2 Cap Annual v4.10 | 604 | 7407 | Rate Constraint in MTons | FALSE | L | Annual | Rate | lb/MWh | 0.25515 | 0.25495 | 0.25121 | 0.24446 | 0.24206 | 0 | 0 | 0
NSR Westar Consent - SO2 Cap Annual v4.10 | 604 | 7407 | Rate Constraint in MTons | FALSE | L | Annual | Constraint Shadow Price | US2019$/Ton | 0 | 0 | 0 | 0 | 0 | 0 | 0 | 0
NSR Westar Consent - SO2 Rate Annual v4.10 | 605 | 7408 | MACT Fuel Choice Floor in lbs/MMBtu | FALSE | L | Annual | Seasons Included | Seasons | Winter, WintShld, Summer | Winter, WintShld, Summer | Winter, WintShld, Summer | Winter, WintShld, Summer | Winter, WintShld, Summer | Winter, WintShld, Summer | Winter, WintShld, Summer | Winter, WintShld, Summer
NSR Westar Consent - SO2 Rate Annual v4.10 | 605 | 7408 | MACT Fuel Choice Floor in lbs/MMBtu | FALSE | L | Annual | Emission Floor | lb/MMBtu | 0.07 | 0.07 | 0.07 | 0.07 | 0.07 | 0.07 | 0.07 | 0.07
NSR Westar Consent - SO2 Rate Annual v4.10 | 605 | 7408 | MACT Fuel Choice Floor in lbs/MMBtu | FALSE | L | Annual | Emissions at Affected Plants SO2 | Thousand Tons | 1.2181 | 1.1811 | 0.8448 | 0.55714 | 0.16846 | 0 | 0 | 0
NSR Westar Consent - SO2 Rate Annual v4.10 | 605 | 7408 | MACT Fuel Choice Floor in lbs/MMBtu | FALSE | L | Annual | Allowances Purchased SO2 | Thousand Tons | 0 | 0 | 0 | 0 | 0 | 0 | 0 | 0
NSR Westar Consent - SO2 Rate Annual v4.10 | 605 | 7408 | MACT Fuel Choice Floor in lbs/MMBtu | FALSE | L | Annual | Allowances Sold SO2 | Thousand Tons | 0 | 0 | 0 | 0 | 0 | 0 | 0 | 0
NSR Westar Consent - SO2 Rate Annual v4.10 | 605 | 7408 | MACT Fuel Choice Floor in lbs/MMBtu | FALSE | L | Annual | Allowances Banked | Thousand Tons | 0 | 0 | 0 | 0 | 0 | 0 | 0 | 0
NSR Westar Consent - SO2 Rate Annual v4.10 | 605 | 7408 | MACT Fuel Choice Floor in lbs/MMBtu | FALSE | L | Annual | Allowances Withdrawn (1:1) | Thousand Tons | 0 | 0 | 0 | 0 | 0 | 0 | 0 | 0
NSR Westar Consent - SO2 Rate Annual v4.10 | 605 | 7408 | MACT Fuel Choice Floor in lbs/MMBtu | FALSE | L | Annual | Allowances Withdrawn (n:1) | Thousand Tons | 0 | 0 | 0 | 0 | 0 | 0 | 0 | 0
NSR Westar Consent - SO2 Rate Annual v4.10 | 605 | 7408 | MACT Fuel Choice Floor in lbs/MMBtu | FALSE | L | Annual | Net Emissions Allowance Position | Thousand Tons | 1.2181 | 1.1811 | 0.8448 | 0.55714 | 0.16846 | 0 | 0 | 0
NSR Westar Consent - SO2 Rate Annual v4.10 | 605 | 7408 | MACT Fuel Choice Floor in lbs/MMBtu | FALSE | L | Annual | Fuel Consumed | TBtu | 105.8154 | 102.7057 | 74.6572 | 50.4437 | 15.4187 | 0 | 0 | 0
NSR Westar Consent - SO2 Rate Annual v4.10 | 605 | 7408 | MACT Fuel Choice Floor in lbs/MMBtu | FALSE | L | Annual | Rate | lb/MMBtu | 0.023023 | 0.022999 | 0.022631 | 0.02209 | 0.021852 | 0 | 0 | 0
NSR Westar Consent - SO2 Rate Annual v4.10 | 605 | 7408 | MACT Fuel Choice Floor in lbs/MMBtu | FALSE | L | Annual | Generation | TWh | 9.5482 | 9.2652 | 6.7257 | 4.5582 | 1.3919 | 0 | 0 | 0
NSR Westar Consent - SO2 Rate Annual v4.10 | 605 | 7408 | MACT Fuel Choice Floor in lbs/MMBtu | FALSE | L | Annual | Qualifying Generation | TWh | 9.5482 | 9.2652 | 6.7257 | 4.5582 | 1.3919 | 0 | 0 | 0
NSR Westar Consent - SO2 Rate Annual v4.10 | 605 | 7408 | MACT Fuel Choice Floor in lbs/MMBtu | FALSE | L | Annual | Constraint Shadow Price | US2019$/Ton | 0 | 0 | 0 | 0 | 0 | 0 | 0 | 0
NSR Winyah 1 - NOX Rate Annual v3.1, Unit 3836 and retrofits | 606 | 7433 | Rate Constraint in lbs/MMBtu | FALSE | L | Annual | Seasons Included | Seasons | Winter, WintShld, Summer | Winter, WintShld, Summer | Winter, WintShld, Summer | Winter, WintShld, Summer | Winter, WintShld, Summer | Winter, WintShld, Summer | Winter, WintShld, Summer | Winter, WintShld, Summer
NSR Winyah 1 - NOX Rate Annual v3.1, Unit 3836 and retrofits | 606 | 7433 | Rate Constraint in lbs/MMBtu | FALSE | L | Annual | Standard NOX | lb/MMBtu | 0.1 | 0.1 | 0.1 | 0.1 | 0.1 | 0.1 | 0.1 | 0.1
NSR Winyah 1 - NOX Rate Annual v3.1, Unit 3836 and retrofits | 606 | 7433 | Rate Constraint in lbs/MMBtu | FALSE | L | Annual | Emissions at Affected Plants NOX | Thousand Tons | 0.69808 | 0.44459 | 0.13921 | 0 | 0 | 0 | 0 | 0
NSR Winyah 1 - NOX Rate Annual v3.1, Unit 3836 and retrofits | 606 | 7433 | Rate Constraint in lbs/MMBtu | FALSE | L | Annual | Allowances Purchased NOX | Thousand Tons | 0 | 0 | 0 | 0 | 0 | 0 | 0 | 0
NSR Winyah 1 - NOX Rate Annual v3.1, Unit 3836 and retrofits | 606 | 7433 | Rate Constraint in lbs/MMBtu | FALSE | L | Annual | Allowances Sold NOX | Thousand Tons | 0 | 0 | 0 | 0 | 0 | 0 | 0 | 0
NSR Winyah 1 - NOX Rate Annual v3.1, Unit 3836 and retrofits | 606 | 7433 | Rate Constraint in lbs/MMBtu | FALSE | L | Annual | Allowances Banked | Thousand Tons | 0 | 0 | 0 | 0 | 0 | 0 | 0 | 0
NSR Winyah 1 - NOX Rate Annual v3.1, Unit 3836 and retrofits | 606 | 7433 | Rate Constraint in lbs/MMBtu | FALSE | L | Annual | Allowances Withdrawn (1:1) | Thousand Tons | 0 | 0 | 0 | 0 | 0 | 0 | 0 | 0
NSR Winyah 1 - NOX Rate Annual v3.1, Unit 3836 and retrofits | 606 | 7433 | Rate Constraint in lbs/MMBtu | FALSE | L | Annual | Allowances Withdrawn (n:1) | Thousand Tons | 0 | 0 | 0 | 0 | 0 | 0 | 0 | 0
NSR Winyah 1 - NOX Rate Annual v3.1, Unit 3836 and retrofits | 606 | 7433 | Rate Constraint in lbs/MMBtu | FALSE | L | Annual | Net Emissions Allowance Position | Thousand Tons | 0.69808 | 0.44459 | 0.13921 | 0 | 0 | 0 | 0 | 0
NSR Winyah 1 - NOX Rate Annual v3.1, Unit 3836 and retrofits | 606 | 7433 | Rate Constraint in lbs/MMBtu | FALSE | L | Annual | Fuel Consumed | TBtu | 17.2962 | 11.0157 | 3.4492 | 0 | 0 | 0 | 0 | 0
NSR Winyah 1 - NOX Rate Annual v3.1, Unit 3836 and retrofits | 606 | 7433 | Rate Constraint in lbs/MMBtu | FALSE | L | Annual | Rate | lb/MMBtu | 0.08072 | 0.08072 | 0.08072 | 0 | 0 | 0 | 0 | 0
NSR Winyah 1 - NOX Rate Annual v3.1, Unit 3836 and retrofits | 606 | 7433 | Rate Constraint in lbs/MMBtu | FALSE | L | Annual | Generation | TWh | 1.6088 | 1.0246 | 0.32083 | 0 | 0 | 0 | 0 | 0
NSR Winyah 1 - NOX Rate Annual v3.1, Unit 3836 and retrofits | 606 | 7433 | Rate Constraint in lbs/MMBtu | FALSE | L | Annual | Qualifying Generation | TWh | 1.6088 | 1.0246 | 0.32083 | 0 | 0 | 0 | 0 | 0
NSR Winyah 1 - NOX Rate Annual v3.1, Unit 3836 and retrofits | 606 | 7433 | Rate Constraint in lbs/MMBtu | FALSE | L | Annual | Rate | lb/MWh | 0.86782 | 0.86782 | 0.86782 | 0 | 0 | 0 | 0 | 0
NSR Winyah 1 - NOX Rate Annual v3.1, Unit 3836 and retrofits | 606 | 7433 | Rate Constraint in lbs/MMBtu | FALSE | L | Annual | Constraint Shadow Price | US2019$/Ton | 0 | 0 | 0 | 0 | 0 | 0 | 0 | 0
NSR Winyah 2-4 - NOX Rate Annual v3.1, Unit 3833 and retrofits | 607 | 7434 | Rate Constraint in lbs/MMBtu | FALSE | L | Annual | Seasons Included | Seasons | Winter, WintShld, Summer | Winter, WintShld, Summer | Winter, WintShld, Summer | Winter, WintShld, Summer | Winter, WintShld, Summer | Winter, WintShld, Summer | Winter, WintShld, Summer | Winter, WintShld, Summer
NSR Winyah 2-4 - NOX Rate Annual v3.1, Unit 3833 and retrofits | 607 | 7434 | Rate Constraint in lbs/MMBtu | FALSE | L | Annual | Standard NOX | lb/MMBtu | 0.12 | 0.12 | 0.12 | 0.12 | 0.12 | 0.12 | 0.12 | 0.12
NSR Winyah 2-4 - NOX Rate Annual v3.1, Unit 3833 and retrofits | 607 | 7434 | Rate Constraint in lbs/MMBtu | FALSE | L | Annual | Emissions at Affected Plants NOX | Thousand Tons | 0.78053 | 0.4939 | 0.16107 | 0 | 0 | 0 | 0 | 0
NSR Winyah 2-4 - NOX Rate Annual v3.1, Unit 3833 and retrofits | 607 | 7434 | Rate Constraint in lbs/MMBtu | FALSE | L | Annual | Allowances Purchased NOX | Thousand Tons | 0 | 0 | 0 | 0 | 0 | 0 | 0 | 0
NSR Winyah 2-4 - NOX Rate Annual v3.1, Unit 3833 and retrofits | 607 | 7434 | Rate Constraint in lbs/MMBtu | FALSE | L | Annual | Allowances Sold NOX | Thousand Tons | 0 | 0 | 0 | 0 | 0 | 0 | 0 | 0
NSR Winyah 2-4 - NOX Rate Annual v3.1, Unit 3833 and retrofits | 607 | 7434 | Rate Constraint in lbs/MMBtu | FALSE | L | Annual | Allowances Banked | Thousand Tons | 0 | 0 | 0 | 0 | 0 | 0 | 0 | 0
NSR Winyah 2-4 - NOX Rate Annual v3.1, Unit 3833 and retrofits | 607 | 7434 | Rate Constraint in lbs/MMBtu | FALSE | L | Annual | Allowances Withdrawn (1:1) | Thousand Tons | 0 | 0 | 0 | 0 | 0 | 0 | 0 | 0
NSR Winyah 2-4 - NOX Rate Annual v3.1, Unit 3833 and retrofits | 607 | 7434 | Rate Constraint in lbs/MMBtu | FALSE | L | Annual | Allowances Withdrawn (n:1) | Thousand Tons | 0 | 0 | 0 | 0 | 0 | 0 | 0 | 0
NSR Winyah 2-4 - NOX Rate Annual v3.1, Unit 3833 and retrofits | 607 | 7434 | Rate Constraint in lbs/MMBtu | FALSE | L | Annual | Net Emissions Allowance Position | Thousand Tons | 0.78053 | 0.4939 | 0.16107 | 0 | 0 | 0 | 0 | 0
NSR Winyah 2-4 - NOX Rate Annual v3.1, Unit 3833 and retrofits | 607 | 7434 | Rate Constraint in lbs/MMBtu | FALSE | L | Annual | Fuel Consumed | TBtu | 18.4521 | 11.6761 | 3.8078 | 0 | 0 | 0 | 0 | 0
NSR Winyah 2-4 - NOX Rate Annual v3.1, Unit 3833 and retrofits | 607 | 7434 | Rate Constraint in lbs/MMBtu | FALSE | L | Annual | Rate | lb/MMBtu | 0.0846 | 0.0846 | 0.0846 | 0 | 0 | 0 | 0 | 0
NSR Winyah 2-4 - NOX Rate Annual v3.1, Unit 3833 and retrofits | 607 | 7434 | Rate Constraint in lbs/MMBtu | FALSE | L | Annual | Generation | TWh | 1.7111 | 1.0827 | 0.3531 | 0 | 0 | 0 | 0 | 0
NSR Winyah 2-4 - NOX Rate Annual v3.1, Unit 3833 and retrofits | 607 | 7434 | Rate Constraint in lbs/MMBtu | FALSE | L | Annual | Qualifying Generation | TWh | 1.7111 | 1.0827 | 0.3531 | 0 | 0 | 0 | 0 | 0
NSR Winyah 2-4 - NOX Rate Annual v3.1, Unit 3833 and retrofits | 607 | 7434 | Rate Constraint in lbs/MMBtu | FALSE | L | Annual | Rate | lb/MWh | 0.91233 | 0.91233 | 0.91233 | 0 | 0 | 0 | 0 | 0
NSR Winyah 2-4 - NOX Rate Annual v3.1, Unit 3833 and retrofits | 607 | 7434 | Rate Constraint in lbs/MMBtu | FALSE | L | Annual | Constraint Shadow Price | US2019$/Ton | 0 | 0 | 0 | 0 | 0 | 0 | 0 | 0
NSR Winyah 2-4 - NOX Rate Annual v3.1, Unit 3834 and retrofits | 608 | 7434 | Rate Constraint in lbs/MMBtu | FALSE | L | Annual | Seasons Included | Seasons | Winter, WintShld, Summer | Winter, WintShld, Summer | Winter, WintShld, Summer | Winter, WintShld, Summer | Winter, WintShld, Summer | Winter, WintShld, Summer | Winter, WintShld, Summer | Winter, WintShld, Summer
NSR Winyah 2-4 - NOX Rate Annual v3.1, Unit 3834 and retrofits | 608 | 7434 | Rate Constraint in lbs/MMBtu | FALSE | L | Annual | Standard NOX | lb/MMBtu | 0.12 | 0.12 | 0.12 | 0.12 | 0.12 | 0.12 | 0.12 | 0.12
NSR Winyah 2-4 - NOX Rate Annual v3.1, Unit 3834 and retrofits | 608 | 7434 | Rate Constraint in lbs/MMBtu | FALSE | L | Annual | Emissions at Affected Plants NOX | Thousand Tons | 0.85163 | 0.57001 | 0.18369 | 0 | 0 | 0 | 0 | 0
NSR Winyah 2-4 - NOX Rate Annual v3.1, Unit 3834 and retrofits | 608 | 7434 | Rate Constraint in lbs/MMBtu | FALSE | L | Annual | Allowances Purchased NOX | Thousand Tons | 0 | 0 | 0 | 0 | 0 | 0 | 0 | 0
NSR Winyah 2-4 - NOX Rate Annual v3.1, Unit 3834 and retrofits | 608 | 7434 | Rate Constraint in lbs/MMBtu | FALSE | L | Annual | Allowances Sold NOX | Thousand Tons | 0 | 0 | 0 | 0 | 0 | 0 | 0 | 0
NSR Winyah 2-4 - NOX Rate Annual v3.1, Unit 3834 and retrofits | 608 | 7434 | Rate Constraint in lbs/MMBtu | FALSE | L | Annual | Allowances Banked | Thousand Tons | 0 | 0 | 0 | 0 | 0 | 0 | 0 | 0
NSR Winyah 2-4 - NOX Rate Annual v3.1, Unit 3834 and retrofits | 608 | 7434 | Rate Constraint in lbs/MMBtu | FALSE | L | Annual | Allowances Withdrawn (1:1) | Thousand Tons | 0 | 0 | 0 | 0 | 0 | 0 | 0 | 0
NSR Winyah 2-4 - NOX Rate Annual v3.1, Unit 3834 and retrofits | 608 | 7434 | Rate Constraint in lbs/MMBtu | FALSE | L | Annual | Allowances Withdrawn (n:1) | Thousand Tons | 0 | 0 | 0 | 0 | 0 | 0 | 0 | 0
NSR Winyah 2-4 - NOX Rate Annual v3.1, Unit 3834 and retrofits | 608 | 7434 | Rate Constraint in lbs/MMBtu | FALSE | L | Annual | Net Emissions Allowance Position | Thousand Tons | 0.85163 | 0.57001 | 0.18369 | 0 | 0 | 0 | 0 | 0
NSR Winyah 2-4 - NOX Rate Annual v3.1, Unit 3834 and retrofits | 608 | 7434 | Rate Constraint in lbs/MMBtu | FALSE | L | Annual | Fuel Consumed | TBtu | 16.9479 | 11.3435 | 3.6555 | 0 | 0 | 0 | 0 | 0
NSR Winyah 2-4 - NOX Rate Annual v3.1, Unit 3834 and retrofits | 608 | 7434 | Rate Constraint in lbs/MMBtu | FALSE | L | Annual | Rate | lb/MMBtu | 0.1005 | 0.1005 | 0.1005 | 0 | 0 | 0 | 0 | 0
NSR Winyah 2-4 - NOX Rate Annual v3.1, Unit 3834 and retrofits | 608 | 7434 | Rate Constraint in lbs/MMBtu | FALSE | L | Annual | Generation | TWh | 1.5688 | 1.05 | 0.33838 | 0 | 0 | 0 | 0 | 0
NSR Winyah 2-4 - NOX Rate Annual v3.1, Unit 3834 and retrofits | 608 | 7434 | Rate Constraint in lbs/MMBtu | FALSE | L | Annual | Qualifying Generation | TWh | 1.5688 | 1.05 | 0.33838 | 0 | 0 | 0 | 0 | 0
NSR Winyah 2-4 - NOX Rate Annual v3.1, Unit 3834 and retrofits | 608 | 7434 | Rate Constraint in lbs/MMBtu | FALSE | L | Annual | Rate | lb/MWh | 1.0857 | 1.0857 | 1.0857 | 0 | 0 | 0 | 0 | 0
NSR Winyah 2-4 - NOX Rate Annual v3.1, Unit 3834 and retrofits | 608 | 7434 | Rate Constraint in lbs/MMBtu | FALSE | L | Annual | Constraint Shadow Price | US2019$/Ton | 0 | 0 | 0 | 0 | 0 | 0 | 0 | 0
NSR Winyah 2-4 - NOX Rate Annual v3.1, Unit 3835 and retrofits | 609 | 7434 | Rate Constraint in lbs/MMBtu | FALSE | L | Annual | Seasons Included | Seasons | Winter, WintShld, Summer | Winter, WintShld, Summer | Winter, WintShld, Summer | Winter, WintShld, Summer | Winter, WintShld, Summer | Winter, WintShld, Summer | Winter, WintShld, Summer | Winter, WintShld, Summer
NSR Winyah 2-4 - NOX Rate Annual v3.1, Unit 3835 and retrofits | 609 | 7434 | Rate Constraint in lbs/MMBtu | FALSE | L | Annual | Standard NOX | lb/MMBtu | 0.12 | 0.12 | 0.12 | 0.12 | 0.12 | 0.12 | 0.12 | 0.12
NSR Winyah 2-4 - NOX Rate Annual v3.1, Unit 3835 and retrofits | 609 | 7434 | Rate Constraint in lbs/MMBtu | FALSE | L | Annual | Emissions at Affected Plants NOX | Thousand Tons | 0.74266 | 0.45758 | 0.13619 | 0 | 0 | 0 | 0 | 0
NSR Winyah 2-4 - NOX Rate Annual v3.1, Unit 3835 and retrofits | 609 | 7434 | Rate Constraint in lbs/MMBtu | FALSE | L | Annual | Allowances Purchased NOX | Thousand Tons | 0 | 0 | 0 | 0 | 0 | 0 | 0 | 0
NSR Winyah 2-4 - NOX Rate Annual v3.1, Unit 3835 and retrofits | 609 | 7434 | Rate Constraint in lbs/MMBtu | FALSE | L | Annual | Allowances Sold NOX | Thousand Tons | 0 | 0 | 0 | 0 | 0 | 0 | 0 | 0
NSR Winyah 2-4 - NOX Rate Annual v3.1, Unit 3835 and retrofits | 609 | 7434 | Rate Constraint in lbs/MMBtu | FALSE | L | Annual | Allowances Banked | Thousand Tons | 0 | 0 | 0 | 0 | 0 | 0 | 0 | 0
NSR Winyah 2-4 - NOX Rate Annual v3.1, Unit 3835 and retrofits | 609 | 7434 | Rate Constraint in lbs/MMBtu | FALSE | L | Annual | Allowances Withdrawn (1:1) | Thousand Tons | 0 | 0 | 0 | 0 | 0 | 0 | 0 | 0
NSR Winyah 2-4 - NOX Rate Annual v3.1, Unit 3835 and retrofits | 609 | 7434 | Rate Constraint in lbs/MMBtu | FALSE | L | Annual | Allowances Withdrawn (n:1) | Thousand Tons | 0 | 0 | 0 | 0 | 0 | 0 | 0 | 0
NSR Winyah 2-4 - NOX Rate Annual v3.1, Unit 3835 and retrofits | 609 | 7434 | Rate Constraint in lbs/MMBtu | FALSE | L | Annual | Net Emissions Allowance Position | Thousand Tons | 0.74266 | 0.45758 | 0.13619 | 0 | 0 | 0 | 0 | 0
NSR Winyah 2-4 - NOX Rate Annual v3.1, Unit 3835 and retrofits | 609 | 7434 | Rate Constraint in lbs/MMBtu | FALSE | L | Annual | Fuel Consumed | TBtu | 16.9752 | 10.4589 | 3.1129 | 0 | 0 | 0 | 0 | 0
NSR Winyah 2-4 - NOX Rate Annual v3.1, Unit 3835 and retrofits | 609 | 7434 | Rate Constraint in lbs/MMBtu | FALSE | L | Annual | Rate | lb/MMBtu | 0.0875 | 0.0875 | 0.0875 | 0 | 0 | 0 | 0 | 0
NSR Winyah 2-4 - NOX Rate Annual v3.1, Unit 3835 and retrofits | 609 | 7434 | Rate Constraint in lbs/MMBtu | FALSE | L | Annual | Generation | TWh | 1.5884 | 0.97866 | 0.29128 | 0 | 0 | 0 | 0 | 0
NSR Winyah 2-4 - NOX Rate Annual v3.1, Unit 3835 and retrofits | 609 | 7434 | Rate Constraint in lbs/MMBtu | FALSE | L | Annual | Qualifying Generation | TWh | 1.5884 | 0.97866 | 0.29128 | 0 | 0 | 0 | 0 | 0
NSR Winyah 2-4 - NOX Rate Annual v3.1, Unit 3835 and retrofits | 609 | 7434 | Rate Constraint in lbs/MMBtu | FALSE | L | Annual | Rate | lb/MWh | 0.93511 | 0.93511 | 0.93511 | 0 | 0 | 0 | 0 | 0
NSR Winyah 2-4 - NOX Rate Annual v3.1, Unit 3835 and retrofits | 609 | 7434 | Rate Constraint in lbs/MMBtu | FALSE | L | Annual | Constraint Shadow Price | US2019$/Ton | 0 | 0 | 0 | 0 | 0 | 0 | 0 | 0
NSR WPS Consent - NOX Cap Annual v5.12 | 610 | 7409 | Rate Constraint in MTons | FALSE | L | Annual | Seasons Included | Seasons | Winter, WintShld, Summer | Winter, WintShld, Summer | Winter, WintShld, Summer | Winter, WintShld, Summer | Winter, WintShld, Summer | Winter, WintShld, Summer | Winter, WintShld, Summer | Winter, WintShld, Summer
NSR WPS Consent - NOX Cap Annual v5.12 | 610 | 7409 | Rate Constraint in MTons | FALSE | L | Annual | Standard NOX | Thousand Tons | 3.7 | 3.7 | 3.7 | 3.7 | 3.7 | 3.7 | 3.7 | 3.7
NSR WPS Consent - NOX Cap Annual v5.12 | 610 | 7409 | Rate Constraint in MTons | FALSE | L | Annual | Emissions at Affected Plants NOX | Thousand Tons | 1.4202 | 1.2854 | 0.48984 | 0.48984 | 0 | 0 | 0 | 0
NSR WPS Consent - NOX Cap Annual v5.12 | 610 | 7409 | Rate Constraint in MTons | FALSE | L | Annual | Allowances Purchased NOX | Thousand Tons | 0 | 0 | 0 | 0 | 0 | 0 | 0 | 0
NSR WPS Consent - NOX Cap Annual v5.12 | 610 | 7409 | Rate Constraint in MTons | FALSE | L | Annual | Allowances Sold NOX | Thousand Tons | 0 | 0 | 0 | 0 | 0 | 0 | 0 | 0
NSR WPS Consent - NOX Cap Annual v5.12 | 610 | 7409 | Rate Constraint in MTons | FALSE | L | Annual | Allowances Banked | Thousand Tons | 0 | 0 | 0 | 0 | 0 | 0 | 0 | 0
NSR WPS Consent - NOX Cap Annual v5.12 | 610 | 7409 | Rate Constraint in MTons | FALSE | L | Annual | Allowances Withdrawn (1:1) | Thousand Tons | 0 | 0 | 0 | 0 | 0 | 0 | 0 | 0
NSR WPS Consent - NOX Cap Annual v5.12 | 610 | 7409 | Rate Constraint in MTons | FALSE | L | Annual | Allowances Withdrawn (n:1) | Thousand Tons | 0 | 0 | 0 | 0 | 0 | 0 | 0 | 0
NSR WPS Consent - NOX Cap Annual v5.12 | 610 | 7409 | Rate Constraint in MTons | FALSE | L | Annual | Net Emissions Allowance Position | Thousand Tons | 1.4202 | 1.2854 | 0.48984 | 0.48984 | 0 | 0 | 0 | 0
NSR WPS Consent - NOX Cap Annual v5.12 | 610 | 7409 | Rate Constraint in MTons | FALSE | L | Annual | Fuel Consumed | TBtu | 51.9258 | 47.2725 | 18.22 | 18.22 | 0 | 0 | 0 | 0
NSR WPS Consent - NOX Cap Annual v5.12 | 610 | 7409 | Rate Constraint in MTons | FALSE | L | Annual | Rate | lb/MMBtu | 0.054701 | 0.054383 | 0.05377 | 0.05377 | 0 | 0 | 0 | 0
NSR WPS Consent - NOX Cap Annual v5.12 | 610 | 7409 | Rate Constraint in MTons | FALSE | L | Annual | Generation | TWh | 5.3078 | 4.8498 | 1.8824 | 1.8824 | 0 | 0 | 0 | 0
NSR WPS Consent - NOX Cap Annual v5.12 | 610 | 7409 | Rate Constraint in MTons | FALSE | L | Annual | Qualifying Generation | TWh | 5.3078 | 4.8498 | 1.8824 | 1.8824 | 0 | 0 | 0 | 0
NSR WPS Consent - NOX Cap Annual v5.12 | 610 | 7409 | Rate Constraint in MTons | FALSE | L | Annual | Rate | lb/MWh | 0.53514 | 0.53008 | 0.52044 | 0.52044 | 0 | 0 | 0 | 0
NSR WPS Consent - NOX Cap Annual v5.12 | 610 | 7409 | Rate Constraint in MTons | FALSE | L | Annual | Constraint Shadow Price | US2019$/Ton | 0 | 0 | 0 | 0 | 0 | 0 | 0 | 0
NSR WPS Consent - SO2 Cap Annual v5.12 | 611 | 7410 | Rate Constraint in MTons | FALSE | L | Annual | Seasons Included | Seasons | Winter, WintShld, Summer | Winter, WintShld, Summer | Winter, WintShld, Summer | Winter, WintShld, Summer | Winter, WintShld, Summer | Winter, WintShld, Summer | Winter, WintShld, Summer | Winter, WintShld, Summer
NSR WPS Consent - SO2 Cap Annual v5.12 | 611 | 7410 | Rate Constraint in MTons | FALSE | L | Annual | Standard SO2 | Thousand Tons | 4.25 | 4.25 | 4.25 | 4.25 | 4.25 | 4.25 | 4.25 | 4.25
NSR WPS Consent - SO2 Cap Annual v5.12 | 611 | 7410 | Rate Constraint in MTons | FALSE | L | Annual | Emissions at Affected Plants SO2 | Thousand Tons | 0.93707 | 0.98345 | 0.47583 | 0.47583 | 0 | 0 | 0 | 0
NSR WPS Consent - SO2 Cap Annual v5.12 | 611 | 7410 | Rate Constraint in MTons | FALSE | L | Annual | Allowances Purchased SO2 | Thousand Tons | 0 | 0 | 0 | 0 | 0 | 0 | 0 | 0
NSR WPS Consent - SO2 Cap Annual v5.12 | 611 | 7410 | Rate Constraint in MTons | FALSE | L | Annual | Allowances Sold SO2 | Thousand Tons | 0 | 0 | 0 | 0 | 0 | 0 | 0 | 0
NSR WPS Consent - SO2 Cap Annual v5.12 | 611 | 7410 | Rate Constraint in MTons | FALSE | L | Annual | Allowances Banked | Thousand Tons | 0 | 0 | 0 | 0 | 0 | 0 | 0 | 0
NSR WPS Consent - SO2 Cap Annual v5.12 | 611 | 7410 | Rate Constraint in MTons | FALSE | L | Annual | Allowances Withdrawn (1:1) | Thousand Tons | 0 | 0 | 0 | 0 | 0 | 0 | 0 | 0
NSR WPS Consent - SO2 Cap Annual v5.12 | 611 | 7410 | Rate Constraint in MTons | FALSE | L | Annual | Allowances Withdrawn (n:1) | Thousand Tons | 0 | 0 | 0 | 0 | 0 | 0 | 0 | 0
NSR WPS Consent - SO2 Cap Annual v5.12 | 611 | 7410 | Rate Constraint in MTons | FALSE | L | Annual | Net Emissions Allowance Position | Thousand Tons | 0.93707 | 0.98345 | 0.47583 | 0.47583 | 0 | 0 | 0 | 0
NSR WPS Consent - SO2 Cap Annual v5.12 | 611 | 7410 | Rate Constraint in MTons | FALSE | L | Annual | Fuel Consumed | TBtu | 51.9258 | 47.2725 | 18.22 | 18.22 | 0 | 0 | 0 | 0
NSR WPS Consent - SO2 Cap Annual v5.12 | 611 | 7410 | Rate Constraint in MTons | FALSE | L | Annual | Rate | lb/MMBtu | 0.036093 | 0.041608 | 0.052232 | 0.052232 | 0 | 0 | 0 | 0
NSR WPS Consent - SO2 Cap Annual v5.12 | 611 | 7410 | Rate Constraint in MTons | FALSE | L | Annual | Generation | TWh | 5.3078 | 4.8498 | 1.8824 | 1.8824 | 0 | 0 | 0 | 0
NSR WPS Consent - SO2 Cap Annual v5.12 | 611 | 7410 | Rate Constraint in MTons | FALSE | L | Annual | Qualifying Generation | TWh | 5.3078 | 4.8498 | 1.8824 | 1.8824 | 0 | 0 | 0 | 0
NSR WPS Consent - SO2 Cap Annual v5.12 | 611 | 7410 | Rate Constraint in MTons | FALSE | L | Annual | Rate | lb/MWh | 0.3531 | 0.40556 | 0.50555 | 0.50555 | 0 | 0 | 0 | 0
NSR WPS Consent - SO2 Cap Annual v5.12 | 611 | 7410 | Rate Constraint in MTons | FALSE | L | Annual | Constraint Shadow Price | US2019$/Ton | 0 | 0 | 0 | 0 | 0 | 0 | 0 | 0
NSR WPS Weston 3 - NOX Rate Annual v5.12, Unit 3272 and retrofits | 612 | 7411 | Rate Constraint in lbs/MMBtu | FALSE | L | Annual | Seasons Included | Seasons | Winter, WintShld, Summer | Winter, WintShld, Summer | Winter, WintShld, Summer | Winter, WintShld, Summer | Winter, WintShld, Summer | Winter, WintShld, Summer | Winter, WintShld, Summer | Winter, WintShld, Summer
NSR WPS Weston 3 - NOX Rate Annual v5.12, Unit 3272 and retrofits | 612 | 7411 | Rate Constraint in lbs/MMBtu | FALSE | L | Annual | Standard NOX | lb/MMBtu | 0.1 | 0.1 | 0.1 | 0.1 | 0.1 | 0.1 | 0.1 | 0.1
NSR WPS Weston 3 - NOX Rate Annual v5.12, Unit 3272 and retrofits | 612 | 7411 | Rate Constraint in lbs/MMBtu | FALSE | L | Annual | Emissions at Affected Plants NOX | Thousand Tons | 0.49509 | 0.2967 | 0 | 0 | 0 | 0 | 0 | 0
NSR WPS Weston 3 - NOX Rate Annual v5.12, Unit 3272 and retrofits | 612 | 7411 | Rate Constraint in lbs/MMBtu | FALSE | L | Annual | Allowances Purchased NOX | Thousand Tons | 0 | 0 | 0 | 0 | 0 | 0 | 0 | 0
NSR WPS Weston 3 - NOX Rate Annual v5.12, Unit 3272 and retrofits | 612 | 7411 | Rate Constraint in lbs/MMBtu | FALSE | L | Annual | Allowances Sold NOX | Thousand Tons | 0 | 0 | 0 | 0 | 0 | 0 | 0 | 0
NSR WPS Weston 3 - NOX Rate Annual v5.12, Unit 3272 and retrofits | 612 | 7411 | Rate Constraint in lbs/MMBtu | FALSE | L | Annual | Allowances Banked | Thousand Tons | 0 | 0 | 0 | 0 | 0 | 0 | 0 | 0
NSR WPS Weston 3 - NOX Rate Annual v5.12, Unit 3272 and retrofits | 612 | 7411 | Rate Constraint in lbs/MMBtu | FALSE | L | Annual | Allowances Withdrawn (1:1) | Thousand Tons | 0 | 0 | 0 | 0 | 0 | 0 | 0 | 0
NSR WPS Weston 3 - NOX Rate Annual v5.12, Unit 3272 and retrofits | 612 | 7411 | Rate Constraint in lbs/MMBtu | FALSE | L | Annual | Allowances Withdrawn (n:1) | Thousand Tons | 0 | 0 | 0 | 0 | 0 | 0 | 0 | 0
NSR WPS Weston 3 - NOX Rate Annual v5.12, Unit 3272 and retrofits | 612 | 7411 | Rate Constraint in lbs/MMBtu | FALSE | L | Annual | Net Emissions Allowance Position | Thousand Tons | 0.49509 | 0.2967 | 0 | 0 | 0 | 0 | 0 | 0
NSR WPS Weston 3 - NOX Rate Annual v5.12, Unit 3272 and retrofits | 612 | 7411 | Rate Constraint in lbs/MMBtu | FALSE | L | Annual | Fuel Consumed | TBtu | 17.5159 | 10.4971 | 0 | 0 | 0 | 0 | 0 | 0
NSR WPS Weston 3 - NOX Rate Annual v5.12, Unit 3272 and retrofits | 612 | 7411 | Rate Constraint in lbs/MMBtu | FALSE | L | Annual | Rate | lb/MMBtu | 0.05653 | 0.05653 | 0 | 0 | 0 | 0 | 0 | 0
NSR WPS Weston 3 - NOX Rate Annual v5.12, Unit 3272 and retrofits | 612 | 7411 | Rate Constraint in lbs/MMBtu | FALSE | L | Annual | Generation | TWh | 1.7526 | 1.0503 | 0 | 0 | 0 | 0 | 0 | 0
NSR WPS Weston 3 - NOX Rate Annual v5.12, Unit 3272 and retrofits | 612 | 7411 | Rate Constraint in lbs/MMBtu | FALSE | L | Annual | Qualifying Generation | TWh | 1.7526 | 1.0503 | 0 | 0 | 0 | 0 | 0 | 0
NSR WPS Weston 3 - NOX Rate Annual v5.12, Unit 3272 and retrofits | 612 | 7411 | Rate Constraint in lbs/MMBtu | FALSE | L | Annual | Rate | lb/MWh | 0.56496 | 0.56496 | 0 | 0 | 0 | 0 | 0 | 0
NSR WPS Weston 3 - NOX Rate Annual v5.12, Unit 3272 and retrofits | 612 | 7411 | Rate Constraint in lbs/MMBtu | FALSE | L | Annual | Constraint Shadow Price | US2019$/Ton | 0 | 0 | 0 | 0 | 0 | 0 | 0 | 0
NSR WPS Weston 3 - SO2 Rate Annual v5.12, Unit 3272 and retrofits | 613 | 7412 | Rate Constraint in lbs/MMBtu | FALSE | L | Annual | Seasons Included | Seasons | Winter, WintShld, Summer | Winter, WintShld, Summer | Winter, WintShld, Summer | Winter, WintShld, Summer | Winter, WintShld, Summer | Winter, WintShld, Summer | Winter, WintShld, Summer | Winter, WintShld, Summer
NSR WPS Weston 3 - SO2 Rate Annual v5.12, Unit 3272 and retrofits | 613 | 7412 | Rate Constraint in lbs/MMBtu | FALSE | L | Annual | Standard SO2 | lb/MMBtu | 0.08 | 0.08 | 0.08 | 0.08 | 0.08 | 0.08 | 0.08 | 0.08
NSR WPS Weston 3 - SO2 Rate Annual v5.12, Unit 3272 and retrofits | 613 | 7412 | Rate Constraint in lbs/MMBtu | FALSE | L | Annual | Emissions at Affected Plants SO2 | Thousand Tons | 0.038425 | 0.023028 | 0 | 0 | 0 | 0 | 0 | 0
NSR WPS Weston 3 - SO2 Rate Annual v5.12, Unit 3272 and retrofits | 613 | 7412 | Rate Constraint in lbs/MMBtu | FALSE | L | Annual | Allowances Purchased SO2 | Thousand Tons | 0 | 0 | 0 | 0 | 0 | 0 | 0 | 0
NSR WPS Weston 3 - SO2 Rate Annual v5.12, Unit 3272 and retrofits | 613 | 7412 | Rate Constraint in lbs/MMBtu | FALSE | L | Annual | Allowances Sold SO2 | Thousand Tons | 0 | 0 | 0 | 0 | 0 | 0 | 0 | 0
NSR WPS Weston 3 - SO2 Rate Annual v5.12, Unit 3272 and retrofits | 613 | 7412 | Rate Constraint in lbs/MMBtu | FALSE | L | Annual | Allowances Banked | Thousand Tons | 0 | 0 | 0 | 0 | 0 | 0 | 0 | 0
NSR WPS Weston 3 - SO2 Rate Annual v5.12, Unit 3272 and retrofits | 613 | 7412 | Rate Constraint in lbs/MMBtu | FALSE | L | Annual | Allowances Withdrawn (1:1) | Thousand Tons | 0 | 0 | 0 | 0 | 0 | 0 | 0 | 0
NSR WPS Weston 3 - SO2 Rate Annual v5.12, Unit 3272 and retrofits | 613 | 7412 | Rate Constraint in lbs/MMBtu | FALSE | L | Annual | Allowances Withdrawn (n:1) | Thousand Tons | 0 | 0 | 0 | 0 | 0 | 0 | 0 | 0
NSR WPS Weston 3 - SO2 Rate Annual v5.12, Unit 3272 and retrofits | 613 | 7412 | Rate Constraint in lbs/MMBtu | FALSE | L | Annual | Net Emissions Allowance Position | Thousand Tons | 0.038425 | 0.023028 | 0 | 0 | 0 | 0 | 0 | 0
NSR WPS Weston 3 - SO2 Rate Annual v5.12, Unit 3272 and retrofits | 613 | 7412 | Rate Constraint in lbs/MMBtu | FALSE | L | Annual | Fuel Consumed | TBtu | 17.5159 | 10.4971 | 0 | 0 | 0 | 0 | 0 | 0
NSR WPS Weston 3 - SO2 Rate Annual v5.12, Unit 3272 and retrofits | 613 | 7412 | Rate Constraint in lbs/MMBtu | FALSE | L | Annual | Rate | lb/MMBtu | 0.0043875 | 0.0043875 | 0 | 0 | 0 | 0 | 0 | 0
NSR WPS Weston 3 - SO2 Rate Annual v5.12, Unit 3272 and retrofits | 613 | 7412 | Rate Constraint in lbs/MMBtu | FALSE | L | Annual | Generation | TWh | 1.7526 | 1.0503 | 0 | 0 | 0 | 0 | 0 | 0
NSR WPS Weston 3 - SO2 Rate Annual v5.12, Unit 3272 and retrofits | 613 | 7412 | Rate Constraint in lbs/MMBtu | FALSE | L | Annual | Qualifying Generation | TWh | 1.7526 | 1.0503 | 0 | 0 | 0 | 0 | 0 | 0
NSR WPS Weston 3 - SO2 Rate Annual v5.12, Unit 3272 and retrofits | 613 | 7412 | Rate Constraint in lbs/MMBtu | FALSE | L | Annual | Rate | lb/MWh | 0.043848 | 0.043848 | 0 | 0 | 0 | 0 | 0 | 0
NSR WPS Weston 3 - SO2 Rate Annual v5.12, Unit 3272 and retrofits | 613 | 7412 | Rate Constraint in lbs/MMBtu | FALSE | L | Annual | Constraint Shadow Price | US2019$/Ton | 0 | 0 | 0 | 0 | 0 | 0 | 0 | 0
NSR WPS Weston 4 - SO2 Rate Annual v5.12, Unit 2661 and retrofits | 614 | 7413 | Rate Constraint in lbs/MMBtu | FALSE | L | Annual | Seasons Included | Seasons | Winter, WintShld, Summer | Winter, WintShld, Summer | Winter, WintShld, Summer | Winter, WintShld, Summer | Winter, WintShld, Summer | Winter, WintShld, Summer | Winter, WintShld, Summer | Winter, WintShld, Summer
NSR WPS Weston 4 - SO2 Rate Annual v5.12, Unit 2661 and retrofits | 614 | 7413 | Rate Constraint in lbs/MMBtu | FALSE | L | Annual | Standard SO2 | lb/MMBtu | 0.08 | 0.08 | 0.08 | 0.08 | 0.08 | 0.08 | 0.08 | 0.08
NSR WPS Weston 4 - SO2 Rate Annual v5.12, Unit 2661 and retrofits | 614 | 7413 | Rate Constraint in lbs/MMBtu | FALSE | L | Annual | Emissions at Affected Plants SO2 | Thousand Tons | 0.89865 | 0.96042 | 0.47583 | 0.47583 | 0 | 0 | 0 | 0
NSR WPS Weston 4 - SO2 Rate Annual v5.12, Unit 2661 and retrofits | 614 | 7413 | Rate Constraint in lbs/MMBtu | FALSE | L | Annual | Allowances Purchased SO2 | Thousand Tons | 0 | 0 | 0 | 0 | 0 | 0 | 0 | 0
NSR WPS Weston 4 - SO2 Rate Annual v5.12, Unit 2661 and retrofits | 614 | 7413 | Rate Constraint in lbs/MMBtu | FALSE | L | Annual | Allowances Sold SO2 | Thousand Tons | 0 | 0 | 0 | 0 | 0 | 0 | 0 | 0
NSR WPS Weston 4 - SO2 Rate Annual v5.12, Unit 2661 and retrofits | 614 | 7413 | Rate Constraint in lbs/MMBtu | FALSE | L | Annual | Allowances Banked | Thousand Tons | 0 | 0 | 0 | 0 | 0 | 0 | 0 | 0
NSR WPS Weston 4 - SO2 Rate Annual v5.12, Unit 2661 and retrofits | 614 | 7413 | Rate Constraint in lbs/MMBtu | FALSE | L | Annual | Allowances Withdrawn (1:1) | Thousand Tons | 0 | 0 | 0 | 0 | 0 | 0 | 0 | 0
NSR WPS Weston 4 - SO2 Rate Annual v5.12, Unit 2661 and retrofits | 614 | 7413 | Rate Constraint in lbs/MMBtu | FALSE | L | Annual | Allowances Withdrawn (n:1) | Thousand Tons | 0 | 0 | 0 | 0 | 0 | 0 | 0 | 0
NSR WPS Weston 4 - SO2 Rate Annual v5.12, Unit 2661 and retrofits | 614 | 7413 | Rate Constraint in lbs/MMBtu | FALSE | L | Annual | Net Emissions Allowance Position | Thousand Tons | 0.89865 | 0.96042 | 0.47583 | 0.47583 | 0 | 0 | 0 | 0
NSR WPS Weston 4 - SO2 Rate Annual v5.12, Unit 2661 and retrofits | 614 | 7413 | Rate Constraint in lbs/MMBtu | FALSE | L | Annual | Fuel Consumed | TBtu | 34.4099 | 36.7754 | 18.22 | 18.22 | 0 | 0 | 0 | 0
NSR WPS Weston 4 - SO2 Rate Annual v5.12, Unit 2661 and retrofits | 614 | 7413 | Rate Constraint in lbs/MMBtu | FALSE | L | Annual | Rate | lb/MMBtu | 0.052232 | 0.052232 | 0.052232 | 0.052232 | 0 | 0 | 0 | 0
NSR WPS Weston 4 - SO2 Rate Annual v5.12, Unit 2661 and retrofits | 614 | 7413 | Rate Constraint in lbs/MMBtu | FALSE | L | Annual | Generation | TWh | 3.5551 | 3.7995 | 1.8824 | 1.8824 | 0 | 0 | 0 | 0
NSR WPS Weston 4 - SO2 Rate Annual v5.12, Unit 2661 and retrofits | 614 | 7413 | Rate Constraint in lbs/MMBtu | FALSE | L | Annual | Qualifying Generation | TWh | 3.5551 | 3.7995 | 1.8824 | 1.8824 | 0 | 0 | 0 | 0
NSR WPS Weston 4 - SO2 Rate Annual v5.12, Unit 2661 and retrofits | 614 | 7413 | Rate Constraint in lbs/MMBtu | FALSE | L | Annual | Rate | lb/MWh | 0.50555 | 0.50555 | 0.50555 | 0.50555 | 0 | 0 | 0 | 0
NSR WPS Weston 4 - SO2 Rate Annual v5.12, Unit 2661 and retrofits | 614 | 7413 | Rate Constraint in lbs/MMBtu | FALSE | L | Annual | Constraint Shadow Price | US2019$/Ton | 0 | 0 | 0 | 0 | 0 | 0 | 0 | 0
NY- CO2 Budget- v5.16 | 615 | 7537 | Rate Constraint in MTons | FALSE | L | Annual | Seasons Included | Seasons | Winter, WintShld, Summer | Winter, WintShld, Summer | Winter, WintShld, Summer | Winter, WintShld, Summer | Winter, WintShld, Summer | Winter, WintShld, Summer | Winter, WintShld, Summer | Winter, WintShld, Summer
NY- CO2 Budget- v5.16 | 615 | 7537 | Rate Constraint in MTons | FALSE | L | Annual | Standard CO2 | Thousand Tons | 30435.778 | 30435.778 | 30435.778 | 30435.778 | 30435.778 | 30435.778 | 30435.778 | 30435.778
NY- CO2 Budget- v5.16 | 615 | 7537 | Rate Constraint in MTons | FALSE | L | Annual | Emissions at Affected Plants CO2 | Thousand Tons | 25882.5114 | 21861.0911 | 22370.6302 | 23589.4022 | 12190.0597 | 4998.6672 | 5109.3432 | 5336.9909
NY- CO2 Budget- v5.16 | 615 | 7537 | Rate Constraint in MTons | FALSE | L | Annual | Allowances Purchased CO2 | Thousand Tons | 0 | 0 | 0 | 0 | 0 | 0 | 0 | 0
NY- CO2 Budget- v5.16 | 615 | 7537 | Rate Constraint in MTons | FALSE | L | Annual | Allowances Sold CO2 | Thousand Tons | 0 | 0 | 0 | 0 | 0 | 0 | 0 | 0
NY- CO2 Budget- v5.16 | 615 | 7537 | Rate Constraint in MTons | FALSE | L | Annual | Allowances Banked | Thousand Tons | 0 | 8574.6871 | 0 | 6846.3758 | 24815.1877 | 30435.7785 | 0 | 0
NY- CO2 Budget- v5.16 | 615 | 7537 | Rate Constraint in MTons | FALSE | L | Annual | Allowances Withdrawn (1:1) | Thousand Tons | 0 | 0 | 0 | 0 | -6569.4689 | -29778.2248 | -30435.7785 | 0
NY- CO2 Budget- v5.16 | 615 | 7537 | Rate Constraint in MTons | FALSE | L | Annual | Allowances Withdrawn (n:1) | Thousand Tons | 0 | 0 | 0 | 0 | 0 | 0 | 0 | 0
NY- CO2 Budget- v5.16 | 615 | 7537 | Rate Constraint in MTons | FALSE | L | Annual | Net Emissions Allowance Position | Thousand Tons | 25882.5114 | 30435.7783 | 22370.6302 | 30435.778 | 30435.7785 | 5656.2208 | -25326.4353 | 5336.9909
NY- CO2 Budget- v5.16 | 615 | 7537 | Rate Constraint in MTons | FALSE | L | Annual | Fuel Consumed | TBtu | 702.4307 | 634.3568 | 642.4703 | 559.717 | 373.5124 | 188.3425 | 189.8733 | 85.0081
NY- CO2 Budget- v5.16 | 615 | 7537 | Rate Constraint in MTons | FALSE | L | Annual | Rate | lb/MMBtu | 73.6941 | 68.9236 | 69.6394 | 84.2905 | 65.2726 | 53.0806 | 53.8184 | 125.5643
NY- CO2 Budget- v5.16 | 615 | 7537 | Rate Constraint in MTons | FALSE | L | Annual | Generation | TWh | 112.6082 | 122.208 | 123.6076 | 116.5627 | 143.4393 | 156.4791 | 161.23 | 169.4985
NY- CO2 Budget- v5.16 | 615 | 7537 | Rate Constraint in MTons | FALSE | L | Annual | Qualifying Generation | TWh | 112.1887 | 121.7886 | 123.1868 | 116.1368 | 143.2348 | 156.3294 | 160.9233 | 168.8743
NY- CO2 Budget- v5.16 | 615 | 7537 | Rate Constraint in MTons | FALSE | L | Annual | Rate | lb/MWh | 461.4104 | 359.0005 | 363.1984 | 406.2347 | 170.2108 | 63.9504 | 63.5004 | 63.2067
NY- CO2 Budget- v5.16 | 615 | 7537 | Rate Constraint in MTons | FALSE | L | Annual | Constraint Shadow Price | US2019$/Ton | 0 | 0 | 0 | 0 | 0 | 0 | 0 | 0
NY- CO2 Rate Limit- Existing Fossil Units- v6.20 | 616 | 7561 | Rate Constraint in lbs/MWh | FALSE | L | Annual | Seasons Included | Seasons | Winter, WintShld, Summer | Winter, WintShld, Summer | Winter, WintShld, Summer | Winter, WintShld, Summer | Winter, WintShld, Summer | Winter, WintShld, Summer | Winter, WintShld, Summer | Winter, WintShld, Summer
NY- CO2 Rate Limit- Existing Fossil Units- v6.20 | 616 | 7561 | Rate Constraint in lbs/MWh | FALSE | L | Annual | Standard CO2 | lb/MWh | 1800 | 1800 | 1800 | 1800 | 1800 | 1800 | 1800 | 1800
NY- CO2 Rate Limit- Existing Fossil Units- v6.20 | 616 | 7561 | Rate Constraint in lbs/MWh | FALSE | L | Annual | Emissions at Affected Plants CO2 | Thousand Tons | 23395.2239 | 19405.8381 | 19869.98 | 21078.5192 | 10669.4111 | 3822.8963 | 3602.0409 | 3233.2276
NY- CO2 Rate Limit- Existing Fossil Units- v6.20 | 616 | 7561 | Rate Constraint in lbs/MWh | FALSE | L | Annual | Allowances Purchased CO2 | Thousand Tons | 0 | 0 | 0 | 0 | 0 | 0 | 0 | 0
NY- CO2 Rate Limit- Existing Fossil Units- v6.20 | 616 | 7561 | Rate Constraint in lbs/MWh | FALSE | L | Annual | Allowances Sold CO2 | Thousand Tons | 0 | 0 | 0 | 0 | 0 | 0 | 0 | 0
NY- CO2 Rate Limit- Existing Fossil Units- v6.20 | 616 | 7561 | Rate Constraint in lbs/MWh | FALSE | L | Annual | Allowances Banked | Thousand Tons | 0 | 0 | 0 | 0 | 0 | 0 | 0 | 0
NY- CO2 Rate Limit- Existing Fossil Units- v6.20 | 616 | 7561 | Rate Constraint in lbs/MWh | FALSE | L | Annual | Allowances Withdrawn (1:1) | Thousand Tons | 0 | 0 | 0 | 0 | 0 | 0 | 0 | 0
NY- CO2 Rate Limit- Existing Fossil Units- v6.20 | 616 | 7561 | Rate Constraint in lbs/MWh | FALSE | L | Annual | Allowances Withdrawn (n:1) | Thousand Tons | 0 | 0 | 0 | 0 | 0 | 0 | 0 | 0
NY- CO2 Rate Limit- Existing Fossil Units- v6.20 | 616 | 7561 | Rate Constraint in lbs/MWh | FALSE | L | Annual | Net Emissions Allowance Position | Thousand Tons | 23395.2239 | 19405.8381 | 19869.98 | 21078.5192 | 10669.4111 | 3822.8963 | 3602.0409 | 3233.2276
NY- CO2 Rate Limit- Existing Fossil Units- v6.20 | 616 | 7561 | Rate Constraint in lbs/MWh | FALSE | L | Annual | Fuel Consumed | TBtu | 386.116 | 318.5165 | 325.9388 | 346.594 | 174.863 | 61.1777 | 57.2923 | 51.0072
NY- CO2 Rate Limit- Existing Fossil Units- v6.20 | 616 | 7561 | Rate Constraint in lbs/MWh | FALSE | L | Annual | Rate | lb/MMBtu | 121.1824 | 121.8514 | 121.9246 | 121.6323 | 122.0317 | 124.9769 | 125.7426 | 126.7754
NY- CO2 Rate Limit- Existing Fossil Units- v6.20 | 616 | 7561 | Rate Constraint in lbs/MWh | FALSE | L | Annual | Generation | TWh | 53.8273 | 45.0429 | 46.2243 | 49.1828 | 25.6014 | 9.3543 | 8.8191 | 7.9489
NY- CO2 Rate Limit- Existing Fossil Units- v6.20 | 616 | 7561 | Rate Constraint in lbs/MWh | FALSE | L | Annual | Qualifying Generation | TWh | 51.7534 | 43.033 | 44.1503 | 47.1105 | 24.464 | 8.6994 | 8.1376 | 7.267
NY- CO2 Rate Limit- Existing Fossil Units- v6.20 | 616 | 7561 | Rate Constraint in lbs/MWh | FALSE | L | Annual | Constraint Shadow Price | US2019$/Ton | 0 | 0 | 0 | 0 | 0 | 0 | 0 | 0
NY- CO2 Rate Limit- New CT Units- v5.12 | 617 | 7352 | Rate Constraint in lbs/MWh | FALSE | L | Annual | Seasons Included | Seasons | Winter, WintShld, Summer | Winter, WintShld, Summer | Winter, WintShld, Summer | Winter, WintShld, Summer | Winter, WintShld, Summer | Winter, WintShld, Summer | Winter, WintShld, Summer | Winter, WintShld, Summer
NY- CO2 Rate Limit- New CT Units- v5.12 | 617 | 7352 | Rate Constraint in lbs/MWh | FALSE | L | Annual | Standard CO2 | lb/MWh | 1450 | 1450 | 1450 | 1450 | 1450 | 1450 | 1450 | 1450
NY- CO2 Rate Limit- New CT Units- v5.12 | 617 | 7352 | Rate Constraint in lbs/MWh | FALSE | L | Annual | Emissions at Affected Plants CO2 | Thousand Tons | 26.3774 | 29.0735 | 33.9538 | 34.6273 | 3.925 | 0.21771 | 1.5654 | 2.722
NY- CO2 Rate Limit- New CT Units- v5.12 | 617 | 7352 | Rate Constraint in lbs/MWh | FALSE | L | Annual | Allowances Purchased CO2 | Thousand Tons | 0 | 0 | 0 | 0 | 0 | 0 | 0 | 0
NY- CO2 Rate Limit- New CT Units- v5.12 | 617 | 7352 | Rate Constraint in lbs/MWh | FALSE | L | Annual | Allowances Sold CO2 | Thousand Tons | 0 | 0 | 0 | 0 | 0 | 0 | 0 | 0
NY- CO2 Rate Limit- New CT Units- v5.12 | 617 | 7352 | Rate Constraint in lbs/MWh | FALSE | L | Annual | Allowances Banked | Thousand Tons | 0 | 0 | 0 | 0 | 0 | 0 | 0 | 0
NY- CO2 Rate Limit- New CT Units- v5.12 | 617 | 7352 | Rate Constraint in lbs/MWh | FALSE | L | Annual | Allowances Withdrawn (1:1) | Thousand Tons | 0 | 0 | 0 | 0 | 0 | 0 | 0 | 0
NY- CO2 Rate Limit- New CT Units- v5.12 | 617 | 7352 | Rate Constraint in lbs/MWh | FALSE | L | Annual | Allowances Withdrawn (n:1) | Thousand Tons | 0 | 0 | 0 | 0 | 0 | 0 | 0 | 0
NY- CO2 Rate Limit- New CT Units- v5.12 | 617 | 7352 | Rate Constraint in lbs/MWh | FALSE | L | Annual | Net Emissions Allowance Position | Thousand Tons | 26.3774 | 29.0735 | 33.9538 | 34.6273 | 3.925 | 0.21771 | 1.5654 | 2.722
NY- CO2 Rate Limit- New CT Units- v5.12 | 617 | 7352 | Rate Constraint in lbs/MWh | FALSE | L | Annual | Fuel Consumed | TBtu | 0.45059 | 0.49664 | 0.58001 | 0.59152 | 0.067048 | 0.0037191 | 0.02674 | 0.046499
NY- CO2 Rate Limit- New CT Units- v5.12 | 617 | 7352 | Rate Constraint in lbs/MWh | FALSE | L | Annual | Rate | lb/MMBtu | 117.08 | 117.08 | 117.08 | 117.08 | 117.08 | 117.08 | 117.08 | 117.08
NY- CO2 Rate Limit- New CT Units- v5.12 | 617 | 7352 | Rate Constraint in lbs/MWh | FALSE | L | Annual | Generation | TWh | 0.048836 | 0.054232 | 0.063328 | 0.064492 | 0.0073485 | 0.00040761 | 0.0029176 | 0.0048723
NY- CO2 Rate Limit- New CT Units- v5.12 | 617 | 7352 | Rate Constraint in lbs/MWh | FALSE | L | Annual | Qualifying Generation | TWh | 0.048836 | 0.054232 | 0.063328 | 0.064492 | 0.0073485 | 0.00040761 | 0.0029176 | 0.0048723
NY- CO2 Rate Limit- New CT Units- v5.12 | 617 | 7352 | Rate Constraint in lbs/MWh | FALSE | L | Annual | Constraint Shadow Price | US2019$/Ton | 0 | 0 | 0 | 0 | 0 | 0 | 0 | 0
NY- CO2 Rate Limit- New Fossil Units- v5.12 | 618 | 7351 | Rate Constraint in lbs/MWh | FALSE | L | Annual | Seasons Included | Seasons | Winter, WintShld, Summer | Winter, WintShld, Summer | Winter, WintShld, Summer | Winter, WintShld, Summer | Winter, WintShld, Summer | Winter, WintShld, Summer | Winter, WintShld, Summer | Winter, WintShld, Summer
NY- CO2 Rate Limit- New Fossil Units- v5.12 | 618 | 7351 | Rate Constraint in lbs/MWh | FALSE | L | Annual | Standard CO2 | lb/MWh | 925 | 925 | 925 | 925 | 925 | 925 | 925 | 925
NY- CO2 Rate Limit- New Fossil Units- v5.12 | 618 | 7351 | Rate Constraint in lbs/MWh | FALSE | L | Annual | Emissions at Affected Plants CO2 | Thousand Tons | 796.979 | 796.979 | 796.979 | 807.0305 | 388.7233 | 281.2433 | 586.7218 | 1209.4287
NY- CO2 Rate Limit- New Fossil Units- v5.12 | 618 | 7351 | Rate Constraint in lbs/MWh | FALSE | L | Annual | Allowances Purchased CO2 | Thousand Tons | 0 | 0 | 0 | 0 | 0 | 0 | 0 | 0
NY- CO2 Rate Limit- New Fossil Units- v5.12 | 618 | 7351 | Rate Constraint in lbs/MWh | FALSE | L | Annual | Allowances Sold CO2 | Thousand Tons | 0 | 0 | 0 | 0 | 0 | 0 | 0 | 0
NY- CO2 Rate Limit- New Fossil Units- v5.12 | 618 | 7351 | Rate Constraint in lbs/MWh | FALSE | L | Annual | Allowances Banked | Thousand Tons | 0 | 0 | 0 | 0 | 0 | 0 | 0 | 0
NY- CO2 Rate Limit- New Fossil Units- v5.12 | 618 | 7351 | Rate Constraint in lbs/MWh | FALSE | L | Annual | Allowances Withdrawn (1:1) | Thousand Tons | 0 | 0 | 0 | 0 | 0 | 0 | 0 | 0
NY- CO2 Rate Limit- New Fossil Units- v5.12 | 618 | 7351 | Rate Constraint in lbs/MWh | FALSE | L | Annual | Allowances Withdrawn (n:1) | Thousand Tons | 0 | 0 | 0 | 0 | 0 | 0 | 0 | 0
NY- CO2 Rate Limit- New Fossil Units- v5.12 | 618 | 7351 | Rate Constraint in lbs/MWh | FALSE | L | Annual | Net Emissions Allowance Position | Thousand Tons | 796.979 | 796.979 | 796.979 | 807.0305 | 388.7233 | 281.2433 | 586.7218 | 1209.4287
NY- CO2 Rate Limit- New Fossil Units- v5.12 | 618 | 7351 | Rate Constraint in lbs/MWh | FALSE | L | Annual | Fuel Consumed | TBtu | 13.6143 | 13.6143 | 13.6143 | 13.786 | 6.6403 | 4.8043 | 10.0226 | 20.6599
NY- CO2 Rate Limit- New Fossil Units- v5.12 | 618 | 7351 | Rate Constraint in lbs/MWh | FALSE | L | Annual | Rate | lb/MMBtu | 117.08 | 117.08 | 117.08 | 117.08 | 117.08 | 117.08 | 117.08 | 117.08
NY- CO2 Rate Limit- New Fossil Units- v5.12 | 618 | 7351 | Rate Constraint in lbs/MWh | FALSE | L | Annual | Generation | TWh | 2.5237 | 2.5237 | 2.5237 | 2.5556 | 1.2309 | 0.8906 | 1.8579 | 3.8298
NY- CO2 Rate Limit- New Fossil Units- v5.12 | 618 | 7351 | Rate Constraint in lbs/MWh | FALSE | L | Annual | Qualifying Generation | TWh | 2.117 | 2.117 | 2.117 | 2.1437 | 1.0325 | 0.74705 | 1.5585 | 3.2125
NY- CO2 Rate Limit- New Fossil Units- v5.12 | 618 | 7351 | Rate Constraint in lbs/MWh | FALSE | L | Annual | Constraint Shadow Price | US2019$/Ton | 0 | 0 | 0 | 0 | 0 | 0 | 0 | 0
NY Min Oil Burn - Astoria - Summer | 619 | 7541 | Generation Constraint in GWh | FALSE | G | Annual | Seasons Included | Seasons | Summer | Summer
NY Min Oil Burn - Astoria - Summer | 619 | 7541 | Generation Constraint in GWh | FALSE | G | Annual | Standard GWh | GWh | 13.8985 | 13.8985 | 0 | 0 | 0 | 0 | 0 | 0
NY Min Oil Burn - Astoria - Summer | 619 | 7541 | Generation Constraint in GWh | FALSE | G | Annual | Emissions at Affected Plants | GWh | 13.8985 | 13.8985 | 0 | 0 | 0 | 0 | 0 | 0
NY Min Oil Burn - Astoria - Summer | 619 | 7541 | Generation Constraint in GWh | FALSE | G | Annual | Allowances Purchased | GWh | 0 | 0 | 0 | 0 | 0 | 0 | 0 | 0
NY Min Oil Burn - Astoria - Summer | 619 | 7541 | Generation Constraint in GWh | FALSE | G | Annual | Allowances Sold | GWh | 0 | 0 | 0 | 0 | 0 | 0 | 0 | 0
NY Min Oil Burn - Astoria - Summer | 619 | 7541 | Generation Constraint in GWh | FALSE | G | Annual | Allowances Banked | GWh | 0 | 0 | 0 | 0 | 0 | 0 | 0 | 0
NY Min Oil Burn - Astoria - Summer | 619 | 7541 | Generation Constraint in GWh | FALSE | G | Annual | Allowances Withdrawn (1:1) | GWh | 0 | 0 | 0 | 0 | 0 | 0 | 0 | 0
NY Min Oil Burn - Astoria - Summer | 619 | 7541 | Generation Constraint in GWh | FALSE | G | Annual | Allowances Withdrawn (n:1) | GWh | 0 | 0 | 0 | 0 | 0 | 0 | 0 | 0
NY Min Oil Burn - Astoria - Summer | 619 | 7541 | Generation Constraint in GWh | FALSE | G | Annual | Net Emissions Allowance Position | GWh | 13.8985 | 13.8985 | 0 | 0 | 0 | 0 | 0 | 0
NY Min Oil Burn - Astoria - Summer | 619 | 7541 | Generation Constraint in GWh | FALSE | G | Annual | Fuel Consumed | TBtu | 0.16349 | 0.16349 | 0 | 0 | 0 | 0 | 0 | 0
NY Min Oil Burn - Astoria - Summer | 619 | 7541 | Generation Constraint in GWh | FALSE | G | Annual | Heat Rate | MMBtu/MWh | 11.763 | 11.763 | 0 | 0 | 0 | 0 | 0 | 0
NY Min Oil Burn - Astoria - Summer | 619 | 7541 | Generation Constraint in GWh | FALSE | G | Annual | Generation | TWh | 0.013899 | 0.013899 | 0 | 0 | 0 | 0 | 0 | 0
NY Min Oil Burn - Astoria - Summer | 619 | 7541 | Generation Constraint in GWh | FALSE | G | Annual | Qualifying Generation | TWh | 0.013899 | 0.013899 | 0 | 0 | 0 | 0 | 0 | 0
NY Min Oil Burn - Astoria - Summer | 619 | 7541 | Generation Constraint in GWh | FALSE | G | Annual | Rate | lb/MWh | 0 | 0 | 0 | 0 | 0 | 0 | 0 | 0
NY Min Oil Burn - Astoria - Summer | 619 | 7541 | Generation Constraint in GWh | FALSE | G | Annual | Constraint Shadow Price | US2019$/MWh | 3.7 | 6.7814 | 0 | 0 | 0 | 0 | 0 | 0
NY Min Oil Burn - Astoria - Winter | 620 | 7539 | Generation Constraint in GWh | FALSE | G | Annual | Seasons Included | Seasons | Winter | Winter
NY Min Oil Burn - Astoria - Winter | 620 | 7539 | Generation Constraint in GWh | FALSE | G | Annual | Standard GWh | GWh | 34.3375 | 34.3375 | 0 | 0 | 0 | 0 | 0 | 0
NY Min Oil Burn - Astoria - Winter | 620 | 7539 | Generation Constraint in GWh | FALSE | G | Annual | Emissions at Affected Plants | GWh | 34.3375 | 34.3375 | 0 | 0 | 0 | 0 | 0 | 0
NY Min Oil Burn - Astoria - Winter | 620 | 7539 | Generation Constraint in GWh | FALSE | G | Annual | Allowances Purchased | GWh | 0 | 0 | 0 | 0 | 0 | 0 | 0 | 0
NY Min Oil Burn - Astoria - Winter | 620 | 7539 | Generation Constraint in GWh | FALSE | G | Annual | Allowances Sold | GWh | 0 | 0 | 0 | 0 | 0 | 0 | 0 | 0
NY Min Oil Burn - Astoria - Winter | 620 | 7539 | Generation Constraint in GWh | FALSE | G | Annual | Allowances Banked | GWh | 0 | 0 | 0 | 0 | 0 | 0 | 0 | 0
NY Min Oil Burn - Astoria - Winter | 620 | 7539 | Generation Constraint in GWh | FALSE | G | Annual | Allowances Withdrawn (1:1) | GWh | 0 | 0 | 0 | 0 | 0 | 0 | 0 | 0
NY Min Oil Burn - Astoria - Winter | 620 | 7539 | Generation Constraint in GWh | FALSE | G | Annual | Allowances Withdrawn (n:1) | GWh | 0 | 0 | 0 | 0 | 0 | 0 | 0 | 0
NY Min Oil Burn - Astoria - Winter | 620 | 7539 | Generation Constraint in GWh | FALSE | G | Annual | Net Emissions Allowance Position | GWh | 34.3375 | 34.3375 | 0 | 0 | 0 | 0 | 0 | 0
NY Min Oil Burn - Astoria - Winter | 620 | 7539 | Generation Constraint in GWh | FALSE | G | Annual | Fuel Consumed | TBtu | 0.40391 | 0.40391 | 0 | 0 | 0 | 0 | 0 | 0
NY Min Oil Burn - Astoria - Winter | 620 | 7539 | Generation Constraint in GWh | FALSE | G | Annual | Heat Rate | MMBtu/MWh | 11.763 | 11.763 | 0 | 0 | 0 | 0 | 0 | 0
NY Min Oil Burn - Astoria - Winter | 620 | 7539 | Generation Constraint in GWh | FALSE | G | Annual | Generation | TWh | 0.034338 | 0.034338 | 0 | 0 | 0 | 0 | 0 | 0
NY Min Oil Burn - Astoria - Winter | 620 | 7539 | Generation Constraint in GWh | FALSE | G | Annual | Qualifying Generation | TWh | 0.034338 | 0.034338 | 0 | 0 | 0 | 0 | 0 | 0
NY Min Oil Burn - Astoria - Winter | 620 | 7539 | Generation Constraint in GWh | FALSE | G | Annual | Rate | lb/MWh | 0 | 0 | 0 | 0 | 0 | 0 | 0 | 0
NY Min Oil Burn - Astoria - Winter | 620 | 7539 | Generation Constraint in GWh | FALSE | G | Annual | Constraint Shadow Price | US2019$/MWh | 41.659 | 34.0382 | 0 | 0 | 0 | 0 | 0 | 0
NY Min Oil Burn - Astoria - Winter Shldr | 621 | 7540 | Generation Constraint in GWh | FALSE | G | Annual | Seasons Included | Seasons | WintShld | WintShld
NY Min Oil Burn - Astoria - Winter Shldr | 621 | 7540 | Generation Constraint in GWh | FALSE | G | Annual | Standard GWh | GWh | 4.433 | 4.433 | 0 | 0 | 0 | 0 | 0 | 0
NY Min Oil Burn - Astoria - Winter Shldr | 621 | 7540 | Generation Constraint in GWh | FALSE | G | Annual | Emissions at Affected Plants | GWh | 4.433 | 4.433 | 0 | 0 | 0 | 0 | 0 | 0
NY Min Oil Burn - Astoria - Winter Shldr | 621 | 7540 | Generation Constraint in GWh | FALSE | G | Annual | Allowances Purchased | GWh | 0 | 0 | 0 | 0 | 0 | 0 | 0 | 0
NY Min Oil Burn - Astoria - Winter Shldr | 621 | 7540 | Generation Constraint in GWh | FALSE | G | Annual | Allowances Sold | GWh | 0 | 0 | 0 | 0 | 0 | 0 | 0 | 0
NY Min Oil Burn - Astoria - Winter Shldr | 621 | 7540 | Generation Constraint in GWh | FALSE | G | Annual | Allowances Banked | GWh | 0 | 0 | 0 | 0 | 0 | 0 | 0 | 0
NY Min Oil Burn - Astoria - Winter Shldr | 621 | 7540 | Generation Constraint in GWh | FALSE | G | Annual | Allowances Withdrawn (1:1) | GWh | 0 | 0 | 0 | 0 | 0 | 0 | 0 | 0
NY Min Oil Burn - Astoria - Winter Shldr | 621 | 7540 | Generation Constraint in GWh | FALSE | G | Annual | Allowances Withdrawn (n:1) | GWh | 0 | 0 | 0 | 0 | 0 | 0 | 0 | 0
NY Min Oil Burn - Astoria - Winter Shldr | 621 | 7540 | Generation Constraint in GWh | FALSE | G | Annual | Net Emissions Allowance Position | GWh | 4.433 | 4.433 | 0 | 0 | 0 | 0 | 0 | 0
NY Min Oil Burn - Astoria - Winter Shldr | 621 | 7540 | Generation Constraint in GWh | FALSE | G | Annual | Fuel Consumed | TBtu | 0.052145 | 0.052145 | 0 | 0 | 0 | 0 | 0 | 0
NY Min Oil Burn - Astoria - Winter Shldr | 621 | 7540 | Generation Constraint in GWh | FALSE | G | Annual | Heat Rate | MMBtu/MWh | 11.763 | 11.763 | 0 | 0 | 0 | 0 | 0 | 0
NY Min Oil Burn - Astoria - Winter Shldr | 621 | 7540 | Generation Constraint in GWh | FALSE | G | Annual | Generation | TWh | 0.004433 | 0.004433 | 0 | 0 | 0 | 0 | 0 | 0
NY Min Oil Burn - Astoria - Winter Shldr | 621 | 7540 | Generation Constraint in GWh | FALSE | G | Annual | Qualifying Generation | TWh | 0.004433 | 0.004433 | 0 | 0 | 0 | 0 | 0 | 0
NY Min Oil Burn - Astoria - Winter Shldr | 621 | 7540 | Generation Constraint in GWh | FALSE | G | Annual | Rate | lb/MWh | 0 | 0 | 0 | 0 | 0 | 0 | 0 | 0
NY Min Oil Burn - Astoria - Winter Shldr | 621 | 7540 | Generation Constraint in GWh | FALSE | G | Annual | Constraint Shadow Price | US2019$/MWh | 25.03 | 16.9167 | 0 | 0 | 0 | 0 | 0 | 0
NY Min Oil Burn - Astoria Energy - Summer | 622 | 7553 | Generation Constraint in GWh | FALSE | G | Annual | Seasons Included | Seasons | Summer | Summer
NY Min Oil Burn - Astoria Energy - Summer | 622 | 7553 | Generation Constraint in GWh | FALSE | G | Annual | Standard GWh | GWh | 0 | 0 | 0 | 0 | 0 | 0 | 0 | 0
NY Min Oil Burn - Astoria Energy - Summer | 622 | 7553 | Generation Constraint in GWh | FALSE | G | Annual | Emissions at Affected Plants | GWh | 1779.6666 | 1779.6666 | 0 | 0 | 0 | 0 | 0 | 0
NY Min Oil Burn - Astoria Energy - Summer | 622 | 7553 | Generation Constraint in GWh | FALSE | G | Annual | Allowances Purchased | GWh | 0 | 0 | 0 | 0 | 0 | 0 | 0 | 0
NY Min Oil Burn - Astoria Energy - Summer | 622 | 7553 | Generation Constraint in GWh | FALSE | G | Annual | Allowances Sold | GWh | 0 | 0 | 0 | 0 | 0 | 0 | 0 | 0
NY Min Oil Burn - Astoria Energy - Summer | 622 | 7553 | Generation Constraint in GWh | FALSE | G | Annual | Allowances Banked | GWh | 0 | 0 | 0 | 0 | 0 | 0 | 0 | 0
NY Min Oil Burn - Astoria Energy - Summer | 622 | 7553 | Generation Constraint in GWh | FALSE | G | Annual | Allowances Withdrawn (1:1) | GWh | 0 | 0 | 0 | 0 | 0 | 0 | 0 | 0
NY Min Oil Burn - Astoria Energy - Summer | 622 | 7553 | Generation Constraint in GWh | FALSE | G | Annual | Allowances Withdrawn (n:1) | GWh | 0 | 0 | 0 | 0 | 0 | 0 | 0 | 0
NY Min Oil Burn - Astoria Energy - Summer | 622 | 7553 | Generation Constraint in GWh | FALSE | G | Annual | Net Emissions Allowance Position | GWh | 1779.6666 | 1779.6666 | 0 | 0 | 0 | 0 | 0 | 0
NY Min Oil Burn - Astoria Energy - Summer | 622 | 7553 | Generation Constraint in GWh | FALSE | G | Annual | Fuel Consumed | TBtu | 13.004 | 13.004 | 0 | 0 | 0 | 0 | 0 | 0
NY Min Oil Burn - Astoria Energy - Summer | 622 | 7553 | Generation Constraint in GWh | FALSE | G | Annual | Heat Rate | MMBtu/MWh | 7.307 | 7.307 | 0 | 0 | 0 | 0 | 0 | 0
NY Min Oil Burn - Astoria Energy - Summer | 622 | 7553 | Generation Constraint in GWh | FALSE | G | Annual | Generation | TWh | 1.7797 | 1.7797 | 0 | 0 | 0 | 0 | 0 | 0
NY Min Oil Burn - Astoria Energy - Summer | 622 | 7553 | Generation Constraint in GWh | FALSE | G | Annual | Qualifying Generation | TWh | 1.7797 | 1.7797 | 0 | 0 | 0 | 0 | 0 | 0
NY Min Oil Burn - Astoria Energy - Summer | 622 | 7553 | Generation Constraint in GWh | FALSE | G | Annual | Rate | lb/MWh | 0 | 0 | 0 | 0 | 0 | 0 | 0 | 0
NY Min Oil Burn - Astoria Energy - Summer | 622 | 7553 | Generation Constraint in GWh | FALSE | G | Annual | Constraint Shadow Price | US2019$/MWh | 0 | 0 | 0 | 0 | 0 | 0 | 0 | 0
NY Min Oil Burn - Astoria Energy - Winter | 623 | 7551 | Generation Constraint in GWh | FALSE | G | Annual | Seasons Included | Seasons | Winter | Winter
NY Min Oil Burn - Astoria Energy - Winter | 623 | 7551 | Generation Constraint in GWh | FALSE | G | Annual | Standard GWh | GWh | 33.8256 | 33.8256 | 0 | 0 | 0 | 0 | 0 | 0
NY Min Oil Burn - Astoria Energy - Winter | 623 | 7551 | Generation Constraint in GWh | FALSE | G | Annual | Emissions at Affected Plants | GWh | 440.8711 | 388.2502 | 0 | 0 | 0 | 0 | 0 | 0
NY Min Oil Burn - Astoria Energy - Winter | 623 | 7551 | Generation Constraint in GWh | FALSE | G | Annual | Allowances Purchased | GWh | 0 | 0 | 0 | 0 | 0 | 0 | 0 | 0
NY Min Oil Burn - Astoria Energy - Winter | 623 | 7551 | Generation Constraint in GWh | FALSE | G | Annual | Allowances Sold | GWh | 0 | 0 | 0 | 0 | 0 | 0 | 0 | 0
NY Min Oil Burn - Astoria Energy - Winter | 623 | 7551 | Generation Constraint in GWh | FALSE | G | Annual | Allowances Banked | GWh | 0 | 0 | 0 | 0 | 0 | 0 | 0 | 0
NY Min Oil Burn - Astoria Energy - Winter | 623 | 7551 | Generation Constraint in GWh | FALSE | G | Annual | Allowances Withdrawn (1:1) | GWh | 0 | 0 | 0 | 0 | 0 | 0 | 0 | 0
NY Min Oil Burn - Astoria Energy - Winter | 623 | 7551 | Generation Constraint in GWh | FALSE | G | Annual | Allowances Withdrawn (n:1) | GWh | 0 | 0 | 0 | 0 | 0 | 0 | 0 | 0
NY Min Oil Burn - Astoria Energy - Winter | 623 | 7551 | Generation Constraint in GWh | FALSE | G | Annual | Net Emissions Allowance Position | GWh | 440.8711 | 388.2502 | 0 | 0 | 0 | 0 | 0 | 0
NY Min Oil Burn - Astoria Energy - Winter | 623 | 7551 | Generation Constraint in GWh | FALSE | G | Annual | Fuel Consumed | TBtu | 3.2214 | 2.8369 | 0 | 0 | 0 | 0 | 0 | 0
NY Min Oil Burn - Astoria Energy - Winter | 623 | 7551 | Generation Constraint in GWh | FALSE | G | Annual | Heat Rate | MMBtu/MWh | 7.307 | 7.307 | 0 | 0 | 0 | 0 | 0 | 0
NY Min Oil Burn - Astoria Energy - Winter | 623 | 7551 | Generation Constraint in GWh | FALSE | G | Annual | Generation | TWh | 0.44087 | 0.38825 | 0 | 0 | 0 | 0 | 0 | 0
NY Min Oil Burn - Astoria Energy - Winter | 623 | 7551 | Generation Constraint in GWh | FALSE | G | Annual | Qualifying Generation | TWh | 0.44087 | 0.38825 | 0 | 0 | 0 | 0 | 0 | 0
NY Min Oil Burn - Astoria Energy - Winter | 623 | 7551 | Generation Constraint in GWh | FALSE | G | Annual | Rate | lb/MWh | 0 | 0 | 0 | 0 | 0 | 0 | 0 | 0
NY Min Oil Burn - Astoria Energy - Winter | 623 | 7551 | Generation Constraint in GWh | FALSE | G | Annual | Constraint Shadow Price | US2019$/MWh | 0 | 0 | 0 | 0 | 0 | 0 | 0 | 0
NY Min Oil Burn - Astoria Energy - Winter Shldr | 624 | 7552 | Generation Constraint in GWh | FALSE | G | Annual | Seasons Included | Seasons | WintShld | WintShld
NY Min Oil Burn - Astoria Energy - Winter Shldr | 624 | 7552 | Generation Constraint in GWh | FALSE | G | Annual | Standard GWh | GWh | 0 | 0 | 0 | 0 | 0 | 0 | 0 | 0
NY Min Oil Burn - Astoria Energy - Winter Shldr | 624 | 7552 | Generation Constraint in GWh | FALSE | G | Annual | Emissions at Affected Plants | GWh | 824.2175 | 988.5535 | 0 | 0 | 0 | 0 | 0 | 0
NY Min Oil Burn - Astoria Energy - Winter Shldr | 624 | 7552 | Generation Constraint in GWh | FALSE | G | Annual | Allowances Purchased | GWh | 0 | 0 | 0 | 0 | 0 | 0 | 0 | 0
NY Min Oil Burn - Astoria Energy - Winter Shldr | 624 | 7552 | Generation Constraint in GWh | FALSE | G | Annual | Allowances Sold | GWh | 0 | 0 | 0 | 0 | 0 | 0 | 0 | 0
NY Min Oil Burn - Astoria Energy - Winter Shldr | 624 | 7552 | Generation Constraint in GWh | FALSE | G | Annual | Allowances Banked | GWh | 0 | 0 | 0 | 0 | 0 | 0 | 0 | 0
NY Min Oil Burn - Astoria Energy - Winter Shldr | 624 | 7552 | Generation Constraint in GWh | FALSE | G | Annual | Allowances Withdrawn (1:1) | GWh | 0 | 0 | 0 | 0 | 0 | 0 | 0 | 0
NY Min Oil Burn - Astoria Energy - Winter Shldr | 624 | 7552 | Generation Constraint in GWh | FALSE | G | Annual | Allowances Withdrawn (n:1) | GWh | 0 | 0 | 0 | 0 | 0 | 0 | 0 | 0
NY Min Oil Burn - Astoria Energy - Winter Shldr | 624 | 7552 | Generation Constraint in GWh | FALSE | G | Annual | Net Emissions Allowance Position | GWh | 824.2175 | 988.5535 | 0 | 0 | 0 | 0 | 0 | 0
NY Min Oil Burn - Astoria Energy - Winter Shldr | 624 | 7552 | Generation Constraint in GWh | FALSE | G | Annual | Fuel Consumed | TBtu | 6.0226 | 7.2234 | 0 | 0 | 0 | 0 | 0 | 0
NY Min Oil Burn - Astoria Energy - Winter Shldr | 624 | 7552 | Generation Constraint in GWh | FALSE | G | Annual | Heat Rate | MMBtu/MWh | 7.307 | 7.307 | 0 | 0 | 0 | 0 | 0 | 0
NY Min Oil Burn - Astoria Energy - Winter Shldr | 624 | 7552 | Generation Constraint in GWh | FALSE | G | Annual | Generation | TWh | 0.82422 | 0.98855 | 0 | 0 | 0 | 0 | 0 | 0
NY Min Oil Burn - Astoria Energy - Winter Shldr | 624 | 7552 | Generation Constraint in GWh | FALSE | G | Annual | Qualifying Generation | TWh | 0.82422 | 0.98855 | 0 | 0 | 0 | 0 | 0 | 0
NY Min Oil Burn - Astoria Energy - Winter Shldr | 624 | 7552 | Generation Constraint in GWh | FALSE | G | Annual | Rate | lb/MWh | 0 | 0 | 0 | 0 | 0 | 0 | 0 | 0
NY Min Oil Burn - Astoria Energy - Winter Shldr | 624 | 7552 | Generation Constraint in GWh | FALSE | G | Annual | Constraint Shadow Price | US2019$/MWh | 0 | 0 | 0 | 0 | 0 | 0 | 0 | 0
NY Min Oil Burn - East River - Summer | 625 | 7544 | Generation Constraint in GWh | FALSE | G | Annual | Seasons Included | Seasons | Summer | Summer
NY Min Oil Burn - East River - Summer | 625 | 7544 | Generation Constraint in GWh | FALSE | G | Annual | Standard GWh | GWh | 7.2045 | 7.2045 | 0 | 0 | 0 | 0 | 0 | 0
NY Min Oil Burn - East River - Summer | 625 | 7544 | Generation Constraint in GWh | FALSE | G | Annual | Emissions at Affected Plants | GWh | 629.7802 | 799.1588 | 0 | 0 | 0 | 0 | 0 | 0
NY Min Oil Burn - East River - Summer | 625 | 7544 | Generation Constraint in GWh | FALSE | G | Annual | Allowances Purchased | GWh | 0 | 0 | 0 | 0 | 0 | 0 | 0 | 0
NY Min Oil Burn - East River - Summer | 625 | 7544 | Generation Constraint in GWh | FALSE | G | Annual | Allowances Sold | GWh | 0 | 0 | 0 | 0 | 0 | 0 | 0 | 0
NY Min Oil Burn - East River - Summer | 625 | 7544 | Generation Constraint in GWh | FALSE | G | Annual | Allowances Banked | GWh | 0 | 0 | 0 | 0 | 0 | 0 | 0 | 0
NY Min Oil Burn - East River - Summer | 625 | 7544 | Generation Constraint in GWh | FALSE | G | Annual | Allowances Withdrawn (1:1) | GWh | 0 | 0 | 0 | 0 | 0 | 0 | 0 | 0
NY Min Oil Burn - East River - Summer | 625 | 7544 | Generation Constraint in GWh | FALSE | G | Annual | Allowances Withdrawn (n:1) | GWh | 0 | 0 | 0 | 0 | 0 | 0 | 0 | 0
NY Min Oil Burn - East River - Summer | 625 | 7544 | Generation Constraint in GWh | FALSE | G | Annual | Net Emissions Allowance Position | GWh | 629.7802 | 799.1588 | 0 | 0 | 0 | 0 | 0 | 0
NY Min Oil Burn - East River - Summer | 625 | 7544 | Generation Constraint in GWh | FALSE | G | Annual | Fuel Consumed | TBtu | 5.5782 | 7.0912 | 0 | 0 | 0 | 0 | 0 | 0
NY Min Oil Burn - East River - Summer | 625 | 7544 | Generation Constraint in GWh | FALSE | G | Annual | Heat Rate | MMBtu/MWh | 8.8574 | 8.8734 | 0 | 0 | 0 | 0 | 0 | 0
NY Min Oil Burn - East River - Summer | 625 | 7544 | Generation Constraint in GWh | FALSE | G | Annual | Generation | TWh | 0.62978 | 0.79916 | 0 | 0 | 0 | 0 | 0 | 0
NY Min Oil Burn - East River - Summer | 625 | 7544 | Generation Constraint in GWh | FALSE | G | Annual | Qualifying Generation | TWh | 0.62978 | 0.79916 | 0 | 0 | 0 | 0 | 0 | 0
NY Min Oil Burn - East River - Summer | 625 | 7544 | Generation Constraint in GWh | FALSE | G | Annual | Rate | lb/MWh | 0 | 0 | 0 | 0 | 0 | 0 | 0 | 0
NY Min Oil Burn - East River - Summer | 625 | 7544 | Generation Constraint in GWh | FALSE | G | Annual | Constraint Shadow Price | US2019$/MWh | 0 | 0 | 0 | 0 | 0 | 0 | 0 | 0
NY Min Oil Burn - East River - Winter | 626 | 7542 | Generation Constraint in GWh | FALSE | G | Annual | Seasons Included | Seasons | Winter | Winter
NY Min Oil Burn - East River - Winter | 626 | 7542 | Generation Constraint in GWh | FALSE | G | Annual | Standard GWh | GWh | 21.1896 | 21.1896 | 0 | 0 | 0 | 0 | 0 | 0
NY Min Oil Burn - East River - Winter | 626 | 7542 | Generation Constraint in GWh | FALSE | G | Annual | Emissions at Affected Plants | GWh | 21.1896 | 21.1896 | 0 | 0 | 0 | 0 | 0 | 0
NY Min Oil Burn - East River - Winter | 626 | 7542 | Generation Constraint in GWh | FALSE | G | Annual | Allowances Purchased | GWh | 0 | 0 | 0 | 0 | 0 | 0 | 0 | 0
NY Min Oil Burn - East River - Winter | 626 | 7542 | Generation Constraint in GWh | FALSE | G | Annual | Allowances Sold | GWh | 0 | 0 | 0 | 0 | 0 | 0 | 0 | 0
NY Min Oil Burn - East River - Winter | 626 | 7542 | Generation Constraint in GWh | FALSE | G | Annual | Allowances Banked | GWh | 0 | 0 | 0 | 0 | 0 | 0 | 0 | 0
NY Min Oil Burn - East River - Winter | 626 | 7542 | Generation Constraint in GWh | FALSE | G | Annual | Allowances Withdrawn (1:1) | GWh | 0 | 0 | 0 | 0 | 0 | 0 | 0 | 0
NY Min Oil Burn - East River - Winter | 626 | 7542 | Generation Constraint in GWh | FALSE | G | Annual | Allowances Withdrawn (n:1) | GWh | 0 | 0 | 0 | 0 | 0 | 0 | 0 | 0
NY Min Oil Burn - East River - Winter | 626 | 7542 | Generation Constraint in GWh | FALSE | G | Annual | Net Emissions Allowance Position | GWh | 21.1896 | 21.1896 | 0 | 0 | 0 | 0 | 0 | 0
NY Min Oil Burn - East River - Winter | 626 | 7542 | Generation Constraint in GWh | FALSE | G | Annual | Fuel Consumed | TBtu | 0.17587 | 0.17587 | 0 | 0 | 0 | 0 | 0 | 0
NY Min Oil Burn - East River - Winter | 626 | 7542 | Generation Constraint in GWh | FALSE | G | Annual | Heat Rate | MMBtu/MWh | 8.3 | 8.3 | 0 | 0 | 0 | 0 | 0 | 0
NY Min Oil Burn - East River - Winter | 626 | 7542 | Generation Constraint in GWh | FALSE | G | Annual | Generation | TWh | 0.02119 | 0.02119 | 0 | 0 | 0 | 0 | 0 | 0
NY Min Oil Burn - East River - Winter | 626 | 7542 | Generation Constraint in GWh | FALSE | G | Annual | Qualifying Generation | TWh | 0.02119 | 0.02119 | 0 | 0 | 0 | 0 | 0 | 0
NY Min Oil Burn - East River - Winter | 626 | 7542 | Generation Constraint in GWh | FALSE | G | Annual | Rate | lb/MWh | 0 | 0 | 0 | 0 | 0 | 0 | 0 | 0
NY Min Oil Burn - East River - Winter | 626 | 7542 | Generation Constraint in GWh | FALSE | G | Annual | Constraint Shadow Price | US2019$/MWh | 8.733 | 8.025 | 0 | 0 | 0 | 0 | 0 | 0
NY Min Oil Burn - East River - Winter Shldr | 627 | 7543 | Generation Constraint in GWh | FALSE | G | Annual | Seasons Included | Seasons | WintShld | WintShld
NY Min Oil Burn - East River - Winter Shldr | 627 | 7543 | Generation Constraint in GWh | FALSE | G | Annual | Standard GWh | GWh | 3.8298 | 3.8298 | 0 | 0 | 0 | 0 | 0 | 0
NY Min Oil Burn - East River - Winter Shldr | 627 | 7543 | Generation Constraint in GWh | FALSE | G | Annual | Emissions at Affected Plants | GWh | 3.8298 | 3.8298 | 0 | 0 | 0 | 0 | 0 | 0
NY Min Oil Burn - East River - Winter Shldr | 627 | 7543 | Generation Constraint in GWh | FALSE | G | Annual | Allowances Purchased | GWh | 0 | 0 | 0 | 0 | 0 | 0 | 0 | 0
NY Min Oil Burn - East River - Winter Shldr | 627 | 7543 | Generation Constraint in GWh | FALSE | G | Annual | Allowances Sold | GWh | 0 | 0 | 0 | 0 | 0 | 0 | 0 | 0
NY Min Oil Burn - East River - Winter Shldr | 627 | 7543 | Generation Constraint in GWh | FALSE | G | Annual | Allowances Banked | GWh | 0 | 0 | 0 | 0 | 0 | 0 | 0 | 0
NY Min Oil Burn - East River - Winter Shldr | 627 | 7543 | Generation Constraint in GWh | FALSE | G | Annual | Allowances Withdrawn (1:1) | GWh | 0 | 0 | 0 | 0 | 0 | 0 | 0 | 0
NY Min Oil Burn - East River - Winter Shldr | 627 | 7543 | Generation Constraint in GWh | FALSE | G | Annual | Allowances Withdrawn (n:1) | GWh | 0 | 0 | 0 | 0 | 0 | 0 | 0 | 0
NY Min Oil Burn - East River - Winter Shldr | 627 | 7543 | Generation Constraint in GWh | FALSE | G | Annual | Net Emissions Allowance Position | GWh | 3.8298 | 3.8298 | 0 | 0 | 0 | 0 | 0 | 0
NY Min Oil Burn - East River - Winter Shldr | 627 | 7543 | Generation Constraint in GWh | FALSE | G | Annual | Fuel Consumed | TBtu | 0.031788 | 0.031788 | 0 | 0 | 0 | 0 | 0 | 0
NY Min Oil Burn - East River - Winter Shldr | 627 | 7543 | Generation Constraint in GWh | FALSE | G | Annual | Heat Rate | MMBtu/MWh | 8.3 | 8.3 | 0 | 0 | 0 | 0 | 0 | 0
NY Min Oil Burn - East River - Winter Shldr | 627 | 7543 | Generation Constraint in GWh | FALSE | G | Annual | Generation | TWh | 0.0038298 | 0.0038298 | 0 | 0 | 0 | 0 | 0 | 0
NY Min Oil Burn - East River - Winter Shldr | 627 | 7543 | Generation Constraint in GWh | FALSE | G | Annual | Qualifying Generation | TWh | 0.0038298 | 0.0038298 | 0 | 0 | 0 | 0 | 0 | 0
NY Min Oil Burn - East River - Winter Shldr | 627 | 7543 | Generation Constraint in GWh | FALSE | G | Annual | Rate | lb/MWh | 0 | 0 | 0 | 0 | 0 | 0 | 0 | 0
NY Min Oil Burn - East River - Winter Shldr | 627 | 7543 | Generation Constraint in GWh | FALSE | G | Annual | Constraint Shadow Price | US2019$/MWh | 4.151 | 2.3951 | 0 | 0 | 0 | 0 | 0 | 0
NY Min Oil Burn - Northport - Summer | 628 | 7547 | Generation Constraint in GWh | FALSE | G | Annual | Seasons Included | Seasons | Summer | Summer
NY Min Oil Burn - Northport - Summer | 628 | 7547 | Generation Constraint in GWh | FALSE | G | Annual | Standard GWh | GWh | 116.1086 | 116.1086 | 0 | 0 | 0 | 0 | 0 | 0
NY Min Oil Burn - Northport - Summer | 628 | 7547 | Generation Constraint in GWh | FALSE | G | Annual | Emissions at Affected Plants | GWh | 879.646 | 879.646 | 0 | 0 | 0 | 0 | 0 | 0
NY Min Oil Burn - Northport - Summer | 628 | 7547 | Generation Constraint in GWh | FALSE | G | Annual | Allowances Purchased | GWh | 0 | 0 | 0 | 0 | 0 | 0 | 0 | 0
NY Min Oil Burn - Northport - Summer | 628 | 7547 | Generation Constraint in GWh | FALSE | G | Annual | Allowances Sold | GWh | 0 | 0 | 0 | 0 | 0 | 0 | 0 | 0
NY Min Oil Burn - Northport - Summer | 628 | 7547 | Generation Constraint in GWh | FALSE | G | Annual | Allowances Banked | GWh | 0 | 0 | 0 | 0 | 0 | 0 | 0 | 0
NY Min Oil Burn - Northport - Summer | 628 | 7547 | Generation Constraint in GWh | FALSE | G | Annual | Allowances Withdrawn (1:1) | GWh | 0 | 0 | 0 | 0 | 0 | 0 | 0 | 0
NY Min Oil Burn - Northport - Summer | 628 | 7547 | Generation Constraint in GWh | FALSE | G | Annual | Allowances Withdrawn (n:1) | GWh | 0 | 0 | 0 | 0 | 0 | 0 | 0 | 0
NY Min Oil Burn - Northport - Summer | 628 | 7547 | Generation Constraint in GWh | FALSE | G | Annual | Net Emissions Allowance Position | GWh | 879.646 | 879.646 | 0 | 0 | 0 | 0 | 0 | 0
NY Min Oil Burn - Northport - Summer | 628 | 7547 | Generation Constraint in GWh | FALSE | G | Annual | Fuel Consumed | TBtu | 9.4212 | 9.4212 | 0 | 0 | 0 | 0 | 0 | 0
NY Min Oil Burn - Northport - Summer | 628 | 7547 | Generation Constraint in GWh | FALSE | G | Annual | Heat Rate | MMBtu/MWh | 10.7102 | 10.7102 | 0 | 0 | 0 | 0 | 0 | 0
NY Min Oil Burn - Northport - Summer | 628 | 7547 | Generation Constraint in GWh | FALSE | G | Annual | Generation | TWh | 0.87965 | 0.87965 | 0 | 0 | 0 | 0 | 0 | 0
NY Min Oil Burn - Northport - Summer | 628 | 7547 | Generation Constraint in GWh | FALSE | G | Annual | Qualifying Generation | TWh | 0.87965 | 0.87965 | 0 | 0 | 0 | 0 | 0 | 0
NY Min Oil Burn - Northport - Summer | 628 | 7547 | Generation Constraint in GWh | FALSE | G | Annual | Rate | lb/MWh | 0 | 0 | 0 | 0 | 0 | 0 | 0 | 0
NY Min Oil Burn - Northport - Summer | 628 | 7547 | Generation Constraint in GWh | FALSE | G | Annual | Constraint Shadow Price | US2019$/MWh | 0 | 0 | 0 | 0 | 0 | 0 | 0 | 0
NY Min Oil Burn - Northport - Winter | 629 | 7545 | Generation Constraint in GWh | FALSE | G | Annual | Seasons Included | Seasons | Winter | Winter
NY Min Oil Burn - Northport - Winter | 629 | 7545 | Generation Constraint in GWh | FALSE | G | Annual | Standard GWh | GWh | 177.5779 | 177.5779 | 0 | 0 | 0 | 0 | 0 | 0
NY Min Oil Burn - Northport - Winter | 629 | 7545 | Generation Constraint in GWh | FALSE | G | Annual | Emissions at Affected Plants | GWh | 402.166 | 402.166 | 0 | 0 | 0 | 0 | 0 | 0
NY Min Oil Burn - Northport - Winter | 629 | 7545 | Generation Constraint in GWh | FALSE | G | Annual | Allowances Purchased | GWh | 0 | 0 | 0 | 0 | 0 | 0 | 0 | 0
NY Min Oil Burn - Northport - Winter | 629 | 7545 | Generation Constraint in GWh | FALSE | G | Annual | Allowances Sold | GWh | 0 | 0 | 0 | 0 | 0 | 0 | 0 | 0
NY Min Oil Burn - Northport - Winter | 629 | 7545 | Generation Constraint in GWh | FALSE | G | Annual | Allowances Banked | GWh | 0 | 0 | 0 | 0 | 0 | 0 | 0 | 0
NY Min Oil Burn - Northport - Winter | 629 | 7545 | Generation Constraint in GWh | FALSE | G | Annual | Allowances Withdrawn (1:1) | GWh | 0 | 0 | 0 | 0 | 0 | 0 | 0 | 0
NY Min Oil Burn - Northport - Winter | 629 | 7545 | Generation Constraint in GWh | FALSE | G | Annual | Allowances Withdrawn (n:1) | GWh | 0 | 0 | 0 | 0 | 0 | 0 | 0 | 0
NY Min Oil Burn - Northport - Winter | 629 | 7545 | Generation Constraint in GWh | FALSE | G | Annual | Net Emissions Allowance Position | GWh | 402.166 | 402.166 | 0 | 0 | 0 | 0 | 0 | 0
NY Min Oil Burn - Northport - Winter | 629 | 7545 | Generation Constraint in GWh | FALSE | G | Annual | Fuel Consumed | TBtu | 4.3073 | 4.3073 | 0 | 0 | 0 | 0 | 0 | 0
NY Min Oil Burn - Northport - Winter | 629 | 7545 | Generation Constraint in GWh | FALSE | G | Annual | Heat Rate | MMBtu/MWh | 10.7102 | 10.7102 | 0 | 0 | 0 | 0 | 0 | 0
NY Min Oil Burn - Northport - Winter | 629 | 7545 | Generation Constraint in GWh | FALSE | G | Annual | Generation | TWh | 0.40217 | 0.40217 | 0 | 0 | 0 | 0 | 0 | 0
NY Min Oil Burn - Northport - Winter | 629 | 7545 | Generation Constraint in GWh | FALSE | G | Annual | Qualifying Generation | TWh | 0.40217 | 0.40217 | 0 | 0 | 0 | 0 | 0 | 0
NY Min Oil Burn - Northport - Winter | 629 | 7545 | Generation Constraint in GWh | FALSE | G | Annual | Rate | lb/MWh | 0 | 0 | 0 | 0 | 0 | 0 | 0 | 0
NY Min Oil Burn - Northport - Winter | 629 | 7545 | Generation Constraint in GWh | FALSE | G | Annual | Constraint Shadow Price | US2019$/MWh | 0 | 0 | 0 | 0 | 0 | 0 | 0 | 0
NY Min Oil Burn - Northport - Winter Shldr | 630 | 7546 | Generation Constraint in GWh | FALSE | G | Annual | Seasons Included | Seasons | WintShld | WintShld
NY Min Oil Burn - Northport - Winter Shldr | 630 | 7546 | Generation Constraint in GWh | FALSE | G | Annual | Standard GWh | GWh | 23.1458 | 23.1458 | 0 | 0 | 0 | 0 | 0 | 0
NY Min Oil Burn - Northport - Winter Shldr | 630 | 7546 | Generation Constraint in GWh | FALSE | G | Annual | Emissions at Affected Plants | GWh | 321.607 | 23.1458 | 0 | 0 | 0 | 0 | 0 | 0
NY Min Oil Burn - Northport - Winter Shldr | 630 | 7546 | Generation Constraint in GWh | FALSE | G | Annual | Allowances Purchased | GWh | 0 | 0 | 0 | 0 | 0 | 0 | 0 | 0
NY Min Oil Burn - Northport - Winter Shldr | 630 | 7546 | Generation Constraint in GWh | FALSE | G | Annual | Allowances Sold | GWh | 0 | 0 | 0 | 0 | 0 | 0 | 0 | 0
NY Min Oil Burn - Northport - Winter Shldr | 630 | 7546 | Generation Constraint in GWh | FALSE | G | Annual | Allowances Banked | GWh | 0 | 0 | 0 | 0 | 0 | 0 | 0 | 0
NY Min Oil Burn - Northport - Winter Shldr | 630 | 7546 | Generation Constraint in GWh | FALSE | G | Annual | Allowances Withdrawn (1:1) | GWh | 0 | 0 | 0 | 0 | 0 | 0 | 0 | 0
NY Min Oil Burn - Northport - Winter Shldr | 630 | 7546 | Generation Constraint in GWh | FALSE | G | Annual | Allowances Withdrawn (n:1) | GWh | 0 | 0 | 0 | 0 | 0 | 0 | 0 | 0
NY Min Oil Burn - Northport - Winter Shldr | 630 | 7546 | Generation Constraint in GWh | FALSE | G | Annual | Net Emissions Allowance Position | GWh | 321.607 | 23.1458 | 0 | 0 | 0 | 0 | 0 | 0
NY Min Oil Burn - Northport - Winter Shldr | 630 | 7546 | Generation Constraint in GWh | FALSE | G | Annual | Fuel Consumed | TBtu | 3.4445 | 0.24546 | 0 | 0 | 0 | 0 | 0 | 0
NY Min Oil Burn - Northport - Winter Shldr | 630 | 7546 | Generation Constraint in GWh | FALSE | G | Annual | Heat Rate | MMBtu/MWh | 10.7102 | 10.605 | 0 | 0 | 0 | 0 | 0 | 0
NY Min Oil Burn - Northport - Winter Shldr | 630 | 7546 | Generation Constraint in GWh | FALSE | G | Annual | Generation | TWh | 0.32161 | 0.023146 | 0 | 0 | 0 | 0 | 0 | 0
NY Min Oil Burn - Northport - Winter Shldr | 630 | 7546 | Generation Constraint in GWh | FALSE | G | Annual | Qualifying Generation | TWh | 0.32161 | 0.023146 | 0 | 0 | 0 | 0 | 0 | 0
NY Min Oil Burn - Northport - Winter Shldr | 630 | 7546 | Generation Constraint in GWh | FALSE | G | Annual | Rate | lb/MWh | 0 | 0 | 0 | 0 | 0 | 0 | 0 | 0
NY Min Oil Burn - Northport - Winter Shldr | 630 | 7546 | Generation Constraint in GWh | FALSE | G | Annual | Constraint Shadow Price | US2019$/MWh | 0 | 10.2752 | 0 | 0 | 0 | 0 | 0 | 0
NY Min Oil Burn - Ravenswood CC - Summer | 631 | 7556 | Generation Constraint in GWh | FALSE | G | Annual | Seasons Included | Seasons | Summer | Summer
NY Min Oil Burn - Ravenswood CC - Summer | 631 | 7556 | Generation Constraint in GWh | FALSE | G | Annual | Standard GWh | GWh | 0 | 0 | 0 | 0 | 0 | 0 | 0 | 0
NY Min Oil Burn - Ravenswood CC - Summer | 631 | 7556 | Generation Constraint in GWh | FALSE | G | Annual | Emissions at Affected Plants | GWh | 722.6198 | 621.6727 | 0 | 0 | 0 | 0 | 0 | 0
NY Min Oil Burn - Ravenswood CC - Summer | 631 | 7556 | Generation Constraint in GWh | FALSE | G | Annual | Allowances Purchased | GWh | 0 | 0 | 0 | 0 | 0 | 0 | 0 | 0
NY Min Oil Burn - Ravenswood CC - Summer | 631 | 7556 | Generation Constraint in GWh | FALSE | G | Annual | Allowances Sold | GWh | 0 | 0 | 0 | 0 | 0 | 0 | 0 | 0
NY Min Oil Burn - Ravenswood CC - Summer | 631 | 7556 | Generation Constraint in GWh | FALSE | G | Annual | Allowances Banked | GWh | 0 | 0 | 0 | 0 | 0 | 0 | 0 | 0
NY Min Oil Burn - Ravenswood CC - Summer | 631 | 7556 | Generation Constraint in GWh | FALSE | G | Annual | Allowances Withdrawn (1:1) | GWh | 0 | 0 | 0 | 0 | 0 | 0 | 0 | 0
NY Min Oil Burn - Ravenswood CC - Summer | 631 | 7556 | Generation Constraint in GWh | FALSE | G | Annual | Allowances Withdrawn (n:1) | GWh | 0 | 0 | 0 | 0 | 0 | 0 | 0 | 0
NY Min Oil Burn - Ravenswood CC - Summer | 631 | 7556 | Generation Constraint in GWh | FALSE | G | Annual | Net Emissions Allowance Position | GWh | 722.6198 | 621.6727 | 0 | 0 | 0 | 0 | 0 | 0
NY Min Oil Burn - Ravenswood CC - Summer | 631 | 7556 | Generation Constraint in GWh | FALSE | G | Annual | Fuel Consumed | TBtu | 5.3655 | 4.6159 | 0 | 0 | 0 | 0 | 0 | 0
NY Min Oil Burn - Ravenswood CC - Summer | 631 | 7556 | Generation Constraint in GWh | FALSE | G | Annual | Heat Rate | MMBtu/MWh | 7.425 | 7.425 | 0 | 0 | 0 | 0 | 0 | 0
NY Min Oil Burn - Ravenswood CC - Summer | 631 | 7556 | Generation Constraint in GWh | FALSE | G | Annual | Generation | TWh | 0.72262 | 0.62167 | 0 | 0 | 0 | 0 | 0 | 0
NY Min Oil Burn - Ravenswood CC - Summer | 631 | 7556 | Generation Constraint in GWh | FALSE | G | Annual | Qualifying Generation | TWh | 0.72262 | 0.62167 | 0 | 0 | 0 | 0 | 0 | 0
NY Min Oil Burn - Ravenswood CC - Summer | 631 | 7556 | Generation Constraint in GWh | FALSE | G | Annual | Rate | lb/MWh | 0 | 0 | 0 | 0 | 0 | 0 | 0 | 0
NY Min Oil Burn - Ravenswood CC - Summer | 631 | 7556 | Generation Constraint in GWh | FALSE | G | Annual | Constraint Shadow Price | US2019$/MWh | 0 | 0 | 0 | 0 | 0 | 0 | 0 | 0
NY Min Oil Burn - Ravenswood CC - Winter | 632 | 7554 | Generation Constraint in GWh | FALSE | G | Annual | Seasons Included | Seasons | Winter | Winter
NY Min Oil Burn - Ravenswood CC - Winter | 632 | 7554 | Generation Constraint in GWh | FALSE | G | Annual | Standard GWh | GWh | 4.981 | 4.981 | 0 | 0 | 0 | 0 | 0 | 0
NY Min Oil Burn - Ravenswood CC - Winter | 632 | 7554 | Generation Constraint in GWh | FALSE | G | Annual | Emissions at Affected Plants | GWh | 145.7648 | 4.981 | 0 | 0 | 0 | 0 | 0 | 0
NY Min Oil Burn - Ravenswood CC - Winter | 632 | 7554 | Generation Constraint in GWh | FALSE | G | Annual | Allowances Purchased | GWh | 0 | 0 | 0 | 0 | 0 | 0 | 0 | 0
NY Min Oil Burn - Ravenswood CC - Winter | 632 | 7554 | Generation Constraint in GWh | FALSE | G | Annual | Allowances Sold | GWh | 0 | 0 | 0 | 0 | 0 | 0 | 0 | 0
NY Min Oil Burn - Ravenswood CC - Winter | 632 | 7554 | Generation Constraint in GWh | FALSE | G | Annual | Allowances Banked | GWh | 0 | 0 | 0 | 0 | 0 | 0 | 0 | 0
NY Min Oil Burn - Ravenswood CC - Winter | 632 | 7554 | Generation Constraint in GWh | FALSE | G | Annual | Allowances Withdrawn (1:1) | GWh | 0 | 0 | 0 | 0 | 0 | 0 | 0 | 0
NY Min Oil Burn - Ravenswood CC - Winter | 632 | 7554 | Generation Constraint in GWh | FALSE | G | Annual | Allowances Withdrawn (n:1) | GWh | 0 | 0 | 0 | 0 | 0 | 0 | 0 | 0
NY Min Oil Burn - Ravenswood CC - Winter | 632 | 7554 | Generation Constraint in GWh | FALSE | G | Annual | Net Emissions Allowance Position | GWh | 145.7648 | 4.981 | 0 | 0 | 0 | 0 | 0 | 0
NY Min Oil Burn - Ravenswood CC - Winter | 632 | 7554 | Generation Constraint in GWh | FALSE | G | Annual | Fuel Consumed | TBtu | 1.0823 | 0.036984 | 0 | 0 | 0 | 0 | 0 | 0
NY Min Oil Burn - Ravenswood CC - Winter | 632 | 7554 | Generation Constraint in GWh | FALSE | G | Annual | Heat Rate | MMBtu/MWh | 7.425 | 7.425 | 0 | 0 | 0 | 0 | 0 | 0
NY Min Oil Burn - Ravenswood CC - Winter | 632 | 7554 | Generation Constraint in GWh | FALSE | G | Annual | Generation | TWh | 0.14576 | 0.004981 | 0 | 0 | 0 | 0 | 0 | 0
NY Min Oil Burn - Ravenswood CC - Winter | 632 | 7554 | Generation Constraint in GWh | FALSE | G | Annual | Qualifying Generation | TWh | 0.14576 | 0.004981 | 0 | 0 | 0 | 0 | 0 | 0
NY Min Oil Burn - Ravenswood CC - Winter | 632 | 7554 | Generation Constraint in GWh | FALSE | G | Annual | Rate | lb/MWh | 0 | 0 | 0 | 0 | 0 | 0 | 0 | 0
NY Min Oil Burn - Ravenswood CC - Winter | 632 | 7554 | Generation Constraint in GWh | FALSE | G | Annual | Constraint Shadow Price | US2019$/MWh | 0 | 0.88637 | 0 | 0 | 0 | 0 | 0 | 0
NY Min Oil Burn - Ravenswood CC - Winter Shldr | 633 | 7555 | Generation Constraint in GWh | FALSE | G | Annual | Seasons Included | Seasons | WintShld | WintShld
NY Min Oil Burn - Ravenswood CC - Winter Shldr | 633 | 7555 | Generation Constraint in GWh | FALSE | G | Annual | Standard GWh | GWh | 0.6752 | 0.6752 | 0 | 0 | 0 | 0 | 0 | 0
NY Min Oil Burn - Ravenswood CC - Winter Shldr | 633 | 7555 | Generation Constraint in GWh | FALSE | G | Annual | Emissions at Affected Plants | GWh | 238.9158 | 279.0722 | 0 | 0 | 0 | 0 | 0 | 0
NY Min Oil Burn - Ravenswood CC - Winter Shldr | 633 | 7555 | Generation Constraint in GWh | FALSE | G | Annual | Allowances Purchased | GWh | 0 | 0 | 0 | 0 | 0 | 0 | 0 | 0
NY Min Oil Burn - Ravenswood CC - Winter Shldr | 633 | 7555 | Generation Constraint in GWh | FALSE | G | Annual | Allowances Sold | GWh | 0 | 0 | 0 | 0 | 0 | 0 | 0 | 0
NY Min Oil Burn - Ravenswood CC - Winter Shldr | 633 | 7555 | Generation Constraint in GWh | FALSE | G | Annual | Allowances Banked | GWh | 0 | 0 | 0 | 0 | 0 | 0 | 0 | 0
NY Min Oil Burn - Ravenswood CC - Winter Shldr | 633 | 7555 | Generation Constraint in GWh | FALSE | G | Annual | Allowances Withdrawn (1:1) | GWh | 0 | 0 | 0 | 0 | 0 | 0 | 0 | 0
NY Min Oil Burn - Ravenswood CC - Winter Shldr | 633 | 7555 | Generation Constraint in GWh | FALSE | G | Annual | Allowances Withdrawn (n:1) | GWh | 0 | 0 | 0 | 0 | 0 | 0 | 0 | 0
NY Min Oil Burn - Ravenswood CC - Winter Shldr | 633 | 7555 | Generation Constraint in GWh | FALSE | G | Annual | Net Emissions Allowance Position | GWh | 238.9158 | 279.0722 | 0 | 0 | 0 | 0 | 0 | 0
NY Min Oil Burn - Ravenswood CC - Winter Shldr | 633 | 7555 | Generation Constraint in GWh | FALSE | G | Annual | Fuel Consumed | TBtu | 1.7739 | 2.0721 | 0 | 0 | 0 | 0 | 0 | 0
NY Min Oil Burn - Ravenswood CC - Winter Shldr | 633 | 7555 | Generation Constraint in GWh | FALSE | G | Annual | Heat Rate | MMBtu/MWh | 7.425 | 7.425 | 0 | 0 | 0 | 0 | 0 | 0
NY Min Oil Burn - Ravenswood CC - Winter Shldr | 633 | 7555 | Generation Constraint in GWh | FALSE | G | Annual | Generation | TWh | 0.23892 | 0.27907 | 0 | 0 | 0 | 0 | 0 | 0
NY Min Oil Burn - Ravenswood CC - Winter Shldr | 633 | 7555 | Generation Constraint in GWh | FALSE | G | Annual | Qualifying Generation | TWh | 0.23892 | 0.27907 | 0 | 0 | 0 | 0 | 0 | 0
NY Min Oil Burn - Ravenswood CC - Winter Shldr | 633 | 7555 | Generation Constraint in GWh | FALSE | G | Annual | Rate | lb/MWh | 0 | 0 | 0 | 0 | 0 | 0 | 0 | 0
NY Min Oil Burn - Ravenswood CC - Winter Shldr | 633 | 7555 | Generation Constraint in GWh | FALSE | G | Annual | Constraint Shadow Price | US2019$/MWh | 0 | 0 | 0 | 0 | 0 | 0 | 0 | 0
NY Min Oil Burn - Ravenswood Oil - Summer | 634 | 7550 | Generation Constraint in GWh | FALSE | G | Annual | Seasons Included | Seasons | Summer | Summer
NY Min Oil Burn - Ravenswood Oil - Summer | 634 | 7550 | Generation Constraint in GWh | FALSE | G | Annual | Standard GWh | GWh | 37.5646 | 37.5646 | 0 | 0 | 0 | 0 | 0 | 0
NY Min Oil Burn - Ravenswood Oil - Summer | 634 | 7550 | Generation Constraint in GWh | FALSE | G | Annual | Emissions at Affected Plants | GWh | 1114.4659 | 612.5964 | 0 | 0 | 0 | 0 | 0 | 0
NY Min Oil Burn - Ravenswood Oil - Summer | 634 | 7550 | Generation Constraint in GWh | FALSE | G | Annual | Allowances Purchased | GWh | 0 | 0 | 0 | 0 | 0 | 0 | 0 | 0
NY Min Oil Burn - Ravenswood Oil - Summer | 634 | 7550 | Generation Constraint in GWh | FALSE | G | Annual | Allowances Sold | GWh | 0 | 0 | 0 | 0 | 0 | 0 | 0 | 0
NY Min Oil Burn - Ravenswood Oil - Summer | 634 | 7550 | Generation Constraint in GWh | FALSE | G | Annual | Allowances Banked | GWh | 0 | 0 | 0 | 0 | 0 | 0 | 0 | 0
NY Min Oil Burn - Ravenswood Oil - Summer | 634 | 7550 | Generation Constraint in GWh | FALSE | G | Annual | Allowances Withdrawn (1:1) | GWh | 0 | 0 | 0 | 0 | 0 | 0 | 0 | 0
NY Min Oil Burn - Ravenswood Oil - Summer | 634 | 7550 | Generation Constraint in GWh | FALSE | G | Annual | Allowances Withdrawn (n:1) | GWh | 0 | 0 | 0 | 0 | 0 | 0 | 0 | 0
NY Min Oil Burn - Ravenswood Oil - Summer | 634 | 7550 | Generation Constraint in GWh | FALSE | G | Annual | Net Emissions Allowance Position | GWh | 1114.4659 | 612.5964 | 0 | 0 | 0 | 0 | 0 | 0
NY Min Oil Burn - Ravenswood Oil - Summer | 634 | 7550 | Generation Constraint in GWh | FALSE | G | Annual | Fuel Consumed | TBtu | 12.2899 | 6.7576 | 0 | 0 | 0 | 0 | 0 | 0
NY Min Oil Burn - Ravenswood Oil - Summer | 634 | 7550 | Generation Constraint in GWh | FALSE | G | Annual | Heat Rate | MMBtu/MWh | 11.0276 | 11.031 | 0 | 0 | 0 | 0 | 0 | 0
NY Min Oil Burn - Ravenswood Oil - Summer | 634 | 7550 | Generation Constraint in GWh | FALSE | G | Annual | Generation | TWh | 1.1145 | 0.6126 | 0 | 0 | 0 | 0 | 0 | 0
NY Min Oil Burn - Ravenswood Oil - Summer | 634 | 7550 | Generation Constraint in GWh | FALSE | G | Annual | Qualifying Generation | TWh | 1.1145 | 0.6126 | 0 | 0 | 0 | 0 | 0 | 0
NY Min Oil Burn - Ravenswood Oil - Summer | 634 | 7550 | Generation Constraint in GWh | FALSE | G | Annual | Rate | lb/MWh | 0 | 0 | 0 | 0 | 0 | 0 | 0 | 0
NY Min Oil Burn - Ravenswood Oil - Summer | 634 | 7550 | Generation Constraint in GWh | FALSE | G | Annual | Constraint Shadow Price | US2019$/MWh | 0 | 0 | 0 | 0 | 0 | 0 | 0 | 0
NY Min Oil Burn - Ravenswood Oil - Winter | 635 | 7548 | Generation Constraint in GWh | FALSE | G | Annual | Seasons Included | Seasons | Winter | Winter
NY Min Oil Burn - Ravenswood Oil - Winter | 635 | 7548 | Generation Constraint in GWh | FALSE | G | Annual | Standard GWh | GWh | 25.7796 | 25.7796 | 0 | 0 | 0 | 0 | 0 | 0
NY Min Oil Burn - Ravenswood Oil - Winter | 635 | 7548 | Generation Constraint in GWh | FALSE | G | Annual | Emissions at Affected Plants | GWh | 25.7796 | 25.7796 | 0 | 0 | 0 | 0 | 0 | 0
NY Min Oil Burn - Ravenswood Oil - Winter | 635 | 7548 | Generation Constraint in GWh | FALSE | G | Annual | Allowances Purchased | GWh | 0 | 0 | 0 | 0 | 0 | 0 | 0 | 0
NY Min Oil Burn - Ravenswood Oil - Winter | 635 | 7548 | Generation Constraint in GWh | FALSE | G | Annual | Allowances Sold | GWh | 0 | 0 | 0 | 0 | 0 | 0 | 0 | 0
NY Min Oil Burn - Ravenswood Oil - Winter | 635 | 7548 | Generation Constraint in GWh | FALSE | G | Annual | Allowances Banked | GWh | 0 | 0 | 0 | 0 | 0 | 0 | 0 | 0
NY Min Oil Burn - Ravenswood Oil - Winter | 635 | 7548 | Generation Constraint in GWh | FALSE | G | Annual | Allowances Withdrawn (1:1) | GWh | 0 | 0 | 0 | 0 | 0 | 0 | 0 | 0
NY Min Oil Burn - Ravenswood Oil - Winter | 635 | 7548 | Generation Constraint in GWh | FALSE | G | Annual | Allowances Withdrawn (n:1) | GWh | 0 | 0 | 0 | 0 | 0 | 0 | 0 | 0
NY Min Oil Burn - Ravenswood Oil - Winter | 635 | 7548 | Generation Constraint in GWh | FALSE | G | Annual | Net Emissions Allowance Position | GWh | 25.7796 | 25.7796 | 0 | 0 | 0 | 0 | 0 | 0
NY Min Oil Burn - Ravenswood Oil - Winter | 635 | 7548 | Generation Constraint in GWh | FALSE | G | Annual | Fuel Consumed | TBtu | 0.28396 | 0.28396 | 0 | 0 | 0 | 0 | 0 | 0
NY Min Oil Burn - Ravenswood Oil - Winter | 635 | 7548 | Generation Constraint in GWh | FALSE | G | Annual | Heat Rate | MMBtu/MWh | 11.015 | 11.015 | 0 | 0 | 0 | 0 | 0 | 0
NY Min Oil Burn - Ravenswood Oil - Winter | 635 | 7548 | Generation Constraint in GWh | FALSE | G | Annual | Generation | TWh | 0.02578 | 0.02578 | 0 | 0 | 0 | 0 | 0 | 0
NY Min Oil Burn - Ravenswood Oil - Winter | 635 | 7548 | Generation Constraint in GWh | FALSE | G | Annual | Qualifying Generation | TWh | 0.02578 | 0.02578 | 0 | 0 | 0 | 0 | 0 | 0
NY Min Oil Burn - Ravenswood Oil - Winter | 635 | 7548 | Generation Constraint in GWh | FALSE | G | Annual | Rate | lb/MWh | 0 | 0 | 0 | 0 | 0 | 0 | 0 | 0
NY Min Oil Burn - Ravenswood Oil - Winter | 635 | 7548 | Generation Constraint in GWh | FALSE | G | Annual | Constraint Shadow Price | US2019$/MWh | 34.547 | 28.4194 | 0 | 0 | 0 | 0 | 0 | 0
NY Min Oil Burn - Ravenswood Oil - Winter Shldr | 636 | 7549 | Generation Constraint in GWh | FALSE | G | Annual | Seasons Included | Seasons | WintShld | WintShld
NY Min Oil Burn - Ravenswood Oil - Winter Shldr | 636 | 7549 | Generation Constraint in GWh | FALSE | G | Annual | Standard GWh | GWh | 9.9845 | 9.9845 | 0 | 0 | 0 | 0 | 0 | 0
NY Min Oil Burn - Ravenswood Oil - Winter Shldr | 636 | 7549 | Generation Constraint in GWh | FALSE | G | Annual | Emissions at Affected Plants | GWh | 9.9845 | 9.9845 | 0 | 0 | 0 | 0 | 0 | 0
NY Min Oil Burn - Ravenswood Oil - Winter Shldr | 636 | 7549 | Generation Constraint in GWh | FALSE | G | Annual | Allowances Purchased | GWh | 0 | 0 | 0 | 0 | 0 | 0 | 0 | 0
NY Min Oil Burn - Ravenswood Oil - Winter Shldr | 636 | 7549 | Generation Constraint in GWh | FALSE | G | Annual | Allowances Sold | GWh | 0 | 0 | 0 | 0 | 0 | 0 | 0 | 0
NY Min Oil Burn - Ravenswood Oil - Winter Shldr | 636 | 7549 | Generation Constraint in GWh | FALSE | G | Annual | Allowances Banked | GWh | 0 | 0 | 0 | 0 | 0 | 0 | 0 | 0
NY Min Oil Burn - Ravenswood Oil - Winter Shldr | 636 | 7549 | Generation Constraint in GWh | FALSE | G | Annual | Allowances Withdrawn (1:1) | GWh | 0 | 0 | 0 | 0 | 0 | 0 | 0 | 0
NY Min Oil Burn - Ravenswood Oil - Winter Shldr | 636 | 7549 | Generation Constraint in GWh | FALSE | G | Annual | Allowances Withdrawn (n:1) | GWh | 0 | 0 | 0 | 0 | 0 | 0 | 0 | 0
NY Min Oil Burn - Ravenswood Oil - Winter Shldr | 636 | 7549 | Generation Constraint in GWh | FALSE | G | Annual | Net Emissions Allowance Position | GWh | 9.9845 | 9.9845 | 0 | 0 | 0 | 0 | 0 | 0
NY Min Oil Burn - Ravenswood Oil - Winter Shldr | 636 | 7549 | Generation Constraint in GWh | FALSE | G | Annual | Fuel Consumed | TBtu | 0.10998 | 0.10998 | 0 | 0 | 0 | 0 | 0 | 0
NY Min Oil Burn - Ravenswood Oil - Winter Shldr | 636 | 7549 | Generation Constraint in GWh | FALSE | G | Annual | Heat Rate | MMBtu/MWh | 11.015 | 11.015 | 0 | 0 | 0 | 0 | 0 | 0
NY Min Oil Burn - Ravenswood Oil - Winter Shldr | 636 | 7549 | Generation Constraint in GWh | FALSE | G | Annual | Generation | TWh | 0.0099845 | 0.0099845 | 0 | 0 | 0 | 0 | 0 | 0
NY Min Oil Burn - Ravenswood Oil - Winter Shldr | 636 | 7549 | Generation Constraint in GWh | FALSE | G | Annual | Qualifying Generation | TWh | 0.0099845 | 0.0099845 | 0 | 0 | 0 | 0 | 0 | 0
NY Min Oil Burn - Ravenswood Oil - Winter Shldr | 636 | 7549 | Generation Constraint in GWh | FALSE | G | Annual | Rate | lb/MWh | 0 | 0 | 0 | 0 | 0 | 0 | 0 | 0
NY Min Oil Burn - Ravenswood Oil - Winter Shldr | 636 | 7549 | Generation Constraint in GWh | FALSE | G | Annual | Constraint Shadow Price | US2019$/MWh | 20.52 | 13.7801 | 0 | 0 | 0 | 0 | 0 | 0
NY New Units MER Rate Limit v3.1, Unit 24079 and retrofits | 637 | 7350 | Rate Constraint in lbs/MMBtu | FALSE | L | Annual | Seasons Included | Seasons | Winter, WintShld, Summer | Winter, WintShld, Summer | Winter, WintShld, Summer | Winter, WintShld, Summer | Winter, WintShld, Summer | Winter, WintShld, Summer | Winter, WintShld, Summer | Winter, WintShld, Summer
NY New Units MER Rate Limit v3.1, Unit 24079 and retrofits | 637 | 7350 | Rate Constraint in lbs/MMBtu | FALSE | L | Annual | Standard MER | lb/MMBtu | 6e-07 | 6e-07 | 6e-07 | 6e-07 | 6e-07 | 6e-07 | 6e-07 | 6e-07
NY New Units MER Rate Limit v3.1, Unit 24079 and retrofits | 637 | 7350 | Rate Constraint in lbs/MMBtu | FALSE | L | Annual | Emissions at Affected Plants MER | lbs | 0 | 0 | 0 | 0 | 0 | 0 | 0 | 0
NY New Units MER Rate Limit v3.1, Unit 24079 and retrofits | 637 | 7350 | Rate Constraint in lbs/MMBtu | FALSE | L | Annual | Allowances Purchased MER | lbs | 0 | 0 | 0 | 0 | 0 | 0 | 0 | 0
NY New Units MER Rate Limit v3.1, Unit 24079 and retrofits | 637 | 7350 | Rate Constraint in lbs/MMBtu | FALSE | L | Annual | Allowances Sold MER | lbs | 0 | 0 | 0 | 0 | 0 | 0 | 0 | 0
NY New Units MER Rate Limit v3.1, Unit 24079 and retrofits | 637 | 7350 | Rate Constraint in lbs/MMBtu | FALSE | L | Annual | Allowances Banked | lbs | 0 | 0 | 0 | 0 | 0 | 0 | 0 | 0
NY New Units MER Rate Limit v3.1, Unit 24079 and retrofits | 637 | 7350 | Rate Constraint in lbs/MMBtu | FALSE | L | Annual | Allowances Withdrawn (1:1) | lbs | 0 | 0 | 0 | 0 | 0 | 0 | 0 | 0
NY New Units MER Rate Limit v3.1, Unit 24079 and retrofits | 637 | 7350 | Rate Constraint in lbs/MMBtu | FALSE | L | Annual | Allowances Withdrawn (n:1) | lbs | 0 | 0 | 0 | 0 | 0 | 0 | 0 | 0
NY New Units MER Rate Limit v3.1, Unit 24079 and retrofits | 637 | 7350 | Rate Constraint in lbs/MMBtu | FALSE | L | Annual | Net Emissions Allowance Position | lbs | 0 | 0 | 0 | 0 | 0 | 0 | 0 | 0
NY New Units MER Rate Limit v3.1, Unit 24079 and retrofits | 637 | 7350 | Rate Constraint in lbs/MMBtu | FALSE | L | Annual | Fuel Consumed | TBtu | 0 | 0 | 0 | 0 | 0 | 0 | 0 | 0
NY New Units MER Rate Limit v3.1, Unit 24079 and retrofits | 637 | 7350 | Rate Constraint in lbs/MMBtu | FALSE | L | Annual | Rate | lb/MMBtu | 0 | 0 | 0 | 0 | 0 | 0 | 0 | 0
NY New Units MER Rate Limit v3.1, Unit 24079 and retrofits | 637 | 7350 | Rate Constraint in lbs/MMBtu | FALSE | L | Annual | Generation | TWh | 0 | 0 | 0 | 0 | 0 | 0 | 0 | 0
NY New Units MER Rate Limit v3.1, Unit 24079 and retrofits | 637 | 7350 | Rate Constraint in lbs/MMBtu | FALSE | L | Annual | Qualifying Generation | TWh | 0 | 0 | 0 | 0 | 0 | 0 | 0 | 0
NY New Units MER Rate Limit v3.1, Unit 24079 and retrofits | 637 | 7350 | Rate Constraint in lbs/MMBtu | FALSE | L | Annual | Rate | lb/MWh | 0 | 0 | 0 | 0 | 0 | 0 | 0 | 0
NY New Units MER Rate Limit v3.1, Unit 24079 and retrofits | 637 | 7350 | Rate Constraint in lbs/MMBtu | FALSE | L | Annual | Constraint Shadow Price | US2019$/Lb | 0 | 0 | 0 | 44140187.5709 | 16822346.342 | 55550600.5112 | 68014273.6306 | 50456565.9995
NY- NOx Annual Budget- v6.20 | 638 | 7559 | Rate Constraint in MTons | FALSE | L | Annual | Seasons Included | Seasons | Winter, WintShld, Summer | Winter, WintShld, Summer | Winter, WintShld, Summer | Winter, WintShld, Summer | Winter, WintShld, Summer | Winter, WintShld, Summer | Winter, WintShld, Summer | Winter, WintShld, Summer
NY- NOx Annual Budget- v6.20 | 638 | 7559 | Rate Constraint in MTons | FALSE | L | Annual | Standard NOX | Thousand Tons | 16.081 | 16.081 | 16.081 | 16.081 | 16.081 | 16.081 | 16.081 | 16.081
NY- NOx Annual Budget- v6.20 | 638 | 7559 | Rate Constraint in MTons | FALSE | L | Annual | Emissions at Affected Plants NOX | Thousand Tons | 4.1667 | 3.4847 | 3.7135 | 4.0511 | 1.5496 | 0.54935 | 0.56604 | 0.56506
NY- NOx Annual Budget- v6.20 | 638 | 7559 | Rate Constraint in MTons | FALSE | L | Annual | Allowances Purchased NOX | Thousand Tons | 0 | 0 | 0 | 0 | 0 | 0 | 0 | 0
NY- NOx Annual Budget- v6.20 | 638 | 7559 | Rate Constraint in MTons | FALSE | L | Annual | Allowances Sold NOX | Thousand Tons | 0 | 0 | 0 | 0 | 0 | 0 | 0 | 0
NY- NOx Annual Budget- v6.20 | 638 | 7559 | Rate Constraint in MTons | FALSE | L | Annual | Allowances Banked | Thousand Tons | 0 | 0 | 12.3675 | 0 | 15.3548 | 13.7362 | 0 | 0
NY- NOx Annual Budget- v6.20 | 638 | 7559 | Rate Constraint in MTons | FALSE | L | Annual | Allowances Withdrawn (1:1) | Thousand Tons | 0 | 0 | 0 | -16.081 | -0.82341 | -16.081 | -16.081 | 0
NY- NOx Annual Budget- v6.20 | 638 | 7559 | Rate Constraint in MTons | FALSE | L | Annual | Allowances Withdrawn (n:1) | Thousand Tons | 0 | 0 | 0 | 0 | 0 | 0 | 0 | 0
NY- NOx Annual Budget- v6.20 | 638 | 7559 | Rate Constraint in MTons | FALSE | L | Annual | Net Emissions Allowance Position | Thousand Tons | 4.1667 | 3.4847 | 16.081 | -12.0299 | 16.081 | -1.7954 | -15.515 | 0.56506
NY- NOx Annual Budget- v6.20 | 638 | 7559 | Rate Constraint in MTons | FALSE | L | Annual | Fuel Consumed | TBtu | 413.6653 | 345.6046 | 353.62 | 374.4477 | 188.9656 | 70.112 | 71.5804 | 75.9372
NY- NOx Annual Budget- v6.20 | 638 | 7559 | Rate Constraint in MTons | FALSE | L | Annual | Rate | lb/MMBtu | 0.020145 | 0.020166 | 0.021003 | 0.021638 | 0.016401 | 0.015671 | 0.015816 | 0.014882
NY- NOx Annual Budget- v6.20 | 638 | 7559 | Rate Constraint in MTons | FALSE | L | Annual | Generation | TWh | 56.3999 | 47.6209 | 48.8114 | 51.8028 | 26.8397 | 10.2453 | 10.6799 | 11.7836
NY- NOx Annual Budget- v6.20 | 638 | 7559 | Rate Constraint in MTons | FALSE | L | Annual | Qualifying Generation | TWh | 55.9931 | 47.2141 | 48.4046 | 51.3909 | 26.6413 | 10.1018 | 10.3805 | 11.1663
NY- NOx Annual Budget- v6.20 | 638 | 7559 | Rate Constraint in MTons | FALSE | L | Annual | Rate | lb/MWh | 0.14883 | 0.14761 | 0.15344 | 0.15766 | 0.11633 | 0.10876 | 0.10906 | 0.10121
NY- NOx Annual Budget- v6.20 | 638 | 7559 | Rate Constraint in MTons | FALSE | L | Annual | Constraint Shadow Price | US2019$/Ton | 0 | 0 | 0 | 0 | 0 | 0 | 0 | 0
NY- NOx Ozone Season Budget- v6.20 | 639 | 7558 | Rate Constraint in MTons | FALSE | L | Annual | Seasons Included | Seasons | Summer | Summer | Summer | Summer | Summer | Summer | Summer | Summer
NY- NOx Ozone Season Budget- v6.20 | 639 | 7558 | Rate Constraint in MTons | FALSE | L | Annual | Standard NOX | Thousand Tons | 5.135 | 5.135 | 5.135 | 5.135 | 5.135 | 5.135 | 5.135 | 5.135
NY- NOx Ozone Season Budget- v6.20 | 639 | 7558 | Rate Constraint in MTons | FALSE | L | Annual | Emissions at Affected Plants NOX | Thousand Tons | 2.2792 | 2.0518 | 2.2445 | 2.2679 | 0.97638 | 0.37251 | 0.34986 | 0.37322
NY- NOx Ozone Season Budget- v6.20 | 639 | 7558 | Rate Constraint in MTons | FALSE | L | Annual | Allowances Purchased NOX | Thousand Tons | 0 | 0 | 0 | 0 | 0 | 0 | 0 | 0
NY- NOx Ozone Season Budget- v6.20 | 639 | 7558 | Rate Constraint in MTons | FALSE | L | Annual | Allowances Sold NOX | Thousand Tons | 0 | 0 | 0 | 0 | 0 | 0 | 0 | 0
NY- NOx Ozone Season Budget- v6.20 | 639 | 7558 | Rate Constraint in MTons | FALSE | L | Annual | Allowances Banked | Thousand Tons | 0 | 0 | 2.8905 | 2.8671 | 4.1586 | 2.3985 | 0 | 0
NY- NOx Ozone Season Budget- v6.20 | 639 | 7558 | Rate Constraint in MTons | FALSE | L | Annual | Allowances Withdrawn (1:1) | Thousand Tons | 0 | 0 | 0 | 0 | 0 | -5.135 | -5.135 | 0
NY- NOx Ozone Season Budget- v6.20 | 639 | 7558 | Rate Constraint in MTons | FALSE | L | Annual | Allowances Withdrawn (n:1) | Thousand Tons | 0 | 0 | 0 | 0 | 0 | 0 | 0 | 0
NY- NOx Ozone Season Budget- v6.20 | 639 | 7558 | Rate Constraint in MTons | FALSE | L | Annual | Net Emissions Allowance Position | Thousand Tons | 2.2792 | 2.0518 | 5.135 | 5.135 | 5.135 | -2.364 | -4.7851 | 0.37322
NY- NOx Ozone Season Budget- v6.20 | 639 | 7558 | Rate Constraint in MTons | FALSE | L | Annual | Fuel Consumed | TBtu | 224.0171 | 205.8956 | 208.8914 | 213.6602 | 145.9184 | 56.6504 | 53.1964 | 58.2417
NY- NOx Ozone Season Budget- v6.20 | 639 | 7558 | Rate Constraint in MTons | FALSE | L | Annual | Rate | lb/MMBtu | 0.020349 | 0.01993 | 0.02149 | 0.021229 | 0.013382 | 0.013151 | 0.013154 | 0.012816
NY- NOx Ozone Season Budget- v6.20 | 639 | 7558 | Rate Constraint in MTons | FALSE | L | Annual | Generation | TWh | 29.8601 | 27.6983 | 28.0701 | 28.8972 | 20.8034 | 8.2661 | 8.0123 | 9.1925
NY- NOx Ozone Season Budget- v6.20 | 639 | 7558 | Rate Constraint in MTons | FALSE | L | Annual | Qualifying Generation | TWh | 29.6687 | 27.5069 | 27.8787 | 28.7058 | 20.612 | 8.1225 | 7.7128 | 8.5752
NY- NOx Ozone Season Budget- v6.20 | 639 | 7558 | Rate Constraint in MTons | FALSE | L | Annual | Rate | lb/MWh | 0.15365 | 0.14918 | 0.16102 | 0.15801 | 0.094739 | 0.091723 | 0.090723 | 0.087045
NY- NOx Ozone Season Budget- v6.20 | 639 | 7558 | Rate Constraint in MTons | FALSE | L | Annual | Constraint Shadow Price | US2019$/Ton | 0 | 0 | 0 | 0 | 0 | 0 | 0 | 0
NY- NOx Ozone Season Limit- CT Gas Units- v6.20 | 640 | 7639 | Rate Constraint in lbs/MMBtu | FALSE | L | Annual | Seasons Included | Seasons | Summer | Summer | Summer | Summer | Summer | Summer | Summer | Summer
NY- NOx Ozone Season Limit- CT Gas Units- v6.20 | 640 | 7639 | Rate Constraint in lbs/MMBtu | FALSE | L | Annual | Standard NOX | lb/MMBtu | 0.36765 | 0.09191 | 0.09191 | 0.09191 | 0.09191 | 0.09191 | 0.09191 | 0.09191
NY- NOx Ozone Season Limit- CT Gas Units- v6.20 | 640 | 7639 | Rate Constraint in lbs/MMBtu | FALSE | L | Annual | Emissions at Affected Plants NOX | Thousand Tons | 0.15441 | 0.088867 | 0.095578 | 0.065328 | 0.0063144 | 0.0046892 | 0.0047794 | 0.0026963
NY- NOx Ozone Season Limit- CT Gas Units- v6.20 | 640 | 7639 | Rate Constraint in lbs/MMBtu | FALSE | L | Annual | Allowances Purchased NOX | Thousand Tons | 0 | 0 | 0 | 0 | 0 | 0 | 0 | 0
NY- NOx Ozone Season Limit- CT Gas Units- v6.20 | 640 | 7639 | Rate Constraint in lbs/MMBtu | FALSE | L | Annual | Allowances Sold NOX | Thousand Tons | 0 | 0 | 0 | 0 | 0 | 0 | 0 | 0
NY- NOx Ozone Season Limit- CT Gas Units- v6.20 | 640 | 7639 | Rate Constraint in lbs/MMBtu | FALSE | L | Annual | Allowances Banked | Thousand Tons | 0 | 0 | 0 | 0 | 0 | 0 | 0 | 0
NY- NOx Ozone Season Limit- CT Gas Units- v6.20 | 640 | 7639 | Rate Constraint in lbs/MMBtu | FALSE | L | Annual | Allowances Withdrawn (1:1) | Thousand Tons | 0 | 0 | 0 | 0 | 0 | 0 | 0 | 0
NY- NOx Ozone Season Limit- CT Gas Units- v6.20 | 640 | 7639 | Rate Constraint in lbs/MMBtu | FALSE | L | Annual | Allowances Withdrawn (n:1) | Thousand Tons | 0 | 0 | 0 | 0 | 0 | 0 | 0 | 0
NY- NOx Ozone Season Limit- CT Gas Units- v6.20 | 640 | 7639 | Rate Constraint in lbs/MMBtu | FALSE | L | Annual | Net Emissions Allowance Position | Thousand Tons | 0.15441 | 0.088867 | 0.095578 | 0.065328 | 0.0063144 | 0.0046892 | 0.0047794 | 0.0026963
NY- NOx Ozone Season Limit- CT Gas Units- v6.20 | 640 | 7639 | Rate Constraint in lbs/MMBtu | FALSE | L | Annual | Fuel Consumed | TBtu | 4.0185 | 4.1603 | 4.6442 | 2.7262 | 0.26683 | 0.23438 | 0.2581 | 0.18672
NY- NOx Ozone Season Limit- CT Gas Units- v6.20 | 640 | 7639 | Rate Constraint in lbs/MMBtu | FALSE | L | Annual | Rate | lb/MMBtu | 0.076849 | 0.042722 | 0.04116 | 0.047926 | 0.04733 | 0.040014 | 0.037035 | 0.02888
NY- NOx Ozone Season Limit- CT Gas Units- v6.20 | 640 | 7639 | Rate Constraint in lbs/MMBtu | FALSE | L | Annual | Generation | TWh | 0.36317 | 0.38104 | 0.4319 | 0.26731 | 0.030533 | 0.025773 | 0.027981 | 0.019268
NY- NOx Ozone Season Limit- CT Gas Units- v6.20 | 640 | 7639 | Rate Constraint in lbs/MMBtu | FALSE | L | Annual | Qualifying Generation | TWh | 0.35277 | 0.37042 | 0.41916 | 0.25025 | 0.027124 | 0.023395 | 0.025602 | 0.018122
NY- NOx Ozone Season Limit- CT Gas Units- v6.20 | 640 | 7639 | Rate Constraint in lbs/MMBtu | FALSE | L | Annual | Rate | lb/MWh | 0.87542 | 0.47981 | 0.45605 | 0.5221 | 0.46559 | 0.40088 | 0.37335 | 0.29757
NY- NOx Ozone Season Limit- CT Gas Units- v6.20 | 640 | 7639 | Rate Constraint in lbs/MMBtu | FALSE | L | Annual | Constraint Shadow Price | US2019$/Ton | 0 | 0 | 0 | 0 | 0 | 0 | 0 | 0
NY- NOx Ozone Season Limit- CT Oil Units- v6.20 | 641 | 7640 | Rate Constraint in lbs/MMBtu | FALSE | L | Annual | Seasons Included | Seasons | Summer | Summer | Summer | Summer | Summer | Summer | Summer | Summer
NY- NOx Ozone Season Limit- CT Oil Units- v6.20 | 641 | 7640 | Rate Constraint in lbs/MMBtu | FALSE | L | Annual | Standard NOX | lb/MMBtu | 0.3876 | 0.16279 | 0.16279 | 0.16279 | 0.16279 | 0.16279 | 0.16279 | 0.16279
NY- NOx Ozone Season Limit- CT Oil Units- v6.20 | 641 | 7640 | Rate Constraint in lbs/MMBtu | FALSE | L | Annual | Emissions at Affected Plants NOX | Thousand Tons | 0.048868 | 0.00094251 | 0 | 3.9837e-06 | 0 | 0 | 0 | 0
NY- NOx Ozone Season Limit- CT Oil Units- v6.20 | 641 | 7640 | Rate Constraint in lbs/MMBtu | FALSE | L | Annual | Allowances Purchased NOX | Thousand Tons | 0 | 0 | 0 | 0 | 0 | 0 | 0 | 0
NY- NOx Ozone Season Limit- CT Oil Units- v6.20 | 641 | 7640 | Rate Constraint in lbs/MMBtu | FALSE | L | Annual | Allowances Sold NOX | Thousand Tons | 0 | 0 | 0 | 0 | 0 | 0 | 0 | 0
NY- NOx Ozone Season Limit- CT Oil Units- v6.20 | 641 | 7640 | Rate Constraint in lbs/MMBtu | FALSE | L | Annual | Allowances Banked | Thousand Tons | 0 | 0 | 0 | 0 | 0 | 0 | 0 | 0
NY- NOx Ozone Season Limit- CT Oil Units- v6.20 | 641 | 7640 | Rate Constraint in lbs/MMBtu | FALSE | L | Annual | Allowances Withdrawn (1:1) | Thousand Tons | 0 | 0 | 0 | 0 | 0 | 0 | 0 | 0
NY- NOx Ozone Season Limit- CT Oil Units- v6.20 | 641 | 7640 | Rate Constraint in lbs/MMBtu | FALSE | L | Annual | Allowances Withdrawn (n:1) | Thousand Tons | 0 | 0 | 0 | 0 | 0 | 0 | 0 | 0
NY- NOx Ozone Season Limit- CT Oil Units- v6.20 | 641 | 7640 | Rate Constraint in lbs/MMBtu | FALSE | L | Annual | Net Emissions Allowance Position | Thousand Tons | 0.048868 | 0.00094251 | 0 | 3.9837e-06 | 0 | 0 | 0 | 0
NY- NOx Ozone Season Limit- CT Oil Units- v6.20 | 641 | 7640 | Rate Constraint in lbs/MMBtu | FALSE | L | Annual | Fuel Consumed | TBtu | 0.33026 | 0.012856 | 0 | 0.00026558 | 0 | 0 | 0 | 0
NY- NOx Ozone Season Limit- CT Oil Units- v6.20 | 641 | 7640 | Rate Constraint in lbs/MMBtu | FALSE | L | Annual | Rate | lb/MMBtu | 0.29594 | 0.14663 | 0 | 0.03 | 0 | 0 | 0 | 0
NY- NOx Ozone Season Limit- CT Oil Units- v6.20 | 641 | 7640 | Rate Constraint in lbs/MMBtu | FALSE | L | Annual | Generation | TWh | 0.022441 | 0.0011288 | 0 | 2.4717e-05 | 0 | 0 | 0 | 0
NY- NOx Ozone Season Limit- CT Oil Units- v6.20 | 641 | 7640 | Rate Constraint in lbs/MMBtu | FALSE | L | Annual | Qualifying Generation | TWh | 0.022441 | 0.0011288 | 0 | 2.4717e-05 | 0 | 0 | 0 | 0
NY- NOx Ozone Season Limit- CT Oil Units- v6.20 | 641 | 7640 | Rate Constraint in lbs/MMBtu | FALSE | L | Annual | Rate | lb/MWh | 4.3552 | 1.6699 | 0 | 0.32235 | 0 | 0 | 0 | 0
NY- NOx Ozone Season Limit- CT Oil Units- v6.20 | 641 | 7640 | Rate Constraint in lbs/MMBtu | FALSE | L | Annual | Constraint Shadow Price | US2019$/Ton | 0 | 0 | 47569.0114 | 0 | 0 | 0 | 0 | 0
NY- SO2 Annual Budget- v6.20 | 642 | 7560 | Rate Constraint in MTons | FALSE | L | Annual | Seasons Included | Seasons | Winter, WintShld, Summer | Winter, WintShld, Summer | Winter, WintShld, Summer | Winter, WintShld, Summer | Winter, WintShld, Summer | Winter, WintShld, Summer | Winter, WintShld, Summer | Winter, WintShld, Summer
NY- SO2 Annual Budget- v6.20 | 642 | 7560 | Rate Constraint in MTons | FALSE | L | Annual | Standard SO2 | Thousand Tons | 27.556 | 27.556 | 27.556 | 27.556 | 27.556 | 27.556 | 27.556 | 27.556
NY- SO2 Annual Budget- v6.20 | 642 | 7560 | Rate Constraint in MTons | FALSE | L | Annual | Emissions at Affected Plants SO2 | Thousand Tons | 0 | 0 | 0 | 0 | 0 | 0 | 0 | 0
NY- SO2 Annual Budget- v6.20 | 642 | 7560 | Rate Constraint in MTons | FALSE | L | Annual | Allowances Purchased SO2 | Thousand Tons | 0 | 0 | 0 | 0 | 0 | 0 | 0 | 0
NY- SO2 Annual Budget- v6.20 | 642 | 7560 | Rate Constraint in MTons | FALSE | L | Annual | Allowances Sold SO2 | Thousand Tons | 0 | 0 | 0 | 0 | 0 | 0 | 0 | 0
NY- SO2 Annual Budget- v6.20 | 642 | 7560 | Rate Constraint in MTons | FALSE | L | Annual | Allowances Banked | Thousand Tons | 0 | 0 | 27.556 | 0 | 27.556 | 16.5336 | 0 | 0
NY- SO2 Annual Budget- v6.20 | 642 | 7560 | Rate Constraint in MTons | FALSE | L | Annual | Allowances Withdrawn (1:1) | Thousand Tons | 0 | 0 | 0 | -27.556 | 0 | -27.556 | -27.556 | 0
NY- SO2 Annual Budget- v6.20 | 642 | 7560 | Rate Constraint in MTons | FALSE | L | Annual | Allowances Withdrawn (n:1) | Thousand Tons | 0 | 0 | 0 | 0 | 0 | 0 | 0 | 0
NY- SO2 Annual Budget- v6.20 | 642 | 7560 | Rate Constraint in MTons | FALSE | L | Annual | Net Emissions Allowance Position | Thousand Tons | 0 | 0 | 27.556 | -27.556 | 27.556 | -11.0224 | -27.556 | 0
NY- SO2 Annual Budget- v6.20 | 642 | 7560 | Rate Constraint in MTons | FALSE | L | Annual | Fuel Consumed | TBtu | 413.6653 | 345.6046 | 353.62 | 374.4477 | 188.9656 | 70.112 | 71.5804 | 75.9372
NY- SO2 Annual Budget- v6.20 | 642 | 7560 | Rate Constraint in MTons | FALSE | L | Annual | Rate | lb/MMBtu | 0 | 0 | 0 | 0 | 0 | 0 | 0 | 0
NY- SO2 Annual Budget- v6.20 | 642 | 7560 | Rate Constraint in MTons | FALSE | L | Annual | Generation | TWh | 56.3999 | 47.6209 | 48.8114 | 51.8028 | 26.8397 | 10.2453 | 10.6799 | 11.7836
NY- SO2 Annual Budget- v6.20 | 642 | 7560 | Rate Constraint in MTons | FALSE | L | Annual | Qualifying Generation | TWh | 55.9931 | 47.2141 | 48.4046 | 51.3909 | 26.6413 | 10.1018 | 10.3805 | 11.1663
NY- SO2 Annual Budget- v6.20 | 642 | 7560 | Rate Constraint in MTons | FALSE | L | Annual | Rate | lb/MWh | 0 | 0 | 0 | 0 | 0 | 0 | 0 | 0
NY- SO2 Annual Budget- v6.20 | 642 | 7560 | Rate Constraint in MTons | FALSE | L | Annual | Constraint Shadow Price | US2019$/Ton | 0 | 0 | 0 | 0 | 0 | 0 | 0 | 0
OR Utility Hg Rule - MER Removal New Units v3.1 | 643 | 7563 | Rate Constraint in lbs/MMBtu | FALSE | L | Annual | Seasons Included | Seasons | Winter, WintShld, Summer | Winter, WintShld, Summer | Winter, WintShld, Summer | Winter, WintShld, Summer | Winter, WintShld, Summer | Winter, WintShld, Summer | Winter, WintShld, Summer | Winter, WintShld, Summer
OR Utility Hg Rule - MER Removal New Units v3.1 | 643 | 7563 | Rate Constraint in lbs/MMBtu | FALSE | L | Annual | Standard MER | lb/MMBtu | 6e-07 | 6e-07 | 6e-07 | 6e-07 | 6e-07 | 6e-07 | 6e-07 | 6e-07
OR Utility Hg Rule - MER Removal New Units v3.1 | 643 | 7563 | Rate Constraint in lbs/MMBtu | FALSE | L | Annual | Emissions at Affected Plants MER | lbs | 0 | 0 | 0 | 0 | 0 | 0 | 0 | 0
OR Utility Hg Rule - MER Removal New Units v3.1 | 643 | 7563 | Rate Constraint in lbs/MMBtu | FALSE | L | Annual | Allowances Purchased MER | lbs | 0 | 0 | 0 | 0 | 0 | 0 | 0 | 0
OR Utility Hg Rule - MER Removal New Units v3.1 | 643 | 7563 | Rate Constraint in lbs/MMBtu | FALSE | L | Annual | Allowances Sold MER | lbs | 0 | 0 | 0 | 0 | 0 | 0 | 0 | 0
OR Utility Hg Rule - MER Removal New Units v3.1 | 643 | 7563 | Rate Constraint in lbs/MMBtu | FALSE | L | Annual | Allowances Banked | lbs | 0 | 0 | 0 | 0 | 0 | 0 | 0 | 0
OR Utility Hg Rule - MER Removal New Units v3.1 | 643 | 7563 | Rate Constraint in lbs/MMBtu | FALSE | L | Annual | Allowances Withdrawn (1:1) | lbs | 0 | 0 | 0 | 0 | 0 | 0 | 0 | 0
OR Utility Hg Rule - MER Removal New Units v3.1 | 643 | 7563 | Rate Constraint in lbs/MMBtu | FALSE | L | Annual | Allowances Withdrawn (n:1) | lbs | 0 | 0 | 0 | 0 | 0 | 0 | 0 | 0
OR Utility Hg Rule - MER Removal New Units v3.1 | 643 | 7563 | Rate Constraint in lbs/MMBtu | FALSE | L | Annual | Net Emissions Allowance Position | lbs | 0 | 0 | 0 | 0 | 0 | 0 | 0 | 0
OR Utility Hg Rule - MER Removal New Units v3.1 | 643 | 7563 | Rate Constraint in lbs/MMBtu | FALSE | L | Annual | Fuel Consumed | TBtu | 0 | 0 | 0 | 0 | 0 | 0 | 0 | 0
OR Utility Hg Rule - MER Removal New Units v3.1 | 643 | 7563 | Rate Constraint in lbs/MMBtu | FALSE | L | Annual | Rate | lb/MMBtu | 0 | 0 | 0 | 0 | 0 | 0 | 0 | 0
OR Utility Hg Rule - MER Removal New Units v3.1 | 643 | 7563 | Rate Constraint in lbs/MMBtu | FALSE | L | Annual | Generation | TWh | 0 | 0 | 0 | 0 | 0 | 0 | 0 | 0
OR Utility Hg Rule - MER Removal New Units v3.1 | 643 | 7563 | Rate Constraint in lbs/MMBtu | FALSE | L | Annual | Qualifying Generation | TWh | 0 | 0 | 0 | 0 | 0 | 0 | 0 | 0
OR Utility Hg Rule - MER Removal New Units v3.1 | 643 | 7563 | Rate Constraint in lbs/MMBtu | FALSE | L | Annual | Rate | lb/MWh | 0 | 0 | 0 | 0 | 0 | 0 | 0 | 0
OR Utility Hg Rule - MER Removal New Units v3.1 | 643 | 7563 | Rate Constraint in lbs/MMBtu | FALSE | L | Annual | Constraint Shadow Price | US2019$/Lb | 0 | 0 | 0 | 302131.962 | 0 | 0 | 0 | 0
Ozone Season NOX Cap TR - AL | 657 | 7742 | Rate Constraint in MTons | FALSE | L | Annual | Seasons Included | Seasons | Summer | Summer | Summer | Summer | Summer | Summer | Summer | Summer
Ozone Season NOX Cap TR - AL | 657 | 7742 | Rate Constraint in MTons | FALSE | L | Annual | Standard NOX | Thousand Tons | 7.98 | 7.546 | 7.546 | 5.578 | 5.578 | 5.578 | 5.578 | 5.578
Ozone Season NOX Cap TR - AL | 657 | 7742 | Rate Constraint in MTons | FALSE | L | Annual | Emissions at Affected Plants NOX | Thousand Tons | 5.6109 | 5.0074 | 4.7687 | 3.8103 | 2.2198 | 2.0993 | 1.628 | 1.4604
Ozone Season NOX Cap TR - AL | 657 | 7742 | Rate Constraint in MTons | FALSE | L | Annual | Allowances Purchased NOX | Thousand Tons | 0 | 0 | 0 | 0 | 0 | 0 | 0 | 0
Ozone Season NOX Cap TR - AL | 657 | 7742 | Rate Constraint in MTons | FALSE | L | Annual | Allowances Sold NOX | Thousand Tons | 0 | 0 | 0 | 0 | 0 | 0 | 0 | 0
Ozone Season NOX Cap TR - AL | 657 | 7742 | Rate Constraint in MTons | FALSE | L | Annual | Allowances Banked | Thousand Tons | 0 | 0 | 0 | 0 | 0 | 0 | 0 | 0
Ozone Season NOX Cap TR - AL | 657 | 7742 | Rate Constraint in MTons | FALSE | L | Annual | Allowances Withdrawn (1:1) | Thousand Tons | 0 | 0 | 0 | 0 | 0 | 0 | 0 | 0
Ozone Season NOX Cap TR - AL | 657 | 7742 | Rate Constraint in MTons | FALSE | L | Annual | Allowances Withdrawn (n:1) | Thousand Tons | 0 | 0 | 0 | 0 | 0 | 0 | 0 | 0
Ozone Season NOX Cap TR - AL | 657 | 7742 | Rate Constraint in MTons | FALSE | L | Annual | Net Emissions Allowance Position | Thousand Tons | 5.6109 | 5.0074 | 4.7687 | 3.8103 | 2.2198 | 2.0993 | 1.628 | 1.4604
Ozone Season NOX Cap TR - AL | 657 | 7742 | Rate Constraint in MTons | FALSE | L | Annual | Fuel Consumed | TBtu | 299.7317 | 334.2546 | 340.4855 | 326.3101 | 278.7269 | 277.4035 | 240.5045 | 196.2552
Ozone Season NOX Cap TR - AL | 657 | 7742 | Rate Constraint in MTons | FALSE | L | Annual | Rate | lb/MMBtu | 0.037439 | 0.029962 | 0.028011 | 0.023354 | 0.015928 | 0.015135 | 0.013538 | 0.014883
Ozone Season NOX Cap TR - AL | 657 | 7742 | Rate Constraint in MTons | FALSE | L | Annual | Generation | TWh | 37.1881 | 44.1402 | 51.2 | 49.7183 | 46.0602 | 49.2374 | 47.7173 | 48.7613
Ozone Season NOX Cap TR - AL | 657 | 7742 | Rate Constraint in MTons | FALSE | L | Annual | Qualifying Generation | TWh | 37.1881 | 42.9096 | 44.6281 | 43.1464 | 38.3953 | 38.0696 | 32.9947 | 25.2584
Ozone Season NOX Cap TR - AL | 657 | 7742 | Rate Constraint in MTons | FALSE | L | Annual | Rate | lb/MWh | 0.30176 | 0.23339 | 0.21371 | 0.17662 | 0.11563 | 0.11029 | 0.098681 | 0.11564
Ozone Season NOX Cap TR - AL | 657 | 7742 | Rate Constraint in MTons | FALSE | L | Annual | Constraint Shadow Price | US2019$/Ton | 0 | 0 | 0 | 0 | 0 | 0 | 0 | 0
Ozone Season NOX Cap TR - AR | 658 | 7743 | Rate Constraint in MTons | FALSE | L | Annual | Seasons Included | Seasons | Summer | Summer | Summer | Summer | Summer | Summer | Summer | Summer
Ozone Season NOX Cap TR - AR | 658 | 7743 | Rate Constraint in MTons | FALSE | L | Annual | Standard NOX | Thousand Tons | 10.801 | 4.877 | 4.877 | 4.334 | 4.334 | 4.334 | 4.334 | 4.334
Ozone Season NOX Cap TR - AR | 658 | 7743 | Rate Constraint in MTons | FALSE | L | Annual | Emissions at Affected Plants NOX | Thousand Tons | 10.4061 | 4.877 | 4.877 | 1.9819 | 0.78588 | 0.56791 | 0.46456 | 0.40951
Ozone Season NOX Cap TR - AR | 658 | 7743 | Rate Constraint in MTons | FALSE | L | Annual | Allowances Purchased NOX | Thousand Tons | 0 | 0 | 0 | 0 | 0 | 0 | 0 | 0
Ozone Season NOX Cap TR - AR | 658 | 7743 | Rate Constraint in MTons | FALSE | L | Annual | Allowances Sold NOX | Thousand Tons | 0 | 0 | 0 | 0 | 0 | 0 | 0 | 0
Ozone Season NOX Cap TR - AR | 658 | 7743 | Rate Constraint in MTons | FALSE | L | Annual | Allowances Banked | Thousand Tons | 0 | 0 | 0 | 0 | 0 | 0 | 0 | 0
Ozone Season NOX Cap TR - AR | 658 | 7743 | Rate Constraint in MTons | FALSE | L | Annual | Allowances Withdrawn (1:1) | Thousand Tons | 0 | 0 | 0 | 0 | 0 | 0 | 0 | 0
Ozone Season NOX Cap TR - AR | 658 | 7743 | Rate Constraint in MTons | FALSE | L | Annual | Allowances Withdrawn (n:1) | Thousand Tons | 0 | 0 | 0 | 0 | 0 | 0 | 0 | 0
Ozone Season NOX Cap TR - AR | 658 | 7743 | Rate Constraint in MTons | FALSE | L | Annual | Net Emissions Allowance Position | Thousand Tons | 10.4061 | 4.877 | 4.877 | 1.9819 | 0.78588 | 0.56791 | 0.46456 | 0.40951
Ozone Season NOX Cap TR - AR | 658 | 7743 | Rate Constraint in MTons | FALSE | L | Annual | Fuel Consumed | TBtu | 200.7486 | 147.9284 | 157.529 | 119.7343 | 86.2041 | 79.7103 | 61.9847 | 53.6689
Ozone Season NOX Cap TR - AR | 658 | 7743 | Rate Constraint in MTons | FALSE | L | Annual | Rate | lb/MMBtu | 0.10367 | 0.065937 | 0.061919 | 0.033105 | 0.018233 | 0.014249 | 0.014989 | 0.015261
Ozone Season NOX Cap TR - AR | 658 | 7743 | Rate Constraint in MTons | FALSE | L | Annual | Generation | TWh | 21.7284 | 17.6199 | 19.3656 | 15.7525 | 11.912 | 11.0218 | 8.6097 | 7.3855
Ozone Season NOX Cap TR - AR | 658 | 7743 | Rate Constraint in MTons | FALSE | L | Annual | Qualifying Generation | TWh | 21.7284 | 17.6199 | 19.3656 | 15.7525 | 11.912 | 11.0218 | 8.5812 | 7.1066
Ozone Season NOX Cap TR - AR | 658 | 7743 | Rate Constraint in MTons | FALSE | L | Annual | Rate | lb/MWh | 0.95784 | 0.55358 | 0.50368 | 0.25163 | 0.13195 | 0.10305 | 0.10827 | 0.11525
Ozone Season NOX Cap TR - AR | 658 | 7743 | Rate Constraint in MTons | FALSE | L | Annual | Constraint Shadow Price | US2019$/Ton | 0 | 12695.823 | 3614.9982 | 0 | 0 | 0 | 0 | 0
Ozone Season NOX Cap TR - AZ | 659 | 7772 | Rate Constraint in MTons | FALSE | L | Annual | Seasons Included | Seasons |  | Summer | Summer | Summer | Summer | Summer | Summer | Summer
Ozone Season NOX Cap TR - AZ | 659 | 7772 | Rate Constraint in MTons | FALSE | L | Annual | Standard NOX | Thousand Tons | 0 | 3.814 | 3.737 | 3.737 | 3.737 | 3.737 | 3.737 | 3.737
Ozone Season NOX Cap TR - AZ | 659 | 7772 | Rate Constraint in MTons | FALSE | L | Annual | Emissions at Affected Plants NOX | Thousand Tons | 0 | 2.6937 | 1.3652 | 0.93835 | 0.82827 | 1.0003 | 1.0756 | 0.78174
Ozone Season NOX Cap TR - AZ | 659 | 7772 | Rate Constraint in MTons | FALSE | L | Annual | Allowances Purchased NOX | Thousand Tons | 0 | 0 | 0 | 0 | 0 | 0 | 0 | 0
Ozone Season NOX Cap TR - AZ | 659 | 7772 | Rate Constraint in MTons | FALSE | L | Annual | Allowances Sold NOX | Thousand Tons | 0 | 0 | 0 | 0 | 0 | 0 | 0 | 0
Ozone Season NOX Cap TR - AZ | 659 | 7772 | Rate Constraint in MTons | FALSE | L | Annual | Allowances Banked | Thousand Tons | 0 | 0 | 0 | 0 | 0 | 0 | 0 | 0
Ozone Season NOX Cap TR - AZ | 659 | 7772 | Rate Constraint in MTons | FALSE | L | Annual | Allowances Withdrawn (1:1) | Thousand Tons | 0 | 0 | 0 | 0 | 0 | 0 | 0 | 0
Ozone Season NOX Cap TR - AZ | 659 | 7772 | Rate Constraint in MTons | FALSE | L | Annual | Allowances Withdrawn (n:1) | Thousand Tons | 0 | 0 | 0 | 0 | 0 | 0 | 0 | 0
Ozone Season NOX Cap TR - AZ | 659 | 7772 | Rate Constraint in MTons | FALSE | L | Annual | Net Emissions Allowance Position | Thousand Tons | 0 | 2.6937 | 1.3652 | 0.93835 | 0.82827 | 1.0003 | 1.0756 | 0.78174
Ozone Season NOX Cap TR - AZ | 659 | 7772 | Rate Constraint in MTons | FALSE | L | Annual | Fuel Consumed | TBtu | 0 | 166.1574 | 167.4398 | 186.1371 | 145.4467 | 124.8975 | 142.9351 | 125.1016
Ozone Season NOX Cap TR - AZ | 659 | 7772 | Rate Constraint in MTons | FALSE | L | Annual | Rate | lb/MMBtu | 0 | 0.032424 | 0.016307 | 0.010082 | 0.011389 | 0.016019 | 0.015051 | 0.012498
Ozone Season NOX Cap TR - AZ | 659 | 7772 | Rate Constraint in MTons | FALSE | L | Annual | Generation | TWh | 0 | 20.8537 | 22.1488 | 24.8684 | 19.1194 | 15.7488 | 17.6514 | 14.4176
Ozone Season NOX Cap TR - AZ | 659 | 7772 | Rate Constraint in MTons | FALSE | L | Annual | Qualifying Generation | TWh | 0 | 20.8537 | 22.1488 | 24.8684 | 19.1194 | 15.746 | 17.6355 | 14.3868
Ozone Season NOX Cap TR - AZ | 659 | 7772 | Rate Constraint in MTons | FALSE | L | Annual | Rate | lb/MWh | 0 | 0.25835 | 0.12328 | 0.075465 | 0.086642 | 0.12706 | 0.12198 | 0.10867
Ozone Season NOX Cap TR - AZ | 659 | 7772 | Rate Constraint in MTons | FALSE | L | Annual | Constraint Shadow Price | US2019$/Ton | 0 | 0 | 0 | 0 | 0 | 0 | 0 | 0
Ozone Season NOX Cap TR - IA | 660 | 7768 | Rate Constraint in MTons | FALSE | L | Annual | Seasons Included | Seasons |  | Summer | Summer | Summer | Summer | Summer | Summer | Summer
Ozone Season NOX Cap TR - IA | 660 | 7768 | Rate Constraint in MTons | FALSE | L | Annual | Standard NOX | Thousand Tons | 0 | 10.983 | 10.983 | 10.983 | 10.983 | 10.983 | 10.983 | 10.983
Ozone Season NOX Cap TR - IA | 660 | 7768 | Rate Constraint in MTons | FALSE | L | Annual | Emissions at Affected Plants NOX | Thousand Tons | 0 | 10.0784 | 8.261 | 8.2377 | 2.2272 | 1.8788 | 1.5938 | 0.075984
Ozone Season NOX Cap TR - IA | 660 | 7768 | Rate Constraint in MTons | FALSE | L | Annual | Allowances Purchased NOX | Thousand Tons | 0 | 0 | 0 | 0 | 0 | 0 | 0 | 0
Ozone Season NOX Cap TR - IA | 660 | 7768 | Rate Constraint in MTons | FALSE | L | Annual | Allowances Sold NOX | Thousand Tons | 0 | 0 | 0 | 0 | 0 | 0 | 0 | 0
Ozone Season NOX Cap TR - IA | 660 | 7768 | Rate Constraint in MTons | FALSE | L | Annual | Allowances Banked | Thousand Tons | 0 | 0 | 0 | 0 | 0 | 0 | 0 | 0
Ozone Season NOX Cap TR - IA | 660 | 7768 | Rate Constraint in MTons | FALSE | L | Annual | Allowances Withdrawn (1:1) | Thousand Tons | 0 | 0 | 0 | 0 | 0 | 0 | 0 | 0
Ozone Season NOX Cap TR - IA | 660 | 7768 | Rate Constraint in MTons | FALSE | L | Annual | Allowances Withdrawn (n:1) | Thousand Tons | 0 | 0 | 0 | 0 | 0 | 0 | 0 | 0
Ozone Season NOX Cap TR - IA | 660 | 7768 | Rate Constraint in MTons | FALSE | L | Annual | Net Emissions Allowance Position | Thousand Tons | 0 | 10.0784 | 8.261 | 8.2377 | 2.2272 | 1.8788 | 1.5938 | 0.075984
Ozone Season NOX Cap TR - IA | 660 | 7768 | Rate Constraint in MTons | FALSE | L | Annual | Fuel Consumed | TBtu | 0 | 166.4851 | 154.3152 | 153.6072 | 52.2938 | 40.1659 | 30.2105 | 17.8483
Ozone Season NOX Cap TR - IA | 660 | 7768 | Rate Constraint in MTons | FALSE | L | Annual | Rate | lb/MMBtu | 0 | 0.12107 | 0.10707 | 0.10726 | 0.085181 | 0.093553 | 0.10551 | 0.0085145
Ozone Season NOX Cap TR - IA | 660 | 7768 | Rate Constraint in MTons | FALSE | L | Annual | Generation | TWh | 0 | 17.6208 | 18.9112 | 18.887 | 7.9579 | 6.8295 | 6.3434 | 4.6617
Ozone Season NOX Cap TR - IA | 660 | 7768 | Rate Constraint in MTons | FALSE | L | Annual | Qualifying Generation | TWh | 0 | 17.6208 | 16.854 | 16.777 | 5.9719 | 4.5225 | 3.5243 | 2.2794
Ozone Season NOX Cap TR - IA | 660 | 7768 | Rate Constraint in MTons | FALSE | L | Annual | Rate | lb/MWh | 0 | 1.1439 | 0.9803 | 0.98203 | 0.7459 | 0.83087 | 0.90445 | 0.066671
Ozone Season NOX Cap TR - IA | 660 | 7768 | Rate Constraint in MTons | FALSE | L | Annual | Constraint Shadow Price | US2019$/Ton | 0 | 0 | 0 | 0 | 0 | 0 | 0 | 0
Ozone Season NOX Cap TR - IL | 661 | 7744 | Rate Constraint in MTons | FALSE | L | Annual | Seasons Included | Seasons | Summer | Summer | Summer | Summer | Summer | Summer | Summer | Summer
Ozone Season NOX Cap TR - IL | 661 | 7744 | Rate Constraint in MTons | FALSE | L | Annual | Standard NOX | Thousand Tons | 9.044 | 6.489 | 5.511 | 4.901 | 4.901 | 4.901 | 4.901 | 4.901
Ozone Season NOX Cap TR - IL | 661 | 7744 | Rate Constraint in MTons | FALSE | L | Annual | Emissions at Affected Plants NOX | Thousand Tons | 5.5232 | 3.7391 | 2.7819 | 2.5374 | 2.1553 | 1.8212 | 0.025017 | 0.024142
Ozone Season NOX Cap TR - IL | 661 | 7744 | Rate Constraint in MTons | FALSE | L | Annual | Allowances Purchased NOX | Thousand Tons | 0 | 0 | 0 | 0 | 0 | 0 | 0 | 0
Ozone Season NOX Cap TR - IL | 661 | 7744 | Rate Constraint in MTons | FALSE | L | Annual | Allowances Sold NOX | Thousand Tons | 0 | 0 | 0 | 0 | 0 | 0 | 0 | 0
Ozone Season NOX Cap TR - IL | 661 | 7744 | Rate Constraint in MTons | FALSE | L | Annual | Allowances Banked | Thousand Tons | 0 | 0 | 0 | 0 | 0 | 0 | 0 | 0
Ozone Season NOX Cap TR - IL | 661 | 7744 | Rate Constraint in MTons | FALSE | L | Annual | Allowances Withdrawn (1:1) | Thousand Tons | 0 | 0 | 0 | 0 | 0 | 0 | 0 | 0
Ozone Season NOX Cap TR - IL | 661 | 7744 | Rate Constraint in MTons | FALSE | L | Annual | Allowances Withdrawn (n:1) | Thousand Tons | 0 | 0 | 0 | 0 | 0 | 0 | 0 | 0
Ozone Season NOX Cap TR - IL | 661 | 7744 | Rate Constraint in MTons | FALSE | L | Annual | Net Emissions Allowance Position | Thousand Tons | 5.5232 | 3.7391 | 2.7819 | 2.5374 | 2.1553 | 1.8212 | 0.025017 | 0.024142
Ozone Season NOX Cap TR - IL | 661 | 7744 | Rate Constraint in MTons | FALSE | L | Annual | Fuel Consumed | TBtu | 194.2033 | 145.8746 | 160.6719 | 143.4822 | 135.5064 | 102.524 | 2.0351 | 1.876
Ozone Season NOX Cap TR - IL | 661 | 7744 | Rate Constraint in MTons | FALSE | L | Annual | Rate | lb/MMBtu | 0.056881 | 0.051264 | 0.034628 | 0.035369 | 0.031811 | 0.035527 | 0.024586 | 0.025738
Ozone Season NOX Cap TR - IL | 661 | 7744 | Rate Constraint in MTons | FALSE | L | Annual | Generation | TWh | 21.861 | 18.8001 | 30.2471 | 28.1792 | 27.4842 | 24.3369 | 12.847 | 14.2543
Ozone Season NOX Cap TR - IL | 661 | 7744 | Rate Constraint in MTons | FALSE | L | Annual | Qualifying Generation | TWh | 21.861 | 17.2961 | 20.1819 | 17.9897 | 17.2781 | 13.1478 | 0.21741 | 0.19883
Ozone Season NOX Cap TR - IL | 661 | 7744 | Rate Constraint in MTons | FALSE | L | Annual | Rate | lb/MWh | 0.50531 | 0.43236 | 0.27568 | 0.2821 | 0.24948 | 0.27704 | 0.23015 | 0.24284
Ozone Season NOX Cap TR - IL | 661 | 7744 | Rate Constraint in MTons | FALSE | L | Annual | Constraint Shadow Price | US2019$/Ton | 0 | 0 | 0 | 0 | 0 | 0 | 0 | 0
Ozone Season NOX Cap TR - IN | 662 | 7745 | Rate Constraint in MTons | FALSE | L | Annual | Seasons Included | Seasons | Summer | Summer | Summer | Summer | Summer | Summer | Summer | Summer
Ozone Season NOX Cap TR - IN | 662 | 7745 | Rate Constraint in MTons | FALSE | L | Annual | Standard NOX | Thousand Tons | 15.052 | 10.446 | 10.446 | 7.631 | 7.631 | 7.631 | 7.631 | 7.631
Ozone Season NOX Cap TR - IN | 662 | 7745 | Rate Constraint in MTons | FALSE | L | Annual | Emissions at Affected Plants NOX | Thousand Tons | 15.052 | 10.446 | 8.3251 | 4.8979 | 1.0835 | 1.0086 | 1.082 | 0.80769
Ozone Season NOX Cap TR - IN | 662 | 7745 | Rate Constraint in MTons | FALSE | L | Annual | Allowances Purchased NOX | Thousand Tons | 0 | 0 | 0 | 0 | 0 | 0 | 0 | 0
Ozone Season NOX Cap TR - IN | 662 | 7745 | Rate Constraint in MTons | FALSE | L | Annual | Allowances Sold NOX | Thousand Tons | 0 | 0 | 0 | 0 | 0 | 0 | 0 | 0
Ozone Season NOX Cap TR - IN | 662 | 7745 | Rate Constraint in MTons | FALSE | L | Annual | Allowances Banked | Thousand Tons | 0 | 0 | 0 | 0 | 0 | 0 | 0 | 0
Ozone Season NOX Cap TR - IN | 662 | 7745 | Rate Constraint in MTons | FALSE | L | Annual | Allowances Withdrawn (1:1) | Thousand Tons | 0 | 0 | 0 | 0 | 0 | 0 | 0 | 0
Ozone Season NOX Cap TR - IN | 662 | 7745 | Rate Constraint in MTons | FALSE | L | Annual | Allowances Withdrawn (n:1) | Thousand Tons | 0 | 0 | 0 | 0 | 0 | 0 | 0 | 0
Ozone Season NOX Cap TR - IN | 662 | 7745 | Rate Constraint in MTons | FALSE | L | Annual | Net Emissions Allowance Position | Thousand Tons | 15.052 | 10.446 | 8.3251 | 4.8979 | 1.0835 | 1.0086 | 1.082 | 0.80769
Ozone Season NOX Cap TR - IN | 662 | 7745 | Rate Constraint in MTons | FALSE | L | Annual | Fuel Consumed | TBtu | 356.347 | 351.5682 | 274.8181 | 264.1371 | 168.2992 | 175.0162 | 195.0049 | 148.9062
Ozone Season NOX Cap TR - IN | 662 | 7745 | Rate Constraint in MTons | FALSE | L | Annual | Rate | lb/MMBtu | 0.084479 | 0.059425 | 0.060587 | 0.037086 | 0.012875 | 0.011525 | 0.011097 | 0.010848
Ozone Season NOX Cap TR - IN | 662 | 7745 | Rate Constraint in MTons | FALSE | L | Annual | Generation | TWh | 36.1035 | 40.9152 | 35.0801 | 34.0306 | 24.9304 | 28.3856 | 34.5239 | 26.5745
Ozone Season NOX Cap TR - IN | 662 | 7745 | Rate Constraint in MTons | FALSE | L | Annual | Qualifying Generation | TWh | 36.1035 | 40.2203 | 34.3146 | 33.2652 | 24.1147 | 24.5939 | 26.5659 | 20.8857
Ozone Season NOX Cap TR - IN | 662 | 7745 | Rate Constraint in MTons | FALSE | L | Annual | Rate | lb/MWh | 0.83382 | 0.51944 | 0.48522 | 0.29447 | 0.089859 | 0.082017 | 0.08146 | 0.077344
Ozone Season NOX Cap TR - IN | 662 | 7745 | Rate Constraint in MTons | FALSE | L | Annual | Constraint Shadow Price | US2019$/Ton | 1111.574 | 2900.5167 | 0 | 0 | 0 | 0 | 0 | 0
Ozone Season NOX Cap TR - KS | 663 | 7769 | Rate Constraint in MTons | FALSE | L | Annual | Seasons Included | Seasons |  | Summer | Summer | Summer | Summer | Summer | Summer | Summer
Ozone Season NOX Cap TR - KS | 663 | 7769 | Rate Constraint in MTons | FALSE | L | Annual | Standard NOX | Thousand Tons | 0 | 5.642 | 5.642 | 5.642 | 5.642 | 5.642 | 5.642 | 5.642
Ozone Season NOX Cap TR - KS | 663 | 7769 | Rate Constraint in MTons | FALSE | L | Annual | Emissions at Affected Plants NOX | Thousand Tons | 0 | 4.3149 | 3.4425 | 2.4598 | 0.070179 | 0.06794 | 0.067536 | 0.0079746
Ozone Season NOX Cap TR - KS | 663 | 7769 | Rate Constraint in MTons | FALSE | L | Annual | Allowances Purchased NOX | Thousand Tons | 0 | 0 | 0 | 0 | 0 | 0 | 0 | 0
Ozone Season NOX Cap TR - KS | 663 | 7769 | Rate Constraint in MTons | FALSE | L | Annual | Allowances Sold NOX | Thousand Tons | 0 | 0 | 0 | 0 | 0 | 0 | 0 | 0
Ozone Season NOX Cap TR - KS | 663 | 7769 | Rate Constraint in MTons | FALSE | L | Annual | Allowances Banked | Thousand Tons | 0 | 0 | 0 | 0 | 0 | 0 | 0 | 0
Ozone Season NOX Cap TR - KS | 663 | 7769 | Rate Constraint in MTons | FALSE | L | Annual | Allowances Withdrawn (1:1) | Thousand Tons | 0 | 0 | 0 | 0 | 0 | 0 | 0 | 0
Ozone Season NOX Cap TR - KS | 663 | 7769 | Rate Constraint in MTons | FALSE | L | Annual | Allowances Withdrawn (n:1) | Thousand Tons | 0 | 0 | 0 | 0 | 0 | 0 | 0 | 0
Ozone Season NOX Cap TR - KS | 663 | 7769 | Rate Constraint in MTons | FALSE | L | Annual | Net Emissions Allowance Position | Thousand Tons | 0 | 4.3149 | 3.4425 | 2.4598 | 0.070179 | 0.06794 | 0.067536 | 0.0079746
Ozone Season NOX Cap TR - KS | 663 | 7769 | Rate Constraint in MTons | FALSE | L | Annual | Fuel Consumed | TBtu | 0 | 98.3809 | 80.5806 | 55.4164 | 2.7412 | 3.723 | 3.6494 | 1.337
Ozone Season NOX Cap TR - KS | 663 | 7769 | Rate Constraint in MTons | FALSE | L | Annual | Rate | lb/MMBtu | 0 | 0.087717 | 0.085443 | 0.088775 | 0.051204 | 0.036498 | 0.037012 | 0.011929
Ozone Season NOX Cap TR - KS | 663 | 7769 | Rate Constraint in MTons | FALSE | L | Annual | Generation | TWh | 0 | 9.0717 | 7.5637 | 5.2657 | 0.29857 | 0.3886 | 0.38032 | 0.18327
Ozone Season NOX Cap TR - KS | 663 | 7769 | Rate Constraint in MTons | FALSE | L | Annual | Qualifying Generation | TWh | 0 | 9.0717 | 7.5637 | 5.2657 | 0.29857 | 0.38531 | 0.37788 | 0.17671
Ozone Season NOX Cap TR - KS | 663 | 7769 | Rate Constraint in MTons | FALSE | L | Annual | Rate | lb/MWh | 0 | 0.95127 | 0.91028 | 0.93427 | 0.4701 | 0.35265 | 0.35744 | 0.090257
Ozone Season NOX Cap TR - KS | 663 | 7769 | Rate Constraint in MTons | FALSE | L | Annual | Constraint Shadow Price | US2019$/Ton | 0 | 0 | 0 | 0 | 0 | 0 | 0 | 0
Ozone Season NOX Cap TR - KY | 664 | 7746 | Rate Constraint in MTons | FALSE | L | Annual | Seasons Included | Seasons | Summer | Summer | Summer | Summer | Summer | Summer | Summer | Summer
Ozone Season NOX Cap TR - KY | 664 | 7746 | Rate Constraint in MTons | FALSE | L | Annual | Standard NOX | Thousand Tons | 15.977 | 9.513 | 9.513 | 9.291 | 9.291 | 9.291 | 9.291 | 9.291
Ozone Season NOX Cap TR - KY | 664 | 7746 | Rate Constraint in MTons | FALSE | L | Annual | Emissions at Affected Plants NOX | Thousand Tons | 12.232 | 9.513 | 7.7341 | 3.1192 | 1.4639 | 1.125 | 1.1613 | 1.0333
Ozone Season NOX Cap TR - KY | 664 | 7746 | Rate Constraint in MTons | FALSE | L | Annual | Allowances Purchased NOX | Thousand Tons | 0 | 0 | 0 | 0 | 0 | 0 | 0 | 0
Ozone Season NOX Cap TR - KY | 664 | 7746 | Rate Constraint in MTons | FALSE | L | Annual | Allowances Sold NOX | Thousand Tons | 0 | 0 | 0 | 0 | 0 | 0 | 0 | 0
Ozone Season NOX Cap TR - KY | 664 | 7746 | Rate Constraint in MTons | FALSE | L | Annual | Allowances Banked | Thousand Tons | 0 | 0 | 0 | 0 | 0 | 0 | 0 | 0
Ozone Season NOX Cap TR - KY | 664 | 7746 | Rate Constraint in MTons | FALSE | L | Annual | Allowances Withdrawn (1:1) | Thousand Tons | 0 | 0 | 0 | 0 | 0 | 0 | 0 | 0
Ozone Season NOX Cap TR - KY | 664 | 7746 | Rate Constraint in MTons | FALSE | L | Annual | Allowances Withdrawn (n:1) | Thousand Tons | 0 | 0 | 0 | 0 | 0 | 0 | 0 | 0
Ozone Season NOX Cap TR - KY | 664 | 7746 | Rate Constraint in MTons | FALSE | L | Annual | Net Emissions Allowance Position | Thousand Tons | 12.232 | 9.513 | 7.7341 | 3.1192 | 1.4639 | 1.125 | 1.1613 | 1.0333
Ozone Season NOX Cap TR - KY | 664 | 7746 | Rate Constraint in MTons | FALSE | L | Annual | Fuel Consumed | TBtu | 246.7365 | 235.9502 | 211.7177 | 175.319 | 160.7141 | 159.3791 | 154.9349 | 155.2884
Ozone Season NOX Cap TR - KY | 664 | 7746 | Rate Constraint in MTons | FALSE | L | Annual | Rate | lb/MMBtu | 0.09915 | 0.080636 | 0.073061 | 0.035583 | 0.018218 | 0.014117 | 0.014991 | 0.013309
Ozone Season NOX Cap TR - KY | 664 | 7746 | Rate Constraint in MTons | FALSE | L | Annual | Generation | TWh | 24.8341 | 37.2064 | 43.2683 | 41.5028 | 43.4999 | 48.2424 | 53.949 | 50.2517
Ozone Season NOX Cap TR - KY | 664 | 7746 | Rate Constraint in MTons | FALSE | L | Annual | Qualifying Generation | TWh | 24.8341 | 25.0097 | 24.0595 | 22.294 | 23.3441 | 23.5042 | 22.4943 | 22.562
Ozone Season NOX Cap TR - KY | 664 | 7746 | Rate Constraint in MTons | FALSE | L | Annual | Rate | lb/MWh | 0.9851 | 0.76074 | 0.64291 | 0.27982 | 0.12542 | 0.095724 | 0.10326 | 0.091601
Ozone Season NOX Cap TR - KY | 664 | 7746 | Rate Constraint in MTons | FALSE | L | Annual | Constraint Shadow Price | US2019$/Ton | 0 | 3818.782 | 0 | 0 | 0 | 0 | 0 | 0
Ozone Season NOX Cap TR - LA | 665 | 7747 | Rate Constraint in MTons | FALSE | L | Annual | Seasons Included | Seasons | Summer | Summer | Summer | Summer | Summer | Summer | Summer | Summer
Ozone Season NOX Cap TR - LA | 665 | 7747 | Rate Constraint in MTons | FALSE | L | Annual | Standard NOX | Thousand Tons | 11.267 | 4.675 | 3.592 | 3.592 | 3.592 | 3.592 | 3.592 | 3.592
Ozone Season NOX Cap TR - LA | 665 | 7747 | Rate Constraint in MTons | FALSE | L | Annual | Emissions at Affected Plants NOX | Thousand Tons | 10.5705 | 4.675 | 3.592 | 3.592 | 2.7584 | 2.7956 | 3.592 | 3.592
Ozone Season NOX Cap TR - LA | 665 | 7747 | Rate Constraint in MTons | FALSE | L | Annual | Allowances Purchased NOX | Thousand Tons | 0 | 0 | 0 | 0 | 0 | 0 | 0 | 0
Ozone Season NOX Cap TR - LA | 665 | 7747 | Rate Constraint in MTons | FALSE | L | Annual | Allowances Sold NOX | Thousand Tons | 0 | 0 | 0 | 0 | 0 | 0 | 0 | 0
Ozone Season NOX Cap TR - LA | 665 | 7747 | Rate Constraint in MTons | FALSE | L | Annual | Allowances Banked | Thousand Tons | 0 | 0 | 0 | 0 | 0 | 0 | 0 | 0
Ozone Season NOX Cap TR - LA | 665 | 7747 | Rate Constraint in MTons | FALSE | L | Annual | Allowances Withdrawn (1:1) | Thousand Tons | 0 | 0 | 0 | 0 | 0 | 0 | 0 | 0
Ozone Season NOX Cap TR - LA | 665 | 7747 | Rate Constraint in MTons | FALSE | L | Annual | Allowances Withdrawn (n:1) | Thousand Tons | 0 | 0 | 0 | 0 | 0 | 0 | 0 | 0
Ozone Season NOX Cap TR - LA | 665 | 7747 | Rate Constraint in MTons | FALSE | L | Annual | Net Emissions Allowance Position | Thousand Tons | 10.5705 | 4.675 | 3.592 | 3.592 | 2.7584 | 2.7956 | 3.592 | 3.592
Ozone Season NOX Cap TR - LA | 665 | 7747 | Rate Constraint in MTons | FALSE | L | Annual | Fuel Consumed | TBtu | 254.1642 | 250.8762 | 190.5577 | 256.9899 | 277.8052 | 238.573 | 301.848 | 304.3589
Ozone Season NOX Cap TR - LA | 665 | 7747 | Rate Constraint in MTons | FALSE | L | Annual | Rate | lb/MMBtu | 0.083179 | 0.037269 | 0.0377 | 0.027954 | 0.019858 | 0.023436 | 0.0238 | 0.023604
Ozone Season NOX Cap TR - LA | 665 | 7747 | Rate Constraint in MTons | FALSE | L | Annual | Generation | TWh | 30.1085 | 33.9192 | 26.704 | 36.9417 | 40.4907 | 35.2992 | 43.1726 | 42.6647
Ozone Season NOX Cap TR - LA | 665 | 7747 | Rate Constraint in MTons | FALSE | L | Annual | Qualifying Generation | TWh | 30.1085 | 33.9192 | 26.704 | 36.9417 | 40.4907 | 35.2992 | 43.1703 | 42.6621
Ozone Season NOX Cap TR - LA | 665 | 7747 | Rate Constraint in MTons | FALSE | L | Annual | Rate | lb/MWh | 0.70216 | 0.27566 | 0.26902 | 0.19447 | 0.13625 | 0.1584 | 0.16641 | 0.16839
Ozone Season NOX Cap TR - LA | 665 | 7747 | Rate Constraint in MTons | FALSE | L | Annual | Constraint Shadow Price | US2019$/Ton | 0 | 12812.0459 | 130516.834 | 55726.2304 | 0 | 0 | 152.6194 | 475.8905
Ozone Season NOX Cap TR - MD | 666 | 7748 | Rate Constraint in MTons | FALSE | L | Annual | Seasons Included | Seasons | Summer | Summer | Summer | Summer | Summer | Summer | Summer | Summer
Ozone Season NOX Cap TR - MD | 666 | 7748 | Rate Constraint in MTons | FALSE | L | Annual | Standard NOX | Thousand Tons | 1.46 | 0.717 | 0.717 | 0.717 | 0.717 | 0.717 | 0.717 | 0.717
Ozone Season NOX Cap TR - MD | 666 | 7748 | Rate Constraint in MTons | FALSE | L | Annual | Emissions at Affected Plants NOX | Thousand Tons | 0.74532 | 0.71167 | 0.63175 | 0.61303 | 0.62179 | 0.57945 | 0.58588 | 0.57899
Ozone Season NOX Cap TR - MD | 666 | 7748 | Rate Constraint in MTons | FALSE | L | Annual | Allowances Purchased NOX | Thousand Tons | 0 | 0 | 0 | 0 | 0 | 0 | 0 | 0
Ozone Season NOX Cap TR - MD | 666 | 7748 | Rate Constraint in MTons | FALSE | L | Annual | Allowances Sold NOX | Thousand Tons | 0 | 0 | 0 | 0 | 0 | 0 | 0 | 0
Ozone Season NOX Cap TR - MD | 666 | 7748 | Rate Constraint in MTons | FALSE | L | Annual | Allowances Banked | Thousand Tons | 0 | 0 | 0 | 0 | 0 | 0 | 0 | 0
Ozone Season NOX Cap TR - MD | 666 | 7748 | Rate Constraint in MTons | FALSE | L | Annual | Allowances Withdrawn (1:1) | Thousand Tons | 0 | 0 | 0 | 0 | 0 | 0 | 0 | 0
Ozone Season NOX Cap TR - MD | 666 | 7748 | Rate Constraint in MTons | FALSE | L | Annual | Allowances Withdrawn (n:1) | Thousand Tons | 0 | 0 | 0 | 0 | 0 | 0 | 0 | 0
Ozone Season NOX Cap TR - MD | 666 | 7748 | Rate Constraint in MTons | FALSE | L | Annual | Net Emissions Allowance Position | Thousand Tons | 0.74532 | 0.71167 | 0.63175 | 0.61303 | 0.62179 | 0.57945 | 0.58588 | 0.57899
Ozone Season NOX Cap TR - MD | 666 | 7748 | Rate Constraint in MTons | FALSE | L | Annual | Fuel Consumed | TBtu | 91.6034 | 125.1174 | 130.0845 | 129.5634 | 129.8055 | 129.2139 | 129.237 | 132.6543
Ozone Season NOX Cap TR - MD | 666 | 7748 | Rate Constraint in MTons | FALSE | L | Annual | Rate | lb/MMBtu | 0.016273 | 0.011376 | 0.009713 | 0.0094631 | 0.0095803 | 0.0089688 | 0.0090668 | 0.0087293
Ozone Season NOX Cap TR - MD | 666 | 7748 | Rate Constraint in MTons | FALSE | L | Annual | Generation | TWh | 13.1296 | 18.4552 | 19.1839 | 19.1384 | 19.1584 | 30.5217 | 38.0009 | 54.3784
Ozone Season NOX Cap TR - MD | 666 | 7748 | Rate Constraint in MTons | FALSE | L | Annual | Qualifying Generation | TWh | 13.1103 | 18.4212 | 19.1499 | 19.1044 | 19.1244 | 19.1668 | 19.1785 | 19.6783
Ozone Season NOX Cap TR - MD | 666 | 7748 | Rate Constraint in MTons | FALSE | L | Annual | Rate | lb/MWh | 0.1137 | 0.077267 | 0.06598 | 0.064177 | 0.065025 | 0.060464 | 0.061098 | 0.058846
Ozone Season NOX Cap TR - MD | 666 | 7748 | Rate Constraint in MTons | FALSE | L | Annual | Constraint Shadow Price | US2019$/Ton | 0 | 0 | 0 | 0 | 0 | 0 | 0 | 0
Ozone Season NOX Cap TR - MI | 667 | 7749 | Rate Constraint in MTons | FALSE | L | Annual | Seasons Included | Seasons | Summer | Summer | Summer | Summer | Summer | Summer | Summer | Summer
Ozone Season NOX Cap TR - MI | 667 | 7749 | Rate Constraint in MTons | FALSE | L | Annual | Standard NOX | Thousand Tons | 12.433 | 7.256 | 7.256 | 6.886 | 6.886 | 6.886 | 6.886 | 6.886
Ozone Season NOX Cap TR - MI | 667 | 7749 | Rate Constraint in MTons | FALSE | L | Annual | Emissions at Affected Plants NOX | Thousand Tons | 10.2204 | 7.256 | 7.256 | 4.1597 | 2.9731 | 2.8971 | 3.0553 | 3.0437
Ozone Season NOX Cap TR - MI | 667 | 7749 | Rate Constraint in MTons | FALSE | L | Annual | Allowances Purchased NOX | Thousand Tons | 0 | 0 | 0 | 0 | 0 | 0 | 0 | 0
Ozone Season NOX Cap TR - MI | 667 | 7749 | Rate Constraint in MTons | FALSE | L | Annual | Allowances Sold NOX | Thousand Tons | 0 | 0 | 0 | 0 | 0 | 0 | 0 | 0
Ozone Season NOX Cap TR - MI | 667 | 7749 | Rate Constraint in MTons | FALSE | L | Annual | Allowances Banked | Thousand Tons | 0 | 0 | 0 | 0 | 0 | 0 | 0 | 0
Ozone Season NOX Cap TR - MI | 667 | 7749 | Rate Constraint in MTons | FALSE | L | Annual | Allowances Withdrawn (1:1) | Thousand Tons | 0 | 0 | 0 | 0 | 0 | 0 | 0 | 0
Ozone Season NOX Cap TR - MI | 667 | 7749 | Rate Constraint in MTons | FALSE | L | Annual | Allowances Withdrawn (n:1) | Thousand Tons | 0 | 0 | 0 | 0 | 0 | 0 | 0 | 0
Ozone Season NOX Cap TR - MI | 667 | 7749 | Rate Constraint in MTons | FALSE | L | Annual | Net Emissions Allowance Position | Thousand Tons | 10.2204 | 7.256 | 7.256 | 4.1597 | 2.9731 | 2.8971 | 3.0553 | 3.0437
Ozone Season NOX Cap TR - MI | 667 | 7749 | Rate Constraint in MTons | FALSE | L | Annual | Fuel Consumed | TBtu | 299.8403 | 241.4217 | 236.0624 | 186.8099 | 151.6808 | 145.5068 | 156.1431 | 176.64
Ozone Season NOX Cap TR - MI | 667 | 7749 | Rate Constraint in MTons | FALSE | L | Annual | Rate | lb/MMBtu | 0.068172 | 0.060111 | 0.061475 | 0.044535 | 0.039202 | 0.039821 | 0.039135 | 0.034462
Ozone Season NOX Cap TR - MI | 667 | 7749 | Rate Constraint in MTons | FALSE | L | Annual | Generation | TWh | 34.8538 | 29.6673 | 30.4115 | 25.3371 | 21.5623 | 23.8752 | 29.7224 | 31.0917
Ozone Season NOX Cap TR - MI | 667 | 7749 | Rate Constraint in MTons | FALSE | L | Annual | Qualifying Generation | TWh | 34.8538 | 29.6673 | 29.852 | 24.8628 | 21.1859 | 20.4104 | 21.7424 | 25.2853
Ozone Season NOX Cap TR - MI | 667 | 7749 | Rate Constraint in MTons | FALSE | L | Annual | Rate | lb/MWh | 0.58647 | 0.48916 | 0.48613 | 0.33462 | 0.28067 | 0.28389 | 0.28105 | 0.24075
Ozone Season NOX Cap TR - MI | 667 | 7749 | Rate Constraint in MTons | FALSE | L | Annual | Constraint Shadow Price | US2019$/Ton | 0 | 2545.7301 | 1355.8412 | 0 | 0 | 0 | 0 | 0
Ozone Season NOX Cap TR - MN | 668 | 7750 | Rate Constraint in MTons | FALSE | L | Annual | Seasons Included | Seasons | Summer | Summer | Summer | Summer | Summer | Summer | Summer | Summer
Ozone Season NOX Cap TR - MN | 668 | 7750 | Rate Constraint in MTons | FALSE | L | Annual | Standard NOX | Thousand Tons | 6.66 | 3.515 | 3.515 | 2.012 | 2.012 | 2.012 | 2.012 | 2.012
Ozone Season NOX Cap TR - MN | 668 | 7750 | Rate Constraint in MTons | FALSE | L | Annual | Emissions at Affected Plants NOX | Thousand Tons | 5.4856 | 3.515 | 2.5724 | 1.2098 | 0.077357 | 0.064078 | 0.07126 | 0.057
Ozone Season NOX Cap TR - MN | 668 | 7750 | Rate Constraint in MTons | FALSE | L | Annual | Allowances Purchased NOX | Thousand Tons | 0 | 0 | 0 | 0 | 0 | 0 | 0 | 0
Ozone Season NOX Cap TR - MN | 668 | 7750 | Rate Constraint in MTons | FALSE | L | Annual | Allowances Sold NOX | Thousand Tons | 0 | 0 | 0 | 0 | 0 | 0 | 0 | 0
Ozone Season NOX Cap TR - MN | 668 | 7750 | Rate Constraint in MTons | FALSE | L | Annual | Allowances Banked | Thousand Tons | 0 | 0 | 0 | 0 | 0 | 0 | 0 | 0
Ozone Season NOX Cap TR - MN | 668 | 7750 | Rate Constraint in MTons | FALSE | L | Annual | Allowances Withdrawn (1:1) | Thousand Tons | 0 | 0 | 0 | 0 | 0 | 0 | 0 | 0
Ozone Season NOX Cap TR - MN | 668 | 7750 | Rate Constraint in MTons | FALSE | L | Annual | Allowances Withdrawn (n:1) | Thousand Tons | 0 | 0 | 0 | 0 | 0 | 0 | 0 | 0
Ozone Season NOX Cap TR - MN | 668 | 7750 | Rate Constraint in MTons | FALSE | L | Annual | Net Emissions Allowance Position | Thousand Tons | 5.4856 | 3.515 | 2.5724 | 1.2098 | 0.077357 | 0.064078 | 0.07126 | 0.057
Ozone Season NOX Cap TR - MN | 668 | 7750 | Rate Constraint in MTons | FALSE | L | Annual | Fuel Consumed | TBtu | 106.0571 | 78.4153 | 80.8252 | 40.2976 | 13.0699 | 11.3153 | 12.5259 | 9.8643
Ozone Season NOX Cap TR - MN | 668 | 7750 | Rate Constraint in MTons | FALSE | L | Annual | Rate | lb/MMBtu | 0.10345 | 0.089651 | 0.063653 | 0.060041 | 0.011837 | 0.011326 | 0.011378 | 0.011557
Ozone Season NOX Cap TR - MN | 668 | 7750 | Rate Constraint in MTons | FALSE | L | Annual | Generation | TWh | 10.7338 | 8.1484 | 9.6031 | 4.8939 | 1.8359 | 1.5792 | 1.7733 | 5.7871
Ozone Season NOX Cap TR - MN | 668 | 7750 | Rate Constraint in MTons | FALSE | L | Annual | Qualifying Generation | TWh | 10.7338 | 8.1484 | 9.4658 | 4.8016 | 1.7865 | 1.5534 | 1.7219 | 1.3529
Ozone Season NOX Cap TR - MN | 668 | 7750 | Rate Constraint in MTons | FALSE | L | Annual | Rate | lb/MWh | 1.0221 | 0.86275 | 0.54351 | 0.5039 | 0.086603 | 0.0825 | 0.08277 | 0.084261
Ozone Season NOX Cap TR - MN | 668 | 7750 | Rate Constraint in MTons | FALSE | L | Annual | Constraint Shadow Price | US2019$/Ton | 0 | 2939.5216 | 0 | 0 | 0 | 0 | 0 | 0
Ozone Season NOX Cap TR - MO | 669 | 7752 | Rate Constraint in MTons | FALSE | L | Annual | Seasons Included | Seasons | Summer | Summer | Summer | Summer | Summer | Summer | Summer | Summer
Ozone Season NOX Cap TR - MO | 669 | 7752 | Rate Constraint in MTons | FALSE | L | Annual | Standard NOX | Thousand Tons | 15.244 | 8.868 | 8.868 | 8.191 | 8.191 | 8.191 | 8.191 | 8.191
Ozone Season NOX Cap TR - MO | 669 | 7752 | Rate Constraint in MTons | FALSE | L | Annual | Emissions at Affected Plants NOX | Thousand Tons | 14.4292 | 8.868 | 8.868 | 4.4083 | 1.6054 | 1.6459 | 1.246 | 0.50764
Ozone Season NOX Cap TR - MO | 669 | 7752 | Rate Constraint in MTons | FALSE | L | Annual | Allowances Purchased NOX | Thousand Tons | 0 | 0 | 0 | 0 | 0 | 0 | 0 | 0
Ozone Season NOX Cap TR - MO | 669 | 7752 | Rate Constraint in MTons | FALSE | L | Annual | Allowances Sold NOX | Thousand Tons | 0 | 0 | 0 | 0 | 0 | 0 | 0 | 0
Ozone Season NOX Cap TR - MO | 669 | 7752 | Rate Constraint in MTons | FALSE | L | Annual | Allowances Banked | Thousand Tons | 0 | 0 | 0 | 0 | 0 | 0 | 0 | 0
Ozone Season NOX Cap TR - MO | 669 | 7752 | Rate Constraint in MTons | FALSE | L | Annual | Allowances Withdrawn (1:1) | Thousand Tons | 0 | 0 | 0 | 0 | 0 | 0 | 0 | 0
Ozone Season NOX Cap TR - MO | 669 | 7752 | Rate Constraint in MTons | FALSE | L | Annual | Allowances Withdrawn (n:1) | Thousand Tons | 0 | 0 | 0 | 0 | 0 | 0 | 0 | 0
Ozone Season NOX Cap TR - MO | 669 | 7752 | Rate Constraint in MTons | FALSE | L | Annual | Net Emissions Allowance Position | Thousand Tons | 14.4292 | 8.868 | 8.868 | 4.4083 | 1.6054 | 1.6459 | 1.246 | 0.50764
Ozone Season NOX Cap TR - MO | 669 | 7752 | Rate Constraint in MTons | FALSE | L | Annual | Fuel Consumed | TBtu | 306.2647 | 233.6796 | 248.4415 | 153.7477 | 64.8056 | 70.2319 | 65.0509 | 42.5654
Ozone Season NOX Cap TR - MO | 669 | 7752 | Rate Constraint in MTons | FALSE | L | Annual | Rate | lb/MMBtu | 0.094227 | 0.075899 | 0.071389 | 0.057345 | 0.049546 | 0.046869 | 0.038307 | 0.023852
Ozone Season NOX Cap TR - MO | 669 | 7752 | Rate Constraint in MTons | FALSE | L | Annual | Generation | TWh | 30.2064 | 23.7195 | 25.864 | 16.5043 | 7.2017 | 7.7327 | 7.3185 | 5.0119
Ozone Season NOX Cap TR - MO | 669 | 7752 | Rate Constraint in MTons | FALSE | L | Annual | Qualifying Generation | TWh | 30.2064 | 23.7195 | 25.7037 | 16.336 | 7.0422 | 7.537 | 7.0821 | 4.738
Ozone Season NOX Cap TR - MO | 669 | 7752 | Rate Constraint in MTons | FALSE | L | Annual | Rate | lb/MWh | 0.95537 | 0.74774 | 0.69002 | 0.53971 | 0.45595 | 0.43674 | 0.35186 | 0.21429
Ozone Season NOX Cap TR - MO | 669 | 7752 | Rate Constraint in MTons | FALSE | L | Annual | Constraint Shadow Price | US2019$/Ton | 0 | 5013.7095 | 244.1625 | 0 | 0 | 0 | 0 | 0
Ozone Season NOX Cap TR - MS | 670 | 7751 | Rate Constraint in MTons | FALSE | L | Annual | Seasons Included | Seasons | Summer | Summer | Summer | Summer | Summer | Summer | Summer | Summer
Ozone Season NOX Cap TR - MS | 670 | 7751 | Rate Constraint in MTons | FALSE | L | Annual | Standard NOX | Thousand Tons | 6.079 | 2.25 | 1.848 | 1.848 | 1.848 | 1.848 | 1.848 | 1.848
Ozone Season NOX Cap TR - MS | 670 | 7751 | Rate Constraint in MTons | FALSE | L | Annual | Emissions at Affected Plants NOX | Thousand Tons | 3.0389 | 1.4147 | 0.98031 | 0.8809 | 0.73144 | 0.62163 | 0.4358 | 0.29653
Ozone Season NOX Cap TR - MS | 670 | 7751 | Rate Constraint in MTons | FALSE | L | Annual | Allowances Purchased NOX | Thousand Tons | 0 | 0 | 0 | 0 | 0 | 0 | 0 | 0
Ozone Season NOX Cap TR - MS | 670 | 7751 | Rate Constraint in MTons | FALSE | L | Annual | Allowances Sold NOX | Thousand Tons | 0 | 0 | 0 | 0 | 0 | 0 | 0 | 0
Ozone Season NOX Cap TR - MS | 670 | 7751 | Rate Constraint in MTons | FALSE | L | Annual | Allowances Banked | Thousand Tons | 0 | 0 | 0 | 0 | 0 | 0 | 0 | 0
Ozone Season NOX Cap TR - MS | 670 | 7751 | Rate Constraint in MTons | FALSE | L | Annual | Allowances Withdrawn (1:1) | Thousand Tons | 0 | 0 | 0 | 0 | 0 | 0 | 0 | 0
Ozone Season NOX Cap TR - MS | 670 | 7751 | Rate Constraint in MTons | FALSE | L | Annual | Allowances Withdrawn (n:1) | Thousand Tons | 0 | 0 | 0 | 0 | 0 | 0 | 0 | 0
Ozone Season NOX Cap TR - MS | 670 | 7751 | Rate Constraint in MTons | FALSE | L | Annual | Net Emissions Allowance Position | Thousand Tons | 3.0389 | 1.4147 | 0.98031 | 0.8809 | 0.73144 | 0.62163 | 0.4358 | 0.29653
Ozone Season NOX Cap TR - MS | 670 | 7751 | Rate Constraint in MTons | FALSE | L | Annual | Fuel Consumed | TBtu | 136.0522 | 173.3621 | 177.9515 | 164.055 | 138.9792 | 118.788 | 84.8791 | 59.6036
Ozone Season NOX Cap TR - MS | 670 | 7751 | Rate Constraint in MTons | FALSE | L | Annual | Rate | lb/MMBtu | 0.044673 | 0.016321 | 0.011018 | 0.010739 | 0.010526 | 0.010466 | 0.010269 | 0.00995
Ozone Season NOX Cap TR - MS | 670 | 7751 | Rate Constraint in MTons | FALSE | L | Annual | Generation | TWh | 17.013 | 24.7855 | 31.4519 | 29.6254 | 27.6714 | 29.614 | 29.3922 | 37.2853
Ozone Season NOX Cap TR - MS | 670 | 7751 | Rate Constraint in MTons | FALSE | L | Annual | Qualifying Generation | TWh | 17.013 | 23.5068 | 24.6232 | 22.7966 | 19.3672 | 16.5804 | 11.648 | 7.7518
Ozone Season NOX Cap TR - MS | 670 | 7751 | Rate Constraint in MTons | FALSE | L | Annual | Rate | lb/MWh | 0.35725 | 0.12037 | 0.079625 | 0.077283 | 0.075534 | 0.074984 | 0.074828 | 0.076506
Ozone Season NOX Cap TR - MS | 670 | 7751 | Rate Constraint in MTons | FALSE | L | Annual | Constraint Shadow Price | US2019$/Ton | 0 | 0 | 0 | 0 | 0 | 0 | 0 | 0
Ozone Season NOX Cap TR - NJ | 671 | 7754 | Rate Constraint in MTons | FALSE | L | Annual | Seasons Included | Seasons | Summer | Summer | Summer | Summer | Summer | Summer | Summer | Summer
Ozone Season NOX Cap TR - NJ | 671 | 7754 | Rate Constraint in MTons | FALSE | L | Annual | Standard NOX | Thousand Tons | 0.93 | 0.93 | 0.93 | 0.93 | 0.93 | 0.93 | 0.93 | 0.93
Ozone Season NOX Cap TR - NJ | 671 | 7754 | Rate Constraint in MTons | FALSE | L | Annual | Emissions at Affected Plants NOX | Thousand Tons | 0.59225 | 0.61887 | 0.89259 | 0.86933 | 0.71113 | 0.59757 | 0.59484 | 0.58108
Ozone Season NOX Cap TR - NJ | 671 | 7754 | Rate Constraint in MTons | FALSE | L | Annual | Allowances Purchased NOX | Thousand Tons | 0 | 0 | 0 | 0 | 0 | 0 | 0 | 0
Ozone Season NOX Cap TR - NJ | 671 | 7754 | Rate Constraint in MTons | FALSE | L | Annual | Allowances Sold NOX | Thousand Tons | 0 | 0 | 0 | 0 | 0 | 0 | 0 | 0
Ozone Season NOX Cap TR - NJ | 671 | 7754 | Rate Constraint in MTons | FALSE | L | Annual | Allowances Banked | Thousand Tons | 0 | 0 | 0 | 0 | 0 | 0 | 0 | 0
Ozone Season NOX Cap TR - NJ | 671 | 7754 | Rate Constraint in MTons | FALSE | L | Annual | Allowances Withdrawn (1:1) | Thousand Tons | 0 | 0 | 0 | 0 | 0 | 0 | 0 | 0
Ozone Season NOX Cap TR - NJ | 671 | 7754 | Rate Constraint in MTons | FALSE | L | Annual | Allowances Withdrawn (n:1) | Thousand Tons | 0 | 0 | 0 | 0 | 0 | 0 | 0 | 0
Ozone Season NOX Cap TR - NJ | 671 | 7754 | Rate Constraint in MTons | FALSE | L | Annual | Net Emissions Allowance Position | Thousand Tons | 0.59225 | 0.61887 | 0.89259 | 0.86933 | 0.71113 | 0.59757 | 0.59484 | 0.58108
Ozone Season NOX Cap TR - NJ | 671 | 7754 | Rate Constraint in MTons | FALSE | L | Annual | Fuel Consumed | TBtu | 101.6968 | 99.677 | 136.1941 | 137.3639 | 120.6106 | 114.1913 | 115.7727 | 112.1641
Ozone Season NOX Cap TR - NJ | 671 | 7754 | Rate Constraint in MTons | FALSE | L | Annual | Rate | lb/MMBtu | 0.011647 | 0.012418 | 0.013108 | 0.012657 | 0.011792 | 0.010466 | 0.010276 | 0.010361
Ozone Season NOX Cap TR - NJ | 671 | 7754 | Rate Constraint in MTons | FALSE | L | Annual | Generation | TWh | 15.499 | 15.227 | 20.1085 | 20.3291 | 18.225 | 17.1283 | 18.1493 | 19.5288
Ozone Season NOX Cap TR - NJ | 671 | 7754 | Rate Constraint in MTons | FALSE | L | Annual | Qualifying Generation | TWh | 14.5029 | 14.2309 | 19.1125 | 19.333 | 17.2289 | 16.3812 | 16.5908 | 16.0921
Ozone Season NOX Cap TR - NJ | 671 | 7754 | Rate Constraint in MTons | FALSE | L | Annual | Rate | lb/MWh | 0.081673 | 0.086976 | 0.093404 | 0.089932 | 0.082551 | 0.072958 | 0.071707 | 0.072219
Ozone Season NOX Cap TR - NJ | 671 | 7754 | Rate Constraint in MTons | FALSE | L | Annual | Constraint Shadow Price | US2019$/Ton | 0 | 0 | 0 | 0 | 0 | 0 | 0 | 0
Ozone Season NOX Cap TR - NM | 672 | 7770 | Rate Constraint in MTons | FALSE | L | Annual | Seasons Included | Seasons |  | Summer | Summer | Summer | Summer | Summer | Summer | Summer
Ozone Season NOX Cap TR - NM | 672 | 7770 | Rate Constraint in MTons | FALSE | L | Annual | Standard NOX | Thousand Tons | 0 | 2.418 | 2.418 | 2.418 | 2.418 | 2.418 | 2.418 | 2.418
Ozone Season NOX Cap TR - NM | 672 | 7770 | Rate Constraint in MTons | FALSE | L | Annual | Emissions at Affected Plants NOX | Thousand Tons | 0 | 1.9591 | 1.9094 | 1.9684 | 0.30449 | 0.15179 | 0.1446 | 0.1392
Ozone Season NOX Cap TR - NM | 672 | 7770 | Rate Constraint in MTons | FALSE | L | Annual | Allowances Purchased NOX | Thousand Tons | 0 | 0 | 0 | 0 | 0 | 0 | 0 | 0
Ozone Season NOX Cap TR - NM | 672 | 7770 | Rate Constraint in MTons | FALSE | L | Annual | Allowances Sold NOX | Thousand Tons | 0 | 0 | 0 | 0 | 0 | 0 | 0 | 0
Ozone Season NOX Cap TR - NM | 672 | 7770 | Rate Constraint in MTons | FALSE | L | Annual | Allowances Banked | Thousand Tons | 0 | 0 | 0 | 0 | 0 | 0 | 0 | 0
Ozone Season NOX Cap TR - NM | 672 | 7770 | Rate Constraint in MTons | FALSE | L | Annual | Allowances Withdrawn (1:1) | Thousand Tons | 0 | 0 | 0 | 0 | 0 | 0 | 0 | 0
Ozone Season NOX Cap TR - NM | 672 | 7770 | Rate Constraint in MTons | FALSE | L | Annual | Allowances Withdrawn (n:1) | Thousand Tons | 0 | 0 | 0 | 0 | 0 | 0 | 0 | 0
Ozone Season NOX Cap TR - NM | 672 | 7770 | Rate Constraint in MTons | FALSE | L | Annual | Net Emissions Allowance Position | Thousand Tons | 0 | 1.9591 | 1.9094 | 1.9684 | 0.30449 | 0.15179 | 0.1446 | 0.1392
Ozone Season NOX Cap TR - NM | 672 | 7770 | Rate Constraint in MTons | FALSE | L | Annual | Fuel Consumed | TBtu | 0 | 76.5263 | 81.0827 | 83.7664 | 19.1189 | 5.4879 | 5.0854 | 5.9596
Ozone Season NOX Cap TR - NM | 672 | 7770 | Rate Constraint in MTons | FALSE | L | Annual | Rate | lb/MMBtu | 0 | 0.051201 | 0.047099 | 0.046998 | 0.031853 | 0.055319 | 0.05687 | 0.046713
Ozone Season NOX Cap TR - NM | 672 | 7770 | Rate Constraint in MTons | FALSE | L | Annual | Generation | TWh | 0 | 8.3966 | 9.0238 | 9.25 | 2.1793 | 0.48685 | 0.45444 | 0.59042
Ozone Season NOX Cap TR - NM | 672 | 7770 | Rate Constraint in MTons | FALSE | L | Annual | Qualifying Generation | TWh | 0 | 8.3966 | 9.0238 | 9.25 | 2.1793 | 0.48685 | 0.45268 | 0.55446
Ozone Season NOX Cap TR - NM | 672 | 7770 | Rate Constraint in MTons | FALSE | L | Annual | Rate | lb/MWh | 0 | 0.46664 | 0.4232 | 0.42561 | 0.27944 | 0.62356 | 0.63887 | 0.5021
Ozone Season NOX Cap TR - NM | 672 | 7770 | Rate Constraint in MTons | FALSE | L | Annual | Constraint Shadow Price | US2019$/Ton | 0 | 0 | 0 | 0 | 0 | 0 | 0 | 0
Ozone Season NOX Cap TR - NV | 673 | 7753 | Rate Constraint in MTons | FALSE | L | Annual | Seasons Included | Seasons | Summer | Summer | Summer | Summer | Summer | Summer | Summer | Summer
Ozone Season NOX Cap TR - NV | 673 | 7753 | Rate Constraint in MTons | FALSE | L | Annual | Standard NOX | Thousand Tons | 2.894 | 1.271 | 1.271 | 0.989 | 0.989 | 0.989 | 0.989 | 0.989
Ozone Season NOX Cap TR - NV | 673 | 7753 | Rate Constraint in MTons | FALSE | L | Annual | Emissions at Affected Plants NOX | Thousand Tons | 2.894 | 0.39806 | 0.65623 | 0.50435 | 0.41602 | 0.46157 | 0.4667 | 0.29518
Ozone Season NOX Cap TR - NV | 673 | 7753 | Rate Constraint in MTons | FALSE | L | Annual | Allowances Purchased NOX | Thousand Tons | 0 | 0 | 0 | 0 | 0 | 0 | 0 | 0
Ozone Season NOX Cap TR - NV | 673 | 7753 | Rate Constraint in MTons | FALSE | L | Annual | Allowances Sold NOX | Thousand Tons | 0 | 0 | 0 | 0 | 0 | 0 | 0 | 0
Ozone Season NOX Cap TR - NV | 673 | 7753 | Rate Constraint in MTons | FALSE | L | Annual | Allowances Banked | Thousand Tons | 0 | 0 | 0 | 0 | 0 | 0 | 0 | 0
Ozone Season NOX Cap TR - NV | 673 | 7753 | Rate Constraint in MTons | FALSE | L | Annual | Allowances Withdrawn (1:1) | Thousand Tons | 0 | 0 | 0 | 0 | 0 | 0 | 0 | 0
Ozone Season NOX Cap TR - NV | 673 | 7753 | Rate Constraint in MTons | FALSE | L | Annual | Allowances Withdrawn (n:1) | Thousand Tons | 0 | 0 | 0 | 0 | 0 | 0 | 0 | 0
Ozone Season NOX Cap TR - NV | 673 | 7753 | Rate Constraint in MTons | FALSE | L | Annual | Net Emissions Allowance Position | Thousand Tons | 2.894 | 0.39806 | 0.65623 | 0.50435 | 0.41602 | 0.46157 | 0.4667 | 0.29518
Ozone Season NOX Cap TR - NV | 673 | 7753 | Rate Constraint in MTons | FALSE | L | Annual | Fuel Consumed | TBtu | 73.6523 | 65.3985 | 67.8757 | 64.969 | 45.2603 | 56.2027 | 53.2528 | 14.7721
Ozone Season NOX Cap TR - NV | 673 | 7753 | Rate Constraint in MTons | FALSE | L | Annual | Rate | lb/MMBtu | 0.078586 | 0.012173 | 0.019336 | 0.015526 | 0.018384 | 0.016425 | 0.017528 | 0.039964
Ozone Season NOX Cap TR - NV | 673 | 7753 | Rate Constraint in MTons | FALSE | L | Annual | Generation | TWh | 9.3371 | 8.9522 | 9.094 | 8.6889 | 5.9473 | 7.4584 | 6.7947 | 1.4464
Ozone Season NOX Cap TR - NV | 673 | 7753 | Rate Constraint in MTons | FALSE | L | Annual | Qualifying Generation | TWh | 9.3371 | 8.9522 | 9.094 | 8.6889 | 5.9473 | 7.4584 | 6.7923 | 1.446
Ozone Season NOX Cap TR - NV | 673 | 7753 | Rate Constraint in MTons | FALSE | L | Annual | Rate | lb/MWh | 0.61989 | 0.088929 | 0.14432 | 0.11609 | 0.1399 | 0.12377 | 0.13742 | 0.40827
Ozone Season NOX Cap TR - NV | 673 | 7753 | Rate Constraint in MTons | FALSE | L | Annual | Constraint Shadow Price | US2019$/Ton | 2934.482 | 0 | 0 | 0 | 0 | 0 | 0 | 0
Ozone Season NOX Cap TR - NY | 674 | 7755 | Rate Constraint in MTons | FALSE | L | Annual | Seasons Included | Seasons | Summer | Summer | Summer | Summer | Summer | Summer | Summer | Summer
Ozone Season NOX Cap TR - NY | 674 | 7755 | Rate Constraint in MTons | FALSE | L | Annual | Standard NOX | Thousand Tons | 4.668 | 4.033 | 4.033 | 4.033 | 4.033 | 4.033 | 4.033 | 4.033
Ozone Season NOX Cap TR - NY | 674 | 7755 | Rate Constraint in MTons | FALSE | L | Annual | Emissions at Affected Plants NOX | Thousand Tons | 2.2792 | 2.0518 | 2.2445 | 2.2679 | 0.97638 | 0.37251 | 0.34986 | 0.37322
Ozone Season NOX Cap TR - NY | 674 | 7755 | Rate Constraint in MTons | FALSE | L | Annual | Allowances Purchased NOX | Thousand Tons | 0 | 0 | 0 | 0 | 0 | 0 | 0 | 0
Ozone Season NOX Cap TR - NY | 674 | 7755 | Rate Constraint in MTons | FALSE | L | Annual | Allowances Sold NOX | Thousand Tons | 0 | 0 | 0 | 0 | 0 | 0 | 0 | 0
Ozone Season NOX Cap TR - NY | 674 | 7755 | Rate Constraint in MTons | FALSE | L | Annual | Allowances Banked | Thousand Tons | 0 | 0 | 0 | 0 | 0 | 0 | 0 | 0
Ozone Season NOX Cap TR - NY | 674 | 7755 | Rate Constraint in MTons | FALSE | L | Annual | Allowances Withdrawn (1:1) | Thousand Tons | 0 | 0 | 0 | 0 | 0 | 0 | 0 | 0
Ozone Season NOX Cap TR - NY | 674 | 7755 | Rate Constraint in MTons | FALSE | L | Annual | Allowances Withdrawn (n:1) | Thousand Tons | 0 | 0 | 0 | 0 | 0 | 0 | 0 | 0
Ozone Season NOX Cap TR - NY | 674 | 7755 | Rate Constraint in MTons | FALSE | L | Annual | Net Emissions Allowance Position | Thousand Tons | 2.2792 | 2.0518 | 2.2445 | 2.2679 | 0.97638 | 0.37251 | 0.34986 | 0.37322
Ozone Season NOX Cap TR - NY | 674 | 7755 | Rate Constraint in MTons | FALSE | L | Annual | Fuel Consumed | TBtu | 224.0171 | 205.8956 | 208.8914 | 213.6602 | 145.9184 | 56.6504 | 53.1964 | 58.2417
Ozone Season NOX Cap TR - NY | 674 | 7755 | Rate Constraint in MTons | FALSE | L | Annual | Rate | lb/MMBtu | 0.020349 | 0.01993 | 0.02149 | 0.021229 | 0.013382 | 0.013151 | 0.013154 | 0.012816
Ozone Season NOX Cap TR - NY | 674 | 7755 | Rate Constraint in MTons | FALSE | L | Annual | Generation | TWh | 29.8601 | 27.6983 | 28.0701 | 28.8972 | 20.8034 | 8.2661 | 8.0123 | 9.1925
Ozone Season NOX Cap TR - NY | 674 | 7755 | Rate Constraint in MTons | FALSE | L | Annual | Qualifying Generation | TWh | 29.6687 | 27.5069 | 27.8787 | 28.7058 | 20.612 | 8.1225 | 7.7128 | 8.5752
Ozone Season NOX Cap TR - NY | 674 | 7755 | Rate Constraint in MTons | FALSE | L | Annual | Rate | lb/MWh | 0.15365 | 0.14918 | 0.16102 | 0.15801 | 0.094739 | 0.091723 | 0.090723 | 0.087045
Ozone Season NOX Cap TR - NY | 674 | 7755 | Rate Constraint in MTons | FALSE | L | Annual | Constraint Shadow Price | US2019$/Ton | 0 | 0 | 0 | 0 | 0 | 0 | 0 | 0
Ozone Season NOX Cap TR - OH | 675 | 7756 | Rate Constraint in MTons | FALSE | L | Annual | Seasons Included | Seasons | Summer | Summer | Summer | Summer | Summer | Summer | Summer | Summer
Ozone Season NOX Cap TR - OH | 675 | 7756 | Rate Constraint in MTons | FALSE | L | Annual | Standard NOX | Thousand Tons | 11.052 | 9.623 | 8.391 | 7.742 | 7.742 | 7.742 | 7.742 | 7.742
Ozone Season NOX Cap TR - OH | 675 | 7756 | Rate Constraint in MTons | FALSE | L | Annual | Emissions at Affected Plants NOX | Thousand Tons | 11.052 | 9.623 | 5.6125 | 4.3802 | 1.3868 | 1.4538 | 1.5298 | 1.4029
Ozone Season NOX Cap TR - OH | 675 | 7756 | Rate Constraint in MTons | FALSE | L | Annual | Allowances Purchased NOX | Thousand Tons | 0 | 0 | 0 | 0 | 0 | 0 | 0 | 0
Ozone Season NOX Cap TR - OH | 675 | 7756 | Rate Constraint in MTons | FALSE | L | Annual | Allowances Sold NOX | Thousand Tons | 0 | 0 | 0 | 0 | 0 | 0 | 0 | 0
Ozone Season NOX Cap TR - OH | 675 | 7756 | Rate Constraint in MTons | FALSE | L | Annual | Allowances Banked | Thousand Tons | 0 | 0 | 0 | 0 | 0 | 0 | 0 | 0
Ozone Season NOX Cap TR - OH | 675 | 7756 | Rate Constraint in MTons | FALSE | L | Annual | Allowances Withdrawn (1:1) | Thousand Tons | 0 | 0 | 0 | 0 | 0 | 0 | 0 | 0
Ozone Season NOX Cap TR - OH | 675 | 7756 | Rate Constraint in MTons | FALSE | L | Annual | Allowances Withdrawn (n:1) | Thousand Tons | 0 | 0 | 0 | 0 | 0 | 0 | 0 | 0
Ozone Season NOX Cap TR - OH | 675 | 7756 | Rate Constraint in MTons | FALSE | L | Annual | Net Emissions Allowance Position | Thousand Tons | 11.052 | 9.623 | 5.6125 | 4.3802 | 1.3868 | 1.4538 | 1.5298 | 1.4029
Ozone Season NOX Cap TR - OH | 675 | 7756 | Rate Constraint in MTons | FALSE | L | Annual | Fuel Consumed | TBtu | 417.9307 | 428.7483 | 352.5476 | 313.7332 | 246.613 | 288.9308 | 321.5222 | 292.1898
Ozone Season NOX Cap TR - OH | 675 | 7756 | Rate Constraint in MTons | FALSE | L | Annual | Rate | lb/MMBtu | 0.052889 | 0.044889 | 0.03184 | 0.027923 | 0.011246 | 0.010064 | 0.0095162 | 0.009603
Ozone Season NOX Cap TR - OH | 675 | 7756 | Rate Constraint in MTons | FALSE | L | Annual | Generation | TWh | 48.4517 | 51.1983 | 45.7042 | 41.6759 | 35.0877 | 45.0461 | 51.7801 | 46.5353
Ozone Season NOX Cap TR - OH | 675 | 7756 | Rate Constraint in MTons | FALSE | L | Annual | Qualifying Generation | TWh | 48.4517 | 51.1983 | 45.4599 | 41.4316 | 34.8434 | 41.5135 | 45.1314 | 41.2711
Ozone Season NOX Cap TR - OH | 675 | 7756 | Rate Constraint in MTons | FALSE | L | Annual | Rate | lb/MWh | 0.45621 | 0.37591 | 0.24692 | 0.21144 | 0.0796 | 0.070042 | 0.067795 | 0.067987
Ozone Season NOX Cap TR - OH | 675 | 7756 | Rate Constraint in MTons | FALSE | L | Annual | Constraint Shadow Price | US2019$/Ton | 910.429 | 3079.3245 | 0 | 0 | 0 | 0 | 0 | 0
Ozone Season NOX Cap TR - OK | 676 | 7757 | Rate Constraint in MTons | FALSE | L | Annual | Seasons Included | Seasons | Summer | Summer | Summer | Summer | Summer | Summer | Summer | Summer
Ozone Season NOX Cap TR - OK | 676 | 7757 | Rate Constraint in MTons | FALSE | L | Annual | Standard NOX | Thousand Tons | 12.428 | 4.649 | 4.649 | 4.649 | 4.649 | 4.649 | 4.649 | 4.649
Ozone Season NOX Cap TR - OK | 676 | 7757 | Rate Constraint in MTons | FALSE | L | Annual | Emissions at Affected Plants NOX | Thousand Tons | 7.228 | 4.649 | 3.4944 | 1.4323 | 0.7843 | 0.44234 | 0.45553 | 0.64117
Ozone Season NOX Cap TR - OK | 676 | 7757 | Rate Constraint in MTons | FALSE | L | Annual | Allowances Purchased NOX | Thousand Tons | 0 | 0 | 0 | 0 | 0 | 0 | 0 | 0
Ozone Season NOX Cap TR - OK | 676 | 7757 | Rate Constraint in MTons | FALSE | L | Annual | Allowances Sold NOX | Thousand Tons | 0 | 0 | 0 | 0 | 0 | 0 | 0 | 0
Ozone Season NOX Cap TR - OK | 676 | 7757 | Rate Constraint in MTons | FALSE | L | Annual | Allowances Banked | Thousand Tons | 0 | 0 | 0 | 0 | 0 | 0 | 0 | 0
Ozone Season NOX Cap TR - OK | 676 | 7757 | Rate Constraint in MTons | FALSE | L | Annual | Allowances Withdrawn (1:1) | Thousand Tons | 0 | 0 | 0 | 0 | 0 | 0 | 0 | 0
Ozone Season NOX Cap TR - OK | 676 | 7757 | Rate Constraint in MTons | FALSE | L | Annual | Allowances Withdrawn (n:1) | Thousand Tons | 0 | 0 | 0 | 0 | 0 | 0 | 0 | 0
Ozone Season NOX Cap TR - OK | 676 | 7757 | Rate Constraint in MTons | FALSE | L | Annual | Net Emissions Allowance Position | Thousand Tons | 7.228 | 4.649 | 3.4944 | 1.4323 | 0.7843 | 0.44234 | 0.45553 | 0.64117
Ozone Season NOX Cap TR - OK | 676 | 7757 | Rate Constraint in MTons | FALSE | L | Annual | Fuel Consumed | TBtu | 127.8803 | 142.3294 | 176.7887 | 132.4575 | 74.9082 | 35.6509 | 35.634 | 47.6872
Ozone Season NOX Cap TR - OK | 676 | 7757 | Rate Constraint in MTons | FALSE | L | Annual | Rate | lb/MMBtu | 0.11304 | 0.065327 | 0.039532 | 0.021626 | 0.02094 | 0.024815 | 0.025567 | 0.026891
Ozone Season NOX Cap TR - OK | 676 | 7757 | Rate Constraint in MTons | FALSE | L | Annual | Generation | TWh | 13.106 | 17.0292 | 22.7639 | 17.9797 | 10.1625 | 4.7374 | 4.7387 | 6.5523
Ozone Season NOX Cap TR - OK | 676 | 7757 | Rate Constraint in MTons | FALSE | L | Annual | Qualifying Generation | TWh | 13.106 | 17.0292 | 22.7639 | 17.9797 | 10.1625 | 4.7263 | 4.7133 | 6.285
Ozone Season NOX Cap TR - OK | 676 | 7757 | Rate Constraint in MTons | FALSE | L | Annual | Rate | lb/MWh | 1.103 | 0.546 | 0.30701 | 0.15932 | 0.15435 | 0.18718 | 0.1933 | 0.20403
Ozone Season NOX Cap TR - OK | 676 | 7757 | Rate Constraint in MTons | FALSE | L | Annual | Constraint Shadow Price | US2019$/Ton | 0 | 1685.2362 | 0 | 0 | 0 | 0 | 0 | 0
Ozone Season NOX Cap TR - PA | 677 | 7758 | Rate Constraint in MTons | FALSE | L | Annual | Seasons Included | Seasons | Summer | Summer | Summer | Summer | Summer | Summer | Summer | Summer
Ozone Season NOX Cap TR - PA | 677 | 7758 | Rate Constraint in MTons | FALSE | L | Annual | Standard NOX | Thousand Tons | 10.791 | 8.646 | 8.646 | 5.827 | 5.827 | 5.827 | 5.827 | 5.827
Ozone Season NOX Cap TR - PA | 677 | 7758 | Rate Constraint in MTons | FALSE | L | Annual | Emissions at Affected Plants NOX | Thousand Tons | 7.4146 | 2.0654 | 2.9337 | 2.882 | 2.4825 | 1.895 | 2.3148 | 2.4693
Ozone Season NOX Cap TR - PA | 677 | 7758 | Rate Constraint in MTons | FALSE | L | Annual | Allowances Purchased NOX | Thousand Tons | 0 | 0 | 0 | 0 | 0 | 0 | 0 | 0
Ozone Season NOX Cap TR - PA | 677 | 7758 | Rate Constraint in MTons | FALSE | L | Annual | Allowances Sold NOX | Thousand Tons | 0 | 0 | 0 | 0 | 0 | 0 | 0 | 0
Ozone Season NOX Cap TR - PA | 677 | 7758 | Rate Constraint in MTons | FALSE | L | Annual | Allowances Banked | Thousand Tons | 0 | 0 | 0 | 0 | 0 | 0 | 0 | 0
Ozone Season NOX Cap TR - PA | 677 | 7758 | Rate Constraint in MTons | FALSE | L | Annual | Allowances Withdrawn (1:1) | Thousand Tons | 0 | 0 | 0 | 0 | 0 | 0 | 0 | 0
Ozone Season NOX Cap TR - PA | 677 | 7758 | Rate Constraint in MTons | FALSE | L | Annual | Allowances Withdrawn (n:1) | Thousand Tons | 0 | 0 | 0 | 0 | 0 | 0 | 0 | 0
Ozone Season NOX Cap TR - PA | 677 | 7758 | Rate Constraint in MTons | FALSE | L | Annual | Net Emissions Allowance Position | Thousand Tons | 7.4146 | 2.0654 | 2.9337 | 2.882 | 2.4825 | 1.895 | 2.3148 | 2.4693
Ozone Season NOX Cap TR - PA | 677 | 7758 | Rate Constraint in MTons | FALSE | L | Annual | Fuel Consumed | TBtu | 489.5694 | 386.2974 | 433.8272 | 433.5719 | 416.0611 | 408.4328 | 514.6198 | 553.1424
Ozone Season NOX Cap TR - PA | 677 | 7758 | Rate Constraint in MTons | FALSE | L | Annual | Rate | lb/MMBtu | 0.03029 | 0.010694 | 0.013525 | 0.013294 | 0.011933 | 0.0092793 | 0.0089963 | 0.0089283
Ozone Season NOX Cap TR - PA | 677 | 7758 | Rate Constraint in MTons | FALSE | L | Annual | Generation | TWh | 63.0173 | 53.5066 | 60.8502 | 60.8318 | 58.8723 | 78.837 | 101.2701 | 117.6558
Ozone Season NOX Cap TR - PA | 677 | 7758 | Rate Constraint in MTons | FALSE | L | Annual | Qualifying Generation | TWh | 63.0173 | 53.5066 | 59.2936 | 59.2751 | 57.3156 | 57.2972 | 73.7293 | 78.85
Ozone Season NOX Cap TR - PA | 677 | 7758 | Rate Constraint in MTons | FALSE | L | Annual | Rate | lb/MWh | 0.23532 | 0.077203 | 0.098955 | 0.09724 | 0.086625 | 0.066146 | 0.062793 | 0.062633
Ozone Season NOX Cap TR - PA | 677 | 7758 | Rate Constraint in MTons | FALSE | L | Annual | Constraint Shadow Price | US2019$/Ton | 0 | 0 | 0 | 0 | 0 | 0 | 0 | 0
Ozone Season NOX Cap TR - Regional | 678 | 7764 | Rate Constraint in MTons | FALSE | L | Annual | Seasons Included | Seasons | Summer | Summer | Summer | Summer | Summer | Summer | Summer | Summer
Ozone Season NOX Cap TR - Regional | 678 | 7764 | Rate Constraint in MTons | FALSE | L | Annual | Standard NOX | Thousand Tons | 250.005 | 145.872 | 137.136 | 124.711 | 124.711 | 124.711 | 124.711 | 124.711
Ozone Season NOX Cap TR - Regional | 678 | 7764 | Rate Constraint in MTons | FALSE | L | Annual | Emissions at Affected Plants NOX | Thousand Tons | 201.5078 | 146.8122 | 114.1598 | 78.369 | 37.7766 | 33.3043 | 29.9319 | 24.8827
Ozone Season NOX Cap TR - Regional | 678 | 7764 | Rate Constraint in MTons | FALSE | L | Annual | Allowances Purchased NOX | Thousand Tons | 0 | 0 | 0 | 0 | 0 | 0 | 0 | 0
Ozone Season NOX Cap TR - Regional | 678 | 7764 | Rate Constraint in MTons | FALSE | L | Annual | Allowances Sold NOX | Thousand Tons | 0 | 0 | 0 | 0 | 0 | 0 | 0 | 0
Ozone Season NOX Cap TR - Regional | 678 | 7764 | Rate Constraint in MTons | FALSE | L | Annual | Allowances Banked | Thousand Tons | 2.8206 | 0 | 22.9762 | 0 | 0 | 0 | 0 | 0
Ozone Season NOX Cap TR - Regional | 678 | 7764 | Rate Constraint in MTons | FALSE | L | Annual | Allowances Withdrawn (1:1) | Thousand Tons | 0 | -0.94018 | 0 | 0 | 0 | 0 | 0 | 0
Ozone Season NOX Cap TR - Regional | 678 | 7764 | Rate Constraint in MTons | FALSE | L | Annual | Allowances Withdrawn (n:1) | Thousand Tons | 0 | 0 | 0 | 0 | 0 | 0 | 0 | 0
Ozone Season NOX Cap TR - Regional | 678 | 7764 | Rate Constraint in MTons | FALSE | L | Annual | Net Emissions Allowance Position | Thousand Tons | 204.3284 | 145.872 | 137.136 | 78.369 | 37.7766 | 33.3043 | 29.9319 | 24.8827
Ozone Season NOX Cap TR - Regional | 678 | 7764 | Rate Constraint in MTons | FALSE | L | Annual | Fuel Consumed | TBtu | 5751.2078 | 5800.4818 | 5566.4137 | 5054.471 | 3775.9109 | 3454.7521 | 3405.8788 | 3124.1406
Ozone Season NOX Cap TR - Regional | 678 | 7764 | Rate Constraint in MTons | FALSE | L | Annual | Rate | lb/MMBtu | 0.070075 | 0.050621 | 0.041017 | 0.03101 | 0.020009 | 0.01928 | 0.017577 | 0.015929
Ozone Season NOX Cap TR - Regional | 678 | 7764 | Rate Constraint in MTons | FALSE | L | Annual | Generation | TWh | 737.3641 | 707.3881 | 711.728 | 663.1198 | 522.976 | 483.7245 | 478.837 | 447.1559
Ozone Season NOX Cap TR - Regional | 678 | 7764 | Rate Constraint in MTons | FALSE | L | Annual | Qualifying Generation | TWh | 661.2985 | 707.3257 | 711.5346 | 662.9308 | 521.9225 | 479.8956 | 472.3705 | 433.8604
Ozone Season NOX Cap TR - Regional | 678 | 7764 | Rate Constraint in MTons | FALSE | L | Annual | Rate | lb/MWh | 0.60943 | 0.41512 | 0.32088 | 0.23643 | 0.14476 | 0.1388 | 0.12673 | 0.1147
Ozone Season NOX Cap TR - Regional | 678 | 7764 | Rate Constraint in MTons | FALSE | L | Annual | Constraint Shadow Price | US2019$/Ton | 0 | 0 | 0 | 0 | 0 | 0 | 0 | 0
Ozone Season NOX Cap TR - TN | 679 | 7771 | Rate Constraint in MTons | FALSE | L | Annual | Seasons Included | Seasons |  | Summer | Summer | Summer | Summer | Summer | Summer | Summer
Ozone Season NOX Cap TR - TN | 679 | 7771 | Rate Constraint in MTons | FALSE | L | Annual | Standard NOX | Thousand Tons | 0 | 3.226 | 2.578 | 1.45 | 1.45 | 1.45 | 1.45 | 1.45
Ozone Season NOX Cap TR - TN | 679 | 7771 | Rate Constraint in MTons | FALSE | L | Annual | Emissions at Affected Plants NOX | Thousand Tons | 0 | 2.104 | 0.76411 | 0.6445 | 0.43911 | 0.44407 | 0.45455 | 0.38997
Ozone Season NOX Cap TR - TN | 679 | 7771 | Rate Constraint in MTons | FALSE | L | Annual | Allowances Purchased NOX | Thousand Tons | 0 | 0 | 0 | 0 | 0 | 0 | 0 | 0
Ozone Season NOX Cap TR - TN | 679 | 7771 | Rate Constraint in MTons | FALSE | L | Annual | Allowances Sold NOX | Thousand Tons | 0 | 0 | 0 | 0 | 0 | 0 | 0 | 0
Ozone Season NOX Cap TR - TN | 679 | 7771 | Rate Constraint in MTons | FALSE | L | Annual | Allowances Banked | Thousand Tons | 0 | 0 | 0 | 0 | 0 | 0 | 0 | 0
Ozone Season NOX Cap TR - TN | 679 | 7771 | Rate Constraint in MTons | FALSE | L | Annual | Allowances Withdrawn (1:1) | Thousand Tons | 0 | 0 | 0 | 0 | 0 | 0 | 0 | 0
Ozone Season NOX Cap TR - TN | 679 | 7771 | Rate Constraint in MTons | FALSE | L | Annual | Allowances Withdrawn (n:1) | Thousand Tons | 0 | 0 | 0 | 0 | 0 | 0 | 0 | 0
Ozone Season NOX Cap TR - TN | 679 | 7771 | Rate Constraint in MTons | FALSE | L | Annual | Net Emissions Allowance Position | Thousand Tons | 0 | 2.104 | 0.76411 | 0.6445 | 0.43911 | 0.44407 | 0.45455 | 0.38997
Ozone Season NOX Cap TR - TN | 679 | 7771 | Rate Constraint in MTons | FALSE | L | Annual | Fuel Consumed | TBtu | 0 | 110.6001 | 90.3726 | 87.846 | 77.7893 | 80.5373 | 82.4233 | 69.9776
Ozone Season NOX Cap TR - TN | 679 | 7771 | Rate Constraint in MTons | FALSE | L | Annual | Rate | lb/MMBtu | 0 | 0.038048 | 0.01691 | 0.014673 | 0.01129 | 0.011028 | 0.01103 | 0.011145
Ozone Season NOX Cap TR - TN | 679 | 7771 | Rate Constraint in MTons | FALSE | L | Annual | Generation | TWh | 0 | 13.9146 | 16.3115 | 16.0984 | 14.9841 | 15.5164 | 15.9804 | 14.6395
Ozone Season NOX Cap TR - TN | 679 | 7771 | Rate Constraint in MTons | FALSE | L | Annual | Qualifying Generation | TWh | 0 | 13.2453 | 12.7373 | 12.5242 | 11.3297 | 11.6057 | 11.6754 | 9.5934
Ozone Season NOX Cap TR - TN | 679 | 7771 | Rate Constraint in MTons | FALSE | L | Annual | Rate | lb/MWh | 0 | 0.3177 | 0.11998 | 0.10292 | 0.077515 | 0.076526 | 0.077865 | 0.081299
Ozone Season NOX Cap TR - TN | 679 | 7771 | Rate Constraint in MTons | FALSE | L | Annual | Constraint Shadow Price | US2019$/Ton | 0 | 0 | 0 | 0 | 0 | 0 | 0 | 0
Ozone Season NOX Cap TR - TX | 680 | 7759 | Rate Constraint in MTons | FALSE | L | Annual | Seasons Included | Seasons | Summer | Summer | Summer | Summer | Summer | Summer | Summer | Summer
Ozone Season NOX Cap TR - TX | 680 | 7759 | Rate Constraint in MTons | FALSE | L | Annual | Standard NOX | Thousand Tons | 48.756 | 27.786 | 27.112 | 26.174 | 26.174 | 26.174 | 26.174 | 26.174
Ozone Season NOX Cap TR - TX | 680 | 7759 | Rate Constraint in MTons | FALSE | L | Annual | Emissions at Affected Plants NOX | Thousand Tons | 40.0397 | 27.3288 | 16.1697 | 9.7304 | 7.2933 | 7.1901 | 5.9588 | 4.6309
Ozone Season NOX Cap TR - TX | 680 | 7759 | Rate Constraint in MTons | FALSE | L | Annual | Allowances Purchased NOX | Thousand Tons | 0 | 0 | 0 | 0 | 0 | 0 | 0 | 0
Ozone Season NOX Cap TR - TX | 680 | 7759 | Rate Constraint in MTons | FALSE | L | Annual | Allowances Sold NOX | Thousand Tons | 0 | 0 | 0 | 0 | 0 | 0 | 0 | 0
Ozone Season NOX Cap TR - TX | 680 | 7759 | Rate Constraint in MTons | FALSE | L | Annual | Allowances Banked | Thousand Tons | 0 | 0 | 0 | 0 | 0 | 0 | 0 | 0
Ozone Season NOX Cap TR - TX | 680 | 7759 | Rate Constraint in MTons | FALSE | L | Annual | Allowances Withdrawn (1:1) | Thousand Tons | 0 | 0 | 0 | 0 | 0 | 0 | 0 | 0
Ozone Season NOX Cap TR - TX | 680 | 7759 | Rate Constraint in MTons | FALSE | L | Annual | Allowances Withdrawn (n:1) | Thousand Tons | 0 | 0 | 0 | 0 | 0 | 0 | 0 | 0
Ozone Season NOX Cap TR - TX | 680 | 7759 | Rate Constraint in MTons | FALSE | L | Annual | Net Emissions Allowance Position | Thousand Tons | 40.0397 | 27.3288 | 16.1697 | 9.7304 | 7.2933 | 7.1901 | 5.9588 | 4.6309
Ozone Season NOX Cap TR - TX | 680 | 7759 | Rate Constraint in MTons | FALSE | L | Annual | Fuel Consumed | TBtu | 1028.276 | 865.4915 | 800.5566 | 669.7196 | 483.983 | 416.469 | 330.1723 | 314.1195
Ozone Season NOX Cap TR - TX | 680 | 7759 | Rate Constraint in MTons | FALSE | L | Annual | Rate | lb/MMBtu | 0.077877 | 0.063152 | 0.040396 | 0.029058 | 0.030139 | 0.034529 | 0.036095 | 0.029485
Ozone Season NOX Cap TR - TX | 680 | 7759 | Rate Constraint in MTons | FALSE | L | Annual | Generation | TWh | 119.4392 | 107.5568 | 108.5528 | 93.1667 | 67.9152 | 57.1529 | 45.5062 | 45.8006
Ozone Season NOX Cap TR - TX | 680 | 7759 | Rate Constraint in MTons | FALSE | L | Annual | Qualifying Generation | TWh | 119.4392 | 107.5568 | 108.5528 | 93.1667 | 67.9152 | 57.1529 | 45.4953 | 45.618
Ozone Season NOX Cap TR - TX | 680 | 7759 | Rate Constraint in MTons | FALSE | L | Annual | Rate | lb/MWh | 0.67046 | 0.50817 | 0.29791 | 0.20888 | 0.21478 | 0.25161 | 0.26195 | 0.20303
Ozone Season NOX Cap TR - TX | 680 | 7759 | Rate Constraint in MTons | FALSE | L | Annual | Constraint Shadow Price | US2019$/Ton | 0 | 0 | 0 | 0 | 0 | 0 | 0 | 0
Ozone Season NOX Cap TR - UT | 681 | 7760 | Rate Constraint in MTons | FALSE | L | Annual | Seasons Included | Seasons | Summer | Summer | Summer | Summer | Summer | Summer | Summer | Summer
Ozone Season NOX Cap TR - UT | 681 | 7760 | Rate Constraint in MTons | FALSE | L | Annual | Standard NOX | Thousand Tons | 19.063 | 3.15 | 3.15 | 3.15 | 3.15 | 3.15 | 3.15 | 3.15
Ozone Season NOX Cap TR - UT | 681 | 7760 | Rate Constraint in MTons | FALSE | L | Annual | Emissions at Affected Plants NOX | Thousand Tons | 14.7922 | 3.15 | 3.15 | 0.44126 | 0.43356 | 0.35104 | 0.33128 | 0.17254
Ozone Season NOX Cap TR - UT | 681 | 7760 | Rate Constraint in MTons | FALSE | L | Annual | Allowances Purchased NOX | Thousand Tons | 0 | 0 | 0 | 0 | 0 | 0 | 0 | 0
Ozone Season NOX Cap TR - UT | 681 | 7760 | Rate Constraint in MTons | FALSE | L | Annual | Allowances Sold NOX | Thousand Tons | 0 | 0 | 0 | 0 | 0 | 0 | 0 | 0
Ozone Season NOX Cap TR - UT | 681 | 7760 | Rate Constraint in MTons | FALSE | L | Annual | Allowances Banked | Thousand Tons | 0 | 0 | 0 | 0 | 0 | 0 | 0 | 0
Ozone Season NOX Cap TR - UT | 681 | 7760 | Rate Constraint in MTons | FALSE | L | Annual | Allowances Withdrawn (1:1) | Thousand Tons | 0 | 0 | 0 | 0 | 0 | 0 | 0 | 0
Ozone Season NOX Cap TR - UT | 681 | 7760 | Rate Constraint in MTons | FALSE | L | Annual | Allowances Withdrawn (n:1) | Thousand Tons | 0 | 0 | 0 | 0 | 0 | 0 | 0 | 0
Ozone Season NOX Cap TR - UT | 681 | 7760 | Rate Constraint in MTons | FALSE | L | Annual | Net Emissions Allowance Position | Thousand Tons | 14.7922 | 3.15 | 3.15 | 0.44126 | 0.43356 | 0.35104 | 0.33128 | 0.17254
Ozone Season NOX Cap TR - UT | 681 | 7760 | Rate Constraint in MTons | FALSE | L | Annual | Fuel Consumed | TBtu | 142.4283 | 73.8296 | 79.6023 | 51.3883 | 52.7983 | 31.5105 | 25.1782 | 26.0988
Ozone Season NOX Cap TR - UT | 681 | 7760 | Rate Constraint in MTons | FALSE | L | Annual | Rate | lb/MMBtu | 0.20771 | 0.085332 | 0.079143 | 0.017174 | 0.016423 | 0.022281 | 0.026315 | 0.013222
Ozone Season NOX Cap TR - UT | 681 | 7760 | Rate Constraint in MTons | FALSE | L | Annual | Generation | TWh | 13.992 | 8.7737 | 9.4089 | 6.5596 | 6.5057 | 3.4655 | 2.5018 | 2.6357
Ozone Season NOX Cap TR - UT | 681 | 7760 | Rate Constraint in MTons | FALSE | L | Annual | Qualifying Generation | TWh | 13.992 | 8.7737 | 9.4089 | 6.5596 | 6.5057 | 3.4655 | 2.5018 | 2.6357
Ozone Season NOX Cap TR - UT | 681 | 7760 | Rate Constraint in MTons | FALSE | L | Annual | Rate | lb/MWh | 2.1144 | 0.71806 | 0.66958 | 0.13454 | 0.13329 | 0.20259 | 0.26483 | 0.13093
Ozone Season NOX Cap TR - UT | 681 | 7760 | Rate Constraint in MTons | FALSE | L | Annual | Constraint Shadow Price | US2019$/Ton | 0 | 5068.9172 | 3445.12 | 0 | 0 | 0 | 0 | 0
Ozone Season NOX Cap TR - VA | 682 | 7761 | Rate Constraint in MTons | FALSE | L | Annual | Seasons Included | Seasons | Summer | Summer | Summer | Summer | Summer | Summer | Summer | Summer
Ozone Season NOX Cap TR - VA | 682 | 7761 | Rate Constraint in MTons | FALSE | L | Annual | Standard NOX | Thousand Tons | 3.709 | 2.871 | 2.871 | 2.361 | 2.361 | 2.361 | 2.361 | 2.361
Ozone Season NOX Cap TR - VA | 682 | 7761 | Rate Constraint in MTons | FALSE | L | Annual | Emissions at Affected Plants NOX | Thousand Tons | 2.201 | 1.6273 | 2.3321 | 2.1747 | 2.1886 | 1.2339 | 0.68138 | 0.16388
Ozone Season NOX Cap TR - VA | 682 | 7761 | Rate Constraint in MTons | FALSE | L | Annual | Allowances Purchased NOX | Thousand Tons | 0 | 0 | 0 | 0 | 0 | 0 | 0 | 0
Ozone Season NOX Cap TR - VA | 682 | 7761 | Rate Constraint in MTons | FALSE | L | Annual | Allowances Sold NOX | Thousand Tons | 0 | 0 | 0 | 0 | 0 | 0 | 0 | 0
Ozone Season NOX Cap TR - VA | 682 | 7761 | Rate Constraint in MTons | FALSE | L | Annual | Allowances Banked | Thousand Tons | 0 | 0 | 0 | 0 | 0 | 0 | 0 | 0
Ozone Season NOX Cap TR - VA | 682 | 7761 | Rate Constraint in MTons | FALSE | L | Annual | Allowances Withdrawn (1:1) | Thousand Tons | 0 | 0 | 0 | 0 | 0 | 0 | 0 | 0
Ozone Season NOX Cap TR - VA | 682 | 7761 | Rate Constraint in MTons | FALSE | L | Annual | Allowances Withdrawn (n:1) | Thousand Tons | 0 | 0 | 0 | 0 | 0 | 0 | 0 | 0
Ozone Season NOX Cap TR - VA | 682 | 7761 | Rate Constraint in MTons | FALSE | L | Annual | Net Emissions Allowance Position | Thousand Tons | 2.201 | 1.6273 | 2.3321 | 2.1747 | 2.1886 | 1.2339 | 0.68138 | 0.16388
Ozone Season NOX Cap TR - VA | 682 | 7761 | Rate Constraint in MTons | FALSE | L | Annual | Fuel Consumed | TBtu | 175.5504 | 195.2 | 222.9945 | 218.0766 | 215.8453 | 194.0968 | 184.4507 | 29.7964
Ozone Season NOX Cap TR - VA | 682 | 7761 | Rate Constraint in MTons | FALSE | L | Annual | Rate | lb/MMBtu | 0.025076 | 0.016673 | 0.020916 | 0.019944 | 0.020279 | 0.012714 | 0.0073882 | 0.011
Ozone Season NOX Cap TR - VA | 682 | 7761 | Rate Constraint in MTons | FALSE | L | Annual | Generation | TWh | 23.3583 | 27.937 | 37.7555 | 37.3071 | 37.2803 | 49.3516 | 54.0084 | 45.9198
Ozone Season NOX Cap TR - VA | 682 | 7761 | Rate Constraint in MTons | FALSE | L | Annual | Qualifying Generation | TWh | 23.3583 | 26.4332 | 29.7246 | 29.2762 | 29.0694 | 27.0963 | 25.9413 | 4.1725
Ozone Season NOX Cap TR - VA | 682 | 7761 | Rate Constraint in MTons | FALSE | L | Annual | Rate | lb/MWh | 0.18846 | 0.12313 | 0.15691 | 0.14856 | 0.15058 | 0.091076 | 0.052532 | 0.078552
Ozone Season NOX Cap TR - VA | 682 | 7761 | Rate Constraint in MTons | FALSE | L | Annual | Constraint Shadow Price | US2019$/Ton | 0 | 0 | 0 | 0 | 0 | 0 | 0 | 0
Ozone Season NOX Cap TR - WI | 683 | 7763 | Rate Constraint in MTons | FALSE | L | Annual | Seasons Included | Seasons | Summer | Summer | Summer | Summer | Summer | Summer | Summer | Summer
Ozone Season NOX Cap TR - WI | 683 | 7763 | Rate Constraint in MTons | FALSE | L | Annual | Standard NOX | Thousand Tons | 7.618 | 4.123 | 4.123 | 4.123 | 4.123 | 4.123 | 4.123 | 4.123
Ozone Season NOX Cap TR - WI | 683 | 7763 | Rate Constraint in MTons | FALSE | L | Annual | Emissions at Affected Plants NOX | Thousand Tons | 4.787 | 2.4169 | 1.7374 | 1.5071 | 0.31073 | 0.19363 | 0.2088 | 0.22269
Ozone Season NOX Cap TR - WI | 683 | 7763 | Rate Constraint in MTons | FALSE | L | Annual | Allowances Purchased NOX | Thousand Tons | 0 | 0 | 0 | 0 | 0 | 0 | 0 | 0
Ozone Season NOX Cap TR - WI | 683 | 7763 | Rate Constraint in MTons | FALSE | L | Annual | Allowances Sold NOX | Thousand Tons | 0 | 0 | 0 | 0 | 0 | 0 | 0 | 0
Ozone Season NOX Cap TR - WI | 683 | 7763 | Rate Constraint in MTons | FALSE | L | Annual | Allowances Banked | Thousand Tons | 0 | 0 | 0 | 0 | 0 | 0 | 0 | 0
Ozone Season NOX Cap TR - WI | 683 | 7763 | Rate Constraint in MTons | FALSE | L | Annual | Allowances Withdrawn (1:1) | Thousand Tons | 0 | 0 | 0 | 0 | 0 | 0 | 0 | 0
Ozone Season NOX Cap TR - WI | 683 | 7763 | Rate Constraint in MTons | FALSE | L | Annual | Allowances Withdrawn (n:1) | Thousand Tons | 0 | 0 | 0 | 0 | 0 | 0 | 0 | 0
Ozone Season NOX Cap TR - WI | 683 | 7763 | Rate Constraint in MTons | FALSE | L | Annual | Net Emissions Allowance Position | Thousand Tons | 4.787 | 2.4169 | 1.7374 | 1.5071 | 0.31073 | 0.19363 | 0.2088 | 0.22269
Ozone Season NOX Cap TR - WI | 683 | 7763 | Rate Constraint in MTons | FALSE | L | Annual | Fuel Consumed | TBtu | 176.1687 | 124.8186 | 127.4147 | 117.136 | 57.6626 | 37.0701 | 41.3379 | 44.6095
Ozone Season NOX Cap TR - WI | 683 | 7763 | Rate Constraint in MTons | FALSE | L | Annual | Rate | lb/MMBtu | 0.054345 | 0.038727 | 0.027272 | 0.025732 | 0.010777 | 0.010447 | 0.010102 | 0.0099842
Ozone Season NOX Cap TR - WI | 683 | 7763 | Rate Constraint in MTons | FALSE | L | Annual | Generation | TWh | 18.3948 | 14.7925 | 16.1862 | 14.9615 | 7.9943 | 5.1712 | 5.7948 | 6.2126
Ozone Season NOX Cap TR - WI | 683 | 7763 | Rate Constraint in MTons | FALSE | L | Annual | Qualifying Generation | TWh | 18.3948 | 14.7925 | 16.0926 | 14.91 | 7.9573 | 5.1634 | 5.7897 | 6.2007
Ozone Season NOX Cap TR - WI | 683 | 7763 | Rate Constraint in MTons | FALSE | L | Annual | Rate | lb/MWh | 0.52047 | 0.32678 | 0.21593 | 0.20215 | 0.078098 | 0.075 | 0.072128 | 0.071829
Ozone Season NOX Cap TR - WI | 683 | 7763 | Rate Constraint in MTons | FALSE | L | Annual | Constraint Shadow Price | US2019$/Ton | 0 | 0 | 0 | 0 | 0 | 0 | 0 | 0
Ozone Season NOX Cap TR - WV | 684 | 7762 | Rate Constraint in MTons | FALSE | L | Annual | Seasons Included | Seasons | Summer | Summer | Summer | Summer | Summer | Summer | Summer | Summer
Ozone Season NOX Cap TR - WV | 684 | 7762 | Rate Constraint in MTons | FALSE | L | Annual | Standard NOX | Thousand Tons | 16.1 | 11.71 | 11.71 | 11.71 | 11.71 | 11.71 | 11.71 | 11.71
Ozone Season NOX Cap TR - WV | 684 | 7762 | Rate Constraint in MTons | FALSE | L | Annual | Emissions at Affected Plants NOX | Thousand Tons | 14.9139 | 11.71 | 6.8069 | 6.7203 | 0.44813 | 0.34418 | 0.35681 | 0.72392
Ozone Season NOX Cap TR - WV | 684 | 7762 | Rate Constraint in MTons | FALSE | L | Annual | Allowances Purchased NOX | Thousand Tons | 0 | 0 | 0 | 0 | 0 | 0 | 0 | 0
Ozone Season NOX Cap TR - WV | 684 | 7762 | Rate Constraint in MTons | FALSE | L | Annual | Allowances Sold NOX | Thousand Tons | 0 | 0 | 0 | 0 | 0 | 0 | 0 | 0
Ozone Season NOX Cap TR - WV | 684 | 7762 | Rate Constraint in MTons | FALSE | L | Annual | Allowances Banked | Thousand Tons | 0 | 0 | 0 | 0 | 0 | 0 | 0 | 0
Ozone Season NOX Cap TR - WV | 684 | 7762 | Rate Constraint in MTons | FALSE | L | Annual | Allowances Withdrawn (1:1) | Thousand Tons | 0 | 0 | 0 | 0 | 0 | 0 | 0 | 0
Ozone Season NOX Cap TR - WV | 684 | 7762 | Rate Constraint in MTons | FALSE | L | Annual | Allowances Withdrawn (n:1) | Thousand Tons | 0 | 0 | 0 | 0 | 0 | 0 | 0 | 0
Ozone Season NOX Cap TR - WV | 684 | 7762 | Rate Constraint in MTons | FALSE | L | Annual | Net Emissions Allowance Position | Thousand Tons | 14.9139 | 11.71 | 6.8069 | 6.7203 | 0.44813 | 0.34418 | 0.35681 | 0.72392
Ozone Season NOX Cap TR - WV | 684 | 7762 | Rate Constraint in MTons | FALSE | L | Annual | Fuel Consumed | TBtu | 302.2887 | 276.1977 | 176.7848 | 175.1755 | 13.2633 | 53.0731 | 62.2903 | 129.4138
Ozone Season NOX Cap TR - WV | 684 | 7762 | Rate Constraint in MTons | FALSE | L | Annual | Rate | lb/MMBtu | 0.098673 | 0.084794 | 0.077008 | 0.076726 | 0.067574 | 0.01297 | 0.011456 | 0.011188
Ozone Season NOX Cap TR - WV | 684 | 7762 | Rate Constraint in MTons | FALSE | L | Annual | Generation | TWh | 30.2895 | 27.7193 | 17.7771 | 17.628 | 1.4253 | 15.4261 | 20.6306 | 34.2879
Ozone Season NOX Cap TR - WV | 684 | 7762 | Rate Constraint in MTons | FALSE | L | Annual | Qualifying Generation | TWh | 30.2895 | 27.7193 | 17.7771 | 17.628 | 1.4253 | 7.8874 | 8.9099 | 18.2434
Ozone Season NOX Cap TR - WV | 684 | 7762 | Rate Constraint in MTons | FALSE | L | Annual | Rate | lb/MWh | 0.98476 | 0.8449 | 0.76581 | 0.76246 | 0.62883 | 0.087274 | 0.080093 | 0.079362
Ozone Season NOX Cap TR - WV | 684 | 7762 | Rate Constraint in MTons | FALSE | L | Annual | Constraint Shadow Price | US2019$/Ton | 0 | 2487.7219 | 0 | 0 | 0 | 0 | 0 | 0
Ozone Season NOX Transport - GA | 687 | 7046 | Rate Constraint in MTons | FALSE | L | Annual | Seasons Included | Seasons | Summer | Summer | Summer | Summer | Summer | Summer | Summer | Summer
Ozone Season NOX Transport - GA | 687 | 7046 | Rate Constraint in MTons | FALSE | L | Annual | Standard NOX | Thousand Tons | 29.09 | 29.09 | 29.09 | 29.09 | 29.09 | 29.09 | 29.09 | 29.09
Ozone Season NOX Transport - GA | 687 | 7046 | Rate Constraint in MTons | FALSE | L | Annual | Emissions at Affected Plants NOX | Thousand Tons | 8.151 | 3.8057 | 3.4109 | 3.5826 | 1.6107 | 1.4926 | 1.4981 | 1.6712
Ozone Season NOX Transport - GA | 687 | 7046 | Rate Constraint in MTons | FALSE | L | Annual | Allowances Purchased NOX | Thousand Tons | 0 | 0 | 0 | 0 | 0 | 0 | 0 | 0
Ozone Season NOX Transport - GA | 687 | 7046 | Rate Constraint in MTons | FALSE | L | Annual | Allowances Sold NOX | Thousand Tons | 0 | 0 | 0 | 0 | 0 | 0 | 0 | 0
Ozone Season NOX Transport - GA | 687 | 7046 | Rate Constraint in MTons | FALSE | L | Annual | Allowances Banked | Thousand Tons | 0 | 0 | 0 | 0 | 0 | 0 | 0 | 0
Ozone Season NOX Transport - GA | 687 | 7046 | Rate Constraint in MTons | FALSE | L | Annual | Allowances Withdrawn (1:1) | Thousand Tons | 0 | 0 | 0 | 0 | 0 | 0 | 0 | 0
Ozone Season NOX Transport - GA | 687 | 7046 | Rate Constraint in MTons | FALSE | L | Annual | Allowances Withdrawn (n:1) | Thousand Tons | 0 | 0 | 0 | 0 | 0 | 0 | 0 | 0
Ozone Season NOX Transport - GA | 687 | 7046 | Rate Constraint in MTons | FALSE | L | Annual | Net Emissions Allowance Position | Thousand Tons | 8.151 | 3.8057 | 3.4109 | 3.5826 | 1.6107 | 1.4926 | 1.4981 | 1.6712
Ozone Season NOX Transport - GA | 687 | 7046 | Rate Constraint in MTons | FALSE | L | Annual | Fuel Consumed | TBtu | 314.6064 | 234.409 | 239.5966 | 251.6278 | 210.9398 | 227.2105 | 226.3004 | 253.6336
Ozone Season NOX Transport - GA | 687 | 7046 | Rate Constraint in MTons | FALSE | L | Annual | Rate | lb/MMBtu | 0.051817 | 0.03247 | 0.028472 | 0.028476 | 0.015271 | 0.013138 | 0.01324 | 0.013178
Ozone Season NOX Transport - GA | 687 | 7046 | Rate Constraint in MTons | FALSE | L | Annual | Generation | TWh | 40.2275 | 47.3813 | 69.9663 | 70.9579 | 67.4115 | 73.1063 | 78.8379 | 90.6144
Ozone Season NOX Transport - GA | 687 | 7046 | Rate Constraint in MTons | FALSE | L | Annual | Qualifying Generation | TWh | 37.0825 | 30.3876 | 31.3207 | 32.6485 | 28.695 | 30.8146 | 29.9224 | 31.3285
Ozone Season NOX Transport - GA | 687 | 7046 | Rate Constraint in MTons | FALSE | L | Annual | Rate | lb/MWh | 0.43961 | 0.25047 | 0.2178 | 0.21947 | 0.11226 | 0.096874 | 0.10013 | 0.10669
Ozone Season NOX Transport - GA | 687 | 7046 | Rate Constraint in MTons | FALSE | L | Annual | Constraint Shadow Price | US2019$/Ton | 0 | 0 | 0 | 0 | 0 | 0 | 0 | 0
Ozone Season NOX Transport - Region 2 | 704 | 7063 | Rate Constraint in MTons | FALSE | L | Annual | Seasons Included | Seasons | Summer | Summer | Summer | Summer | Summer | Summer | Summer | Summer
Ozone Season NOX Transport - Region 2 | 704 | 7063 | Rate Constraint in MTons | FALSE | L | Annual | Standard NOX | Thousand Tons | 24.041 | 24.041 | 24.041 | 24.041 | 24.041 | 24.041 | 24.041 | 24.041
Ozone Season NOX Transport - Region 2 | 704 | 7063 | Rate Constraint in MTons | FALSE | L | Annual | Emissions at Affected Plants NOX | Thousand Tons | 8.151 | 3.8057 | 3.4109 | 3.5826 | 1.6107 | 1.4926 | 1.4981 | 1.6712
Ozone Season NOX Transport - Region 2 | 704 | 7063 | Rate Constraint in MTons | FALSE | L | Annual | Allowances Purchased NOX | Thousand Tons | 0 | 0 | 0 | 0 | 0 | 0 | 0 | 0
Ozone Season NOX Transport - Region 2 | 704 | 7063 | Rate Constraint in MTons | FALSE | L | Annual | Allowances Sold NOX | Thousand Tons | 0 | 0 | 0 | 0 | 0 | 0 | 0 | 0
Ozone Season NOX Transport - Region 2 | 704 | 7063 | Rate Constraint in MTons | FALSE | L | Annual | Allowances Banked | Thousand Tons | 0 | 0 | 20.6301 | 0 | 17.7328 | 0 | 0 | 0
Ozone Season NOX Transport - Region 2 | 704 | 7063 | Rate Constraint in MTons | FALSE | L | Annual | Allowances Withdrawn (1:1) | Thousand Tons | 0 | 0 | 0 | -24.041 | 0 | -24.041 | 0 | 0
Ozone Season NOX Transport - Region 2 | 704 | 7063 | Rate Constraint in MTons | FALSE | L | Annual | Allowances Withdrawn (n:1) | Thousand Tons | 0 | 0 | 0 | 0 | 0 | 0 | 0 | 0
Ozone Season NOX Transport - Region 2 | 704 | 7063 | Rate Constraint in MTons | FALSE | L | Annual | Net Emissions Allowance Position | Thousand Tons | 8.151 | 3.8057 | 24.041 | -20.4584 | 19.3434 | -22.5484 | 1.4981 | 1.6712
Ozone Season NOX Transport - Region 2 | 704 | 7063 | Rate Constraint in MTons | FALSE | L | Annual | Fuel Consumed | TBtu | 314.6064 | 234.409 | 239.5966 | 251.6278 | 210.9398 | 227.2105 | 226.3004 | 253.6336
Ozone Season NOX Transport - Region 2 | 704 | 7063 | Rate Constraint in MTons | FALSE | L | Annual | Rate | lb/MMBtu | 0.051817 | 0.03247 | 0.028472 | 0.028476 | 0.015271 | 0.013138 | 0.01324 | 0.013178
Ozone Season NOX Transport - Region 2 | 704 | 7063 | Rate Constraint in MTons | FALSE | L | Annual | Generation | TWh | 40.2275 | 47.3813 | 69.9663 | 70.9579 | 67.4115 | 73.1063 | 78.8379 | 90.6144
Ozone Season NOX Transport - Region 2 | 704 | 7063 | Rate Constraint in MTons | FALSE | L | Annual | Qualifying Generation | TWh | 37.0825 | 30.3876 | 31.3207 | 32.6485 | 28.695 | 30.8146 | 29.9224 | 31.3285
Ozone Season NOX Transport - Region 2 | 704 | 7063 | Rate Constraint in MTons | FALSE | L | Annual | Rate | lb/MWh | 0.43961 | 0.25047 | 0.2178 | 0.21947 | 0.11226 | 0.096874 | 0.10013 | 0.10669
Ozone Season NOX Transport - Region 2 | 704 | 7063 | Rate Constraint in MTons | FALSE | L | Annual | Constraint Shadow Price | US2019$/Ton | 0 | 0 | 0 | 0 | 0 | 0 | 0 | 0
RED-Rochester MER Rate Limit v3.1 | 710 | 7518 | Rate Constraint in lbs/MMBtu | FALSE | L | Annual | Seasons Included | Seasons | Winter, WintShld, Summer | Winter, WintShld, Summer | Winter, WintShld, Summer | Winter, WintShld, Summer | Winter, WintShld, Summer | Winter, WintShld, Summer | Winter, WintShld, Summer | Winter, WintShld, Summer
RED-Rochester MER Rate Limit v3.1 | 710 | 7518 | Rate Constraint in lbs/MMBtu | FALSE | L | Annual | Standard MER | lb/MMBtu | 6e-07 | 6e-07 | 6e-07 | 6e-07 | 6e-07 | 6e-07 | 6e-07 | 6e-07
RED-Rochester MER Rate Limit v3.1 | 710 | 7518 | Rate Constraint in lbs/MMBtu | FALSE | L | Annual | Emissions at Affected Plants MER | lbs | 0.00050119 | 0.00068963 | 0.00068963 | 0.00068963 | 0.00046575 | 0.00016537 | 0.00016537 | 1.3318e-05
RED-Rochester MER Rate Limit v3.1 | 710 | 7518 | Rate Constraint in lbs/MMBtu | FALSE | L | Annual | Allowances Purchased MER | lbs | 0 | 0 | 0 | 0 | 0 | 0 | 0 | 0
RED-Rochester MER Rate Limit v3.1 | 710 | 7518 | Rate Constraint in lbs/MMBtu | FALSE | L | Annual | Allowances Sold MER | lbs | 0 | 0 | 0 | 0 | 0 | 0 | 0 | 0
RED-Rochester MER Rate Limit v3.1 | 710 | 7518 | Rate Constraint in lbs/MMBtu | FALSE | L | Annual | Allowances Banked | lbs | 0 | 0 | 0 | 0 | 0 | 0 | 0 | 0
RED-Rochester MER Rate Limit v3.1 | 710 | 7518 | Rate Constraint in lbs/MMBtu | FALSE | L | Annual | Allowances Withdrawn (1:1) | lbs | 0 | 0 | 0 | 0 | 0 | 0 | 0 | 0
RED-Rochester MER Rate Limit v3.1 | 710 | 7518 | Rate Constraint in lbs/MMBtu | FALSE | L | Annual | Allowances Withdrawn (n:1) | lbs | 0 | 0 | 0 | 0 | 0 | 0 | 0 | 0
RED-Rochester MER Rate Limit v3.1 | 710 | 7518 | Rate Constraint in lbs/MMBtu | FALSE | L | Annual | Net Emissions Allowance Position | lbs | 0.00050119 | 0.00068963 | 0.00068963 | 0.00068963 | 0.00046575 | 0.00016537 | 0.00016537 | 1.3318e-05
RED-Rochester MER Rate Limit v3.1 | 710 | 7518 | Rate Constraint in lbs/MMBtu | FALSE | L | Annual | Fuel Consumed | TBtu | 2.4516 | 3.3979 | 3.3979 | 3.3979 | 2.295 | 0.81479 | 0.81479 | 0.072128
RED-Rochester MER Rate Limit v3.1 | 710 | 7518 | Rate Constraint in lbs/MMBtu | FALSE | L | Annual | Rate | lb/MMBtu | 2.0444e-10 | 2.0296e-10 | 2.0296e-10 | 2.0296e-10 | 2.0294e-10 | 2.0296e-10 | 2.0296e-10 | 1.8465e-10
RED-Rochester MER Rate Limit v3.1 | 710 | 7518 | Rate Constraint in lbs/MMBtu | FALSE | L | Annual | Generation | TWh | 0.43132 | 0.59348 | 0.59348 | 0.59348 | 0.40082 | 0.14231 | 0.14231 | 0.011462
RED-Rochester MER Rate Limit v3.1 | 710 | 7518 | Rate Constraint in lbs/MMBtu | FALSE | L | Annual | Qualifying Generation | TWh | 0.29537 | 0.40939 | 0.40939 | 0.40939 | 0.27651 | 0.098167 | 0.098167 | 0.0086901
RED-Rochester MER Rate Limit v3.1 | 710 | 7518 | Rate Constraint in lbs/MMBtu | FALSE | L | Annual | Rate | lb/MWh | 1.6968e-09 | 1.6845e-09 | 1.6845e-09 | 1.6845e-09 | 1.6844e-09 | 1.6845e-09 | 1.6845e-09 | 1.5326e-09
RED-Rochester MER Rate Limit v3.1 | 710 | 7518 | Rate Constraint in lbs/MMBtu | FALSE | L | Annual | Constraint Shadow Price | US2019$/Lb | 0 | 0 | 0 | 0 | 0 | 0 | 0 | 0
RGGI CO2 Annual Constraint v5.13 | 711 | 7118 | Rate Constraint in MTons | FALSE | L | Annual | Seasons Included | Seasons | Winter, WintShld, Summer | Winter, WintShld, Summer | Winter, WintShld, Summer | Winter, WintShld, Summer | Winter, WintShld, Summer | Winter, WintShld, Summer | Winter, WintShld, Summer | Winter, WintShld, Summer
RGGI CO2 Annual Constraint v5.13 | 711 | 7118 | Rate Constraint in MTons | FALSE | L | Annual | Standard CO2 | Thousand Tons | 197186.1116 | 82992.6188 | 85225.1554 | 78610.4021 | 78610.4021 | 78610.4021 | 78610.4021 | 78610.4021
RGGI CO2 Annual Constraint v5.13 | 711 | 7118 | Rate Constraint in MTons | FALSE | L | Annual | Emissions at Affected Plants CO2 | Thousand Tons | 95957.2387 | 88641.5519 | 95201.2344 | 93431.1743 | 70415.6145 | 54934.8631 | 50756.0067 | 40787.9246
RGGI CO2 Annual Constraint v5.13 | 711 | 7118 | Rate Constraint in MTons | FALSE | L | Annual | Allowances Purchased CO2 | Thousand Tons | 0 | 0 | 0 | 0 | 0 | 0 | 0 | 0
RGGI CO2 Annual Constraint v5.13 | 711 | 7118 | Rate Constraint in MTons | FALSE | L | Annual | Allowances Sold CO2 | Thousand Tons | 0 | 0 | 0 | 0 | 0 | 0 | 0 | 0
RGGI CO2 Annual Constraint v5.13 | 711 | 7118 | Rate Constraint in MTons | FALSE | L | Annual | Allowances Banked | Thousand Tons | 76516.5807 | 0 | 0 | 0 | 8194.7878 | 23675.5394 | 27854.3958 | 0
RGGI CO2 Annual Constraint v5.13 | 711 | 7118 | Rate Constraint in MTons | FALSE | L | Annual | Allowances Withdrawn (1:1) | Thousand Tons | 0 | -5648.9333 | -9976.0793 | -14820.7722 | 0 | 0 | 0 | -43831.2016
RGGI CO2 Annual Constraint v5.13 | 711 | 7118 | Rate Constraint in MTons | FALSE | L | Annual | Allowances Withdrawn (n:1) | Thousand Tons | 0 | 0 | 0 | 0 | 0 | 0 | 0 | 0
RGGI CO2 Annual Constraint v5.13 | 711 | 7118 | Rate Constraint in MTons | FALSE | L | Annual | Net Emissions Allowance Position | Thousand Tons | 172473.8194 | 82992.6186 | 85225.1551 | 78610.4021 | 78610.4023 | 78610.4024 | 78610.4025 | -3043.277
RGGI CO2 Annual Constraint v5.13 | 711 | 7118 | Rate Constraint in MTons | FALSE | L | Annual | Fuel Consumed | TBtu | 1493.1808 | 1420.2133 | 1545.7429 | 1517.2994 | 1154.5185 | 906.6943 | 843.5154 | 673.229
RGGI CO2 Annual Constraint v5.13 | 711 | 7118 | Rate Constraint in MTons | FALSE | L | Annual | Rate | lb/MMBtu | 128.5273 | 124.8285 | 123.1786 | 123.1546 | 121.9827 | 121.1761 | 120.344 | 121.171
RGGI CO2 Annual Constraint v5.13 | 711 | 7118 | Rate Constraint in MTons | FALSE | L | Annual | Generation | TWh | 204.8799 | 202.5043 | 234.3515 | 230.8771 | 181.868 | 176.6989 | 191.4844 | 185.4928
RGGI CO2 Annual Constraint v5.13 | 711 | 7118 | Rate Constraint in MTons | FALSE | L | Annual | Qualifying Generation | TWh | 204.8362 | 199.0306 | 216.1334 | 212.659 | 163.2218 | 129.62 | 121.4654 | 97.5193
RGGI CO2 Annual Constraint v5.13 | 711 | 7118 | Rate Constraint in MTons | FALSE | L | Annual | Rate | lb/MWh | 936.9168 | 890.733 | 880.9488 | 878.6948 | 862.8214 | 847.6294 | 835.728 | 836.5097
RGGI CO2 Annual Constraint v5.13 | 711 | 7118 | Rate Constraint in MTons | FALSE | L | Annual | Constraint Shadow Price | US2019$/Ton | 0 | 0 | 0 | 0 | 0 | 0 | 0 | 0
RPS Clean Energy v6.20- CO | 713 | 7648 | Generation Constraint in GWh | FALSE | G | Annual | Seasons Included | Seasons | Winter, WintShld, Summer | Winter, WintShld, Summer | Winter, WintShld, Summer | Winter, WintShld, Summer | Winter, WintShld, Summer | Winter, WintShld, Summer | Winter, WintShld, Summer | Winter, WintShld, Summer
RPS Clean Energy v6.20- CO | 713 | 7648 | Generation Constraint in GWh | FALSE | G | Annual | Standard GWh | GWh | 0 | 0 | 0 | 0 | 0 | 0 | 0 | 44004.6953
RPS Clean Energy v6.20- CO | 713 | 7648 | Generation Constraint in GWh | FALSE | G | Annual | Emissions at Affected Plants | GWh | 25421.8002 | 25421.4655 | 26024.8207 | 30950.1167 | 55975.6074 | 65444.0212 | 69712.119 | 75149.2559
RPS Clean Energy v6.20- CO | 713 | 7648 | Generation Constraint in GWh | FALSE | G | Annual | Allowances Purchased | GWh | 0 | 0 | 0 | 0 | 0 | 0 | 0 | 0
RPS Clean Energy v6.20- CO | 713 | 7648 | Generation Constraint in GWh | FALSE | G | Annual | Allowances Sold | GWh | 0 | 0 | 0 | 0 | 0 | 0 | 0 | 0
RPS Clean Energy v6.20- CO | 713 | 7648 | Generation Constraint in GWh | FALSE | G | Annual | Allowances Banked | GWh | 0 | 0 | 0 | 0 | 0 | 0 | 0 | 0
RPS Clean Energy v6.20- CO | 713 | 7648 | Generation Constraint in GWh | FALSE | G | Annual | Allowances Withdrawn (1:1) | GWh | 0 | 0 | 0 | 0 | 0 | 0 | 0 | 0
RPS Clean Energy v6.20- CO | 713 | 7648 | Generation Constraint in GWh | FALSE | G | Annual | Allowances Withdrawn (n:1) | GWh | 0 | 0 | 0 | 0 | 0 | 0 | 0 | 0
RPS Clean Energy v6.20- CO | 713 | 7648 | Generation Constraint in GWh | FALSE | G | Annual | Net Emissions Allowance Position | GWh | 25421.8002 | 25421.4655 | 26024.8207 | 30950.1167 | 55975.6074 | 65444.0212 | 69712.119 | 75149.2559
RPS Clean Energy v6.20- CO | 713 | 7648 | Generation Constraint in GWh | FALSE | G | Annual | Fuel Consumed | TBtu | 0.86591 | 0.86102 | 0.86102 | 0.79518 | 0.80704 | 0.79518 | 0.58591 | 0.48897
RPS Clean Energy v6.20- CO | 713 | 7648 | Generation Constraint in GWh | FALSE | G | Annual | Heat Rate | MMBtu/MWh | 0.034062 | 0.03387 | 0.033085 | 0.025692 | 0.014418 | 0.012151 | 0.0084047 | 0.0065066
RPS Clean Energy v6.20- CO | 713 | 7648 | Generation Constraint in GWh | FALSE | G | Annual | Generation | TWh | 25.4218 | 25.4215 | 26.0248 | 30.9501 | 55.9756 | 65.444 | 69.7121 | 75.1493
RPS Clean Energy v6.20- CO | 713 | 7648 | Generation Constraint in GWh | FALSE | G | Annual | Qualifying Generation | TWh | 25.4218 | 25.4215 | 26.0248 | 30.9501 | 55.9756 | 65.444 | 69.7121 | 75.1493
RPS Clean Energy v6.20- CO | 713 | 7648 | Generation Constraint in GWh | FALSE | G | Annual | Rate | lb/MWh | 0 | 0 | 0 | 0 | 0 | 0 | 0 | 0
RPS Clean Energy v6.20- CO | 713 | 7648 | Generation Constraint in GWh | FALSE | G | Annual | Constraint Shadow Price | US2019$/MWh | 0 | 0 | 0 | 0 | 0 | 0 | 0 | 0
RPS Clean Energy v6.20- IL | 714 | 7740 | Generation Constraint in GWh | FALSE | G | Annual | Seasons Included | Seasons | Winter, WintShld, Summer | Winter, WintShld, Summer | Winter, WintShld, Summer | Winter, WintShld, Summer | Winter, WintShld, Summer | Winter, WintShld, Summer | Winter, WintShld, Summer | Winter, WintShld, Summer
RPS Clean Energy v6.20- IL | 714 | 7740 | Generation Constraint in GWh | FALSE | G | Annual | Standard GWh | GWh | 0 | 0 | 0 | 0 | 0 | 0 | 0 | 164415.7767
RPS Clean Energy v6.20- IL | 714 | 7740 | Generation Constraint in GWh | FALSE | G | Annual | Emissions at Affected Plants | GWh | 122776.2727 | 123371.0433 | 124455.7799 | 120530.6795 | 98707.1514 | 98696.536 | 70227.7059 | 164415.7767
RPS Clean Energy v6.20- IL | 714 | 7740 | Generation Constraint in GWh | FALSE | G | Annual | Allowances Purchased | GWh | 0 | 0 | 0 | 0 | 0 | 0 | 0 | 0
RPS Clean Energy v6.20- IL | 714 | 7740 | Generation Constraint in GWh | FALSE | G | Annual | Allowances Sold | GWh | 0 | 0 | 0 | 0 | 0 | 0 | 0 | 0
RPS Clean Energy v6.20- IL | 714 | 7740 | Generation Constraint in GWh | FALSE | G | Annual | Allowances Banked | GWh | 0 | 0 | 0 | 0 | 0 | 0 | 0 | 0
RPS Clean Energy v6.20- IL | 714 | 7740 | Generation Constraint in GWh | FALSE | G | Annual | Allowances Withdrawn (1:1) | GWh | 0 | 0 | 0 | 0 | 0 | 0 | 0 | 0
RPS Clean Energy v6.20- IL | 714 | 7740 | Generation Constraint in GWh | FALSE | G | Annual | Allowances Withdrawn (n:1) | GWh | 0 | 0 | 0 | 0 | 0 | 0 | 0 | 0
RPS Clean Energy v6.20- IL | 714 | 7740 | Generation Constraint in GWh | FALSE | G | Annual | Net Emissions Allowance Position | GWh | 122776.2727 | 123371.0433 | 124455.7799 | 120530.6795 | 98707.1514 | 98696.536 | 70227.7059 | 164415.7767
RPS Clean Energy v6.20- IL | 714 | 7740 | Generation Constraint in GWh | FALSE | G | Annual | Fuel Consumed | TBtu | 1021.1005 | 1021.7818 | 1031.0162 | 950.6807 | 710.078 | 709.9877 | 412.3104 | 16.6989
RPS Clean Energy v6.20- IL | 714 | 7740 | Generation Constraint in GWh | FALSE | G | Annual | Heat Rate | MMBtu/MWh | 8.3168 | 8.2822 | 8.2842 | 7.8875 | 7.1938 | 7.1936 | 5.871 | 0.10157
RPS Clean Energy v6.20- IL | 714 | 7740 | Generation Constraint in GWh | FALSE | G | Annual | Generation | TWh | 122.7763 | 123.371 | 124.4558 | 120.5307 | 98.7072 | 98.6965 | 70.2277 | 164.4158
RPS Clean Energy v6.20- IL | 714 | 7740 | Generation Constraint in GWh | FALSE | G | Annual | Qualifying Generation | TWh | 122.7763 | 123.371 | 124.4558 | 120.5307 | 98.7072 | 98.6965 | 70.2277 | 164.4158
RPS Clean Energy v6.20- IL | 714 | 7740 | Generation Constraint in GWh | FALSE | G | Annual | Rate | lb/MWh | 0 | 0 | 0 | 0 | 0 | 0 | 0 | 0
RPS Clean Energy v6.20- IL | 714 | 7740 | Generation Constraint in GWh | FALSE | G | Annual | Constraint Shadow Price | US2019$/MWh | 0 | 0 | 0 | 0 | 0 | 0 | 0 | 3.2313
RPS Clean Energy v6.20- MA | 715 | 7649 | Generation Constraint in GWh | FALSE | G | Annual | Seasons Included | Seasons | Winter, WintShld, Summer | Winter, WintShld, Summer | Winter, WintShld, Summer | Winter, WintShld, Summer | Winter, WintShld, Summer | Winter, WintShld, Summer | Winter, WintShld, Summer | Winter, WintShld, Summer
RPS Clean Energy v6.20- MA | 715 | 7649 | Generation Constraint in GWh | FALSE | G | Annual | Standard GWh | GWh | 13594.142 | 15663.7516 | 18812.4615 | 21200.6836 | 27306.8272 | 33786.0663 | 40912.9788 | 48968.7692
RPS Clean Energy v6.20- MA | 715 | 7649 | Generation Constraint in GWh | FALSE | G | Annual | Emissions at Affected Plants | GWh | 13594.142 | 15663.7516 | 19366.1979 | 21200.6836 | 27306.8271 | 33786.0663 | 40912.9788 | 48968.7692
RPS Clean Energy v6.20- MA | 715 | 7649 | Generation Constraint in GWh | FALSE | G | Annual | Allowances Purchased | GWh | 0 | 0 | 0 | 0 | 0 | 0 | 0 | 0
RPS Clean Energy v6.20- MA | 715 | 7649 | Generation Constraint in GWh | FALSE | G | Annual | Allowances Sold | GWh | 0 | 0 | 0 | 0 | 0 | 0 | 0 | 0
RPS Clean Energy v6.20- MA | 715 | 7649 | Generation Constraint in GWh | FALSE | G | Annual | Allowances Banked | GWh | 0 | 0 | 0 | 0 | 0 | 0 | 0 | 0
RPS Clean Energy v6.20- MA | 715 | 7649 | Generation Constraint in GWh | FALSE | G | Annual | Allowances Withdrawn (1:1) | GWh | 0 | 0 | 0 | 0 | 0 | 0 | 0 | 0
RPS Clean Energy v6.20- MA | 715 | 7649 | Generation Constraint in GWh | FALSE | G | Annual | Allowances Withdrawn (n:1) | GWh | 0 | 0 | 0 | 0 | 0 | 0 | 0 | 0
RPS Clean Energy v6.20- MA | 715 | 7649 | Generation Constraint in GWh | FALSE | G | Annual | Net Emissions Allowance Position | GWh | 13594.142 | 15663.7516 | 19366.1979 | 21200.6836 | 27306.8271 | 33786.0663 | 40912.9788 | 48968.7692
RPS Clean Energy v6.20- MA | 715 | 7649 | Generation Constraint in GWh | FALSE | G | Annual | Fuel Consumed | TBtu | 8.1572 | 6.1029 | 6.1029 | 6.1029 | 6.1029 | 6.1029 | 6.1029 | 5.9782
RPS Clean Energy v6.20- MA | 715 | 7649 | Generation Constraint in GWh | FALSE | G | Annual | Heat Rate | MMBtu/MWh | 0.60006 | 0.38962 | 0.31513 | 0.28786 | 0.22349 | 0.18063 | 0.14917 | 0.12208
RPS Clean Energy v6.20- MA | 715 | 7649 | Generation Constraint in GWh | FALSE | G | Annual | Generation | TWh | 13.5941 | 15.6638 | 19.3662 | 21.2007 | 27.3068 | 33.7861 | 40.913 | 48.9688
RPS Clean Energy v6.20- MA | 715 | 7649 | Generation Constraint in GWh | FALSE | G | Annual | Qualifying Generation | TWh | 13.5941 | 15.6638 | 19.3662 | 21.2007 | 27.3068 | 33.7861 | 40.913 | 48.9688
RPS Clean Energy v6.20- MA | 715 | 7649 | Generation Constraint in GWh | FALSE | G | Annual | Rate | lb/MWh | 0 | 0 | 0 | 0 | 0 | 0 | 0 | 0
RPS Clean Energy v6.20- MA | 715 | 7649 | Generation Constraint in GWh | FALSE | G | Annual | Constraint Shadow Price | US2019$/MWh | 130.916 | 25.398 | 0 | 7.847 | 10.6019 | 11.1008 | 9.1803 | 2.3203
RPS Clean Energy v6.20- NM | 716 | 7571 | Generation Constraint in GWh | FALSE | G | Annual | Seasons Included | Seasons | Winter, WintShld, Summer | Winter, WintShld, Summer | Winter, WintShld, Summer | Winter, WintShld, Summer | Winter, WintShld, Summer | Winter, WintShld, Summer | Winter, WintShld, Summer | Winter, WintShld, Summer
RPS Clean Energy v6.20- NM | 716 | 7571 | Generation Constraint in GWh | FALSE | G | Annual | Standard GWh | GWh | 0 | 0 | 0 | 0 | 0 | 0 | 19276.025 | 26763.1898
RPS Clean Energy v6.20- NM | 716 | 7571 | Generation Constraint in GWh | FALSE | G | Annual | Emissions at Affected Plants | GWh | 21427.7179 | 25137.7173 | 29544.3119 | 37538.8495 | 58212.8054 | 72754.6773 | 81485.2003 | 83791.1113
RPS Clean Energy v6.20- NM | 716 | 7571 | Generation Constraint in GWh | FALSE | G | Annual | Allowances Purchased | GWh | 0 | 0 | 0 | 0 | 0 | 0 | 0 | 0
RPS Clean Energy v6.20- NM | 716 | 7571 | Generation Constraint in GWh | FALSE | G | Annual | Allowances Sold | GWh | 0 | 0 | 0 | 0 | 0 | 0 | 0 | 0
RPS Clean Energy v6.20- NM | 716 | 7571 | Generation Constraint in GWh | FALSE | G | Annual | Allowances Banked | GWh | 0 | 0 | 0 | 0 | 0 | 0 | 0 | 0
RPS Clean Energy v6.20- NM | 716 | 7571 | Generation Constraint in GWh | FALSE | G | Annual | Allowances Withdrawn (1:1) | GWh | 0 | 0 | 0 | 0 | 0 | 0 | 0 | 0
RPS Clean Energy v6.20- NM | 716 | 7571 | Generation Constraint in GWh | FALSE | G | Annual | Allowances Withdrawn (n:1) | GWh | 0 | 0 | 0 | 0 | 0 | 0 | 0 | 0
RPS Clean Energy v6.20- NM | 716 | 7571 | Generation Constraint in GWh | FALSE | G | Annual | Net Emissions Allowance Position | GWh | 21427.7179 | 25137.7173 | 29544.3119 | 37538.8495 | 58212.8054 | 72754.6773 | 81485.2003 | 83791.1113
RPS Clean Energy v6.20- NM | 716 | 7571 | Generation Constraint in GWh | FALSE | G | Annual | Fuel Consumed | TBtu | 0.58478 | 0.58478 | 0.60474 | 0.60467 | 0.053577 | 0.052586 | 0.04963 | 0.039936
RPS Clean Energy v6.20- NM | 716 | 7571 | Generation Constraint in GWh | FALSE | G | Annual | Heat Rate | MMBtu/MWh | 0.027291 | 0.023263 | 0.020469 | 0.016108 | 0.00092037 | 0.00072279 | 0.00060907 | 0.00047661
RPS Clean Energy v6.20- NM | 716 | 7571 | Generation Constraint in GWh | FALSE | G | Annual | Generation | TWh | 21.4277 | 25.1377 | 29.5443 | 37.5388 | 58.2128 | 72.7547 | 81.4852 | 83.7911
RPS Clean Energy v6.20- NM | 716 | 7571 | Generation Constraint in GWh | FALSE | G | Annual | Qualifying Generation | TWh | 21.4277 | 25.1377 | 29.5443 | 37.5388 | 58.2128 | 72.7547 | 81.4852 | 83.7911
RPS Clean Energy v6.20- NM | 716 | 7571 | Generation Constraint in GWh | FALSE | G | Annual | Rate | lb/MWh | 0 | 0 | 0 | 0 | 0 | 0 | 0 | 0
RPS Clean Energy v6.20- NM | 716 | 7571 | Generation Constraint in GWh | FALSE | G | Annual | Constraint Shadow Price | US2019$/MWh | 0 | 0 | 0 | 0 | 0 | 0 | 0 | 0
RPS Clean Energy v6.20- NV | 717 | 7572 | Generation Constraint in GWh | FALSE | G | Annual | Seasons Included | Seasons | Winter, WintShld, Summer | Winter, WintShld, Summer | Winter, WintShld, Summer | Winter, WintShld, Summer | Winter, WintShld, Summer | Winter, WintShld, Summer | Winter, WintShld, Summer | Winter, WintShld, Summer
RPS Clean Energy v6.20- NV | 717 | 7572 | Generation Constraint in GWh | FALSE | G | Annual | Standard GWh | GWh | 0 | 0 | 0 | 0 | 0 | 0 | 0 | 48961.9676
RPS Clean Energy v6.20- NV | 717 | 7572 | Generation Constraint in GWh | FALSE | G | Annual | Emissions at Affected Plants | GWh | 16885.1031 | 19907.8857 | 19919.2902 | 21508.1132 | 26851.1852 | 26854.8649 | 27320.0326 | 48961.9676
RPS Clean Energy v6.20- NV | 717 | 7572 | Generation Constraint in GWh | FALSE | G | Annual | Allowances Purchased | GWh | 0 | 0 | 0 | 0 | 0 | 0 | 0 | 0
RPS Clean Energy v6.20- NV | 717 | 7572 | Generation Constraint in GWh | FALSE | G | Annual | Allowances Sold | GWh | 0 | 0 | 0 | 0 | 0 | 0 | 0 | 0
RPS Clean Energy v6.20- NV | 717 | 7572 | Generation Constraint in GWh | FALSE | G | Annual | Allowances Banked | GWh | 0 | 0 | 0 | 0 | 0 | 0 | 0 | 0
RPS Clean Energy v6.20- NV | 717 | 7572 | Generation Constraint in GWh | FALSE | G | Annual | Allowances Withdrawn (1:1) | GWh | 0 | 0 | 0 | 0 | 0 | 0 | 0 | 0
RPS Clean Energy v6.20- NV | 717 | 7572 | Generation Constraint in GWh | FALSE | G | Annual | Allowances Withdrawn (n:1) | GWh | 0 | 0 | 0 | 0 | 0 | 0 | 0 | 0
RPS Clean Energy v6.20- NV | 717 | 7572 | Generation Constraint in GWh | FALSE | G | Annual | Net Emissions Allowance Position | GWh | 16885.1031 | 19907.8857 | 19919.2902 | 21508.1132 | 26851.1852 | 26854.8649 | 27320.0326 | 48961.9676
RPS Clean Energy v6.20- NV | 717 | 7572 | Generation Constraint in GWh | FALSE | G | Annual | Fuel Consumed | TBtu | 54.7502 | 54.8306 | 54.9146 | 54.8715 | 54.8827 | 54.9181 | 54.8878 | 54.8306
RPS Clean Energy v6.20- NV | 717 | 7572 | Generation Constraint in GWh | FALSE | G | Annual | Heat Rate | MMBtu/MWh | 3.2425 | 2.7542 | 2.7569 | 2.5512 | 2.044 | 2.045 | 2.0091 | 1.1199
RPS Clean Energy v6.20- NV | 717 | 7572 | Generation Constraint in GWh | FALSE | G | Annual | Generation | TWh | 16.8851 | 19.9079 | 19.9193 | 21.5081 | 26.8512 | 26.8549 | 27.32 | 48.962
RPS Clean Energy v6.20- NV | 717 | 7572 | Generation Constraint in GWh | FALSE | G | Annual | Qualifying Generation | TWh | 16.8851 | 19.9079 | 19.9193 | 21.5081 | 26.8512 | 26.8549 | 27.32 | 48.962
RPS Clean Energy v6.20- NV | 717 | 7572 | Generation Constraint in GWh | FALSE | G | Annual | Rate | lb/MWh | 0 | 0 | 0 | 0 | 0 | 0 | 0 | 0
RPS Clean Energy v6.20- NV | 717 | 7572 | Generation Constraint in GWh | FALSE | G | Annual | Constraint Shadow Price | US2019$/MWh | 0 | 0 | 0 | 0 | 0 | 0 | 0 | 3.9605
RPS Clean Energy v6.20- NY | 718 | 7573 | Generation Constraint in GWh | FALSE | G | Annual | Seasons Included | Seasons | Winter, WintShld, Summer | Winter, WintShld, Summer | Winter, WintShld, Summer | Winter, WintShld, Summer | Winter, WintShld, Summer | Winter, WintShld, Summer | Winter, WintShld, Summer | Winter, WintShld, Summer
RPS Clean Energy v6.20- NY | 718 | 7573 | Generation Constraint in GWh | FALSE | G | Annual | Standard GWh | GWh | 0 | 0 | 0 | 0 | 0 | 152394.3924 | 156698.7408 | 163809.3067
RPS Clean Energy v6.20- NY | 718 | 7573 | Generation Constraint in GWh | FALSE | G | Annual | Emissions at Affected Plants | GWh | 62949.6828 | 81113.7709 | 81177.584 | 71271.2039 | 123222.1027 | 152394.3924 | 156698.7408 | 163809.3067
RPS Clean Energy v6.20- NY | 718 | 7573 | Generation Constraint in GWh | FALSE | G | Annual | Allowances Purchased | GWh | 0 | 0 | 0 | 0 | 0 | 0 | 0 | 0
RPS Clean Energy v6.20- NY | 718 | 7573 | Generation Constraint in GWh | FALSE | G | Annual | Allowances Sold | GWh | 0 | 0 | 0 | 0 | 0 | 0 | 0 | 0
RPS Clean Energy v6.20- NY | 718 | 7573 | Generation Constraint in GWh | FALSE | G | Annual | Allowances Banked | GWh | 0 | 0 | 0 | 0 | 0 | 0 | 0 | 0
RPS Clean Energy v6.20- NY | 718 | 7573 | Generation Constraint in GWh | FALSE | G | Annual | Allowances Withdrawn (1:1) | GWh | 0 | 0 | 0 | 0 | 0 | 0 | 0 | 0
RPS Clean Energy v6.20- NY | 718 | 7573 | Generation Constraint in GWh | FALSE | G | Annual | Allowances Withdrawn (n:1) | GWh | 0 | 0 | 0 | 0 | 0 | 0 | 0 | 0
RPS Clean Energy v6.20- NY | 718 | 7573 | Generation Constraint in GWh | FALSE | G | Annual | Net Emissions Allowance Position | GWh | 62949.6828 | 81113.7709 | 81177.584 | 71271.2039 | 123222.1027 | 152394.3924 | 156698.7408 | 163809.3067
RPS Clean Energy v6.20- NY | 718 | 7573 | Generation Constraint in GWh | FALSE | G | Annual | Fuel Consumed | TBtu | 301.9438 | 297.7943 | 297.7943 | 194.2132 | 194.2132 | 127.8733 | 127.8733 | 17.9586
RPS Clean Energy v6.20- NY | 718 | 7573 | Generation Constraint in GWh | FALSE | G | Annual | Heat Rate | MMBtu/MWh | 4.7966 | 3.6713 | 3.6684 | 2.725 | 1.5761 | 0.83909 | 0.81605 | 0.10963
RPS Clean Energy v6.20- NY | 718 | 7573 | Generation Constraint in GWh | FALSE | G | Annual | Generation | TWh | 62.9497 | 81.1138 | 81.1776 | 71.2712 | 123.2221 | 152.3944 | 156.6987 | 163.8093
RPS Clean Energy v6.20- NY | 718 | 7573 | Generation Constraint in GWh | FALSE | G | Annual | Qualifying Generation | TWh | 62.9497 | 81.1138 | 81.1776 | 71.2712 | 123.2221 | 152.3944 | 156.6987 | 163.8093
RPS Clean Energy v6.20- NY | 718 | 7573 | Generation Constraint in GWh | FALSE | G | Annual | Rate | lb/MWh | 0 | 0 | 0 | 0 | 0 | 0 | 0 | 0
RPS Clean Energy v6.20- NY | 718 | 7573 | Generation Constraint in GWh | FALSE | G | Annual | Constraint Shadow Price | US2019$/MWh | 0 | 0 | 0 | 0 | 0 | 6.0479 | 3.5644 | 3.7735
RPS Clean Energy v6.20- WA | 719 | 7574 | Generation Constraint in GWh | FALSE | G | Annual | Seasons Included | Seasons | Winter, WintShld, Summer | Winter, WintShld, Summer | Winter, WintShld, Summer | Winter, WintShld, Summer | Winter, WintShld, Summer | Winter, WintShld, Summer | Winter, WintShld, Summer | Winter, WintShld, Summer
RPS Clean Energy v6.20- WA | 719 | 7574 | Generation Constraint in GWh | FALSE | G | Annual | Standard GWh | GWh | 0 | 0 | 0 | 94421.8601 | 97181.9993 | 102038.2517 | 107685.7862 | 114570.154
RPS Clean Energy v6.20- WA | 719 | 7574 | Generation Constraint in GWh | FALSE | G | Annual | Emissions at Affected Plants | GWh | 98272.9458 | 98351.4905 | 98519.4974 | 98500.1752 | 105272.2692 | 105275.9552 | 108594.924 | 114570.154
RPS Clean Energy v6.20- WA | 719 | 7574 | Generation Constraint in GWh | FALSE | G | Annual | Allowances Purchased | GWh | 0 | 0 | 0 | 0 | 0 | 0 | 0 | 0
RPS Clean Energy v6.20- WA | 719 | 7574 | Generation Constraint in GWh | FALSE | G | Annual | Allowances Sold | GWh | 0 | 0 | 0 | 0 | 0 | 0 | 0 | 0
RPS Clean Energy v6.20- WA | 719 | 7574 | Generation Constraint in GWh | FALSE | G | Annual | Allowances Banked | GWh | 0 | 0 | 0 | 0 | 0 | 0 | 0 | 0
RPS Clean Energy v6.20- WA | 719 | 7574 | Generation Constraint in GWh | FALSE | G | Annual | Allowances Withdrawn (1:1) | GWh | 0 | 0 | 0 | 0 | 0 | 0 | 0 | 0
RPS Clean Energy v6.20- WA | 719 | 7574 | Generation Constraint in GWh | FALSE | G | Annual | Allowances Withdrawn (n:1) | GWh | 0 | 0 | 0 | 0 | 0 | 0 | 0 | 0
RPS Clean Energy v6.20- WA | 719 | 7574 | Generation Constraint in GWh | FALSE | G | Annual | Net Emissions Allowance Position | GWh | 98272.9458 | 98351.4905 | 98519.4974 | 98500.1752 | 105272.2692 | 105275.9552 | 108594.924 | 114570.154
RPS Clean Energy v6.20- WA | 719 | 7574 | Generation Constraint in GWh | FALSE | G | Annual | Fuel Consumed | TBtu | 99.24 | 97.2804 | 98.7107 | 98.5462 | 98.6573 | 98.6887 | 4.0774 | 4.338
RPS Clean Energy v6.20- WA | 719 | 7574 | Generation Constraint in GWh | FALSE | G | Annual | Heat Rate | MMBtu/MWh | 1.0098 | 0.98911 | 1.0019 | 1.0005 | 0.93716 | 0.93743 | 0.037546 | 0.037864
RPS Clean Energy v6.20- WA | 719 | 7574 | Generation Constraint in GWh | FALSE | G | Annual | Generation | TWh | 98.2729 | 98.3515 | 98.5195 | 98.5002 | 105.2723 | 105.276 | 108.5949 | 114.5702
RPS Clean Energy v6.20- WA | 719 | 7574 | Generation Constraint in GWh | FALSE | G | Annual | Qualifying Generation | TWh | 98.2729 | 98.3515 | 98.5195 | 98.5002 | 105.2723 | 105.276 | 108.5949 | 114.5702
RPS Clean Energy v6.20- WA | 719 | 7574 | Generation Constraint in GWh | FALSE | G | Annual | Rate | lb/MWh | 0 | 0 | 0 | 0 | 0 | 0 | 0 | 0
RPS Clean Energy v6.20- WA | 719 | 7574 | Generation Constraint in GWh | FALSE | G | Annual | Constraint Shadow Price | US2019$/MWh | 0 | 0 | 0 | 0 | 0 | 0 | 0 | 6.272
RPS Solar v6.20- DC | 720 | 7575 | Generation Constraint in GWh | FALSE | G | Annual | Seasons Included | Seasons | Winter, WintShld, Summer | Winter, WintShld, Summer | Winter, WintShld, Summer | Winter, WintShld, Summer | Winter, WintShld, Summer | Winter, WintShld, Summer | Winter, WintShld, Summer | Winter, WintShld, Summer
RPS Solar v6.20- DC | 720 | 7575 | Generation Constraint in GWh | FALSE | G | Annual | Standard GWh | GWh | 312.6419 | 378.1139 | 495.0414 | 556.6474 | 801.3588 | 1123.7217 | 1224.9342 | 1282.8178
RPS Solar v6.20- DC | 720 | 7575 | Generation Constraint in GWh | FALSE | G | Annual | Emissions at Affected Plants | GWh | 13.0777 | 13.0777 | 13.0777 | 13.0777 | 13.0777 | 13.0777 | 13.0777 | 13.0777
RPS Solar v6.20- DC | 720 | 7575 | Generation Constraint in GWh | FALSE | G | Annual | Allowances Purchased | GWh | 299.5642 | 365.0362 | 481.9638 | 543.5697 | 788.2812 | 1110.644 | 1211.8565 | 1269.7402
RPS Solar v6.20- DC | 720 | 7575 | Generation Constraint in GWh | FALSE | G | Annual | Allowances Sold | GWh | 0 | 0 | 0 | 0 | 0 | 0 | 0 | 0
RPS Solar v6.20- DC | 720 | 7575 | Generation Constraint in GWh | FALSE | G | Annual | Allowances Banked | GWh | 0 | 0 | 0 | 0 | 0 | 0 | 0 | 0
RPS Solar v6.20- DC | 720 | 7575 | Generation Constraint in GWh | FALSE | G | Annual | Allowances Withdrawn (1:1) | GWh | 0 | 0 | 0 | 0 | 0 | 0 | 0 | 0
RPS Solar v6.20- DC | 720 | 7575 | Generation Constraint in GWh | FALSE | G | Annual | Allowances Withdrawn (n:1) | GWh | 0 | 0 | 0 | 0 | 0 | 0 | 0 | 0
RPS Solar v6.20- DC | 720 | 7575 | Generation Constraint in GWh | FALSE | G | Annual | Net Emissions Allowance Position | GWh | 312.6419 | 378.1139 | 495.0414 | 556.6474 | 801.3588 | 1123.7217 | 1224.9342 | 1282.8178
RPS Solar v6.20- DC | 720 | 7575 | Generation Constraint in GWh | FALSE | G | Annual | Fuel Consumed | TBtu | 0 | 0 | 0 | 0 | 0 | 0 | 0 | 0
RPS Solar v6.20- DC | 720 | 7575 | Generation Constraint in GWh | FALSE | G | Annual | Heat Rate | MMBtu/MWh | 0 | 0 | 0 | 0 | 0 | 0 | 0 | 0
RPS Solar v6.20- DC | 720 | 7575 | Generation Constraint in GWh | FALSE | G | Annual | Generation | TWh | 0.013078 | 0.013078 | 0.013078 | 0.013078 | 0.013078 | 0.013078 | 0.013078 | 0.013078
RPS Solar v6.20- DC | 720 | 7575 | Generation Constraint in GWh | FALSE | G | Annual | Qualifying Generation | TWh | 0.013078 | 0.013078 | 0.013078 | 0.013078 | 0.013078 | 0.013078 | 0.013078 | 0.013078
RPS Solar v6.20- DC | 720 | 7575 | Generation Constraint in GWh | FALSE | G | Annual | Rate | lb/MWh | 0 | 0 | 0 | 0 | 0 | 0 | 0 | 0
RPS Solar v6.20- DC | 720 | 7575 | Generation Constraint in GWh | FALSE | G | Annual | Constraint Shadow Price | US2019$/MWh | 53.115 | 53.1147 | 53.1147 | 53.1152 | 53.1145 | 53.1147 | 53.1148 | 53.1149
RPS Solar v6.20- DE | 721 | 7576 | Generation Constraint in GWh | FALSE | G | Annual | Seasons Included | Seasons | Winter, WintShld, Summer | Winter, WintShld, Summer | Winter, WintShld, Summer | Winter, WintShld, Summer | Winter, WintShld, Summer | Winter, WintShld, Summer | Winter, WintShld, Summer | Winter, WintShld, Summer
RPS Solar v6.20- DE | 721 | 7576 | Generation Constraint in GWh | FALSE | G | Annual | Standard GWh | GWh | 204.4227 | 238.2743 | 239.1678 | 242.0381 | 248.8872 | 257.1632 | 266.3093 | 278.8936
RPS Solar v6.20- DE | 721 | 7576 | Generation Constraint in GWh | FALSE | G | Annual | Emissions at Affected Plants | GWh | 18935.8398 | 22226.8283 | 29318.4175 | 42174.1644 | 91993.0189 | 116220.013 | 158449.0461 | 227130.3917
RPS Solar v6.20- DE | 721 | 7576 | Generation Constraint in GWh | FALSE | G | Annual | Allowances Purchased | GWh | 0 | 0 | 0 | 0 | 0 | 0 | 0 | 0
RPS Solar v6.20- DE | 721 | 7576 | Generation Constraint in GWh | FALSE | G | Annual | Allowances Sold | GWh | 0 | 0 | 0 | 0 | 0 | 0 | 0 | 0
RPS Solar v6.20- DE | 721 | 7576 | Generation Constraint in GWh | FALSE | G | Annual | Allowances Banked | GWh | 0 | 0 | 0 | 0 | 0 | 0 | 0 | 0
RPS Solar v6.20- DE | 721 | 7576 | Generation Constraint in GWh | FALSE | G | Annual | Allowances Withdrawn (1:1) | GWh | 0 | 0 | 0 | 0 | 0 | 0 | 0 | 0
RPS Solar v6.20- DE | 721 | 7576 | Generation Constraint in GWh | FALSE | G | Annual | Allowances Withdrawn (n:1) | GWh | 0 | 0 | 0 | 0 | 0 | 0 | 0 | 0
RPS Solar v6.20- DE | 721 | 7576 | Generation Constraint in GWh | FALSE | G | Annual | Net Emissions Allowance Position | GWh | 18935.8398 | 22226.8283 | 29318.4175 | 42174.1644 | 91993.0189 | 116220.013 | 158449.0461 | 227130.3917
RPS Solar v6.20- DE | 721 | 7576 | Generation Constraint in GWh | FALSE | G | Annual | Fuel Consumed | TBtu | 0 | 0 | 0 | 0 | 0 | 0 | 0 | 0
RPS Solar v6.20- DE | 721 | 7576 | Generation Constraint in GWh | FALSE | G | Annual | Heat Rate | MMBtu/MWh | 0 | 0 | 0 | 0 | 0 | 0 | 0 | 0
RPS Solar v6.20- DE | 721 | 7576 | Generation Constraint in GWh | FALSE | G | Annual | Generation | TWh | 32.6791 | 41.784 | 49.9577 | 69.6445 | 119.1382 | 143.7312 | 178.234 | 247.3544
RPS Solar v6.20- DE | 721 | 7576 | Generation Constraint in GWh | FALSE | G | Annual | Qualifying Generation | TWh | 18.9358 | 22.2268 | 29.3184 | 42.1742 | 91.993 | 116.22 | 158.449 | 227.1304
RPS Solar v6.20- DE | 721 | 7576 | Generation Constraint in GWh | FALSE | G | Annual | Rate | lb/MWh | 0 | 0 | 0 | 0 | 0 | 0 | 0 | 0
RPS Solar v6.20- DE | 721 | 7576 | Generation Constraint in GWh | FALSE | G | Annual | Constraint Shadow Price | US2019$/MWh | 0 | 0 | 0 | 0 | 0 | 0 | 0 | 0
RPS Solar v6.20- IL, MO | 722 | 7580 | Generation Constraint in GWh | FALSE | G | Annual | Seasons Included | Seasons | Winter, WintShld, Summer | Winter, WintShld, Summer | Winter, WintShld, Summer | Winter, WintShld, Summer | Winter, WintShld, Summer | Winter, WintShld, Summer | Winter, WintShld, Summer | Winter, WintShld, Summer
RPS Solar v6.20- IL, MO | 722 | 7580 | Generation Constraint in GWh | FALSE | G | Annual | Standard GWh | GWh | 1886.477 | 2157.7903 | 2318.1593 | 2343.4358 | 2408.5909 | 2485.4451 | 2572.9315 | 2676.6841
RPS Solar v6.20- IL, MO | 722 | 7580 | Generation Constraint in GWh | FALSE | G | Annual | Emissions at Affected Plants | GWh | 5037.3342 | 5146.5459 | 4470.2756 | 17939.3977 | 21597.6336 | 21672.9142 | 19517.8309 | 19517.8309
RPS Solar v6.20- IL, MO | 722 | 7580 | Generation Constraint in GWh | FALSE | G | Annual | Allowances Purchased | GWh | 0 | 0 | 0 | 0 | 0 | 0 | 0 | 0
RPS Solar v6.20- IL, MO | 722 | 7580 | Generation Constraint in GWh | FALSE | G | Annual | Allowances Sold | GWh | 0 | 0 | 0 | 0 | 0 | 0 | 0 | 0
RPS Solar v6.20- IL, MO | 722 | 7580 | Generation Constraint in GWh | FALSE | G | Annual | Allowances Banked | GWh | 0 | 0 | 0 | 0 | 0 | 0 | 0 | 0
RPS Solar v6.20- IL, MO | 722 | 7580 | Generation Constraint in GWh | FALSE | G | Annual | Allowances Withdrawn (1:1) | GWh | 0 | 0 | 0 | 0 | 0 | 0 | 0 | 0
RPS Solar v6.20- IL, MO | 722 | 7580 | Generation Constraint in GWh | FALSE | G | Annual | Allowances Withdrawn (n:1) | GWh | 0 | 0 | 0 | 0 | 0 | 0 | 0 | 0
RPS Solar v6.20- IL, MO | 722 | 7580 | Generation Constraint in GWh | FALSE | G | Annual | Net Emissions Allowance Position | GWh | 5037.3342 | 5146.5459 | 4470.2756 | 17939.3977 | 21597.6336 | 21672.9142 | 19517.8309 | 19517.8309
RPS Solar v6.20- IL, MO | 722 | 7580 | Generation Constraint in GWh | FALSE | G | Annual | Fuel Consumed | TBtu | 0 | 0 | 0 | 0 | 0 | 0 | 0 | 0
RPS Solar v6.20- IL, MO | 722 | 7580 | Generation Constraint in GWh | FALSE | G | Annual | Heat Rate | MMBtu/MWh | 0 | 0 | 0 | 0 | 0 | 0 | 0 | 0
RPS Solar v6.20- IL, MO | 722 | 7580 | Generation Constraint in GWh | FALSE | G | Annual | Generation | TWh | 6.4847 | 8.2974 | 8.2974 | 26.8994 | 30.1867 | 37.1866 | 50.0886 | 93.4754
RPS Solar v6.20- IL, MO | 722 | 7580 | Generation Constraint in GWh | FALSE | G | Annual | Qualifying Generation | TWh | 5.0373 | 5.1465 | 4.4703 | 17.9394 | 21.5976 | 21.6729 | 19.5178 | 19.5178
RPS Solar v6.20- IL, MO | 722 | 7580 | Generation Constraint in GWh | FALSE | G | Annual | Rate | lb/MWh | 0 | 0 | 0 | 0 | 0 | 0 | 0 | 0
RPS Solar v6.20- IL, MO | 722 | 7580 | Generation Constraint in GWh | FALSE | G | Annual | Constraint Shadow Price | US2019$/MWh | 0 | 0 | 0 | 0 | 0 | 0 | 0 | 0
RPS Solar v6.20- MA | 723 | 7577 | Generation Constraint in GWh | FALSE | G | Annual | Seasons Included | Seasons | Winter, WintShld, Summer | Winter, WintShld, Summer | Winter, WintShld, Summer | Winter, WintShld, Summer | Winter, WintShld, Summer | Winter, WintShld, Summer | Winter, WintShld, Summer | Winter, WintShld, Summer
RPS Solar v6.20- MA | 723 | 7577 | Generation Constraint in GWh | FALSE | G | Annual | Standard GWh | GWh | 96.4653 | 104.5297 | 116.9265 | 126.9155 | 152.214 | 179.0467 | 208.7851 | 242.6865
RPS Solar v6.20- MA | 723 | 7577 | Generation Constraint in GWh | FALSE | G | Annual | Emissions at Affected Plants | GWh | 1981.9749 | 1981.9749 | 1981.9749 | 1981.9749 | 4352.1775 | 8117.3963 | 13965.8 | 13965.8
RPS Solar v6.20- MA | 723 | 7577 | Generation Constraint in GWh | FALSE | G | Annual | Allowances Purchased | GWh | 0 | 0 | 0 | 0 | 0 | 0 | 0 | 0
RPS Solar v6.20- MA | 723 | 7577 | Generation Constraint in GWh | FALSE | G | Annual | Allowances Sold | GWh | 0 | 0 | 0 | 0 | 0 | 0 | 0 | 0
RPS Solar v6.20- MA | 723 | 7577 | Generation Constraint in GWh | FALSE | G | Annual | Allowances Banked | GWh | 0 | 0 | 0 | 0 | 0 | 0 | 0 | 0
RPS Solar v6.20- MA | 723 | 7577 | Generation Constraint in GWh | FALSE | G | Annual | Allowances Withdrawn (1:1) | GWh | 0 | 0 | 0 | 0 | 0 | 0 | 0 | 0
RPS Solar v6.20- MA | 723 | 7577 | Generation Constraint in GWh | FALSE | G | Annual | Allowances Withdrawn (n:1) | GWh | 0 | 0 | 0 | 0 | 0 | 0 | 0 | 0
RPS Solar v6.20- MA | 723 | 7577 | Generation Constraint in GWh | FALSE | G | Annual | Net Emissions Allowance Position | GWh | 1981.9749 | 1981.9749 | 1981.9749 | 1981.9749 | 4352.1775 | 8117.3963 | 13965.8 | 13965.8
RPS Solar v6.20- MA | 723 | 7577 | Generation Constraint in GWh | FALSE | G | Annual | Fuel Consumed | TBtu | 0 | 0 | 0 | 0 | 0 | 0 | 0 | 0
RPS Solar v6.20- MA | 723 | 7577 | Generation Constraint in GWh | FALSE | G | Annual | Heat Rate | MMBtu/MWh | 0 | 0 | 0 | 0 | 0 | 0 | 0 | 0
RPS Solar v6.20- MA | 723 | 7577 | Generation Constraint in GWh | FALSE | G | Annual | Generation | TWh | 1.982 | 1.982 | 1.982 | 1.982 | 4.3522 | 8.1174 | 13.9658 | 13.9658
RPS Solar v6.20- MA | 723 | 7577 | Generation Constraint in GWh | FALSE | G | Annual | Qualifying Generation | TWh | 1.982 | 1.982 | 1.982 | 1.982 | 4.3522 | 8.1174 | 13.9658 | 13.9658
RPS Solar v6.20- MA | 723 | 7577 | Generation Constraint in GWh | FALSE | G | Annual | Rate | lb/MWh | 0 | 0 | 0 | 0 | 0 | 0 | 0 | 0
RPS Solar v6.20- MA | 723 | 7577 | Generation Constraint in GWh | FALSE | G | Annual | Constraint Shadow Price | US2019$/MWh | 0 | 0 | 0 | 0 | 0 | 0 | 0 | 0
RPS Solar v6.20- MD | 724 | 7578 | Generation Constraint in GWh | FALSE | G | Annual | Seasons Included | Seasons | Winter, WintShld, Summer | Winter, WintShld, Summer | Winter, WintShld, Summer | Winter, WintShld, Summer | Winter, WintShld, Summer | Winter, WintShld, Summer | Winter, WintShld, Summer | Winter, WintShld, Summer
RPS Solar v6.20- MD | 724 | 7578 | Generation Constraint in GWh | FALSE | G | Annual | Standard GWh | GWh | 5054.5691 | 6640.6939 | 8409.3145 | 8510.3085 | 8751.679 | 9042.4349 | 9364.2698 | 9803.249
RPS Solar v6.20- MD | 724 | 7578 | Generation Constraint in GWh | FALSE | G | Annual | Emissions at Affected Plants | GWh | 975.3781 | 6640.6939 | 8409.3145 | 8510.3085 | 8751.679 | 9042.4349 | 9364.2698 | 9803.249
RPS Solar v6.20- MD | 724 | 7578 | Generation Constraint in GWh | FALSE | G | Annual | Allowances Purchased | GWh | 4079.191 | 0 | 0 | 0 | 0 | 0 | 0 | 0
RPS Solar v6.20- MD | 724 | 7578 | Generation Constraint in GWh | FALSE | G | Annual | Allowances Sold | GWh | 0 | 0 | 0 | 0 | 0 | 0 | 0 | 0
RPS Solar v6.20- MD | 724 | 7578 | Generation Constraint in GWh | FALSE | G | Annual | Allowances Banked | GWh | 0 | 0 | 0 | 0 | 0 | 0 | 0 | 0
RPS Solar v6.20- MD | 724 | 7578 | Generation Constraint in GWh | FALSE | G | Annual | Allowances Withdrawn (1:1) | GWh | 0 | 0 | 0 | 0 | 0 | 0 | 0 | 0
RPS Solar v6.20- MD | 724 | 7578 | Generation Constraint in GWh | FALSE | G | Annual | Allowances Withdrawn (n:1) | GWh | 0 | 0 | 0 | 0 | 0 | 0 | 0 | 0
RPS Solar v6.20- MD | 724 | 7578 | Generation Constraint in GWh | FALSE | G | Annual | Net Emissions Allowance Position | GWh | 5054.5691 | 6640.6939 | 8409.3145 | 8510.3085 | 8751.679 | 9042.4349 | 9364.2698 | 9803.249
RPS Solar v6.20- MD | 724 | 7578 | Generation Constraint in GWh | FALSE | G | Annual | Fuel Consumed | TBtu | 0 | 0 | 0 | 0 | 0 | 0 | 0 | 0
RPS Solar v6.20- MD | 724 | 7578 | Generation Constraint in GWh | FALSE | G | Annual | Heat Rate | MMBtu/MWh | 0 | 0 | 0 | 0 | 0 | 0 | 0 | 0
RPS Solar v6.20- MD | 724 | 7578 | Generation Constraint in GWh | FALSE | G | Annual | Generation | TWh | 0.97538 | 6.6407 | 8.4093 | 8.5103 | 8.7517 | 9.0424 | 9.3643 | 9.8032
RPS Solar v6.20- MD | 724 | 7578 | Generation Constraint in GWh | FALSE | G | Annual | Qualifying Generation | TWh | 0.97538 | 6.6407 | 8.4093 | 8.5103 | 8.7517 | 9.0424 | 9.3643 | 9.8032
RPS Solar v6.20- MD | 724 | 7578 | Generation Constraint in GWh | FALSE | G | Annual | Rate | lb/MWh | 0 | 0 | 0 | 0 | 0 | 0 | 0 | 0
RPS Solar v6.20- MD | 724 | 7578 | Generation Constraint in GWh | FALSE | G | Annual | Constraint Shadow Price | US2019$/MWh | 63.738 | 44.1287 | 18.351 | 15.4936 | 6.0699 | 3.8828 | 1.2583 | 0.26625
RPS Solar v6.20- MN | 725 | 7579 | Generation Constraint in GWh | FALSE | G | Annual | Seasons Included | Seasons | Winter, WintShld, Summer | Winter, WintShld, Summer | Winter, WintShld, Summer | Winter, WintShld, Summer | Winter, WintShld, Summer | Winter, WintShld, Summer | Winter, WintShld, Summer | Winter, WintShld, Summer
RPS Solar v6.20- MN | 725 | 7579 | Generation Constraint in GWh | FALSE | G | Annual | Standard GWh | GWh | 930.9207 | 942.9136 | 959.8364 | 971.4982 | 999.8493 | 1033.6131 | 1072.3075 | 1116.2484
RPS Solar v6.20- MN | 725 | 7579 | Generation Constraint in GWh | FALSE | G | Annual | Emissions at Affected Plants | GWh | 2278.5112 | 2278.5112 | 2278.5112 | 5619.3784 | 13592.1392 | 13592.1392 | 13592.1392 | 13592.1392
RPS Solar v6.20- MN | 725 | 7579 | Generation Constraint in GWh | FALSE | G | Annual | Allowances Purchased | GWh | 0 | 0 | 0 | 0 | 0 | 0 | 0 | 0
RPS Solar v6.20- MN | 725 | 7579 | Generation Constraint in GWh | FALSE | G | Annual | Allowances Sold | GWh | 0 | 0 | 0 | 0 | 0 | 0 | 0 | 0
RPS Solar v6.20- MN | 725 | 7579 | Generation Constraint in GWh | FALSE | G | Annual | Allowances Banked | GWh | 0 | 0 | 0 | 0 | 0 | 0 | 0 | 0
RPS Solar v6.20- MN | 725 | 7579 | Generation Constraint in GWh | FALSE | G | Annual | Allowances Withdrawn (1:1) | GWh | 0 | 0 | 0 | 0 | 0 | 0 | 0 | 0
RPS Solar v6.20- MN | 725 | 7579 | Generation Constraint in GWh | FALSE | G | Annual | Allowances Withdrawn (n:1) | GWh | 0 | 0 | 0 | 0 | 0 | 0 | 0 | 0
RPS Solar v6.20- MN | 725 | 7579 | Generation Constraint in GWh | FALSE | G | Annual | Net Emissions Allowance Position | GWh | 2278.5112 | 2278.5112 | 2278.5112 | 5619.3784 | 13592.1392 | 13592.1392 | 13592.1392 | 13592.1392
RPS Solar v6.20- MN | 725 | 7579 | Generation Constraint in GWh | FALSE | G | Annual | Fuel Consumed | TBtu | 0 | 0 | 0 | 0 | 0 | 0 | 0 | 0
RPS Solar v6.20- MN | 725 | 7579 | Generation Constraint in GWh | FALSE | G | Annual | Heat Rate | MMBtu/MWh | 0 | 0 | 0 | 0 | 0 | 0 | 0 | 0
RPS Solar v6.20- MN | 725 | 7579 | Generation Constraint in GWh | FALSE | G | Annual | Generation | TWh | 2.2785 | 2.2785 | 2.2785 | 5.6194 | 13.5921 | 13.5921 | 13.5921 | 13.5921
RPS Solar v6.20- MN | 725 | 7579 | Generation Constraint in GWh | FALSE | G | Annual | Qualifying Generation | TWh | 2.2785 | 2.2785 | 2.2785 | 5.6194 | 13.5921 | 13.5921 | 13.5921 | 13.5921
RPS Solar v6.20- MN | 725 | 7579 | Generation Constraint in GWh | FALSE | G | Annual | Rate | lb/MWh | 0 | 0 | 0 | 0 | 0 | 0 | 0 | 0
RPS Solar v6.20- MN | 725 | 7579 | Generation Constraint in GWh | FALSE | G | Annual | Constraint Shadow Price | US2019$/MWh | 0 | 0 | 0 | 0 | 0 | 0 | 0 | 0
RPS Solar v6.20- NC 75% limit | 726 | 7583 | Generation Constraint in GWh | FALSE | G | Annual | Seasons Included | Seasons | Winter, WintShld, Summer | Winter, WintShld, Summer | Winter, WintShld, Summer | Winter, WintShld, Summer | Winter, WintShld, Summer | Winter, WintShld, Summer | Winter, WintShld, Summer | Winter, WintShld, Summer
RPS Solar v6.20- NC 75% limit | 726 | 7583 | Generation Constraint in GWh | FALSE | G | Annual | Standard GWh | GWh | 123.4839 | 124.95 | 127.4244 | 129.4618 | 135.1087 | 141.4688 | 148.7682 | 157.1614
RPS Solar v6.20- NC 75% limit | 726 | 7583 | Generation Constraint in GWh | FALSE | G | Annual | Emissions at Affected Plants | GWh | 7872.6485 | 7872.6485 | 7872.6485 | 7872.6485 | 7872.6485 | 7872.6485 | 7872.6485 | 7872.6485
RPS Solar v6.20- NC 75% limit | 726 | 7583 | Generation Constraint in GWh | FALSE | G | Annual | Allowances Purchased | GWh | 0 | 0 | 0 | 0 | 0 | 0 | 0 | 0
RPS Solar v6.20- NC 75% limit | 726 | 7583 | Generation Constraint in GWh | FALSE | G | Annual | Allowances Sold | GWh | 0 | 0 | 0 | 0 | 0 | 0 | 0 | 0
RPS Solar v6.20- NC 75% limit | 726 | 7583 | Generation Constraint in GWh | FALSE | G | Annual | Allowances Banked | GWh | 0 | 0 | 0 | 0 | 0 | 0 | 0 | 0
RPS Solar v6.20- NC 75% limit | 726 | 7583 | Generation Constraint in GWh | FALSE | G | Annual | Allowances Withdrawn (1:1) | GWh | 0 | 0 | 0 | 0 | 0 | 0 | 0 | 0
RPS Solar v6.20- NC 75% limit | 726 | 7583 | Generation Constraint in GWh | FALSE | G | Annual | Allowances Withdrawn (n:1) | GWh | 0 | 0 | 0 | 0 | 0 | 0 | 0 | 0
RPS Solar v6.20- NC 75% limit | 726 | 7583 | Generation Constraint in GWh | FALSE | G | Annual | Net Emissions Allowance Position | GWh | 7872.6485 | 7872.6485 | 7872.6485 | 7872.6485 | 7872.6485 | 7872.6485 | 7872.6485 | 7872.6485
RPS Solar v6.20- NC 75% limit | 726 | 7583 | Generation Constraint in GWh | FALSE | G | Annual | Fuel Consumed | TBtu | 0 | 0 | 0 | 0 | 0 | 0 | 0 | 0
RPS Solar v6.20- NC 75% limit | 726 | 7583 | Generation Constraint in GWh | FALSE | G | Annual | Heat Rate | MMBtu/MWh | 0 | 0 | 0 | 0 | 0 | 0 | 0 | 0
RPS Solar v6.20- NC 75% limit | 726 | 7583 | Generation Constraint in GWh | FALSE | G | Annual | Generation | TWh | 13.5246 | 14.041 | 14.041 | 14.041 | 25.0894 | 28.1669 | 39.9864 | 47.4304
RPS Solar v6.20- NC 75% limit | 726 | 7583 | Generation Constraint in GWh | FALSE | G | Annual | Qualifying Generation | TWh | 7.8726 | 7.8726 | 7.8726 | 7.8726 | 7.8726 | 7.8726 | 7.8726 | 7.8726
RPS Solar v6.20- NC 75% limit | 726 | 7583 | Generation Constraint in GWh | FALSE | G | Annual | Rate | lb/MWh | 0 | 0 | 0 | 0 | 0 | 0 | 0 | 0
RPS Solar v6.20- NC 75% limit | 726 | 7583 | Generation Constraint in GWh | FALSE | G | Annual | Constraint Shadow Price | US2019$/MWh | 0 | 0 | 0 | 0 | 0 | 0 | 0 | 0
RPS Solar v6.20- NH, MA | 727 | 7581 | Generation Constraint in GWh | FALSE | G | Annual | Seasons Included | Seasons | Winter, WintShld, Summer | Winter, WintShld, Summer | Winter, WintShld, Summer | Winter, WintShld, Summer | Winter, WintShld, Summer | Winter, WintShld, Summer | Winter, WintShld, Summer | Winter, WintShld, Summer
RPS Solar v6.20- NH, MA | 727 | 7581 | Generation Constraint in GWh | FALSE | G | Annual | Standard GWh | GWh | 171.1003 | 179.061 | 191.521 | 202.5733 | 230.1728 | 259.4272 | 292.216 | 330.0627
RPS Solar v6.20- NH, MA | 727 | 7581 | Generation Constraint in GWh | FALSE | G | Annual | Emissions at Affected Plants | GWh | 1882.464 | 2090.4444 | 2090.4444 | 2090.4444 | 3077.2815 | 3077.2815 | 3077.2815 | 7003.2225
RPS Solar v6.20- NH, MA | 727 | 7581 | Generation Constraint in GWh | FALSE | G | Annual | Allowances Purchased | GWh | 0 | 0 | 0 | 0 | 0 | 0 | 0 | 0
RPS Solar v6.20- NH, MA | 727 | 7581 | Generation Constraint in GWh | FALSE | G | Annual | Allowances Sold | GWh | 0 | 0 | 0 | 0 | 0 | 0 | 0 | 0
RPS Solar v6.20- NH, MA | 727 | 7581 | Generation Constraint in GWh | FALSE | G | Annual | Allowances Banked | GWh | 0 | 0 | 0 | 0 | 0 | 0 | 0 | 0
RPS Solar v6.20- NH, MA | 727 | 7581 | Generation Constraint in GWh | FALSE | G | Annual | Allowances Withdrawn (1:1) | GWh | 0 | 0 | 0 | 0 | 0 | 0 | 0 | 0
RPS Solar v6.20- NH, MA | 727 | 7581 | Generation Constraint in GWh | FALSE | G | Annual | Allowances Withdrawn (n:1) | GWh | 0 | 0 | 0 | 0 | 0 | 0 | 0 | 0
RPS Solar v6.20- NH, MA | 727 | 7581 | Generation Constraint in GWh | FALSE | G | Annual | Net Emissions Allowance Position | GWh | 1882.464 | 2090.4444 | 2090.4444 | 2090.4444 | 3077.2815 | 3077.2815 | 3077.2815 | 7003.2225
RPS Solar v6.20- NH, MA | 727 | 7581 | Generation Constraint in GWh | FALSE | G | Annual | Fuel Consumed | TBtu | 0 | 0 | 0 | 0 | 0 | 0 | 0 | 0
RPS Solar v6.20- NH, MA | 727 | 7581 | Generation Constraint in GWh | FALSE | G | Annual | Heat Rate | MMBtu/MWh | 0 | 0 | 0 | 0 | 0 | 0 | 0 | 0
RPS Solar v6.20- NH, MA | 727 | 7581 | Generation Constraint in GWh | FALSE | G | Annual | Generation | TWh | 3.8644 | 4.0724 | 4.0724 | 4.0724 | 7.4295 | 11.1947 | 17.0431 | 20.969
RPS Solar v6.20- NH, MA | 727 | 7581 | Generation Constraint in GWh | FALSE | G | Annual | Qualifying Generation | TWh | 1.8825 | 2.0904 | 2.0904 | 2.0904 | 3.0773 | 3.0773 | 3.0773 | 7.0032
RPS Solar v6.20- NH, MA | 727 | 7581 | Generation Constraint in GWh | FALSE | G | Annual | Rate | lb/MWh | 0 | 0 | 0 | 0 | 0 | 0 | 0 | 0
RPS Solar v6.20- NH, MA | 727 | 7581 | Generation Constraint in GWh | FALSE | G | Annual | Constraint Shadow Price | US2019$/MWh | 0 | 0 | 0 | 0 | 0 | 0 | 0 | 0
RPS Solar v6.20- NJ | 728 | 7582 | Generation Constraint in GWh | FALSE | G | Annual | Seasons Included | Seasons | Winter, WintShld, Summer | Winter, WintShld, Summer | Winter, WintShld, Summer | Winter, WintShld, Summer | Winter, WintShld, Summer | Winter, WintShld, Summer | Winter, WintShld, Summer | Winter, WintShld, Summer
RPS Solar v6.20- NJ | 728 | 7582 | Generation Constraint in GWh | FALSE | G | Annual | Standard GWh | GWh | 3264.4942 | 3069.5542 | 2400.5489 | 1435.4992 | 734.7003 | 759.1208 | 786.1042 | 823.2661
RPS Solar v6.20- NJ | 728 | 7582 | Generation Constraint in GWh | FALSE | G | Annual | Emissions at Affected Plants | GWh | 1545.3484 | 3069.5542 | 3059.319 | 3059.319 | 1176.4769 | 1176.4769 | 1176.4769 | 1176.4769
RPS Solar v6.20- NJ | 728 | 7582 | Generation Constraint in GWh | FALSE | G | Annual | Allowances Purchased | GWh | 1719.1458 | 0 | 0 | 0 | 0 | 0 | 0 | 0
RPS Solar v6.20- NJ | 728 | 7582 | Generation Constraint in GWh | FALSE | G | Annual | Allowances Sold | GWh | 0 | 0 | 0 | 0 | 0 | 0 | 0 | 0
RPS Solar v6.20- NJ | 728 | 7582 | Generation Constraint in GWh | FALSE | G | Annual | Allowances Banked | GWh | 0 | 0 | 0 | 0 | 0 | 0 | 0 | 0
RPS Solar v6.20- NJ | 728 | 7582 | Generation Constraint in GWh | FALSE | G | Annual | Allowances Withdrawn (1:1) | GWh | 0 | 0 | 0 | 0 | 0 | 0 | 0 | 0
RPS Solar v6.20- NJ | 728 | 7582 | Generation Constraint in GWh | FALSE | G | Annual | Allowances Withdrawn (n:1) | GWh | 0 | 0 | 0 | 0 | 0 | 0 | 0 | 0
RPS Solar v6.20- NJ | 728 | 7582 | Generation Constraint in GWh | FALSE | G | Annual | Net Emissions Allowance Position | GWh | 3264.4942 | 3069.5542 | 3059.319 | 3059.319 | 1176.4769 | 1176.4769 | 1176.4769 | 1176.4769
RPS Solar v6.20- NJ | 728 | 7582 | Generation Constraint in GWh | FALSE | G | Annual | Fuel Consumed | TBtu | 0 | 0 | 0 | 0 | 0 | 0 | 0 | 0
RPS Solar v6.20- NJ | 728 | 7582 | Generation Constraint in GWh | FALSE | G | Annual | Heat Rate | MMBtu/MWh | 0 | 0 | 0 | 0 | 0 | 0 | 0 | 0
RPS Solar v6.20- NJ | 728 | 7582 | Generation Constraint in GWh | FALSE | G | Annual | Generation | TWh | 1.5453 | 3.0696 | 3.0593 | 3.0593 | 3.0593 | 3.0593 | 3.0593 | 3.0593
RPS Solar v6.20- NJ | 728 | 7582 | Generation Constraint in GWh | FALSE | G | Annual | Qualifying Generation | TWh | 1.5453 | 3.0696 | 3.0593 | 3.0593 | 1.1765 | 1.1765 | 1.1765 | 1.1765
RPS Solar v6.20- NJ | 728 | 7582 | Generation Constraint in GWh | FALSE | G | Annual | Rate | lb/MWh | 0 | 0 | 0 | 0 | 0 | 0 | 0 | 0
RPS Solar v6.20- NJ | 728 | 7582 | Generation Constraint in GWh | FALSE | G | Annual | Constraint Shadow Price | US2019$/MWh | 242.202 | 105.7519 | 0 | 0 | 0 | 0 | 0 | 0
RPS Solar v6.20- PA | 729 | 7584 | Generation Constraint in GWh | FALSE | G | Annual | Seasons Included | Seasons | Winter, WintShld, Summer | Winter, WintShld, Summer | Winter, WintShld, Summer | Winter, WintShld, Summer | Winter, WintShld, Summer | Winter, WintShld, Summer | Winter, WintShld, Summer | Winter, WintShld, Summer
RPS Solar v6.20- PA | 729 | 7584 | Generation Constraint in GWh | FALSE | G | Annual | Standard GWh | GWh | 731.6668 | 732.3593 | 736.5508 | 745.4113 | 766.6677 | 792.0856 | 820.3266 | 858.0442
RPS Solar v6.20- PA | 729 | 7584 | Generation Constraint in GWh | FALSE | G | Annual | Emissions at Affected Plants | GWh | 858.7653 | 858.7653 | 858.7653 | 858.7653 | 858.7653 | 858.7653 | 858.7653 | 858.7653
RPS Solar v6.20- PA | 729 | 7584 | Generation Constraint in GWh | FALSE | G | Annual | Allowances Purchased | GWh | 0 | 0 | 0 | 0 | 0 | 0 | 0 | 0
RPS Solar v6.20- PA | 729 | 7584 | Generation Constraint in GWh | FALSE | G | Annual | Allowances Sold | GWh | 0 | 0 | 0 | 0 | 0 | 0 | 0 | 0
RPS Solar v6.20- PA | 729 | 7584 | Generation Constraint in GWh | FALSE | G | Annual | Allowances Banked | GWh | 0 | 0 | 0 | 0 | 0 | 0 | 0 | 0
RPS Solar v6.20- PA | 729 | 7584 | Generation Constraint in GWh | FALSE | G | Annual | Allowances Withdrawn (1:1) | GWh | 0 | 0 | 0 | 0 | 0 | 0 | 0 | 0
RPS Solar v6.20- PA | 729 | 7584 | Generation Constraint in GWh | FALSE | G | Annual | Allowances Withdrawn (n:1) | GWh | 0 | 0 | 0 | 0 | 0 | 0 | 0 | 0
RPS Solar v6.20- PA | 729 | 7584 | Generation Constraint in GWh | FALSE | G | Annual | Net Emissions Allowance Position | GWh | 858.7653 | 858.7653 | 858.7653 | 858.7653 | 858.7653 | 858.7653 | 858.7653 | 858.7653
RPS Solar v6.20- PA | 729 | 7584 | Generation Constraint in GWh | FALSE | G | Annual | Fuel Consumed | TBtu | 0 | 0 | 0 | 0 | 0 | 0 | 0 | 0
RPS Solar v6.20- PA | 729 | 7584 | Generation Constraint in GWh | FALSE | G | Annual | Heat Rate | MMBtu/MWh | 0 | 0 | 0 | 0 | 0 | 0 | 0 | 0
RPS Solar v6.20- PA | 729 | 7584 | Generation Constraint in GWh | FALSE | G | Annual | Generation | TWh | 0.85877 | 0.85877 | 0.85877 | 0.85877 | 0.85877 | 0.85877 | 0.85877 | 0.85877
RPS Solar v6.20- PA | 729 | 7584 | Generation Constraint in GWh | FALSE | G | Annual | Qualifying Generation | TWh | 0.85877 | 0.85877 | 0.85877 | 0.85877 | 0.85877 | 0.85877 | 0.85877 | 0.85877
RPS Solar v6.20- PA | 729 | 7584 | Generation Constraint in GWh | FALSE | G | Annual | Rate | lb/MWh | 0 | 0 | 0 | 0 | 0 | 0 | 0 | 0
RPS Solar v6.20- PA | 729 | 7584 | Generation Constraint in GWh | FALSE | G | Annual | Constraint Shadow Price | US2019$/MWh | 0 | 0 | 0 | 0 | 0 | 0 | 0 | 0
RPS v6.20- AZ | 730 | 7585 | Generation Constraint in GWh | FALSE | G | Annual | Seasons Included | Seasons | Winter, WintShld, Summer | Winter, WintShld, Summer | Winter, WintShld, Summer | Winter, WintShld, Summer | Winter, WintShld, Summer | Winter, WintShld, Summer | Winter, WintShld, Summer | Winter, WintShld, Summer
RPS v6.20- AZ | 730 | 7585 | Generation Constraint in GWh | FALSE | G | Annual | Standard GWh | GWh | 6390.8277 | 7506.897 | 7705.9432 | 7849.7221 | 8260.5546 | 8765.9506 | 9353.0698 | 10036.0948
RPS v6.20- AZ | 730 | 7585 | Generation Constraint in GWh | FALSE | G | Annual | Emissions at Affected Plants | GWh | 16997.9716 | 15866.2075 | 15867.2631 | 15893.1611 | 27895.089 | 40534.8457 | 48360.3375 | 59582.7912
RPS v6.20- AZ | 730 | 7585 | Generation Constraint in GWh | FALSE | G | Annual | Allowances Purchased | GWh | 0 | 0 | 0 | 0 | 0 | 0 | 0 | 0
RPS v6.20- AZ | 730 | 7585 | Generation Constraint in GWh | FALSE | G | Annual | Allowances Sold | GWh | 0 | 0 | 0 | 0 | 0 | 0 | 0 | 0
RPS v6.20- AZ | 730 | 7585 | Generation Constraint in GWh | FALSE | G | Annual | Allowances Banked | GWh | 0 | 0 | 0 | 0 | 0 | 0 | 0 | 0
RPS v6.20- AZ | 730 | 7585 | Generation Constraint in GWh | FALSE | G | Annual | Allowances Withdrawn (1:1) | GWh | 0 | 0 | 0 | 0 | 0 | 0 | 0 | 0
RPS v6.20- AZ | 730 | 7585 | Generation Constraint in GWh | FALSE | G | Annual | Allowances Withdrawn (n:1) | GWh | 0 | 0 | 0 | 0 | 0 | 0 | 0 | 0
RPS v6.20- AZ | 730 | 7585 | Generation Constraint in GWh | FALSE | G | Annual | Net Emissions Allowance Position | GWh | 16997.9716 | 15866.2075 | 15867.2631 | 15893.1611 | 27895.089 | 40534.8457 | 48360.3375 | 59582.7912
RPS v6.20- AZ | 730 | 7585 | Generation Constraint in GWh | FALSE | G | Annual | Fuel Consumed | TBtu | 7.0579 | 6.8671 | 6.8611 | 7.1143 | 7.0873 | 4.9504 | 3.1726 | 4.8745
RPS v6.20- AZ | 730 | 7585 | Generation Constraint in GWh | FALSE | G | Annual | Heat Rate | MMBtu/MWh | 0.41522 | 0.3951 | 0.39458 | 0.40914 | 0.25407 | 0.11717 | 0.063135 | 0.064737
RPS v6.20- AZ | 730 | 7585 | Generation Constraint in GWh | FALSE | G | Annual | Generation | TWh | 16.998 | 17.3808 | 17.3884 | 17.3883 | 27.8951 | 42.2494 | 50.2518 | 75.2973
RPS v6.20- AZ | 730 | 7585 | Generation Constraint in GWh | FALSE | G | Annual | Qualifying Generation | TWh | 16.998 | 15.8662 | 15.8673 | 15.8932 | 27.8951 | 40.5348 | 48.3603 | 59.5828
RPS v6.20- AZ | 730 | 7585 | Generation Constraint in GWh | FALSE | G | Annual | Rate | lb/MWh | 0 | 0 | 0 | 0 | 0 | 0 | 0 | 0
RPS v6.20- AZ | 730 | 7585 | Generation Constraint in GWh | FALSE | G | Annual | Constraint Shadow Price | US2019$/MWh | 0 | 0 | 0 | 0 | 0 | 0 | 0 | 0
RPS v6.20- CA 10% Unbundled | 731 | 7674 | Generation Constraint in GWh | FALSE | G | Annual | Seasons Included | Seasons | Winter, WintShld, Summer | Winter, WintShld, Summer | Winter, WintShld, Summer | Winter, WintShld, Summer | Winter, WintShld, Summer | Winter, WintShld, Summer | Winter, WintShld, Summer | Winter, WintShld, Summer
RPS v6.20- CA 10% Unbundled | 731 | 7674 | Generation Constraint in GWh | FALSE | G | Annual | Standard GWh | GWh | 9821.7106 | 11197.382 | 13231.8537 | 14592.1397 | 18438.2178 | 22982.9258 | 28107.5922 | 30767.0193
RPS v6.20- CA 10% Unbundled | 731 | 7674 | Generation Constraint in GWh | FALSE | G | Annual | Emissions at Affected Plants | GWh | 79892.9963 | 92163.8184 | 100756.9988 | 118881.5524 | 181453.998 | 204766.0622 | 229738.5071 | 246176.9182
RPS v6.20- CA 10% Unbundled | 731 | 7674 | Generation Constraint in GWh | FALSE | G | Annual | Allowances Purchased | GWh | 0 | 0 | 0 | 0 | 0 | 0 | 0 | 0
RPS v6.20- CA 10% Unbundled | 731 | 7674 | Generation Constraint in GWh | FALSE | G | Annual | Allowances Sold | GWh | 0 | 0 | 0 | 0 | 0 | 0 | 0 | 0
RPS v6.20- CA 10% Unbundled | 731 | 7674 | Generation Constraint in GWh | FALSE | G | Annual | Allowances Banked | GWh | 0 | 0 | 0 | 0 | 0 | 0 | 0 | 0
RPS v6.20- CA 10% Unbundled | 731 | 7674 | Generation Constraint in GWh | FALSE | G | Annual | Allowances Withdrawn (1:1) | GWh | 0 | 0 | 0 | 0 | 0 | 0 | 0 | 0
RPS v6.20- CA 10% Unbundled | 731 | 7674 | Generation Constraint in GWh | FALSE | G | Annual | Allowances Withdrawn (n:1) | GWh | 0 | 0 | 0 | 0 | 0 | 0 | 0 | 0
RPS v6.20- CA 10% Unbundled | 731 | 7674 | Generation Constraint in GWh | FALSE | G | Annual | Net Emissions Allowance Position | GWh | 79892.9963 | 92163.8184 | 100756.9988 | 118881.5524 | 181453.998 | 204766.0622 | 229738.5071 | 246176.9182
RPS v6.20- CA 10% Unbundled | 731 | 7674 | Generation Constraint in GWh | FALSE | G | Annual | Fuel Consumed | TBtu | 11.3179 | 11.3178 | 11.7671 | 11.5972 | 10.4689 | 10.7031 | 10.1974 | 9.246
RPS v6.20- CA 10% Unbundled | 731 | 7674 | Generation Constraint in GWh | FALSE | G | Annual | Heat Rate | MMBtu/MWh | 0.052213 | 0.047235 | 0.046292 | 0.036998 | 0.021538 | 0.018998 | 0.015279 | 0.011842
RPS v6.20- CA 10% Unbundled | 731 | 7674 | Generation Constraint in GWh | FALSE | G | Annual | Generation | TWh | 216.7616 | 239.6043 | 254.1951 | 313.4524 | 486.0782 | 563.3789 | 667.3991 | 780.8006
RPS v6.20- CA 10% Unbundled | 731 | 7674 | Generation Constraint in GWh | FALSE | G | Annual | Qualifying Generation | TWh | 79.893 | 92.1638 | 100.757 | 118.8816 | 181.454 | 204.7661 | 229.7385 | 246.1769
RPS v6.20- CA 10% Unbundled | 731 | 7674 | Generation Constraint in GWh | FALSE | G | Annual | Rate | lb/MWh | 0 | 0 | 0 | 0 | 0 | 0 | 0 | 0
RPS v6.20- CA 10% Unbundled | 731 | 7674 | Generation Constraint in GWh | FALSE | G | Annual | Constraint Shadow Price | US2019$/MWh | 0 | 0 | 0 | 0 | 0 | 0 | 0 | 0
RPS v6.20- CA 15% Bundled | 732 | 7666 | Generation Constraint in GWh | FALSE | G | Annual | Seasons Included | Seasons | Winter, WintShld, Summer | Winter, WintShld, Summer | Winter, WintShld, Summer | Winter, WintShld, Summer | Winter, WintShld, Summer | Winter, WintShld, Summer | Winter, WintShld, Summer | Winter, WintShld, Summer
RPS v6.20- CA 15% Bundled | 732 | 7666 | Generation Constraint in GWh | FALSE | G | Annual | Standard GWh | GWh | 14732.5659 | 16796.073 | 19847.7806 | 21888.2096 | 27657.3266 | 34474.3887 | 42161.3883 | 46150.5289
RPS v6.20- CA 15% Bundled | 732 | 7666 | Generation Constraint in GWh | FALSE | G | Annual | Emissions at Affected Plants | GWh | 48546.7621 | 51781.3308 | 54199.1986 | 55750.1287 | 85379.7289 | 115295.7111 | 148866.1228 | 268582.0606
RPS v6.20- CA 15% Bundled | 732 | 7666 | Generation Constraint in GWh | FALSE | G | Annual | Allowances Purchased | GWh | 0 | 0 | 0 | 0 | 0 | 0 | 0 | 0
RPS v6.20- CA 15% Bundled | 732 | 7666 | Generation Constraint in GWh | FALSE | G | Annual | Allowances Sold | GWh | 0 | 0 | 0 | 0 | 0 | 0 | 0 | 0
RPS v6.20- CA 15% Bundled | 732 | 7666 | Generation Constraint in GWh | FALSE | G | Annual | Allowances Banked | GWh | 0 | 0 | 0 | 0 | 0 | 0 | 0 | 0
RPS v6.20- CA 15% Bundled | 732 | 7666 | Generation Constraint in GWh | FALSE | G | Annual | Allowances Withdrawn (1:1) | GWh | 0 | 0 | 0 | 0 | 0 | 0 | 0 | 0
RPS v6.20- CA 15% Bundled | 732 | 7666 | Generation Constraint in GWh | FALSE | G | Annual | Allowances Withdrawn (n:1) | GWh | 0 | 0 | 0 | 0 | 0 | 0 | 0 | 0
RPS v6.20- CA 15% Bundled | 732 | 7666 | Generation Constraint in GWh | FALSE | G | Annual | Net Emissions Allowance Position | GWh | 48546.7621 | 51781.3308 | 54199.1986 | 55750.1287 | 85379.7289 | 115295.7111 | 148866.1228 | 268582.0606
RPS v6.20- CA 15% Bundled | 732 | 7666 | Generation Constraint in GWh | FALSE | G | Annual | Fuel Consumed | TBtu | 72.8422 | 69.5825 | 71.4002 | 71.001 | 71.2147 | 71.4089 | 71.3013 | 69.025
RPS v6.20- CA 15% Bundled | 732 | 7666 | Generation Constraint in GWh | FALSE | G | Annual | Heat Rate | MMBtu/MWh | 0.53221 | 0.47194 | 0.46534 | 0.36491 | 0.23378 | 0.19913 | 0.16291 | 0.12911
RPS v6.20- CA 15% Bundled | 732 | 7666 | Generation Constraint in GWh | FALSE | G | Annual | Generation | TWh | 136.8686 | 147.4405 | 153.4381 | 194.5709 | 304.6242 | 358.6128 | 437.6606 | 534.6237
RPS v6.20- CA 15% Bundled | 732 | 7666 | Generation Constraint in GWh | FALSE | G | Annual | Qualifying Generation | TWh | 48.5468 | 51.7813 | 54.1992 | 55.7501 | 85.3797 | 115.2957 | 148.8661 | 268.5821
RPS v6.20- CA 15% Bundled | 732 | 7666 | Generation Constraint in GWh | FALSE | G | Annual | Rate | lb/MWh | 0 | 0 | 0 | 0 | 0 | 0 | 0 | 0
RPS v6.20- CA 15% Bundled | 732 | 7666 | Generation Constraint in GWh | FALSE | G | Annual | Constraint Shadow Price | US2019$/MWh | 0 | 0 | 0 | 0 | 0 | 0 | 0 | 0
RPS v6.20- CO | 733 | 7587 | Generation Constraint in GWh | FALSE | G | Annual | Seasons Included | Seasons | Winter, WintShld, Summer | Winter, WintShld, Summer | Winter, WintShld, Summer | Winter, WintShld, Summer | Winter, WintShld, Summer | Winter, WintShld, Summer | Winter, WintShld, Summer | Winter, WintShld, Summer
RPS v6.20- CO | 733 | 7587 | Generation Constraint in GWh | FALSE | G | Annual | Standard GWh | GWh | 13015.0675 | 13297.8347 | 13695.9895 | 13973.9125 | 14709.5677 | 15582.676 | 16610.4174 | 17792.9177
RPS v6.20- CO | 733 | 7587 | Generation Constraint in GWh | FALSE | G | Annual | Emissions at Affected Plants | GWh | 23768.9845 | 13297.8347 | 13695.9895 | 13973.9125 | 14709.5677 | 15582.676 | 16610.4174 | 17792.9177
RPS v6.20- CO | 733 | 7587 | Generation Constraint in GWh | FALSE | G | Annual | Allowances Purchased | GWh | 0 | 0 | 0 | 0 | 0 | 0 | 0 | 0
RPS v6.20- CO | 733 | 7587 | Generation Constraint in GWh | FALSE | G | Annual | Allowances Sold | GWh | 0 | 0 | 0 | 0 | 0 | 0 | 0 | 0
RPS v6.20- CO | 733 | 7587 | Generation Constraint in GWh | FALSE | G | Annual | Allowances Banked | GWh | 0 | 0 | 0 | 0 | 0 | 0 | 0 | 0
RPS v6.20- CO | 733 | 7587 | Generation Constraint in GWh | FALSE | G | Annual | Allowances Withdrawn (1:1) | GWh | 0 | 0 | 0 | 0 | 0 | 0 | 0 | 0
RPS v6.20- CO | 733 | 7587 | Generation Constraint in GWh | FALSE | G | Annual | Allowances Withdrawn (n:1) | GWh | 0 | 0 | 0 | 0 | 0 | 0 | 0 | 0
RPS v6.20- CO | 733 | 7587 | Generation Constraint in GWh | FALSE | G | Annual | Net Emissions Allowance Position | GWh | 23768.9845 | 13297.8347 | 13695.9895 | 13973.9125 | 14709.5677 | 15582.676 | 16610.4174 | 17792.9177
RPS v6.20- CO | 733 | 7587 | Generation Constraint in GWh | FALSE | G | Annual | Fuel Consumed | TBtu | 0.86591 | 0 | 0 | 0 | 0 | 0 | 0 | 0
RPS v6.20- CO | 733 | 7587 | Generation Constraint in GWh | FALSE | G | Annual | Heat Rate | MMBtu/MWh | 0.03643 | 0 | 0 | 0 | 0 | 0 | 0 | 0
RPS v6.20- CO | 733 | 7587 | Generation Constraint in GWh | FALSE | G | Annual | Generation | TWh | 23.769 | 23.7686 | 24.3743 | 29.2996 | 54.3251 | 63.7935 | 68.0616 | 73.5822
RPS v6.20- CO | 733 | 7587 | Generation Constraint in GWh | FALSE | G | Annual | Qualifying Generation | TWh | 23.769 | 13.2978 | 13.696 | 13.9739 | 14.7096 | 15.5827 | 16.6104 | 17.7929
RPS v6.20- CO | 733 | 7587 | Generation Constraint in GWh | FALSE | G | Annual | Rate | lb/MWh | 0 | 0 | 0 | 0 | 0 | 0 | 0 | 0
RPS v6.20- CO | 733 | 7587 | Generation Constraint in GWh | FALSE | G | Annual | Constraint Shadow Price | US2019$/MWh | 0 | 0 | 0 | 0 | 0 | 0 | 0 | 0
RPS v6.20- CT, MA, ME, NH, RI, VT | 734 | 7588 | Generation Constraint in GWh | FALSE | G | Annual | Seasons Included | Seasons | Winter, WintShld, Summer | Winter, WintShld, Summer | Winter, WintShld, Summer | Winter, WintShld, Summer | Winter, WintShld, Summer | Winter, WintShld, Summer | Winter, WintShld, Summer | Winter, WintShld, Summer
RPS v6.20- CT, MA, ME, NH, RI, VT | 734 | 7588 | Generation Constraint in GWh | FALSE | G | Annual | Standard GWh | GWh | 33476.7805 | 36911.726 | 42097.6047 | 46362.8299 | 51923.7063 | 56920.0941 | 62592.1397 | 69229.9638
RPS v6.20- CT, MA, ME, NH, RI, VT | 734 | 7588 | Generation Constraint in GWh | FALSE | G | Annual | Emissions at Affected Plants | GWh | 23103.6114 | 36911.726 | 23557.4384 | 46362.8299 | 110891.9319 | 165039.1794 | 169078.9716 | 244607.5699
RPS v6.20- CT, MA, ME, NH, RI, VT | 734 | 7588 | Generation Constraint in GWh | FALSE | G | Annual | Allowances Purchased | GWh | 10373.1692 | 0 | 18540.1664 | 0 | 0 | 0 | 0 | 0
RPS v6.20- CT, MA, ME, NH, RI, VT | 734 | 7588 | Generation Constraint in GWh | FALSE | G | Annual | Allowances Sold | GWh | 0 | 0 | 0 | 0 | 0 | 0 | 0 | 0
RPS v6.20- CT, MA, ME, NH, RI, VT | 734 | 7588 | Generation Constraint in GWh | FALSE | G | Annual | Allowances Banked | GWh | 0 | 0 | 0 | 0 | 0 | 0 | 0 | 0
RPS v6.20- CT, MA, ME, NH, RI, VT | 734 | 7588 | Generation Constraint in GWh | FALSE | G | Annual | Allowances Withdrawn (1:1) | GWh | 0 | 0 | 0 | 0 | 0 | 0 | 0 | 0
RPS v6.20- CT, MA, ME, NH, RI, VT | 734 | 7588 | Generation Constraint in GWh | FALSE | G | Annual | Allowances Withdrawn (n:1) | GWh | 0 | 0 | 0 | 0 | 0 | 0 | 0 | 0
RPS v6.20- CT, MA, ME, NH, RI, VT | 734 | 7588 | Generation Constraint in GWh | FALSE | G | Annual | Net Emissions Allowance Position | GWh | 33476.7805 | 36911.726 | 42097.6048 | 46362.8299 | 110891.9319 | 165039.1794 | 169078.9716 | 244607.5699
RPS v6.20- CT, MA, ME, NH, RI, VT | 734 | 7588 | Generation Constraint in GWh | FALSE | G | Annual | Fuel Consumed | TBtu | 33.292 | 22.3634 | 16.7968 | 18.0055 | 34.3876 | 33.0729 | 35.3238 | 33.5505
RPS v6.20- CT, MA, ME, NH, RI, VT | 734 | 7588 | Generation Constraint in GWh | FALSE | G | Annual | Heat Rate | MMBtu/MWh | 0.55799 | 0.24726 | 0.17734 | 0.171 | 0.19992 | 0.14784 | 0.14865 | 0.12347
RPS v6.20- CT, MA, ME, NH, RI, VT | 734 | 7588 | Generation Constraint in GWh | FALSE | G | Annual | Generation | TWh | 59.6641 | 90.445 | 94.7136 | 105.2981 | 172.0056 | 223.701 | 237.6282 | 271.7208
RPS v6.20- CT, MA, ME, NH, RI, VT | 734 | 7588 | Generation Constraint in GWh | FALSE | G | Annual | Qualifying Generation | TWh | 23.1036 | 36.9117 | 23.5574 | 46.3628 | 110.8919 | 165.0392 | 169.079 | 244.6076
RPS v6.20- CT, MA, ME, NH, RI, VT | 734 | 7588 | Generation Constraint in GWh | FALSE | G | Annual | Rate | lb/MWh | 0 | 0 | 0 | 0 | 0 | 0 | 0 | 0
RPS v6.20- CT, MA, ME, NH, RI, VT | 734 | 7588 | Generation Constraint in GWh | FALSE | G | Annual | Constraint Shadow Price | US2019$/MWh | 10.624 | 3.1975 | 10.6233 | 0.98178 | 0 | 0 | 0 | 0
RPS v6.20- DC, DE, MD, NJ, PA | 735 | 7589 | Generation Constraint in GWh | FALSE | G | Annual | Seasons Included | Seasons | Winter, WintShld, Summer | Winter, WintShld, Summer | Winter, WintShld, Summer | Winter, WintShld, Summer | Winter, WintShld, Summer | Winter, WintShld, Summer | Winter, WintShld, Summer | Winter, WintShld, Summer
RPS v6.20- DC, DE, MD, NJ, PA | 735 | 7589 | Generation Constraint in GWh | FALSE | G | Annual | Standard GWh | GWh | 57063.7924 | 66197.7743 | 78917.9763 | 86788.2049 | 90735.8775 | 93750.4719 | 97085.9731 | 101645.5346
RPS v6.20- DC, DE, MD, NJ, PA | 735 | 7589 | Generation Constraint in GWh | FALSE | G | Annual | Emissions at Affected Plants | GWh | 23605.7398 | 66197.7743 | 78917.9763 | 86788.2049 | 148743.1147 | 181840.6991 | 217298.9732 | 171331.8092
RPS v6.20- DC, DE, MD, NJ, PA | 735 | 7589 | Generation Constraint in GWh | FALSE | G | Annual | Allowances Purchased | GWh | 33458.0526 | 0 | 0 | 0 | 0 | 0 | 0 | 0
RPS v6.20- DC, DE, MD, NJ, PA | 735 | 7589 | Generation Constraint in GWh | FALSE | G | Annual | Allowances Sold | GWh | 0 | 0 | 0 | 0 | 0 | 0 | 0 | 0
RPS v6.20- DC, DE, MD, NJ, PA | 735 | 7589 | Generation Constraint in GWh | FALSE | G | Annual | Allowances Banked | GWh | 0 | 0 | 0 | 0 | 0 | 0 | 0 | 0
RPS v6.20- DC, DE, MD, NJ, PA | 735 | 7589 | Generation Constraint in GWh | FALSE | G | Annual | Allowances Withdrawn (1:1) | GWh | 0 | 0 | 0 | 0 | 0 | 0 | 0 | 0
RPS v6.20- DC, DE, MD, NJ, PA | 735 | 7589 | Generation Constraint in GWh | FALSE | G | Annual | Allowances Withdrawn (n:1) | GWh | 0 | 0 | 0 | 0 | 0 | 0 | 0 | 0
RPS v6.20- DC, DE, MD, NJ, PA | 735 | 7589 | Generation Constraint in GWh | FALSE | G | Annual | Net Emissions Allowance Position | GWh | 57063.7924 | 66197.7743 | 78917.9763 | 86788.2049 | 148743.1147 | 181840.6991 | 217298.9732 | 171331.8092
RPS v6.20- DC, DE, MD, NJ, PA | 735 | 7589 | Generation Constraint in GWh | FALSE | G | Annual | Fuel Consumed | TBtu | 66.7245 | 48.7706 | 16.6666 | 55.8267 | 60.8296 | 60.6045 | 60.7105 | 53.3474
RPS v6.20- DC, DE, MD, NJ, PA | 735 | 7589 | Generation Constraint in GWh | FALSE | G | Annual | Heat Rate | MMBtu/MWh | 1.1642 | 0.48501 | 0.13665 | 0.34784 | 0.2361 | 0.1838 | 0.15306 | 0.097778
RPS v6.20- DC, DE, MD, NJ, PA | 735 | 7589 | Generation Constraint in GWh | FALSE | G | Annual | Generation | TWh | 57.3157 | 100.5564 | 121.962 | 160.4952 | 257.6387 | 329.7257 | 396.6404 | 545.6001
RPS v6.20- DC, DE, MD, NJ, PA | 735 | 7589 | Generation Constraint in GWh | FALSE | G | Annual | Qualifying Generation | TWh | 23.6057 | 66.1978 | 78.918 | 86.7882 | 148.7431 | 181.8407 | 217.299 | 171.3318
RPS v6.20- DC, DE, MD, NJ, PA | 735 | 7589 | Generation Constraint in GWh | FALSE | G | Annual | Rate | lb/MWh | 0 | 0 | 0 | 0 | 0 | 0 | 0 | 0
RPS v6.20- DC, DE, MD, NJ, PA | 735 | 7589 | Generation Constraint in GWh | FALSE | G | Annual | Constraint Shadow Price | US2019$/MWh | 39.837 | 3.1975 | 10.6233 | 0.98178 | 0 | 0 | 0 | 0
RPS v6.20- IA | 736 | 7590 | Generation Constraint in GWh | FALSE | G | Annual | Seasons Included | Seasons | Winter, WintShld, Summer | Winter, WintShld, Summer | Winter, WintShld, Summer | Winter, WintShld, Summer | Winter, WintShld, Summer | Winter, WintShld, Summer | Winter, WintShld, Summer | Winter, WintShld, Summer
RPS v6.20- IA | 736 | 7590 | Generation Constraint in GWh | FALSE | G | Annual | Standard GWh | GWh | 295.8 | 295.8 | 295.8 | 295.8 | 295.8 | 295.8 | 295.8 | 295.8
RPS v6.20- IA | 736 | 7590 | Generation Constraint in GWh | FALSE | G | Annual | Emissions at Affected Plants | GWh | 9318.9687 | 10418.4461 | 10491.5062 | 10491.5062 | 54080.2756 | 54072.2261 | 98286.933 | 99228.4529
RPS v6.20- IA | 736 | 7590 | Generation Constraint in GWh | FALSE | G | Annual | Allowances Purchased | GWh | 0 | 0 | 0 | 0 | 0 | 0 | 0 | 0
RPS v6.20- IA | 736 | 7590 | Generation Constraint in GWh | FALSE | G | Annual | Allowances Sold | GWh | 0 | 0 | 0 | 0 | 0 | 0 | 0 | 0
RPS v6.20- IA | 736 | 7590 | Generation Constraint in GWh | FALSE | G | Annual | Allowances Banked | GWh | 0 | 0 | 0 | 0 | 0 | 0 | 0 | 0
RPS v6.20- IA | 736 | 7590 | Generation Constraint in GWh | FALSE | G | Annual | Allowances Withdrawn (1:1) | GWh | 0 | 0 | 0 | 0 | 0 | 0 | 0 | 0
RPS v6.20- IA | 736 | 7590 | Generation Constraint in GWh | FALSE | G | Annual | Allowances Withdrawn (n:1) | GWh | 0 | 0 | 0 | 0 | 0 | 0 | 0 | 0
RPS v6.20- IA | 736 | 7590 | Generation Constraint in GWh | FALSE | G | Annual | Net Emissions Allowance Position | GWh | 9318.9687 | 10418.4461 | 10491.5062 | 10491.5062 | 54080.2756 | 54072.2261 | 98286.933 | 99228.4529
RPS v6.20- IA | 736 | 7590 | Generation Constraint in GWh | FALSE | G | Annual | Fuel Consumed | TBtu | 1.5426 | 1.6154 | 2.2373 | 2.2373 | 2.2373 | 2.1403 | 1.8215 | 1.5719
RPS v6.20- IA | 736 | 7590 | Generation Constraint in GWh | FALSE | G | Annual | Heat Rate | MMBtu/MWh | 0.037406 | 0.03784 | 0.05232 | 0.05232 | 0.041135 | 0.039357 | 0.018359 | 0.01582
RPS v6.20- IA | 736 | 7590 | Generation Constraint in GWh | FALSE | G | Annual | Generation | TWh | 41.2385 | 42.6899 | 42.7629 | 42.7629 | 54.3905 | 54.3824 | 99.2144 | 99.3607
RPS v6.20- IA | 736 | 7590 | Generation Constraint in GWh | FALSE | G | Annual | Qualifying Generation | TWh | 9.319 | 10.4184 | 10.4915 | 10.4915 | 54.0803 | 54.0722 | 98.2869 | 99.2285
RPS v6.20- IA | 736 | 7590 | Generation Constraint in GWh | FALSE | G | Annual | Rate | lb/MWh | 0 | 0 | 0 | 0 | 0 | 0 | 0 | 0
RPS v6.20- IA | 736 | 7590 | Generation Constraint in GWh | FALSE | G | Annual | Constraint Shadow Price | US2019$/MWh | 0 | 0 | 0 | 0 | 0 | 0 | 0 | 0
RPS v6.20- IL | 737 | 7591 | Generation Constraint in GWh | FALSE | G | Annual | Seasons Included | Seasons | Winter, WintShld, Summer | Winter, WintShld, Summer | Winter, WintShld, Summer | Winter, WintShld, Summer | Winter, WintShld, Summer | Winter, WintShld, Summer | Winter, WintShld, Summer | Winter, WintShld, Summer
RPS v6.20- IL | 737 | 7591 | Generation Constraint in GWh | FALSE | G | Annual | Standard GWh | GWh | 28528.2792 | 33015.5498 | 46330.359 | 57639.6185 | 66634.5424 | 76376.6768 | 79039.1862 | 82207.8883
RPS v6.20- IL | 737 | 7591 | Generation Constraint in GWh | FALSE | G | Annual | Emissions at Affected Plants | GWh | 53596.9865 | 55015.6583 | 55238.7011 | 73674.8221 | 128116.6993 | 146054.6588 | 163727.0421 | 246866.4583
RPS v6.20- IL | 737 | 7591 | Generation Constraint in GWh | FALSE | G | Annual | Allowances Purchased | GWh | 0 | 0 | 0 | 0 | 0 | 0 | 0 | 0
RPS v6.20- IL | 737 | 7591 | Generation Constraint in GWh | FALSE | G | Annual | Allowances Sold | GWh | 0 | 0 | 0 | 0 | 0 | 0 | 0 | 0
RPS v6.20- IL | 737 | 7591 | Generation Constraint in GWh | FALSE | G | Annual | Allowances Banked | GWh | 0 | 0 | 0 | 0 | 0 | 0 | 0 | 0
RPS v6.20- IL | 737 | 7591 | Generation Constraint in GWh | FALSE | G | Annual | Allowances Withdrawn (1:1) | GWh | 0 | 0 | 0 | 0 | 0 | 0 | 0 | 0
RPS v6.20- IL | 737 | 7591 | Generation Constraint in GWh | FALSE | G | Annual | Allowances Withdrawn (n:1) | GWh | 0 | 0 | 0 | 0 | 0 | 0 | 0 | 0
RPS v6.20- IL | 737 | 7591 | Generation Constraint in GWh | FALSE | G | Annual | Net Emissions Allowance Position | GWh | 53596.9865 | 55015.6583 | 55238.7011 | 73674.8221 | 128116.6993 | 146054.6588 | 163727.0421 | 246866.4583
RPS v6.20- IL | 737 | 7591 | Generation Constraint in GWh | FALSE | G | Annual | Fuel Consumed | TBtu | 6.8985 | 11.4058 | 14.2216 | 13.4539 | 25.9689 | 25.698 | 24.3009 | 23.4254
RPS v6.20- IL | 737 | 7591 | Generation Constraint in GWh | FALSE | G | Annual | Heat Rate | MMBtu/MWh | 0.072641 | 0.1168 | 0.14344 | 0.11426 | 0.12109 | 0.094697 | 0.073003 | 0.049351
RPS v6.20- IL | 737 | 7591 | Generation Constraint in GWh | FALSE | G | Annual | Generation | TWh | 94.9665 | 97.651 | 99.1468 | 117.7487 | 214.454 | 271.3698 | 332.875 | 474.6703
RPS v6.20- IL | 737 | 7591 | Generation Constraint in GWh | FALSE | G | Annual | Qualifying Generation | TWh | 53.597 | 55.0157 | 55.2387 | 73.6748 | 128.1167 | 146.0547 | 163.727 | 246.8665
RPS v6.20- IL | 737 | 7591 | Generation Constraint in GWh | FALSE | G | Annual | Rate | lb/MWh | 0 | 0 | 0 | 0 | 0 | 0 | 0 | 0
RPS v6.20- IL | 737 | 7591 | Generation Constraint in GWh | FALSE | G | Annual | Constraint Shadow Price | US2019$/MWh | 0 | 0 | 0 | 0 | 0 | 0 | 0 | 0
RPS v6.20- MI | 738 | 7592 | Generation Constraint in GWh | FALSE | G | Annual | Seasons Included | Seasons | Winter, WintShld, Summer | Winter, WintShld, Summer | Winter, WintShld, Summer | Winter, WintShld, Summer | Winter, WintShld, Summer | Winter, WintShld, Summer | Winter, WintShld, Summer | Winter, WintShld, Summer
RPS v6.20- MI | 738 | 7592 | Generation Constraint in GWh | FALSE | G | Annual | Standard GWh | GWh | 15568.1588 | 15698.3349 | 15908.6302 | 16072.5621 | 16512.5754 | 17031.4691 | 17621.92 | 18342.8278
RPS v6.20- MI | 738 | 7592 | Generation Constraint in GWh | FALSE | G | Annual | Emissions at Affected Plants | GWh | 15807.7143 | 28010.6764 | 28098.1425 | 55789.424 | 75761.7314 | 75761.3482 | 79404.2131 | 98639.3023
RPS v6.20- MI | 738 | 7592 | Generation Constraint in GWh | FALSE | G | Annual | Allowances Purchased | GWh | 0 | 0 | 0 | 0 | 0 | 0 | 0 | 0
RPS v6.20- MI | 738 | 7592 | Generation Constraint in GWh | FALSE | G | Annual | Allowances Sold | GWh | 0 | 0 | 0 | 0 | 0 | 0 | 0 | 0
RPS v6.20- MI | 738 | 7592 | Generation Constraint in GWh | FALSE | G | Annual | Allowances Banked | GWh | 0 | 0 | 0 | 0 | 0 | 0 | 0 | 0
RPS v6.20- MI | 738 | 7592 | Generation Constraint in GWh | FALSE | G | Annual | Allowances Withdrawn (1:1) | GWh | 0 | 0 | 0 | 0 | 0 | 0 | 0 | 0
RPS v6.20- MI | 738 | 7592 | Generation Constraint in GWh | FALSE | G | Annual | Allowances Withdrawn (n:1) | GWh | 0 | 0 | 0 | 0 | 0 | 0 | 0 | 0
RPS v6.20- MI | 738 | 7592 | Generation Constraint in GWh | FALSE | G | Annual | Net Emissions Allowance Position | GWh | 15807.7143 | 28010.6764 | 28098.1425 | 55789.424 | 75761.7314 | 75761.3482 | 79404.2131 | 98639.3023
RPS v6.20- MI | 738 | 7592 | Generation Constraint in GWh | FALSE | G | Annual | Fuel Consumed | TBtu | 11.8953 | 11.5607 | 12.3053 | 12.3053 | 12.3052 | 12.3019 | 12.2922 | 12.2833
RPS v6.20- MI | 738 | 7592 | Generation Constraint in GWh | FALSE | G | Annual | Heat Rate | MMBtu/MWh | 0.7449 | 0.41036 | 0.43544 | 0.21993 | 0.16214 | 0.1621 | 0.15173 | 0.12018
RPS v6.20- MI | 738 | 7592 | Generation Constraint in GWh | FALSE | G | Annual | Generation | TWh | 15.9689 | 28.1719 | 28.2593 | 55.9506 | 75.8919 | 75.8914 | 81.0125 | 102.2043
RPS v6.20- MI | 738 | 7592 | Generation Constraint in GWh | FALSE | G | Annual | Qualifying Generation | TWh | 15.8077 | 28.0107 | 28.0981 | 55.7894 | 75.7617 | 75.7613 | 79.4042 | 98.6393
RPS v6.20- MI | 738 | 7592 | Generation Constraint in GWh | FALSE | G | Annual | Rate | lb/MWh | 0 | 0 | 0 | 0 | 0 | 0 | 0 | 0
RPS v6.20- MI | 738 | 7592 | Generation Constraint in GWh | FALSE | G | Annual | Constraint Shadow Price | US2019$/MWh | 0 | 0 | 0 | 0 | 0 | 0 | 0 | 0
RPS v6.20- MN | 739 | 7593 | Generation Constraint in GWh | FALSE | G | Annual | Seasons Included | Seasons | Winter, WintShld, Summer | Winter, WintShld, Summer | Winter, WintShld, Summer | Winter, WintShld, Summer | Winter, WintShld, Summer | Winter, WintShld, Summer | Winter, WintShld, Summer | Winter, WintShld, Summer
RPS v6.20- MN | 739 | 7593 | Generation Constraint in GWh | FALSE | G | Annual | Standard GWh | GWh | 19591.6943 | 21940.8086 | 22334.5871 | 22605.9476 | 23265.6526 | 24051.3088 | 24951.6942 | 25974.1623
RPS v6.20- MN | 739 | 7593 | Generation Constraint in GWh | FALSE | G | Annual | Emissions at Affected Plants | GWh | 19591.6943 | 21940.8086 | 22334.5871 | 30431.2464 | 81448.6605 | 85083.5135 | 85066.459 | 94218.1609
RPS v6.20- MN | 739 | 7593 | Generation Constraint in GWh | FALSE | G | Annual | Allowances Purchased | GWh | 0 | 0 | 0 | 0 | 0 | 0 | 0 | 0
RPS v6.20- MN | 739 | 7593 | Generation Constraint in GWh | FALSE | G | Annual | Allowances Sold | GWh | 0 | 0 | 0 | 0 | 0 | 0 | 0 | 0
RPS v6.20- MN | 739 | 7593 | Generation Constraint in GWh | FALSE | G | Annual | Allowances Banked | GWh | 0 | 0 | 0 | 0 | 0 | 0 | 0 | 0
RPS v6.20- MN | 739 | 7593 | Generation Constraint in GWh | FALSE | G | Annual | Allowances Withdrawn (1:1) | GWh | 0 | 0 | 0 | 0 | 0 | 0 | 0 | 0
RPS v6.20- MN | 739 | 7593 | Generation Constraint in GWh | FALSE | G | Annual | Allowances Withdrawn (n:1) | GWh | 0 | 0 | 0 | 0 | 0 | 0 | 0 | 0
RPS v6.20- MN | 739 | 7593 | Generation Constraint in GWh | FALSE | G | Annual | Net Emissions Allowance Position | GWh | 19591.6943 | 21940.8086 | 22334.5871 | 30431.2464 | 81448.6605 | 85083.5135 | 85066.459 | 94218.1609
RPS v6.20- MN | 739 | 7593 | Generation Constraint in GWh | FALSE | G | Annual | Fuel Consumed | TBtu | 11.2199 | 2.3643 | 2.4368 | 2.2408 | 2.1981 | 1.9971 | 1.798 | 1.6475
RPS v6.20- MN | 739 | 7593 | Generation Constraint in GWh | FALSE | G | Annual | Heat Rate | MMBtu/MWh | 0.57269 | 0.10776 | 0.10911 | 0.073636 | 0.026988 | 0.023472 | 0.021136 | 0.017486
RPS v6.20- MN | 739 | 7593 | Generation Constraint in GWh | FALSE | G | Annual | Generation | TWh | 19.5917 | 21.9408 | 22.3346 | 30.4312 | 81.4487 | 85.0835 | 85.0665 | 94.2182
RPS v6.20- MN | 739 | 7593 | Generation Constraint in GWh | FALSE | G | Annual | Qualifying Generation | TWh | 19.5917 | 21.9408 | 22.3346 | 30.4312 | 81.4487 | 85.0835 | 85.0665 | 94.2182
RPS v6.20- MN | 739 | 7593 | Generation Constraint in GWh | FALSE | G | Annual | Rate | lb/MWh | 0 | 0 | 0 | 0 | 0 | 0 | 0 | 0
RPS v6.20- MN | 739 | 7593 | Generation Constraint in GWh | FALSE | G | Annual | Constraint Shadow Price | US2019$/MWh | 37.731 | 1.7283 | 6.869 | 0 | 0 | 0 | 0 | 0
RPS v6.20- MO | 740 | 7594 | Generation Constraint in GWh | FALSE | G | Annual | Seasons Included | Seasons | Winter, WintShld, Summer | Winter, WintShld, Summer | Winter, WintShld, Summer | Winter, WintShld, Summer | Winter, WintShld, Summer | Winter, WintShld, Summer | Winter, WintShld, Summer | Winter, WintShld, Summer
RPS v6.20- MO | 740 | 7594 | Generation Constraint in GWh | FALSE | G | Annual | Standard GWh | GWh | 6991.2115 | 7074.2941 | 7193.4001 | 7278.0043 | 7497.5783 | 7765.7921 | 8070.2381 | 8417.9
RPS v6.20- MO | 740 | 7594 | Generation Constraint in GWh | FALSE | G | Annual | Emissions at Affected Plants | GWh | 6991.2115 | 7074.2941 | 7193.4001 | 7278.0043 | 7497.5783 | 7765.7921 | 8070.2381 | 9299.73
RPS v6.20- MO | 740 | 7594 | Generation Constraint in GWh | FALSE | G | Annual | Allowances Purchased | GWh | 0 | 0 | 0 | 0 | 0 | 0 | 0 | 0
RPS v6.20- MO | 740 | 7594 | Generation Constraint in GWh | FALSE | G | Annual | Allowances Sold | GWh | 0 | 0 | 0 | 0 | 0 | 0 | 0 | 0
RPS v6.20- MO | 740 | 7594 | Generation Constraint in GWh | FALSE | G | Annual | Allowances Banked | GWh | 0 | 0 | 0 | 0 | 0 | 0 | 0 | 0
RPS v6.20- MO | 740 | 7594 | Generation Constraint in GWh | FALSE | G | Annual | Allowances Withdrawn (1:1) | GWh | 0 | 0 | 0 | 0 | 0 | 0 | 0 | 0
RPS v6.20- MO | 740 | 7594 | Generation Constraint in GWh | FALSE | G | Annual | Allowances Withdrawn (n:1) | GWh | 0 | 0 | 0 | 0 | 0 | 0 | 0 | 0
RPS v6.20- MO | 740 | 7594 | Generation Constraint in GWh | FALSE | G | Annual | Net Emissions Allowance Position | GWh | 6991.2115 | 7074.2941 | 7193.4001 | 7278.0043 | 7497.5783 | 7765.7921 | 8070.2381 | 9299.73
RPS v6.20- MO | 740 | 7594 | Generation Constraint in GWh | FALSE | G | Annual | Fuel Consumed | TBtu | 0 | 0 | 0 | 0 | 0 | 0 | 0 | 0
RPS v6.20- MO | 740 | 7594 | Generation Constraint in GWh | FALSE | G | Annual | Heat Rate | MMBtu/MWh | 0 | 0 | 0 | 0 | 0 | 0 | 0 | 0
RPS v6.20- MO | 740 | 7594 | Generation Constraint in GWh | FALSE | G | Annual | Generation | TWh | 8.5431 | 8.7448 | 8.9348 | 15.674 | 41.2955 | 42.0296 | 46.8187 | 46.7688
RPS v6.20- MO | 740 | 7594 | Generation Constraint in GWh | FALSE | G | Annual | Qualifying Generation | TWh | 6.9912 | 7.0743 | 7.1934 | 7.278 | 7.4976 | 7.7658 | 8.0702 | 9.2997
RPS v6.20- MO | 740 | 7594 | Generation Constraint in GWh | FALSE | G | Annual | Rate | lb/MWh | 0 | 0 | 0 | 0 | 0 | 0 | 0 | 0
RPS v6.20- MO | 740 | 7594 | Generation Constraint in GWh | FALSE | G | Annual | Constraint Shadow Price | US2019$/MWh | 0 | 0 | 0 | 0 | 0 | 0 | 0 | 0
RPS v6.20- MT | 741 | 7595 | Generation Constraint in GWh | FALSE | G | Annual | Seasons Included | Seasons | Winter, WintShld, Summer | Winter, WintShld, Summer | Winter, WintShld, Summer | Winter, WintShld, Summer | Winter, WintShld, Summer | Winter, WintShld, Summer | Winter, WintShld, Summer | Winter, WintShld, Summer
RPS v6.20- MT | 741 | 7595 | Generation Constraint in GWh | FALSE | G | Annual | Standard GWh | GWh | 1300.3414 | 1304.2629 | 1312.7714 | 1317.2096 | 1355.9623 | 1421.4028 | 1497.4336 | 1589.3635
RPS v6.20- MT | 741 | 7595 | Generation Constraint in GWh | FALSE | G | Annual | Emissions at Affected Plants | GWh | 3256.8243 | 3256.9679 | 4920.7402 | 9953.6318 | 12822.7756 | 12822.55 | 12822.3539 | 12822.1724
RPS v6.20- MT | 741 | 7595 | Generation Constraint in GWh | FALSE | G | Annual | Allowances Purchased | GWh | 0 | 0 | 0 | 0 | 0 | 0 | 0 | 0
RPS v6.20- MT | 741 | 7595 | Generation Constraint in GWh | FALSE | G | Annual | Allowances Sold | GWh | 0 | 0 | 0 | 0 | 0 | 0 | 0 | 0
RPS v6.20- MT | 741 | 7595 | Generation Constraint in GWh | FALSE | G | Annual | Allowances Banked | GWh | 0 | 0 | 0 | 0 | 0 | 0 | 0 | 0
RPS v6.20- MT | 741 | 7595 | Generation Constraint in GWh | FALSE | G | Annual | Allowances Withdrawn (1:1) | GWh | 0 | 0 | 0 | 0 | 0 | 0 | 0 | 0
RPS v6.20- MT | 741 | 7595 | Generation Constraint in GWh | FALSE | G | Annual | Allowances Withdrawn (n:1) | GWh | 0 | 0 | 0 | 0 | 0 | 0 | 0 | 0
RPS v6.20- MT | 741 | 7595 | Generation Constraint in GWh | FALSE | G | Annual | Net Emissions Allowance Position | GWh | 3256.8243 | 3256.9679 | 4920.7402 | 9953.6318 | 12822.7756 | 12822.55 | 12822.3539 | 12822.1724
RPS v6.20- MT | 741 | 7595 | Generation Constraint in GWh | FALSE | G | Annual | Fuel Consumed | TBtu | 0 | 0.0012222 | 0.01772 | 0.01772 | 0.016869 | 0.014948 | 0.013279 | 0.011734
RPS v6.20- MT | 741 | 7595 | Generation Constraint in GWh | FALSE | G | Annual | Heat Rate | MMBtu/MWh | 0 | 0.00019679 | 0.0022486 | 0.0010981 | 0.00070667 | 0.00062619 | 0.00052197 | 0.00042199
RPS v6.20- MT | 741 | 7595 | Generation Constraint in GWh | FALSE | G | Annual | Generation | TWh | 5.1241 | 6.2106 | 7.8805 | 16.1379 | 23.8711 | 23.8722 | 25.4401 | 27.8062
RPS v6.20- MT | 741 | 7595 | Generation Constraint in GWh | FALSE | G | Annual | Qualifying Generation | TWh | 3.2568 | 3.257 | 4.9207 | 9.9536 | 12.8228 | 12.8226 | 12.8224 | 12.8222
RPS v6.20- MT | 741 | 7595 | Generation Constraint in GWh | FALSE | G | Annual | Rate | lb/MWh | 0 | 0 | 0 | 0 | 0 | 0 | 0 | 0
RPS v6.20- MT | 741 | 7595 | Generation Constraint in GWh | FALSE | G | Annual | Constraint Shadow Price | US2019$/MWh | 0 | 0 | 0 | 0 | 0 | 0 | 0 | 0
RPS v6.20- NC 75% limit | 742 | 7602 | Generation Constraint in GWh | FALSE | G | Annual | Seasons Included | Seasons | Winter, WintShld, Summer | Winter, WintShld, Summer | Winter, WintShld, Summer | Winter, WintShld, Summer | Winter, WintShld, Summer | Winter, WintShld, Summer | Winter, WintShld, Summer | Winter, WintShld, Summer
RPS v6.20- NC 75% limit | 742 | 7602 | Generation Constraint in GWh | FALSE | G | Annual | Standard GWh | GWh | 6820.5882 | 6909.5808 | 7059.7788 | 7183.4548 | 7526.223 | 7912.287 | 8355.3661 | 8864.8451
RPS v6.20- NC 75% limit | 742 | 7602 | Generation Constraint in GWh | FALSE | G | Annual | Emissions at Affected Plants | GWh | 14566.663 | 14791.1431 | 14793.3889 | 14793.3889 | 39822.931 | 47667.1936 | 61463.4081 | 79427.2603
RPS v6.20- NC 75% limit | 742 | 7602 | Generation Constraint in GWh | FALSE | G | Annual | Allowances Purchased | GWh | 0 | 0 | 0 | 0 | 0 | 0 | 0 | 0
RPS v6.20- NC 75% limit | 742 | 7602 | Generation Constraint in GWh | FALSE | G | Annual | Allowances Sold | GWh | 0 | 0 | 0 | 0 | 0 | 0 | 0 | 0
RPS v6.20- NC 75% limit | 742 | 7602 | Generation Constraint in GWh | FALSE | G | Annual | Allowances Banked | GWh | 0 | 0 | 0 | 0 | 0 | 0 | 0 | 0
RPS v6.20- NC 75% limit | 742 | 7602 | Generation Constraint in GWh | FALSE | G | Annual | Allowances Withdrawn (1:1) | GWh | 0 | 0 | 0 | 0 | 0 | 0 | 0 | 0
RPS v6.20- NC 75% limit | 742 | 7602 | Generation Constraint in GWh | FALSE | G | Annual | Allowances Withdrawn (n:1) | GWh | 0 | 0 | 0 | 0 | 0 | 0 | 0 | 0
RPS v6.20- NC 75% limit | 742 | 7602 | Generation Constraint in GWh | FALSE | G | Annual | Net Emissions Allowance Position | GWh | 14566.663 | 14791.1431 | 14793.3889 | 14793.3889 | 39822.931 | 47667.1936 | 61463.4081 | 79427.2603
RPS v6.20- NC 75% limit | 742 | 7602 | Generation Constraint in GWh | FALSE | G | Annual | Fuel Consumed | TBtu | 12.9666 | 12.6653 | 12.6844 | 12.6844 | 12.6505 | 11.5576 | 11.4374 | 10.6462
RPS v6.20- NC 75% limit | 742 | 7602 | Generation Constraint in GWh | FALSE | G | Annual | Heat Rate | MMBtu/MWh | 0.71987 | 0.69636 | 0.69732 | 0.44391 | 0.236 | 0.18809 | 0.152 | 0.11422
RPS v6.20- NC 75% limit | 742 | 7602 | Generation Constraint in GWh | FALSE | G | Annual | Generation | TWh | 18.0124 | 18.1879 | 18.1901 | 28.5743 | 53.6039 | 61.4481 | 75.2443 | 93.208
RPS v6.20- NC 75% limit | 742 | 7602 | Generation Constraint in GWh | FALSE | G | Annual | Qualifying Generation | TWh | 14.5667 | 14.7911 | 14.7934 | 14.7934 | 39.8229 | 47.6672 | 61.4634 | 79.4273
RPS v6.20- NC 75% limit | 742 | 7602 | Generation Constraint in GWh | FALSE | G | Annual | Rate | lb/MWh | 0 | 0 | 0 | 0 | 0 | 0 | 0 | 0
RPS v6.20- NC 75% limit | 742 | 7602 | Generation Constraint in GWh | FALSE | G | Annual | Constraint Shadow Price | US2019$/MWh | 0 | 0 | 0 | 0 | 0 | 0 | 0 | 0
RPS v6.20- NM | 743 | 7596 | Generation Constraint in GWh | FALSE | G | Annual | Seasons Included | Seasons | Winter, WintShld, Summer | Winter, WintShld, Summer | Winter, WintShld, Summer | Winter, WintShld, Summer | Winter, WintShld, Summer | Winter, WintShld, Summer | Winter, WintShld, Summer | Winter, WintShld, Summer
RPS v6.20- NM | 743 | 7596 | Generation Constraint in GWh | FALSE | G | Annual | Standard GWh | GWh | 6204.8031 | 8128.9249 | 9573.1204 | 10594.8169 | 14083.5147 | 18036.259 | 19613.0889 | 21410.5518
RPS v6.20- NM | 743 | 7596 | Generation Constraint in GWh | FALSE | G | Annual | Emissions at Affected Plants | GWh | 17655.046 | 15697.8747 | 20102.9567 | 27591.7668 | 31742.7045 | 41880.3968 | 47671.3121 | 47671.3236
RPS v6.20- NM | 743 | 7596 | Generation Constraint in GWh | FALSE | G | Annual | Allowances Purchased | GWh | 0 | 0 | 0 | 0 | 0 | 0 | 0 | 0
RPS v6.20- NM | 743 | 7596 | Generation Constraint in GWh | FALSE | G | Annual | Allowances Sold | GWh | 0 | 0 | 0 | 0 | 0 | 0 | 0 | 0
RPS v6.20- NM | 743 | 7596 | Generation Constraint in GWh | FALSE | G | Annual | Allowances Banked | GWh | 0 | 0 | 0 | 0 | 0 | 0 | 0 | 0
RPS v6.20- NM | 743 | 7596 | Generation Constraint in GWh | FALSE | G | Annual | Allowances Withdrawn (1:1) | GWh | 0 | 0 | 0 | 0 | 0 | 0 | 0 | 0
RPS v6.20- NM | 743 | 7596 | Generation Constraint in GWh | FALSE | G | Annual | Allowances Withdrawn (n:1) | GWh | 0 | 0 | 0 | 0 | 0 | 0 | 0 | 0
RPS v6.20- NM | 743 | 7596 | Generation Constraint in GWh | FALSE | G | Annual | Net Emissions Allowance Position | GWh | 17655.046 | 15697.8747 | 20102.9567 | 27591.7668 | 31742.7045 | 41880.3968 | 47671.3121 | 47671.3236
RPS v6.20- NM | 743 | 7596 | Generation Constraint in GWh | FALSE | G | Annual | Fuel Consumed | TBtu | 0.55986 | 0 | 0.0070871 | 0.0070871 | 0.0059868 | 0.0052191 | 0.003885 | 0.0044988
RPS v6.20- NM | 743 | 7596 | Generation Constraint in GWh | FALSE | G | Annual | Heat Rate | MMBtu/MWh | 0.026327 | 0 | 0.0002412 | 0.00018961 | 0.00010313 | 7.1895e-05 | 4.7772e-05 | 5.3794e-05
RPS v6.20- NM | 743 | 7596 | Generation Constraint in GWh | FALSE | G | Annual | Generation | TWh | 21.2657 | 24.9757 | 29.3823 | 37.3768 | 58.0508 | 72.5926 | 81.3232 | 83.6291
RPS v6.20- NM | 743 | 7596 | Generation Constraint in GWh | FALSE | G | Annual | Qualifying Generation | TWh | 17.655 | 15.6979 | 20.103 | 27.5918 | 31.7427 | 41.8804 | 47.6713 | 47.6713
RPS v6.20- NM | 743 | 7596 | Generation Constraint in GWh | FALSE | G | Annual | Rate | lb/MWh | 0 | 0 | 0 | 0 | 0 | 0 | 0 | 0
RPS v6.20- NM | 743 | 7596 | Generation Constraint in GWh | FALSE | G | Annual | Constraint Shadow Price | US2019$/MWh | 0 | 0 | 0 | 0 | 0 | 0 | 0 | 0
RPS v6.20- NV | 744 | 7597 | Generation Constraint in GWh | FALSE | G | Annual | Seasons Included | Seasons | Winter, WintShld, Summer | Winter, WintShld, Summer | Winter, WintShld, Summer | Winter, WintShld, Summer | Winter, WintShld, Summer | Winter, WintShld, Summer | Winter, WintShld, Summer | Winter, WintShld, Summer
RPS v6.20- NV | 744 | 7597 | Generation Constraint in GWh | FALSE | G | Annual | Standard GWh | GWh | 7686.4213 | 10244.256 | 13050.5471 | 15862.534 | 16712.6762 | 17718.6091 | 18909.1442 | 20265.024
RPS v6.20- NV | 744 | 7597 | Generation Constraint in GWh | FALSE | G | Annual | Emissions at Affected Plants | GWh | 14676.911 | 10244.256 | 13050.5471 | 15862.534 | 16712.6762 | 17718.6091 | 18909.1442 | 20265.024
RPS v6.20- NV | 744 | 7597 | Generation Constraint in GWh | FALSE | G | Annual | Allowances Purchased | GWh | 0 | 0 | 0 | 0 | 0 | 0 | 0 | 0
RPS v6.20- NV | 744 | 7597 | Generation Constraint in GWh | FALSE | G | Annual | Allowances Sold | GWh | 0 | 0 | 0 | 0 | 0 | 0 | 0 | 0
RPS v6.20- NV | 744 | 7597 | Generation Constraint in GWh | FALSE | G | Annual | Allowances Banked | GWh | 0 | 0 | 0 | 0 | 0 | 0 | 0 | 0
RPS v6.20- NV | 744 | 7597 | Generation Constraint in GWh | FALSE | G | Annual | Allowances Withdrawn (1:1) | GWh | 0 | 0 | 0 | 0 | 0 | 0 | 0 | 0
RPS v6.20- NV | 744 | 7597 | Generation Constraint in GWh | FALSE | G | Annual | Allowances Withdrawn (n:1) | GWh | 0 | 0 | 0 | 0 | 0 | 0 | 0 | 0
RPS v6.20- NV | 744 | 7597 | Generation Constraint in GWh | FALSE | G | Annual | Net Emissions Allowance Position | GWh | 14676.911 | 10244.256 | 13050.5471 | 15862.534 | 16712.6762 | 17718.6091 | 18909.1442 | 20265.024
RPS v6.20- NV | 744 | 7597 | Generation Constraint in GWh | FALSE | G | Annual | Fuel Consumed | TBtu | 54.7502 | 13.0846 | 28.0405 | 36.0347 | 22.528 | 35.1062 | 36.8594 | 1.8786
RPS v6.20- NV | 744 | 7597 | Generation Constraint in GWh | FALSE | G | Annual | Heat Rate | MMBtu/MWh | 3.7304 | 0.73926 | 1.5832 | 1.8671 | 0.91418 | 1.4244 | 1.4678 | 0.040181
RPS v6.20- NV | 744 | 7597 | Generation Constraint in GWh | FALSE | G | Annual | Generation | TWh | 14.6769 | 17.6997 | 17.7111 | 19.2999 | 24.643 | 24.6467 | 25.1118 | 46.7538
RPS v6.20- NV | 744 | 7597 | Generation Constraint in GWh | FALSE | G | Annual | Qualifying Generation | TWh | 14.6769 | 10.2443 | 13.0505 | 15.8625 | 16.7127 | 17.7186 | 18.9091 | 20.265
RPS v6.20- NV | 744 | 7597 | Generation Constraint in GWh | FALSE | G | Annual | Rate | lb/MWh | 0 | 0 | 0 | 0 | 0 | 0 | 0 | 0
RPS v6.20- NV | 744 | 7597 | Generation Constraint in GWh | FALSE | G | Annual | Constraint Shadow Price | US2019$/MWh | 0 | 0 | 0 | 0 | 0 | 0 | 0 | 0
RPS v6.20- NY | 745 | 7598 | Generation Constraint in GWh | FALSE | G | Annual | Seasons Included | Seasons | Winter, WintShld, Summer | Winter, WintShld, Summer | Winter, WintShld, Summer | Winter, WintShld, Summer | Winter, WintShld, Summer | Winter, WintShld, Summer | Winter, WintShld, Summer | Winter, WintShld, Summer
RPS v6.20- NY | 745 | 7598 | Generation Constraint in GWh | FALSE | G | Annual | Standard GWh | GWh | 57318.2616 | 69640.9045 | 88224.3258 | 101720.9942 | 103828.7111 | 106676.0747 | 109689.1185 | 114666.5147
RPS v6.20- NY | 745 | 7598 | Generation Constraint in GWh | FALSE | G | Annual | Emissions at Affected Plants | GWh | 57318.2616 | 69640.9045 | 88224.3258 | 101720.9942 | 103828.7111 | 106676.0747 | 109689.1185 | 114666.5147
RPS v6.20- NY | 745 | 7598 | Generation Constraint in GWh | FALSE | G | Annual | Allowances Purchased | GWh | 0 | 0 | 0 | 0 | 0 | 0 | 0 | 0
RPS v6.20- NY | 745 | 7598 | Generation Constraint in GWh | FALSE | G | Annual | Allowances Sold | GWh | 0 | 0 | 0 | 0 | 0 | 0 | 0 | 0
RPS v6.20- NY | 745 | 7598 | Generation Constraint in GWh | FALSE | G | Annual | Allowances Banked | GWh | 0 | 0 | 0 | 0 | 0 | 0 | 0 | 0
RPS v6.20- NY | 745 | 7598 | Generation Constraint in GWh | FALSE | G | Annual | Allowances Withdrawn (1:1) | GWh | 0 | 0 | 0 | 0 | 0 | 0 | 0 | 0
RPS v6.20- NY | 745 | 7598 | Generation Constraint in GWh | FALSE | G | Annual | Allowances Withdrawn (n:1) | GWh | 0 | 0 | 0 | 0 | 0 | 0 | 0 | 0
RPS v6.20- NY | 745 | 7598 | Generation Constraint in GWh | FALSE | G | Annual | Net Emissions Allowance Position | GWh | 57318.2616 | 69640.9045 | 88224.3258 | 101720.9942 | 103828.7111 | 106676.0747 | 109689.1185 | 114666.5147
RPS v6.20- NY | 745 | 7598 | Generation Constraint in GWh | FALSE | G | Annual | Fuel Consumed | TBtu | 75.8788 | 12.6513 | 42.4241 | 16.775 | 0.0073674 | 0.0064414 | 0.046068 | 0.023802
RPS v6.20- NY | 745 | 7598 | Generation Constraint in GWh | FALSE | G | Annual | Heat Rate | MMBtu/MWh | 0.89686 | 0.078096 | 0.22602 | 0.07077 | 1.838e-05 | 1.228e-05 | 7.6142e-05 | 3.0207e-05
RPS v6.20- NY | 745 | 7598 | Generation Constraint in GWh | FALSE | G | Annual | Generation | TWh | 84.6045 | 161.9964 | 187.6999 | 237.035 | 400.8346 | 524.5291 | 605.021 | 787.9603
RPS v6.20- NY | 745 | 7598 | Generation Constraint in GWh | FALSE | G | Annual | Qualifying Generation | TWh | 57.3183 | 69.6409 | 88.2243 | 101.721 | 103.8287 | 106.6761 | 109.6891 | 114.6665
RPS v6.20- NY | 745 | 7598 | Generation Constraint in GWh | FALSE | G | Annual | Rate | lb/MWh | 0 | 0 | 0 | 0 | 0 | 0 | 0 | 0
RPS v6.20- NY | 745 | 7598 | Generation Constraint in GWh | FALSE | G | Annual | Constraint Shadow Price | US2019$/MWh | 39.837 | 3.1975 | 10.6233 | 0.98178 | 0 | 0 | 0 | 0
RPS v6.20- OH 50% limit | 746 | 7603 | Generation Constraint in GWh | FALSE | G | Annual | Seasons Included | Seasons | Winter, WintShld, Summer | Winter, WintShld, Summer | Winter, WintShld, Summer | Winter, WintShld, Summer | Winter, WintShld, Summer | Winter, WintShld, Summer | Winter, WintShld, Summer | Winter, WintShld, Summer
RPS v6.20- OH 50% limit | 746 | 7603 | Generation Constraint in GWh | FALSE | G | Annual | Standard GWh | GWh | 4996.7548 | 5760.0363 | 6204.5596 | 6279.9119 | 6464.5675 | 6676.3207 | 6916.7536 | 7199.0112
RPS v6.20- OH 50% limit | 746 | 7603 | Generation Constraint in GWh | FALSE | G | Annual | Emissions at Affected Plants | GWh | 4996.7548 | 5760.0363 | 6204.5596 | 6279.9119 | 6464.5675 | 6676.3207 | 6916.7536 | 62700.1577
RPS v6.20- OH 50% limit | 746 | 7603 | Generation Constraint in GWh | FALSE | G | Annual | Allowances Purchased | GWh | 0 | 0 | 0 | 0 | 0 | 0 | 0 | 0
RPS v6.20- OH 50% limit | 746 | 7603 | Generation Constraint in GWh | FALSE | G | Annual | Allowances Sold | GWh | 0 | 0 | 0 | 0 | 0 | 0 | 0 | 0
RPS v6.20- OH 50% limit | 746 | 7603 | Generation Constraint in GWh | FALSE | G | Annual | Allowances Banked | GWh | 0 | 0 | 0 | 0 | 0 | 0 | 0 | 0
RPS v6.20- OH 50% limit | 746 | 7603 | Generation Constraint in GWh | FALSE | G | Annual | Allowances Withdrawn (1:1) | GWh | 0 | 0 | 0 | 0 | 0 | 0 | 0 | 0
RPS v6.20- OH 50% limit | 746 | 7603 | Generation Constraint in GWh | FALSE | G | Annual | Allowances Withdrawn (n:1) | GWh | 0 | 0 | 0 | 0 | 0 | 0 | 0 | 0
RPS v6.20- OH 50% limit | 746 | 7603 | Generation Constraint in GWh | FALSE | G | Annual | Net Emissions Allowance Position | GWh | 4996.7548 | 5760.0363 | 6204.5596 | 6279.9119 | 6464.5675 | 6676.3207 | 6916.7536 | 62700.1577
RPS v6.20- OH 50% limit | 746 | 7603 | Generation Constraint in GWh | FALSE | G | Annual | Fuel Consumed | TBtu | 1.8953 | 1.9249 | 1.98 | 1.9314 | 0 | 0 | 0 | 0
RPS v6.20- OH 50% limit | 746 | 7603 | Generation Constraint in GWh | FALSE | G | Annual | Heat Rate | MMBtu/MWh | 0.25327 | 0.23909 | 0.24593 | 0.2399 | 0 | 0 | 0 | 0
RPS v6.20- OH 50% limit | 746 | 7603 | Generation Constraint in GWh | FALSE | G | Annual | Generation | TWh | 7.4836 | 8.0509 | 8.0509 | 8.0509 | 20.0264 | 32.5582 | 78.0783 | 78.0672
RPS v6.20- OH 50% limit | 746 | 7603 | Generation Constraint in GWh | FALSE | G | Annual | Qualifying Generation | TWh | 4.9968 | 5.76 | 6.2046 | 6.2799 | 6.4646 | 6.6763 | 6.9168 | 62.7002
RPS v6.20- OH 50% limit | 746 | 7603 | Generation Constraint in GWh | FALSE | G | Annual | Rate | lb/MWh | 0 | 0 | 0 | 0 | 0 | 0 | 0 | 0
RPS v6.20- OH 50% limit | 746 | 7603 | Generation Constraint in GWh | FALSE | G | Annual | Constraint Shadow Price | US2019$/MWh | 39.837 | 3.1975 | 10.6233 | 0.98178 | 0 | 0 | 0 | 0
RPS v6.20- OR,WA | 747 | 7600 | Generation Constraint in GWh | FALSE | G | Annual | Seasons Included | Seasons | Winter, WintShld, Summer | Winter, WintShld, Summer | Winter, WintShld, Summer | Winter, WintShld, Summer | Winter, WintShld, Summer | Winter, WintShld, Summer | Winter, WintShld, Summer | Winter, WintShld, Summer
RPS v6.20- OR,WA | 747 | 7600 | Generation Constraint in GWh | FALSE | G | Annual | Standard GWh | GWh | 18491.8076 | 22002.6116 | 22381.9543 | 25444.121 | 30598.0549 | 34844.8581 | 37623.0467 | 40028.2934
RPS v6.20- OR,WA | 747 | 7600 | Generation Constraint in GWh | FALSE | G | Annual | Emissions at Affected Plants | GWh | 28198.9976 | 22002.6116 | 22381.9543 | 25444.121 | 30598.0549 | 34844.8581 | 37623.0467 | 40028.2934
RPS v6.20- OR,WA | 747 | 7600 | Generation Constraint in GWh | FALSE | G | Annual | Allowances Purchased | GWh | 0 | 0 | 0 | 0 | 0 | 0 | 0 | 0
RPS v6.20- OR,WA | 747 | 7600 | Generation Constraint in GWh | FALSE | G | Annual | Allowances Sold | GWh | 0 | 0 | 0 | 0 | 0 | 0 | 0 | 0
RPS v6.20- OR,WA | 747 | 7600 | Generation Constraint in GWh | FALSE | G | Annual | Allowances Banked | GWh | 0 | 0 | 0 | 0 | 0 | 0 | 0 | 0
RPS v6.20- OR,WA | 747 | 7600 | Generation Constraint in GWh | FALSE | G | Annual | Allowances Withdrawn (1:1) | GWh | 0 | 0 | 0 | 0 | 0 | 0 | 0 | 0
RPS v6.20- OR,WA | 747 | 7600 | Generation Constraint in GWh | FALSE | G | Annual | Allowances Withdrawn (n:1) | GWh | 0 | 0 | 0 | 0 | 0 | 0 | 0 | 0
RPS v6.20- OR,WA | 747 | 7600 | Generation Constraint in GWh | FALSE | G | Annual | Net Emissions Allowance Position | GWh | 28198.9976 | 22002.6116 | 22381.9543 | 25444.121 | 30598.0549 | 34844.8581 | 37623.0467 | 40028.2934
RPS v6.20- OR,WA | 747 | 7600 | Generation Constraint in GWh | FALSE | G | Annual | Fuel Consumed | TBtu | 9.8946 | 0 | 0 | 0 | 0 | 0.29158 | 0.19164 | 0.34922
RPS v6.20- OR,WA | 747 | 7600 | Generation Constraint in GWh | FALSE | G | Annual | Heat Rate | MMBtu/MWh | 0.35088 | 0 | 0 | 0 | 0 | 0.0048457 | 0.0022474 | 0.0038365
RPS v6.20- OR,WA | 747 | 7600 | Generation Constraint in GWh | FALSE | G | Annual | Generation | TWh | 28.199 | 28.2337 | 30.6251 | 30.5882 | 44.2491 | 60.1714 | 85.2743 | 91.0241
RPS v6.20- OR,WA | 747 | 7600 | Generation Constraint in GWh | FALSE | G | Annual | Qualifying Generation | TWh | 28.199 | 22.0026 | 22.382 | 25.4441 | 30.5981 | 34.8449 | 37.623 | 40.0283
RPS v6.20- OR,WA | 747 | 7600 | Generation Constraint in GWh | FALSE | G | Annual | Rate | lb/MWh | 0 | 0 | 0 | 0 | 0 | 0 | 0 | 0
RPS v6.20- OR,WA | 747 | 7600 | Generation Constraint in GWh | FALSE | G | Annual | Constraint Shadow Price | US2019$/MWh | 0 | 0 | 0 | 0 | 0 | 0 | 0 | 0
RPS v6.20- TX | 748 | 7599 | Generation Constraint in GWh | FALSE | G | Annual | Seasons Included | Seasons | Winter, WintShld, Summer | Winter, WintShld, Summer | Winter, WintShld, Summer | Winter, WintShld, Summer | Winter, WintShld, Summer | Winter, WintShld, Summer | Winter, WintShld, Summer | Winter, WintShld, Summer
RPS v6.20- TX | 748 | 7599 | Generation Constraint in GWh | FALSE | G | Annual | Standard GWh | GWh | 18028.08 | 18028.08 | 18028.08 | 18028.08 | 18028.08 | 18028.08 | 18028.08 | 18028.08
RPS v6.20- TX | 748 | 7599 | Generation Constraint in GWh | FALSE | G | Annual | Emissions at Affected Plants | GWh | 186280.5204 | 217085.8361 | 221042.2165 | 276090.3628 | 360430.8466 | 425687.1035 | 495009.9147 | 570403.406
RPS v6.20- TX | 748 | 7599 | Generation Constraint in GWh | FALSE | G | Annual | Allowances Purchased | GWh | 0 | 0 | 0 | 0 | 0 | 0 | 0 | 0
RPS v6.20- TX | 748 | 7599 | Generation Constraint in GWh | FALSE | G | Annual | Allowances Sold | GWh | 0 | 0 | 0 | 0 | 0 | 0 | 0 | 0
RPS v6.20- TX | 748 | 7599 | Generation Constraint in GWh | FALSE | G | Annual | Allowances Banked | GWh | 0 | 0 | 0 | 0 | 0 | 0 | 0 | 0
RPS v6.20- TX | 748 | 7599 | Generation Constraint in GWh | FALSE | G | Annual | Allowances Withdrawn (1:1) | GWh | 0 | 0 | 0 | 0 | 0 | 0 | 0 | 0
RPS v6.20- TX | 748 | 7599 | Generation Constraint in GWh | FALSE | G | Annual | Allowances Withdrawn (n:1) | GWh | 0 | 0 | 0 | 0 | 0 | 0 | 0 | 0
RPS v6.20- TX | 748 | 7599 | Generation Constraint in GWh | FALSE | G | Annual | Net Emissions Allowance Position | GWh | 186280.5204 | 217085.8361 | 221042.2165 | 276090.3628 | 360430.8466 | 425687.1035 | 495009.9147 | 570403.406
RPS v6.20- TX | 748 | 7599 | Generation Constraint in GWh | FALSE | G | Annual | Fuel Consumed | TBtu | 4.3803 | 4.3751 | 6.7742 | 6.7508 | 6.6356 | 5.8852 | 4.3344 | 3.5587
RPS v6.20- TX | 748 | 7599 | Generation Constraint in GWh | FALSE | G | Annual | Heat Rate | MMBtu/MWh | 0.023511 | 0.02015 | 0.030641 | 0.024448 | 0.0178 | 0.013408 | 0.0085278 | 0.0060939
RPS v6.20- TX | 748 | 7599 | Generation Constraint in GWh | FALSE | G | Annual | Generation | TWh | 186.3084 | 217.1262 | 221.0833 | 276.1314 | 372.792 | 438.9403 | 508.263 | 583.976
RPS v6.20- TX | 748 | 7599 | Generation Constraint in GWh | FALSE | G | Annual | Qualifying Generation | TWh | 186.2805 | 217.0858 | 221.0422 | 276.0904 | 360.4308 | 425.6871 | 495.0099 | 570.4034
RPS v6.20- TX | 748 | 7599 | Generation Constraint in GWh | FALSE | G | Annual | Rate | lb/MWh | 0 | 0 | 0 | 0 | 0 | 0 | 0 | 0
RPS v6.20- TX | 748 | 7599 | Generation Constraint in GWh | FALSE | G | Annual | Constraint Shadow Price | US2019$/MWh | 0 | 0 | 0 | 0 | 0 | 0 | 0 | 0
RPS v6.20- VA | 749 | 7654 | Generation Constraint in GWh | FALSE | G | Annual | Seasons Included | Seasons | Winter, WintShld, Summer | Winter, WintShld, Summer | Winter, WintShld, Summer | Winter, WintShld, Summer | Winter, WintShld, Summer | Winter, WintShld, Summer | Winter, WintShld, Summer | Winter, WintShld, Summer
RPS v6.20- VA | 749 | 7654 | Generation Constraint in GWh | FALSE | G | Annual | Standard GWh | GWh | 13066.465 | 17648.7576 | 24958.3594 | 30045.8294 | 45841.0174 | 65707.3429 | 88171.6253 | 97861.5571
RPS v6.20- VA | 749 | 7654 | Generation Constraint in GWh | FALSE | G | Annual | Emissions at Affected Plants | GWh | 13066.465 | 17648.7576 | 24958.3594 | 30045.8294 | 67074.6094 | 94709.5938 | 124940.2007 | 181849.6467
RPS v6.20- VA | 749 | 7654 | Generation Constraint in GWh | FALSE | G | Annual | Allowances Purchased | GWh | 0 | 0 | 0 | 0 | 0 | 0 | 0 | 0
RPS v6.20- VA | 749 | 7654 | Generation Constraint in GWh | FALSE | G | Annual | Allowances Sold | GWh | 0 | 0 | 0 | 0 | 0 | 0 | 0 | 0
RPS v6.20- VA | 749 | 7654 | Generation Constraint in GWh | FALSE | G | Annual | Allowances Banked | GWh | 0 | 0 | 0 | 0 | 0 | 0 | 0 | 0
RPS v6.20- VA | 749 | 7654 | Generation Constraint in GWh | FALSE | G | Annual | Allowances Withdrawn (1:1) | GWh | 0 | 0 | 0 | 0 | 0 | 0 | 0 | 0
RPS v6.20- VA | 749 | 7654 | Generation Constraint in GWh | FALSE | G | Annual | Allowances Withdrawn (n:1) | GWh | 0 | 0 | 0 | 0 | 0 | 0 | 0 | 0
RPS v6.20- VA | 749 | 7654 | Generation Constraint in GWh | FALSE | G | Annual | Net Emissions Allowance Position | GWh | 13066.465 | 17648.7576 | 24958.3594 | 30045.8294 | 67074.6094 | 94709.5938 | 124940.2007 | 181849.6467
RPS v6.20- VA | 749 | 7654 | Generation Constraint in GWh | FALSE | G | Annual | Fuel Consumed | TBtu | 86.437 | 86.3741 | 104.3205 | 89.4327 | 86.3612 | 86.3573 | 86.3597 | 86.3482
RPS v6.20- VA | 749 | 7654 | Generation Constraint in GWh | FALSE | G | Annual | Heat Rate | MMBtu/MWh | 1.4429 | 1.0765 | 1.0745 | 0.68263 | 0.40121 | 0.30029 | 0.24345 | 0.17323
RPS v6.20- VA | 749 | 7654 | Generation Constraint in GWh | FALSE | G | Annual | Generation | TWh | 59.9071 | 80.2395 | 97.0892 | 131.0114 | 215.2535 | 287.5784 | 354.7398 | 498.4583
RPS v6.20- VA | 749 | 7654 | Generation Constraint in GWh | FALSE | G | Annual | Qualifying Generation | TWh | 13.0665 | 17.6488 | 24.9584 | 30.0458 | 67.0746 | 94.7096 | 124.9402 | 181.8496
RPS v6.20- VA | 749 | 7654 | Generation Constraint in GWh | FALSE | G | Annual | Rate | lb/MWh | 0 | 0 | 0 | 0 | 0 | 0 | 0 | 0
RPS v6.20- VA | 749 | 7654 | Generation Constraint in GWh | FALSE | G | Annual | Constraint Shadow Price | US2019$/MWh | 39.837 | 3.1975 | 10.6233 | 0.98178 | 0 | 0 | 0 | 0
RPS v6.20- VA - Phase II | 750 | 7655 | Generation Constraint in GWh | FALSE | G | Annual | Seasons Included | Seasons | Winter, WintShld, Summer | Winter, WintShld, Summer | Winter, WintShld, Summer | Winter, WintShld, Summer | Winter, WintShld, Summer | Winter, WintShld, Summer | Winter, WintShld, Summer | Winter, WintShld, Summer
RPS v6.20- VA - Phase II | 750 | 7655 | Generation Constraint in GWh | FALSE | G | Annual | Standard GWh | GWh | 0 | 11941.3698 | 16447.0318 | 19639.698 | 29802.1351 | 42274.2006 | 56951.2902 | 61090.5952
RPS v6.20- VA - Phase II | 750 | 7655 | Generation Constraint in GWh | FALSE | G | Annual | Emissions at Affected Plants | GWh | 0 | 20554.2903 | 27620.4596 | 39262.9032 | 100078.1459 | 114301.9171 | 127116.4893 | 161133.7696
RPS v6.20- VA - Phase II | 750 | 7655 | Generation Constraint in GWh | FALSE | G | Annual | Allowances Purchased | GWh | 0 | 0 | 0 | 0 | 0 | 0 | 0 | 0
RPS v6.20- VA - Phase II | 750 | 7655 | Generation Constraint in GWh | FALSE | G | Annual | Allowances Sold | GWh | 0 | 0 | 0 | 0 | 0 | 0 | 0 | 0
RPS v6.20- VA - Phase II | 750 | 7655 | Generation Constraint in GWh | FALSE | G | Annual | Allowances Banked | GWh | 0 | 0 | 0 | 0 | 0 | 0 | 0 | 0
RPS v6.20- VA - Phase II | 750 | 7655 | Generation Constraint in GWh | FALSE | G | Annual | Allowances Withdrawn (1:1) | GWh | 0 | 0 | 0 | 0 | 0 | 0 | 0 | 0
RPS v6.20- VA - Phase II | 750 | 7655 | Generation Constraint in GWh | FALSE | G | Annual | Allowances Withdrawn (n:1) | GWh | 0 | 0 | 0 | 0 | 0 | 0 | 0 | 0
RPS v6.20- VA - Phase II | 750 | 7655 | Generation Constraint in GWh | FALSE | G | Annual | Net Emissions Allowance Position | GWh | 0 | 20554.2903 | 27620.4596 | 39262.9032 | 100078.1459 | 114301.9171 | 127116.4893 | 161133.7696
RPS v6.20- VA - Phase II | 750 | 7655 | Generation Constraint in GWh | FALSE | G | Annual | Fuel Consumed | TBtu | 0 | 30.8605 | 30.8605 | 30.8605 | 30.8605 | 30.8504 | 30.8428 | 24.5149
RPS v6.20- VA - Phase II | 750 | 7655 | Generation Constraint in GWh | FALSE | G | Annual | Heat Rate | MMBtu/MWh | 0 | 1.5014 | 1.1173 | 0.786 | 0.30836 | 0.2699 | 0.24263 | 0.15214
RPS v6.20- VA - Phase II | 750 | 7655 | Generation Constraint in GWh | FALSE | G | Annual | Generation | TWh | 0 | 20.5543 | 27.6205 | 39.2629 | 100.0781 | 114.3019 | 127.1165 | 161.1338
RPS v6.20- VA - Phase II | 750 | 7655 | Generation Constraint in GWh | FALSE | G | Annual | Qualifying Generation | TWh | 0 | 20.5543 | 27.6205 | 39.2629 | 100.0781 | 114.3019 | 127.1165 | 161.1338
RPS v6.20- VA - Phase II | 750 | 7655 | Generation Constraint in GWh | FALSE | G | Annual | Rate | lb/MWh | 0 | 0 | 0 | 0 | 0 | 0 | 0 | 0
RPS v6.20- VA - Phase II | 750 | 7655 | Generation Constraint in GWh | FALSE | G | Annual | Constraint Shadow Price | US2019$/MWh | 0 | 0 | 0 | 0 | 0 | 0 | 0 | 0
RPS v6.20- WI | 751 | 7601 | Generation Constraint in GWh | FALSE | G | Annual | Seasons Included | Seasons | Winter, WintShld, Summer | Winter, WintShld, Summer | Winter, WintShld, Summer | Winter, WintShld, Summer | Winter, WintShld, Summer | Winter, WintShld, Summer | Winter, WintShld, Summer | Winter, WintShld, Summer
RPS v6.20- WI | 751 | 7601 | Generation Constraint in GWh | FALSE | G | Annual | Standard GWh | GWh | 6499.8603 | 6583.1596 | 6700.8585 | 6782.0621 | 6979.6252 | 7214.8591 | 7484.4074 | 7790.769
RPS v6.20- WI | 751 | 7601 | Generation Constraint in GWh | FALSE | G | Annual | Emissions at Affected Plants | GWh | 6499.8603 | 6583.1596 | 6700.8585 | 6782.0621 | 6979.6252 | 7214.8591 | 7484.4074 | 7790.769
RPS v6.20- WI | 751 | 7601 | Generation Constraint in GWh | FALSE | G | Annual | Allowances Purchased | GWh | 0 | 0 | 0 | 0 | 0 | 0 | 0 | 0
RPS v6.20- WI | 751 | 7601 | Generation Constraint in GWh | FALSE | G | Annual | Allowances Sold | GWh | 0 | 0 | 0 | 0 | 0 | 0 | 0 | 0
RPS v6.20- WI | 751 | 7601 | Generation Constraint in GWh | FALSE | G | Annual | Allowances Banked | GWh | 0 | 0 | 0 | 0 | 0 | 0 | 0 | 0
RPS v6.20- WI | 751 | 7601 | Generation Constraint in GWh | FALSE | G | Annual | Allowances Withdrawn (1:1) | GWh | 0 | 0 | 0 | 0 | 0 | 0 | 0 | 0
RPS v6.20- WI | 751 | 7601 | Generation Constraint in GWh | FALSE | G | Annual | Allowances Withdrawn (n:1) | GWh | 0 | 0 | 0 | 0 | 0 | 0 | 0 | 0
RPS v6.20- WI | 751 | 7601 | Generation Constraint in GWh | FALSE | G | Annual | Net Emissions Allowance Position | GWh | 6499.8603 | 6583.1596 | 6700.8585 | 6782.0621 | 6979.6252 | 7214.8591 | 7484.4074 | 7790.769
RPS v6.20- WI | 751 | 7601 | Generation Constraint in GWh | FALSE | G | Annual | Fuel Consumed | TBtu | 27.6601 | 10.6778 | 11.7768 | 12.5444 | 0.0056132 | 0 | 0 | 0
RPS v6.20- WI | 751 | 7601 | Generation Constraint in GWh | FALSE | G | Annual | Heat Rate | MMBtu/MWh | 4.2555 | 1.5592 | 1.7197 | 1.8318 | 0.00020725 | 0 | 0 | 0
RPS v6.20- WI | 751 | 7601 | Generation Constraint in GWh | FALSE | G | Annual | Generation | TWh | 6.4999 | 6.8481 | 6.8481 | 6.8481 | 27.0837 | 38.8006 | 40.6015 | 40.5913
RPS v6.20- WI | 751 | 7601 | Generation Constraint in GWh | FALSE | G | Annual | Qualifying Generation | TWh | 6.4999 | 6.5832 | 6.7009 | 6.7821 | 6.9796 | 7.2149 | 7.4844 | 7.7908
RPS v6.20- WI | 751 | 7601 | Generation Constraint in GWh | FALSE | G | Annual | Rate | lb/MWh | 0 | 0 | 0 | 0 | 0 | 0 | 0 | 0
RPS v6.20- WI | 751 | 7601 | Generation Constraint in GWh | FALSE | G | Annual | Constraint Shadow Price | US2019$/MWh | 109.969 | 0 | 0 | 0 | 0 | 0 | 0 | 0
RPS-CES v6.20- CA | 752 | 7586 | Generation Constraint in GWh | FALSE | G | Annual | Seasons Included | Seasons | Winter, WintShld, Summer | Winter, WintShld, Summer | Winter, WintShld, Summer | Winter, WintShld, Summer | Winter, WintShld, Summer | Winter, WintShld, Summer | Winter, WintShld, Summer | Winter, WintShld, Summer
RPS-CES v6.20- CA | 752 | 7586 | Generation Constraint in GWh | FALSE | G | Annual | Standard GWh | GWh | 98217.1061 | 111973.8203 | 132318.5372 | 145921.3974 | 184382.1777 | 229829.2579 | 281075.922 | 307670.1926
RPS-CES v6.20- CA | 752 | 7586 | Generation Constraint in GWh | FALSE | G | Annual | Emissions at Affected Plants | GWh | 131393.8581 | 181665.8759 | 192671.8226 | 245751.1946 | 399635.2446 | 459397.1943 | 550595.5253 | 647830.77
RPS-CES v6.20- CA | 752 | 7586 | Generation Constraint in GWh | FALSE | G | Annual | Allowances Purchased | GWh | 0 | 0 | 0 | 0 | 0 | 0 | 0 | 0
RPS-CES v6.20- CA | 752 | 7586 | Generation Constraint in GWh | FALSE | G | Annual | Allowances Sold | GWh | 0 | 0 | 0 | 0 | 0 | 0 | 0 | 0
RPS-CES v6.20- CA | 752 | 7586 | Generation Constraint in GWh | FALSE | G | Annual | Allowances Banked | GWh | 0 | 0 | 0 | 0 | 0 | 0 | 0 | 0
RPS-CES v6.20- CA | 752 | 7586 | Generation Constraint in GWh | FALSE | G | Annual | Allowances Withdrawn (1:1) | GWh | 0 | 0 | 0 | 0 | 0 | 0 | 0 | 0
RPS-CES v6.20- CA | 752 | 7586 | Generation Constraint in GWh | FALSE | G | Annual | Allowances Withdrawn (n:1) | GWh | 0 | 0 | 0 | 0 | 0 | 0 | 0 | 0
RPS-CES v6.20- CA | 752 | 7586 | Generation Constraint in GWh | FALSE | G | Annual | Net Emissions Allowance Position | GWh | 131393.8581 | 181665.8759 | 192671.8226 | 245751.1946 | 399635.2446 | 459397.1943 | 550595.5253 | 647830.77
RPS-CES v6.20- CA | 752 | 7586 | Generation Constraint in GWh | FALSE | G | Annual | Fuel Consumed | TBtu | 180.7445 | 322.7018 | 312.0841 | 299.17 | 304.6471 | 283.754 | 281.9727 | 306.6195
RPS-CES v6.20- CA | 752 | 7586 | Generation Constraint in GWh | FALSE | G | Annual | Heat Rate | MMBtu/MWh | 0.83384 | 1.3468 | 1.2277 | 0.95443 | 0.62675 | 0.50366 | 0.42249 | 0.3927
RPS-CES v6.20- CA | 752 | 7586 | Generation Constraint in GWh | FALSE | G | Annual | Generation | TWh | 216.7616 | 239.6043 | 254.1951 | 313.4524 | 486.0782 | 563.3789 | 667.3991 | 780.8006
RPS-CES v6.20- CA | 752 | 7586 | Generation Constraint in GWh | FALSE | G | Annual | Qualifying Generation | TWh | 131.3939 | 181.6659 | 192.6718 | 245.7512 | 399.6352 | 459.3972 | 550.5955 | 647.8308
RPS-CES v6.20- CA | 752 | 7586 | Generation Constraint in GWh | FALSE | G | Annual | Rate | lb/MWh | 0 | 0 | 0 | 0 | 0 | 0 | 0 | 0
RPS-CES v6.20- CA | 752 | 7586 | Generation Constraint in GWh | FALSE | G | Annual | Constraint Shadow Price | US2019$/MWh | 0 | 0 | 0 | 0 | 0 | 0 | 0 | 0
RPS-CES v6.20- CA In-State limit | 753 | 7659 | Generation Constraint in GWh | FALSE | G | Annual | Seasons Included | Seasons | Winter, WintShld, Summer | Winter, WintShld, Summer | Winter, WintShld, Summer | Winter, WintShld, Summer | Winter, WintShld, Summer | Winter, WintShld, Summer | Winter, WintShld, Summer | Winter, WintShld, Summer
RPS-CES v6.20- CA In-State limit | 753 | 7659 | Generation Constraint in GWh | FALSE | G | Annual | Standard GWh | GWh | 73662.8296 | 83980.3652 | 99238.9029 | 109441.0481 | 138286.6332 | 172371.9434 | 210806.9415 | 230752.6444
RPS-CES v6.20- CA In-State limit | 753 | 7659 | Generation Constraint in GWh | FALSE | G | Annual | Emissions at Affected Plants | GWh | 88321.8796 | 95659.1602 | 99238.9029 | 138820.7657 | 219244.4292 | 243317.0875 | 288794.5188 | 266041.5985
RPS-CES v6.20- CA In-State limit | 753 | 7659 | Generation Constraint in GWh | FALSE | G | Annual | Allowances Purchased | GWh | 0 | 0 | 0 | 0 | 0 | 0 | 0 | 0
RPS-CES v6.20- CA In-State limit | 753 | 7659 | Generation Constraint in GWh | FALSE | G | Annual | Allowances Sold | GWh | 0 | 0 | 0 | 0 | 0 | 0 | 0 | 0
RPS-CES v6.20- CA In-State limit | 753 | 7659 | Generation Constraint in GWh | FALSE | G | Annual | Allowances Banked | GWh | 0 | 0 | 0 | 0 | 0 | 0 | 0 | 0
RPS-CES v6.20- CA In-State limit | 753 | 7659 | Generation Constraint in GWh | FALSE | G | Annual | Allowances Withdrawn (1:1) | GWh | 0 | 0 | 0 | 0 | 0 | 0 | 0 | 0
RPS-CES v6.20- CA In-State limit | 753 | 7659 | Generation Constraint in GWh | FALSE | G | Annual | Allowances Withdrawn (n:1) | GWh | 0 | 0 | 0 | 0 | 0 | 0 | 0 | 0
RPS-CES v6.20- CA In-State limit | 753 | 7659 | Generation Constraint in GWh | FALSE | G | Annual | Net Emissions Allowance Position | GWh | 88321.8796 | 95659.1602 | 99238.9029 | 138820.7657 | 219244.4292 | 243317.0875 | 288794.5188 | 266041.5985
RPS-CES v6.20- CA In-State limit | 753 | 7659 | Generation Constraint in GWh | FALSE | G | Annual | Fuel Consumed | TBtu | 169.7129 | 261.7531 | 263.8185 | 259.7208 | 252.5789 | 241.9902 | 240.6977 | 235.4523
RPS-CES v6.20- CA In-State limit | 753 | 7659 | Generation Constraint in GWh | FALSE | G | Annual | Heat Rate | MMBtu/MWh | 1.9215 | 2.7363 | 2.6584 | 1.8709 | 1.152 | 0.99455 | 0.83346 | 0.70637
RPS-CES v6.20- CA In-State limit | 753 | 7659 | Generation Constraint in GWh | FALSE | G | Annual | Generation | TWh | 88.3219 | 95.6592 | 99.2389 | 138.8208 | 219.2444 | 243.3171 | 288.7945 | 333.3264
RPS-CES v6.20- CA In-State limit | 753 | 7659 | Generation Constraint in GWh | FALSE | G | Annual | Qualifying Generation | TWh | 88.3219 | 95.6592 | 99.2389 | 138.8208 | 219.2444 | 243.3171 | 288.7945 | 266.0416
RPS-CES v6.20- CA In-State limit | 753 | 7659 | Generation Constraint in GWh | FALSE | G | Annual | Rate | lb/MWh | 0 | 0 | 0 | 0 | 0 | 0 | 0 | 0
RPS-CES v6.20- CA In-State limit | 753 | 7659 | Generation Constraint in GWh | FALSE | G | Annual | Constraint Shadow Price | US2019$/MWh | 0 | 0 | 10.1212 | 0 | 0 | 0 | 0 | 0
RPS-CES v6.20 Fossil Dispatch Limit - CA | 754 | 7667 | Generation Constraint in GWh | FALSE | L | Annual | Seasons Included | Seasons | Winter, WintShld, Summer | Winter, WintShld, Summer | Winter, WintShld, Summer | Winter, WintShld, Summer | Winter, WintShld, Summer | Winter, WintShld, Summer | Winter, WintShld, Summer | Winter, WintShld, Summer
RPS-CES v6.20 Fossil Dispatch Limit - CA | 754 | 7667 | Generation Constraint in GWh | FALSE | L | Annual | Standard GWh | GWh | 0 | 0 | 139719.413 | 126457.4716 | 94784.7144 | 63472.7492 | 28911.0645 | 22976.8956
RPS-CES v6.20 Fossil Dispatch Limit - CA | 754 | 7667 | Generation Constraint in GWh | FALSE | L | Annual | Emissions at Affected Plants | GWh | 0 | 0 | 129775.1373 | 92088.3609 | 52441.9365 | 49000.8351 | 28911.0645 | 22976.8956
RPS-CES v6.20 Fossil Dispatch Limit - CA | 754 | 7667 | Generation Constraint in GWh | FALSE | L | Annual | Allowances Purchased | GWh | 0 | 0 | 0 | 0 | 0 | 0 | 0 | 0
RPS-CES v6.20 Fossil Dispatch Limit - CA | 754 | 7667 | Generation Constraint in GWh | FALSE | L | Annual | Allowances Sold | GWh | 0 | 0 | 0 | 0 | 0 | 0 | 0 | 0
RPS-CES v6.20 Fossil Dispatch Limit - CA | 754 | 7667 | Generation Constraint in GWh | FALSE | L | Annual | Allowances Banked | GWh | 0 | 0 | 0 | 0 | 0 | 0 | 0 | 0
RPS-CES v6.20 Fossil Dispatch Limit - CA | 754 | 7667 | Generation Constraint in GWh | FALSE | L | Annual | Allowances Withdrawn (1:1) | GWh | 0 | 0 | 0 | 0 | 0 | 0 | 0 | 0
RPS-CES v6.20 Fossil Dispatch Limit - CA | 754 | 7667 | Generation Constraint in GWh | FALSE | L | Annual | Allowances Withdrawn (n:1) | GWh | 0 | 0 | 0 | 0 | 0 | 0 | 0 | 0
RPS-CES v6.20 Fossil Dispatch Limit - CA | 754 | 7667 | Generation Constraint in GWh | FALSE | L | Annual | Net Emissions Allowance Position | GWh | 0 | 0 | 129775.1373 | 92088.3609 | 52441.9365 | 49000.8351 | 28911.0645 | 22976.8956
RPS-CES v6.20 Fossil Dispatch Limit - CA | 754 | 7667 | Generation Constraint in GWh | FALSE | L | Annual | Fuel Consumed | TBtu | 0 | 0 | 968.8828 | 703.7444 | 413.4107 | 384.3606 | 226.1545 | 178.4149
RPS-CES v6.20 Fossil Dispatch Limit - CA | 754 | 7667 | Generation Constraint in GWh | FALSE | L | Annual | Heat Rate | MMBtu/MWh | 0 | 0 | 7.4659 | 7.6421 | 7.8832 | 7.6843 | 6.5645 | 5.7036
RPS-CES v6.20 Fossil Dispatch Limit - CA | 754 | 7667 | Generation Constraint in GWh | FALSE | L | Annual | Generation | TWh | 0 | 0 | 129.7751 | 92.0884 | 52.4419 | 50.0186 | 34.451 | 31.2813
RPS-CES v6.20 Fossil Dispatch Limit - CA | 754 | 7667 | Generation Constraint in GWh | FALSE | L | Annual | Qualifying Generation | TWh | 0 | 0 | 129.7751 | 92.0884 | 52.4419 | 49.0008 | 28.9111 | 22.9769
RPS-CES v6.20 Fossil Dispatch Limit - CA | 754 | 7667 | Generation Constraint in GWh | FALSE | L | Annual | Rate | lb/MWh | 0 | 0 | 0 | 0 | 0 | 0 | 0 | 0
RPS-CES v6.20 Fossil Dispatch Limit - CA | 754 | 7667 | Generation Constraint in GWh | FALSE | L | Annual | Constraint Shadow Price | US2019$/MWh | 0 | 0 | 0 | 0 | 0 | 0 | 7.4536 | 7.1646
RPS-CES v6.20 Fossil Dispatch Limit - CO | 755 | 7668 | Generation Constraint in GWh | FALSE | L | Annual | Seasons Included | Seasons | Winter, WintShld, Summer | Winter, WintShld, Summer | Winter, WintShld, Summer | Winter, WintShld, Summer | Winter, WintShld, Summer | Winter, WintShld, Summer | Winter, WintShld, Summer | Winter, WintShld, Summer
RPS-CES v6.20 Fossil Dispatch Limit - CO | 755 | 7668 | Generation Constraint in GWh | FALSE | L | Annual | Standard GWh | GWh | 0 | 0 | 0 | 0 | 0 | 0 | 0 | 45416.5554
RPS-CES v6.20 Fossil Dispatch Limit - CO | 755 | 7668 | Generation Constraint in GWh | FALSE | L | Annual | Emissions at Affected Plants | GWh | 0 | 0 | 0 | 0 | 0 | 0 | 0 | 6654.7741
RPS-CES v6.20 Fossil Dispatch Limit - CO | 755 | 7668 | Generation Constraint in GWh | FALSE | L | Annual | Allowances Purchased | GWh | 0 | 0 | 0 | 0 | 0 | 0 | 0 | 0
RPS-CES v6.20 Fossil Dispatch Limit - CO | 755 | 7668 | Generation Constraint in GWh | FALSE | L | Annual | Allowances Sold | GWh | 0 | 0 | 0 | 0 | 0 | 0 | 0 | 0
RPS-CES v6.20 Fossil Dispatch Limit - CO | 755 | 7668 | Generation Constraint in GWh | FALSE | L | Annual | Allowances Banked | GWh | 0 | 0 | 0 | 0 | 0 | 0 | 0 | 0
RPS-CES v6.20 Fossil Dispatch Limit - CO | 755 | 7668 | Generation Constraint in GWh | FALSE | L | Annual | Allowances Withdrawn (1:1) | GWh | 0 | 0 | 0 | 0 | 0 | 0 | 0 | 0
RPS-CES v6.20 Fossil Dispatch Limit - CO | 755 | 7668 | Generation Constraint in GWh | FALSE | L | Annual | Allowances Withdrawn (n:1) | GWh | 0 | 0 | 0 | 0 | 0 | 0 | 0 | 0
RPS-CES v6.20 Fossil Dispatch Limit - CO | 755 | 7668 | Generation Constraint in GWh | FALSE | L | Annual | Net Emissions Allowance Position | GWh | 0 | 0 | 0 | 0 | 0 | 0 | 0 | 6654.7741
RPS-CES v6.20 Fossil Dispatch Limit - CO | 755 | 7668 | Generation Constraint in GWh | FALSE | L | Annual | Fuel Consumed | TBtu | 0 | 0 | 0 | 0 | 0 | 0 | 0 | 56.7359
RPS-CES v6.20 Fossil Dispatch Limit - CO | 755 | 7668 | Generation Constraint in GWh | FALSE | L | Annual | Heat Rate | MMBtu/MWh | 0 | 0 | 0 | 0 | 0 | 0 | 0 | 8.5256
RPS-CES v6.20 Fossil Dispatch Limit - CO | 755 | 7668 | Generation Constraint in GWh | FALSE | L | Annual | Generation | TWh | 0 | 0 | 0 | 0 | 0 | 0 | 0 | 6.6548
RPS-CES v6.20 Fossil Dispatch Limit - CO | 755 | 7668 | Generation Constraint in GWh | FALSE | L | Annual | Qualifying Generation | TWh | 0 | 0 | 0 | 0 | 0 | 0 | 0 | 6.6548
RPS-CES v6.20 Fossil Dispatch Limit - CO | 755 | 7668 | Generation Constraint in GWh | FALSE | L | Annual | Rate | lb/MWh | 0 | 0 | 0 | 0 | 0 | 0 | 0 | 0
RPS-CES v6.20 Fossil Dispatch Limit - CO | 755 | 7668 | Generation Constraint in GWh | FALSE | L | Annual | Constraint Shadow Price | US2019$/MWh | 0 | 0 | 0 | 0 | 0 | 0 | 0 | 0
RPS-CES v6.20 Fossil Dispatch Limit - IL | 756 | 7741 | Generation Constraint in GWh | FALSE | L | Annual | Seasons Included | Seasons | Winter, WintShld, Summer | Winter, WintShld, Summer | Winter, WintShld, Summer | Winter, WintShld, Summer | Winter, WintShld, Summer | Winter, WintShld, Summer | Winter, WintShld, Summer | Winter, WintShld, Summer
RPS-CES v6.20 Fossil Dispatch Limit - IL | 756 | 7741 | Generation Constraint in GWh | FALSE | L | Annual | Standard GWh | GWh | 0 | 0 | 0 | 0 | 0 | 85828.4548 | 88827.5486 | 10224.5236
RPS-CES v6.20 Fossil Dispatch Limit - IL | 756 | 7741 | Generation Constraint in GWh | FALSE | L | Annual | Emissions at Affected Plants | GWh | 0 | 0 | 0 | 0 | 0 | 0 | 282.468 | 258.8734
RPS-CES v6.20 Fossil Dispatch Limit - IL | 756 | 7741 | Generation Constraint in GWh | FALSE | L | Annual | Allowances Purchased | GWh | 0 | 0 | 0 | 0 | 0 | 0 | 0 | 0
RPS-CES v6.20 Fossil Dispatch Limit - IL | 756 | 7741 | Generation Constraint in GWh | FALSE | L | Annual | Allowances Sold | GWh | 0 | 0 | 0 | 0 | 0 | 0 | 0 | 0
RPS-CES v6.20 Fossil Dispatch Limit - IL | 756 | 7741 | Generation Constraint in GWh | FALSE | L | Annual | Allowances Banked | GWh | 0 | 0 | 0 | 0 | 0 | 0 | 0 | 0
RPS-CES v6.20 Fossil Dispatch Limit - IL | 756 | 7741 | Generation Constraint in GWh | FALSE | L | Annual | Allowances Withdrawn (1:1) | GWh | 0 | 0 | 0 | 0 | 0 | 0 | 0 | 0
RPS-CES v6.20 Fossil Dispatch Limit - IL | 756 | 7741 | Generation Constraint in GWh | FALSE | L | Annual | Allowances Withdrawn (n:1) | GWh | 0 | 0 | 0 | 0 | 0 | 0 | 0 | 0
RPS-CES v6.20 Fossil Dispatch Limit - IL | 756 | 7741 | Generation Constraint in GWh | FALSE | L | Annual | Net Emissions Allowance Position | GWh | 0 | 0 | 0 | 0 | 0 | 0 | 282.468 | 258.8734
RPS-CES v6.20 Fossil Dispatch Limit - IL | 756 | 7741 | Generation Constraint in GWh | FALSE | L | Annual | Fuel Consumed | TBtu | 0 | 0 | 0 | 0 | 0 | 0 | 2.6287 | 2.4339
RPS-CES v6.20 Fossil Dispatch Limit - IL | 756 | 7741 | Generation Constraint in GWh | FALSE | L | Annual | Heat Rate | MMBtu/MWh | 0 | 0 | 0 | 0 | 0 | 0 | 0.10802 | 0.11563
RPS-CES v6.20 Fossil Dispatch Limit - IL | 756 | 7741 | Generation Constraint in GWh | FALSE | L | Annual | Generation | TWh | 0 | 0 | 0 | 0 | 0 | 0 | 24.336 | 21.0487
RPS-CES v6.20 Fossil Dispatch Limit - IL | 756 | 7741 | Generation Constraint in GWh | FALSE | L | Annual | Qualifying Generation | TWh | 0 | 0 | 0 | 0 | 0 | 0 | 0.28247 | 0.25887
RPS-CES v6.20 Fossil Dispatch Limit - IL | 756 | 7741 | Generation Constraint in GWh | FALSE | L | Annual | Rate | lb/MWh | 0 | 0 | 0 | 0 | 0 | 0 | 0 | 0
RPS-CES v6.20 Fossil Dispatch Limit - IL | 756 | 7741 | Generation Constraint in GWh | FALSE | L | Annual | Constraint Shadow Price | US2019$/MWh | 0 | 0 | 0 | 0 | 0 | 0 | 0 | 0
RPS-CES v6.20 Fossil Dispatch Limit - NM | 757 | 7669 | Generation Constraint in GWh | FALSE | L | Annual | Seasons Included | Seasons | Winter, WintShld, Summer | Winter, WintShld, Summer | Winter, WintShld, Summer | Winter, WintShld, Summer | Winter, WintShld, Summer | Winter, WintShld, Summer | Winter, WintShld, Summer | Winter, WintShld, Summer
RPS-CES v6.20 Fossil Dispatch Limit - NM | 757 | 7669 | Generation Constraint in GWh | FALSE | L | Annual | Standard GWh | GWh | 0 | 0 | 0 | 0 | 12623.2819 | 10248.2227 | 10471.448 | 5381.4995
RPS-CES v6.20 Fossil Dispatch Limit - NM | 757 | 7669 | Generation Constraint in GWh | FALSE | L | Annual | Emissions at Affected Plants | GWh | 0 | 0 | 0 | 0 | 2414.2106 | 596.9146 | 544.2865 | 701.5981
RPS-CES v6.20 Fossil Dispatch Limit - NM | 757 | 7669 | Generation Constraint in GWh | FALSE | L | Annual | Allowances Purchased | GWh | 0 | 0 | 0 | 0 | 0 | 0 | 0 | 0
RPS-CES v6.20 Fossil Dispatch Limit - NM | 757 | 7669 | Generation Constraint in GWh | FALSE | L | Annual | Allowances Sold | GWh | 0 | 0 | 0 | 0 | 0 | 0 | 0 | 0
RPS-CES v6.20 Fossil Dispatch Limit - NM | 757 | 7669 | Generation Constraint in GWh | FALSE | L | Annual | Allowances Banked | GWh | 0 | 0 | 0 | 0 | 0 | 0 | 0 | 0
RPS-CES v6.20 Fossil Dispatch Limit - NM | 757 | 7669 | Generation Constraint in GWh | FALSE | L | Annual | Allowances Withdrawn (1:1) | GWh | 0 | 0 | 0 | 0 | 0 | 0 | 0 | 0
RPS-CES v6.20 Fossil Dispatch Limit - NM | 757 | 7669 | Generation Constraint in GWh | FALSE | L | Annual | Allowances Withdrawn (n:1) | GWh | 0 | 0 | 0 | 0 | 0 | 0 | 0 | 0
RPS-CES v6.20 Fossil Dispatch Limit - NM | 757 | 7669 | Generation Constraint in GWh | FALSE | L | Annual | Net Emissions Allowance Position | GWh | 0 | 0 | 0 | 0 | 2414.2106 | 596.9146 | 544.2865 | 701.5981
RPS-CES v6.20 Fossil Dispatch Limit - NM | 757 | 7669 | Generation Constraint in GWh | FALSE | L | Annual | Fuel Consumed | TBtu | 0 | 0 | 0 | 0 | 21.3768 | 6.5494 | 5.9036 | 7.3279
RPS-CES v6.20 Fossil Dispatch Limit - NM | 757 | 7669 | Generation Constraint in GWh | FALSE | L | Annual | Heat Rate | MMBtu/MWh | 0 | 0 | 0 | 0 | 8.8546 | 10.972 | 10.8065 | 9.785
RPS-CES v6.20 Fossil Dispatch Limit - NM | 757 | 7669 | Generation Constraint in GWh | FALSE | L | Annual | Generation | TWh | 0 | 0 | 0 | 0 | 2.4142 | 0.59691 | 0.5463 | 0.74889
RPS-CES v6.20 Fossil Dispatch Limit - NM | 757 | 7669 | Generation Constraint in GWh | FALSE | L | Annual | Qualifying Generation | TWh | 0 | 0 | 0 | 0 | 2.4142 | 0.59691 | 0.54429 | 0.7016
RPS-CES v6.20 Fossil Dispatch Limit - NM | 757 | 7669 | Generation Constraint in GWh | FALSE | L | Annual | Rate | lb/MWh | 0 | 0 | 0 | 0 | 0 | 0 | 0 | 0
RPS-CES v6.20 Fossil Dispatch Limit - NM | 757 | 7669 | Generation Constraint in GWh | FALSE | L | Annual | Constraint Shadow Price | US2019$/MWh | 0 | 0 | 0 | 0 | 0 | 0 | 0 | 0
RPS-CES v6.20 Fossil Dispatch Limit - NV | 758 | 7670 | Generation Constraint in GWh | FALSE | L | Annual | Seasons Included | Seasons | Winter, WintShld, Summer | Winter, WintShld, Summer | Winter, WintShld, Summer | Winter, WintShld, Summer | Winter, WintShld, Summer | Winter, WintShld, Summer | Winter, WintShld, Summer | Winter, WintShld, Summer
RPS-CES v6.20 Fossil Dispatch Limit - NV | 758 | 7670 | Generation Constraint in GWh | FALSE | L | Annual | Standard GWh | GWh | 0 | 0 | 0 | 0 | 0 | 0 | 0 | 5046.916
RPS-CES v6.20 Fossil Dispatch Limit - NV | 758 | 7670 | Generation Constraint in GWh | FALSE | L | Annual | Emissions at Affected Plants | GWh | 0 | 0 | 0 | 0 | 0 | 0 | 0 | 5046.916
RPS-CES v6.20 Fossil Dispatch Limit - NV | 758 | 7670 | Generation Constraint in GWh | FALSE | L | Annual | Allowances Purchased | GWh | 0 | 0 | 0 | 0 | 0 | 0 | 0 | 0
RPS-CES v6.20 Fossil Dispatch Limit - NV | 758 | 7670 | Generation Constraint in GWh | FALSE | L | Annual | Allowances Sold | GWh | 0 | 0 | 0 | 0 | 0 | 0 | 0 | 0
RPS-CES v6.20 Fossil Dispatch Limit - NV | 758 | 7670 | Generation Constraint in GWh | FALSE | L | Annual | Allowances Banked | GWh | 0 | 0 | 0 | 0 | 0 | 0 | 0 | 0
RPS-CES v6.20 Fossil Dispatch Limit - NV | 758 | 7670 | Generation Constraint in GWh | FALSE | L | Annual | Allowances Withdrawn (1:1) | GWh | 0 | 0 | 0 | 0 | 0 | 0 | 0 | 0
RPS-CES v6.20 Fossil Dispatch Limit - NV | 758 | 7670 | Generation Constraint in GWh | FALSE | L | Annual | Allowances Withdrawn (n:1) | GWh | 0 | 0 | 0 | 0 | 0 | 0 | 0 | 0
RPS-CES v6.20 Fossil Dispatch Limit - NV | 758 | 7670 | Generation Constraint in GWh | FALSE | L | Annual | Net Emissions Allowance Position | GWh | 0 | 0 | 0 | 0 | 0 | 0 | 0 | 5046.916
RPS-CES v6.20 Fossil Dispatch Limit - NV | 758 | 7670 | Generation Constraint in GWh | FALSE | L | Annual | Fuel Consumed | TBtu | 0 | 0 | 0 | 0 | 0 | 0 | 0 | 41.3953
RPS-CES v6.20 Fossil Dispatch Limit - NV | 758 | 7670 | Generation Constraint in GWh | FALSE | L | Annual | Heat Rate | MMBtu/MWh | 0 | 0 | 0 | 0 | 0 | 0 | 0 | 8.2015
RPS-CES v6.20 Fossil Dispatch Limit - NV | 758 | 7670 | Generation Constraint in GWh | FALSE | L | Annual | Generation | TWh | 0 | 0 | 0 | 0 | 0 | 0 | 0 | 5.0473
RPS-CES v6.20 Fossil Dispatch Limit - NV | 758 | 7670 | Generation Constraint in GWh | FALSE | L | Annual | Qualifying Generation | TWh | 0 | 0 | 0 | 0 | 0 | 0 | 0 | 5.0469
RPS-CES v6.20 Fossil Dispatch Limit - NV | 758 | 7670 | Generation Constraint in GWh | FALSE | L | Annual | Rate | lb/MWh | 0 | 0 | 0 | 0 | 0 | 0 | 0 | 0
RPS-CES v6.20 Fossil Dispatch Limit - NV | 758 | 7670 | Generation Constraint in GWh | FALSE | L | Annual | Constraint Shadow Price | US2019$/MWh | 0 | 0 | 0 | 0 | 0 | 0 | 0 | 2.585
RPS-CES v6.20 Fossil Dispatch Limit - NY | 759 | 7671 | Generation Constraint in GWh | FALSE | L | Annual | Seasons Included | Seasons | Winter, WintShld, Summer | Winter, WintShld, Summer | Winter, WintShld, Summer | Winter, WintShld, Summer | Winter, WintShld, Summer | Winter, WintShld, Summer | Winter, WintShld, Summer | Winter, WintShld, Summer
RPS-CES v6.20 Fossil Dispatch Limit - NY | 759 | 7671 | Generation Constraint in GWh | FALSE | L | Annual | Standard GWh | GWh | 0 | 0 | 65932.3907 | 53801.6204 | 54882.5845 | 10665.2516 | 10991.8788 | 11522.3847
RPS-CES v6.20 Fossil Dispatch Limit - NY | 759 | 7671 | Generation Constraint in GWh | FALSE | L | Annual | Emissions at Affected Plants | GWh | 0 | 0 | 50640.6653 | 53801.6204 | 27939.7014 | 10665.2516 | 10991.8788 | 11522.3847
RPS-CES v6.20 Fossil Dispatch Limit - NY | 759 | 7671 | Generation Constraint in GWh | FALSE | L | Annual | Allowances Purchased | GWh | 0 | 0 | 0 | 0 | 0 | 0 | 0 | 0
RPS-CES v6.20 Fossil Dispatch Limit - NY | 759 | 7671 | Generation Constraint in GWh | FALSE | L | Annual | Allowances Sold | GWh | 0 | 0 | 0 | 0 | 0 | 0 | 0 | 0
RPS-CES v6.20 Fossil Dispatch Limit - NY | 759 | 7671 | Generation Constraint in GWh | FALSE | L | Annual | Allowances Banked | GWh | 0 | 0 | 0 | 0 | 0 | 0 | 0 | 0
RPS-CES v6.20 Fossil Dispatch Limit - NY | 759 | 7671 | Generation Constraint in GWh | FALSE | L | Annual | Allowances Withdrawn (1:1) | GWh | 0 | 0 | 0 | 0 | 0 | 0 | 0 | 0
RPS-CES v6.20 Fossil Dispatch Limit - NY | 759 | 7671 | Generation Constraint in GWh | FALSE | L | Annual | Allowances Withdrawn (n:1) | GWh | 0 | 0 | 0 | 0 | 0 | 0 | 0 | 0
RPS-CES v6.20 Fossil Dispatch Limit - NY | 759 | 7671 | Generation Constraint in GWh | FALSE | L | Annual | Net Emissions Allowance Position | GWh | 0 | 0 | 50640.6653 | 53801.6204 | 27939.7014 | 10665.2516 | 10991.8788 | 11522.3847
RPS-CES v6.20 Fossil Dispatch Limit - NY | 759 | 7671 | Generation Constraint in GWh | FALSE | L | Annual | Fuel Consumed | TBtu | 0 | 0 | 371.364 | 393.7716 | 198.7548 | 73.988 | 75.8391 | 78.0999
RPS-CES v6.20 Fossil Dispatch Limit - NY | 759 | 7671 | Generation Constraint in GWh | FALSE | L | Annual | Heat Rate | MMBtu/MWh | 0 | 0 | 7.2749 | 7.2633 | 7.0635 | 6.8452 | 6.7166 | 6.4334
RPS-CES v6.20 Fossil Dispatch Limit - NY | 759 | 7671 | Generation Constraint in GWh | FALSE | L | Annual | Generation | TWh | 0 | 0 | 51.0474 | 54.2135 | 28.1381 | 10.8088 | 11.2913 | 12.1397
RPS-CES v6.20 Fossil Dispatch Limit - NY | 759 | 7671 | Generation Constraint in GWh | FALSE | L | Annual | Qualifying Generation | TWh | 0 | 0 | 50.6407 | 53.8016 | 27.9397 | 10.6653 | 10.9919 | 11.5224
RPS-CES v6.20 Fossil Dispatch Limit - NY | 759 | 7671 | Generation Constraint in GWh | FALSE | L | Annual | Rate | lb/MWh | 0 | 0 | 0 | 0 | 0 | 0 | 0 | 0
RPS-CES v6.20 Fossil Dispatch Limit - NY | 759 | 7671 | Generation Constraint in GWh | FALSE | L | Annual | Constraint Shadow Price | US2019$/MWh | 0 | 0 | 0 | 0.49373 | 0 | 4.9567 | 4.7701 | 4.4759
RPS-CES v6.20 Fossil Dispatch Limit - VA | 760 | 7672 | Generation Constraint in GWh | FALSE | L | Annual | Seasons Included | Seasons | Winter, WintShld, Summer | Winter, WintShld, Summer | Winter, WintShld, Summer | Winter, WintShld, Summer | Winter, WintShld, Summer | Winter, WintShld, Summer | Winter, WintShld, Summer | Winter, WintShld, Summer
RPS-CES v6.20 Fossil Dispatch Limit - VA | 760 | 7672 | Generation Constraint in GWh | FALSE | L | Annual | Standard GWh | GWh | 0 | 0 | 0 | 0 | 0 | 58892.1662 | 38793.1178 | 37110.614
RPS-CES v6.20 Fossil Dispatch Limit - VA | 760 | 7672 | Generation Constraint in GWh | FALSE | L | Annual | Emissions at Affected Plants | GWh | 0 | 0 | 0 | 0 | 0 | 48862.5462 | 38793.1178 | 8308.2103
RPS-CES v6.20 Fossil Dispatch Limit - VA | 760 | 7672 | Generation Constraint in GWh | FALSE | L | Annual | Allowances Purchased | GWh | 0 | 0 | 0 | 0 | 0 | 0 | 0 | 0
RPS-CES v6.20 Fossil Dispatch Limit - VA | 760 | 7672 | Generation Constraint in GWh | FALSE | L | Annual | Allowances Sold | GWh | 0 | 0 | 0 | 0 | 0 | 0 | 0 | 0
RPS-CES v6.20 Fossil Dispatch Limit - VA | 760 | 7672 | Generation Constraint in GWh | FALSE | L | Annual | Allowances Banked | GWh | 0 | 0 | 0 | 0 | 0 | 0 | 0 | 0
RPS-CES v6.20 Fossil Dispatch Limit - VA | 760 | 7672 | Generation Constraint in GWh | FALSE | L | Annual | Allowances Withdrawn (1:1) | GWh | 0 | 0 | 0 | 0 | 0 | 0 | 0 | 0
RPS-CES v6.20 Fossil Dispatch Limit - VA | 760 | 7672 | Generation Constraint in GWh | FALSE | L | Annual | Allowances Withdrawn (n:1) | GWh | 0 | 0 | 0 | 0 | 0 | 0 | 0 | 0
RPS-CES v6.20 Fossil Dispatch Limit - VA | 760 | 7672 | Generation Constraint in GWh | FALSE | L | Annual | Net Emissions Allowance Position | GWh | 0 | 0 | 0 | 0 | 0 | 48862.5462 | 38793.1178 | 8308.2103
RPS-CES v6.20 Fossil Dispatch Limit - VA | 760 | 7672 | Generation Constraint in GWh | FALSE | L | Annual | Fuel Consumed | TBtu | 0 | 0 | 0 | 0 | 0 | 349.5796 | 273.8032 | 56.4667
RPS-CES v6.20 Fossil Dispatch Limit - VA | 760 | 7672 | Generation Constraint in GWh | FALSE | L | Annual | Heat Rate | MMBtu/MWh | 0 | 0 | 0 | 0 | 0 | 3.6025 | 2.9143 | 0.68202
RPS-CES v6.20 Fossil Dispatch Limit - VA | 760 | 7672 | Generation Constraint in GWh | FALSE | L | Annual | Generation | TWh | 0 | 0 | 0 | 0 | 0 | 97.0369 | 93.9508 | 82.7934
RPS-CES v6.20 Fossil Dispatch Limit - VA | 760 | 7672 | Generation Constraint in GWh | FALSE | L | Annual | Qualifying Generation | TWh | 0 | 0 | 0 | 0 | 0 | 48.8625 | 38.7931 | 8.3082
RPS-CES v6.20 Fossil Dispatch Limit - VA | 760 | 7672 | Generation Constraint in GWh | FALSE | L | Annual | Rate | lb/MWh | 0 | 0 | 0 | 0 | 0 | 0 | 0 | 0
RPS-CES v6.20 Fossil Dispatch Limit - VA | 760 | 7672 | Generation Constraint in GWh | FALSE | L | Annual | Constraint Shadow Price | US2019$/MWh | 0 | 0 | 0 | 0 | 0 | 0 | 1.0185 | 0
RPS-CES v6.20 Fossil Dispatch Limit - WA | 761 | 7673 | Generation Constraint in GWh | FALSE | L | Annual | Seasons Included | Seasons | Winter, WintShld, Summer | Winter, WintShld, Summer | Winter, WintShld, Summer | Winter, WintShld, Summer | Winter, WintShld, Summer | Winter, WintShld, Summer | Winter, WintShld, Summer | Winter, WintShld, Summer
RPS-CES v6.20 Fossil Dispatch Limit - WA | 761 | 7673 | Generation Constraint in GWh | FALSE | L | Annual | Standard GWh | GWh | 0 | 0 | 0 | 9318.7871 | 9769.5273 | 10451.1024 | 11282.4206 | 12181.5398
RPS-CES v6.20 Fossil Dispatch Limit - WA | 761 | 7673 | Generation Constraint in GWh | FALSE | L | Annual | Emissions at Affected Plants | GWh | 0 | 0 | 0 | 5948.0861 | 2533.8217 | 3784.1749 | 28.8802 | 7.8412
RPS-CES v6.20 Fossil Dispatch Limit - WA | 761 | 7673 | Generation Constraint in GWh | FALSE | L | Annual | Allowances Purchased | GWh | 0 | 0 | 0 | 0 | 0 | 0 | 0 | 0
RPS-CES v6.20 Fossil Dispatch Limit - WA | 761 | 7673 | Generation Constraint in GWh | FALSE | L | Annual | Allowances Sold | GWh | 0 | 0 | 0 | 0 | 0 | 0 | 0 | 0
RPS-CES v6.20 Fossil Dispatch Limit - WA | 761 | 7673 | Generation Constraint in GWh | FALSE | L | Annual | Allowances Banked | GWh | 0 | 0 | 0 | 0 | 0 | 0 | 0 | 0
RPS-CES v6.20 Fossil Dispatch Limit - WA | 761 | 7673 | Generation Constraint in GWh | FALSE | L | Annual | Allowances Withdrawn (1:1) | GWh | 0 | 0 | 0 | 0 | 0 | 0 | 0 | 0
RPS-CES v6.20 Fossil Dispatch Limit - WA | 761 | 7673 | Generation Constraint in GWh | FALSE | L | Annual | Allowances Withdrawn (n:1) | GWh | 0 | 0 | 0 | 0 | 0 | 0 | 0 | 0
RPS-CES v6.20 Fossil Dispatch Limit - WA | 761 | 7673 | Generation Constraint in GWh | FALSE | L | Annual | Net Emissions Allowance Position | GWh | 0 | 0 | 0 | 5948.0861 | 2533.8217 | 3784.1749 | 28.8802 | 7.8412
RPS-CES v6.20 Fossil Dispatch Limit - WA | 761 | 7673 | Generation Constraint in GWh | FALSE | L | Annual | Fuel Consumed | TBtu | 0 | 0 | 0 | 45.2112 | 19.292 | 28.1052 | 0.3093 | 0.10275
RPS-CES v6.20 Fossil Dispatch Limit - WA | 761 | 7673 | Generation Constraint in GWh | FALSE | L | Annual | Heat Rate | MMBtu/MWh | 0 | 0 | 0 | 7.601 | 7.6138 | 7.427 | 10.7097 | 13.1042
RPS-CES v6.20 Fossil Dispatch Limit - WA | 761 | 7673 | Generation Constraint in GWh | FALSE | L | Annual | Generation | TWh | 0 | 0 | 0 | 5.9481 | 2.5338 | 3.7842 | 0.02888 | 0.0078412
RPS-CES v6.20 Fossil Dispatch Limit - WA | 761 | 7673 | Generation Constraint in GWh | FALSE | L | Annual | Qualifying Generation | TWh | 0 | 0 | 0 | 5.9481 | 2.5338 | 3.7842 | 0.02888 | 0.0078412
RPS-CES v6.20 Fossil Dispatch Limit - WA | 761 | 7673 | Generation Constraint in GWh | FALSE | L | Annual | Rate | lb/MWh | 0 | 0 | 0 | 0 | 0 | 0 | 0 | 0
RPS-CES v6.20 Fossil Dispatch Limit - WA | 761 | 7673 | Generation Constraint in GWh | FALSE | L | Annual | Constraint Shadow Price | US2019$/MWh | 0 | 0 | 0 | 0 | 0 | 0 | 0 | 0
Texas BART FIP v6.17 | 762 | 7538 | Rate Constraint in MTons | FALSE | L | Annual | Seasons Included | Seasons | Winter, WintShld, Summer | Winter, WintShld, Summer | Winter, WintShld, Summer | Winter, WintShld, Summer | Winter, WintShld, Summer | Winter, WintShld, Summer | Winter, WintShld, Summer | Winter, WintShld, Summer
Texas BART FIP v6.17 | 762 | 7538 | Rate Constraint in MTons | FALSE | L | Annual | Standard SO2 | Thousand Tons | 248.393 | 248.393 | 248.393 | 248.393 | 248.393 | 248.393 | 248.393 | 248.393
Texas BART FIP v6.17 | 762 | 7538 | Rate Constraint in MTons | FALSE | L | Annual | Emissions at Affected Plants SO2 | Thousand Tons | 137.6402 | 97.9963 | 36.0734 | 4.5173 | 4.5173 | 4.5173 | 8.0992 | 8.0992
Texas BART FIP v6.17 | 762 | 7538 | Rate Constraint in MTons | FALSE | L | Annual | Allowances Purchased SO2 | Thousand Tons | 0 | 0 | 0 | 0 | 0 | 0 | 0 | 0
Texas BART FIP v6.17 | 762 | 7538 | Rate Constraint in MTons | FALSE | L | Annual | Allowances Sold SO2 | Thousand Tons | 0 | 0 | 0 | 0 | 0 | 0 | 0 | 0
Texas BART FIP v6.17 | 762 | 7538 | Rate Constraint in MTons | FALSE | L | Annual | Allowances Banked | Thousand Tons | 0 | 0 | 0 | 0 | 0 | 0 | 0 | 0
Texas BART FIP v6.17 | 762 | 7538 | Rate Constraint in MTons | FALSE | L | Annual | Allowances Withdrawn (1:1) | Thousand Tons | 0 | 0 | 0 | 0 | 0 | 0 | 0 | 0
Texas BART FIP v6.17 | 762 | 7538 | Rate Constraint in MTons | FALSE | L | Annual | Allowances Withdrawn (n:1) | Thousand Tons | 0 | 0 | 0 | 0 | 0 | 0 | 0 | 0
Texas BART FIP v6.17 | 762 | 7538 | Rate Constraint in MTons | FALSE | L | Annual | Net Emissions Allowance Position | Thousand Tons | 137.6402 | 97.9963 | 36.0734 | 4.5173 | 4.5173 | 4.5173 | 8.0992 | 8.0992
Texas BART FIP v6.17 | 762 | 7538 | Rate Constraint in MTons | FALSE | L | Annual | Fuel Consumed | TBtu | 857.1981 | 621.8336 | 286.796 | 67.2484 | 66.0848 | 69.6367 | 69.3319 | 72.8358
Texas BART FIP v6.17 | 762 | 7538 | Rate Constraint in MTons | FALSE | L | Annual | Rate | lb/MMBtu | 0.32114 | 0.31518 | 0.25156 | 0.13435 | 0.13671 | 0.12974 | 0.23363 | 0.2224
Texas BART FIP v6.17 | 762 | 7538 | Rate Constraint in MTons | FALSE | L | Annual | Generation | TWh | 82.8966 | 61.1417 | 29.7462 | 9.4178 | 9.3003 | 9.6589 | 9.6403 | 9.3522
Texas BART FIP v6.17 | 762 | 7538 | Rate Constraint in MTons | FALSE | L | Annual | Qualifying Generation | TWh | 82.8966 | 61.1417 | 29.7462 | 9.4178 | 9.3003 | 9.6589 | 9.6281 | 9.1128
Texas BART FIP v6.17 | 762 | 7538 | Rate Constraint in MTons | FALSE | L | Annual | Rate | lb/MWh | 3.3208 | 3.2055 | 2.4254 | 0.95932 | 0.97144 | 0.93538 | 1.6824 | 1.7775
Texas BART FIP v6.17 | 762 | 7538 | Rate Constraint in MTons | FALSE | L | Annual | Constraint Shadow Price | US2019$/Ton | 0 | 0 | 0 | 0 | 0 | 0 | 0 | 0
Texas East - NOX Cap Annual v3.1 | 763 | 7358 | Rate Constraint in MTons | FALSE | L | Annual | Seasons Included | Seasons | Winter, WintShld, Summer | Winter, WintShld, Summer | Winter, WintShld, Summer | Winter, WintShld, Summer | Winter, WintShld, Summer | Winter, WintShld, Summer | Winter, WintShld, Summer | Winter, WintShld, Summer
Texas East - NOX Cap Annual v3.1 | 763 | 7358 | Rate Constraint in MTons | FALSE | L | Annual | Standard NOX | Thousand Tons | 84.5 | 84.5 | 84.5 | 84.5 | 84.5 | 84.5 | 84.5 | 84.5
Texas East - NOX Cap Annual v3.1 | 763 | 7358 | Rate Constraint in MTons | FALSE | L | Annual | Emissions at Affected Plants NOX | Thousand Tons | 1.3959 | 0.1682 | 0.16936 | 0.074953 | 0.00043761 | 0.00043761 | 0 | 0.00034417
Texas East - NOX Cap Annual v3.1 | 763 | 7358 | Rate Constraint in MTons | FALSE | L | Annual | Allowances Purchased NOX | Thousand Tons | 0 | 0 | 0 | 0 | 0 | 0 | 0 | 0
Texas East - NOX Cap Annual v3.1 | 763 | 7358 | Rate Constraint in MTons | FALSE | L | Annual | Allowances Sold NOX | Thousand Tons | 0 | 0 | 0 | 0 | 0 | 0 | 0 | 0
Texas East - NOX Cap Annual v3.1 | 763 | 7358 | Rate Constraint in MTons | FALSE | L | Annual | Allowances Banked | Thousand Tons | 0 | 0 | 84.3306 | 0 | 70.4167 | 84.5 | 0 | 0
Texas East - NOX Cap Annual v3.1 | 763 | 7358 | Rate Constraint in MTons | FALSE | L | Annual | Allowances Withdrawn (1:1) | Thousand Tons | 0 | 0 | 0 | -84.5 | -13.9987 | -84.5 | -84.5 | 0
Texas East - NOX Cap Annual v3.1 | 763 | 7358 | Rate Constraint in MTons | FALSE | L | Annual | Allowances Withdrawn (n:1) | Thousand Tons | 0 | 0 | 0 | 0 | 0 | 0 | 0 | 0
Texas East - NOX Cap Annual v3.1 | 763 | 7358 | Rate Constraint in MTons | FALSE | L | Annual | Net Emissions Allowance Position | Thousand Tons | 1.3959 | 0.1682 | 84.5 | -84.425 | 56.4185 | 0.00043761 | -84.5 | 0.00034417
Texas East - NOX Cap Annual v3.1 | 763 | 7358 | Rate Constraint in MTons | FALSE | L | Annual | Fuel Consumed | TBtu | 36.1198 | 12.4877 | 12.6804 | 6.202 | 0.00071158 | 0.00071158 | 0 | 0.057362
Texas East - NOX Cap Annual v3.1 | 763 | 7358 | Rate Constraint in MTons | FALSE | L | Annual | Rate | lb/MMBtu | 0.077291 | 0.026939 | 0.026712 | 0.024171 | 1.23 | 1.23 | 0 | 0.012
Texas East - NOX Cap Annual v3.1 | 763 | 7358 | Rate Constraint in MTons | FALSE | L | Annual | Generation | TWh | 3.2106 | 1.1359 | 1.16 | 0.58349 | 3.621e-05 | 3.621e-05 | 0 | 0.0071801
Texas East - NOX Cap Annual v3.1 | 763 | 7358 | Rate Constraint in MTons | FALSE | L | Annual | Qualifying Generation | TWh | 3.2106 | 1.1359 | 1.16 | 0.58349 | 3.621e-05 | 3.621e-05 | 0 | 0.0071801
Texas East - NOX Cap Annual v3.1 | 763 | 7358 | Rate Constraint in MTons | FALSE | L | Annual | Rate | lb/MWh | 0.86954 | 0.29617 | 0.292 | 0.25691 | 24.1712 | 24.1712 | 0 | 0.095868
Texas East - NOX Cap Annual v3.1 | 763 | 7358 | Rate Constraint in MTons | FALSE | L | Annual | Constraint Shadow Price | US2019$/Ton | 0 | 0 | 0 | 0 | 0 | 0 | 0 | 0
Texas East - SO2 Cap Annual v3.1 | 764 | 7359 | Rate Constraint in MTons | FALSE | L | Annual | Seasons Included | Seasons | Winter, WintShld, Summer | Winter, WintShld, Summer | Winter, WintShld, Summer | Winter, WintShld, Summer | Winter, WintShld, Summer | Winter, WintShld, Summer | Winter, WintShld, Summer | Winter, WintShld, Summer
Texas East - SO2 Cap Annual v3.1 | 764 | 7359 | Rate Constraint in MTons | FALSE | L | Annual | Standard SO2 | Thousand Tons | 273.95 | 273.95 | 273.95 | 273.95 | 273.95 | 273.95 | 273.95 | 273.95
Texas East - SO2 Cap Annual v3.1 | 764 | 7359 | Rate Constraint in MTons | FALSE | L | Annual | Emissions at Affected Plants SO2 | Thousand Tons | 0 | 0 | 0 | 0 | 0 | 0 | 0 | 0
Texas East - SO2 Cap Annual v3.1 | 764 | 7359 | Rate Constraint in MTons | FALSE | L | Annual | Allowances Purchased SO2 | Thousand Tons | 0 | 0 | 0 | 0 | 0 | 0 | 0 | 0
Texas East - SO2 Cap Annual v3.1 | 764 | 7359 | Rate Constraint in MTons | FALSE | L | Annual | Allowances Sold SO2 | Thousand Tons | 0 | 0 | 0 | 0 | 0 | 0 | 0 | 0
Texas East - SO2 Cap Annual v3.1 | 764 | 7359 | Rate Constraint in MTons | FALSE | L | Annual | Allowances Banked | Thousand Tons | 273.95 | 273.95 | 547.9 | 547.9 | 547.9 | 547.9 | 547.9 | 0
Texas East - SO2 Cap Annual v3.1 | 764 | 7359 | Rate Constraint in MTons | FALSE | L | Annual | Allowances Withdrawn (1:1) | Thousand Tons | 0 | 0 | -273.95 | -273.95 | -273.95 | -273.95 | -273.95 | 0
Texas East - SO2 Cap Annual v3.1 | 764 | 7359 | Rate Constraint in MTons | FALSE | L | Annual | Allowances Withdrawn (n:1) | Thousand Tons | 0 | 0 | 0 | 0 | 0 | 0 | 0 | 0
Texas East - SO2 Cap Annual v3.1 | 764 | 7359 | Rate Constraint in MTons | FALSE | L | Annual | Net Emissions Allowance Position | Thousand Tons | 273.95 | 273.95 | 273.95 | 273.95 | 273.95 | 273.95 | 273.95 | 0
Texas East - SO2 Cap Annual v3.1 | 764 | 7359 | Rate Constraint in MTons | FALSE | L | Annual | Fuel Consumed | TBtu | 36.1198 | 12.4877 | 12.6804 | 6.202 | 0.00071158 | 0.00071158 | 0 | 0.057362
Texas East - SO2 Cap Annual v3.1 | 764 | 7359 | Rate Constraint in MTons | FALSE | L | Annual | Rate | lb/MMBtu | 0 | 0 | 0 | 0 | 0 | 0 | 0 | 0
Texas East - SO2 Cap Annual v3.1 | 764 | 7359 | Rate Constraint in MTons | FALSE | L | Annual | Generation | TWh | 3.2106 | 1.1359 | 1.16 | 0.58349 | 3.621e-05 | 3.621e-05 | 0 | 0.0071801
Texas East - SO2 Cap Annual v3.1 | 764 | 7359 | Rate Constraint in MTons | FALSE | L | Annual | Qualifying Generation | TWh | 3.2106 | 1.1359 | 1.16 | 0.58349 | 3.621e-05 | 3.621e-05 | 0 | 0.0071801
Texas East - SO2 Cap Annual v3.1 | 764 | 7359 | Rate Constraint in MTons | FALSE | L | Annual | Rate | lb/MWh | 0 | 0 | 0 | 0 | 0 | 0 | 0 | 0
Texas East - SO2 Cap Annual v3.1 | 764 | 7359 | Rate Constraint in MTons | FALSE | L | Annual | Constraint Shadow Price | US2019$/Ton | 0 | 0 | 0 | 0 | 0 | 0 | 0 | 0
Texas El Paso - NOX Cap Annual v3.1 | 765 | 7361 | Rate Constraint in MTons | FALSE | L | Annual | Seasons Included | Seasons | Winter, WintShld, Summer | Winter, WintShld, Summer | Winter, WintShld, Summer | Winter, WintShld, Summer | Winter, WintShld, Summer | Winter, WintShld, Summer | Winter, WintShld, Summer | Winter, WintShld, Summer
Texas El Paso - NOX Cap Annual v3.1 | 765 | 7361 | Rate Constraint in MTons | FALSE | L | Annual | Standard NOX | Thousand Tons | 1.06 | 1.06 | 1.06 | 1.06 | 1.06 | 1.06 | 1.06 | 1.06
Texas El Paso - NOX Cap Annual v3.1 | 765 | 7361 | Rate Constraint in MTons | FALSE | L | Annual | Emissions at Affected Plants NOX | Thousand Tons | 0.53324 | 0 | 0 | 0 | 0 | 0 | 0 | 0
Texas El Paso - NOX Cap Annual v3.1 | 765 | 7361 | Rate Constraint in MTons | FALSE | L | Annual | Allowances Purchased NOX | Thousand Tons | 0 | 0 | 0 | 0 | 0 | 0 | 0 | 0
Texas El Paso - NOX Cap Annual v3.1 | 765 | 7361 | Rate Constraint in MTons | FALSE | L | Annual | Allowances Sold NOX | Thousand Tons | 0 | 0 | 0 | 0 | 0 | 0 | 0 | 0
Texas El Paso - NOX Cap Annual v3.1 | 765 | 7361 | Rate Constraint in MTons | FALSE | L | Annual | Allowances Banked | Thousand Tons | 0 | 0 | 1.06 | 0 | 0.88333 | 1.06 | 0 | 0
Texas El Paso - NOX Cap Annual v3.1 | 765 | 7361 | Rate Constraint in MTons | FALSE | L | Annual | Allowances Withdrawn (1:1) | Thousand Tons | 0 | 0 | 0 | -1.06 | -0.17667 | -1.06 | -1.06 | 0
Texas El Paso - NOX Cap Annual v3.1 | 765 | 7361 | Rate Constraint in MTons | FALSE | L | Annual | Allowances Withdrawn (n:1) | Thousand Tons | 0 | 0 | 0 | 0 | 0 | 0 | 0 | 0
Texas El Paso - NOX Cap Annual v3.1 | 765 | 7361 | Rate Constraint in MTons | FALSE | L | Annual | Net Emissions Allowance Position | Thousand Tons | 0.53324 | 0 | 1.06 | -1.06 | 0.70667 | 0 | -1.06 | 0
Texas El Paso - NOX Cap Annual v3.1 | 765 | 7361 | Rate Constraint in MTons | FALSE | L | Annual | Fuel Consumed | TBtu | 6.7665 | 0 | 0 | 0 | 0 | 0 | 0 | 0
Texas El Paso - NOX Cap Annual v3.1 | 765 | 7361 | Rate Constraint in MTons | FALSE | L | Annual | Rate | lb/MMBtu | 0.15761 | 0 | 0 | 0 | 0 | 0 | 0 | 0
Texas El Paso - NOX Cap Annual v3.1 | 765 | 7361 | Rate Constraint in MTons | FALSE | L | Annual | Generation | TWh | 0.56733 | 0 | 0 | 0 | 0 | 0 | 0 | 0
Texas El Paso - NOX Cap Annual v3.1 | 765 | 7361 | Rate Constraint in MTons | FALSE | L | Annual | Qualifying Generation | TWh | 0.56733 | 0 | 0 | 0 | 0 | 0 | 0 | 0
Texas El Paso - NOX Cap Annual v3.1 | 765 | 7361 | Rate Constraint in MTons | FALSE | L | Annual | Rate | lb/MWh | 1.8798 | 0 | 0 | 0 | 0 | 0 | 0 | 0
Texas El Paso - NOX Cap Annual v3.1 | 765 | 7361 | Rate Constraint in MTons | FALSE | L | Annual | Constraint Shadow Price | US2019$/Ton | 0 | 0 | 0 | 0 | 0 | 0 | 0 | 0
Texas Houston - NOX Cap Annual v3.1 | 766 | 7362 | Rate Constraint in MTons | FALSE | L | Annual | Seasons Included | Seasons | Winter, WintShld, Summer | Winter, WintShld, Summer | Winter, WintShld, Summer | Winter, WintShld, Summer | Winter, WintShld, Summer | Winter, WintShld, Summer | Winter, WintShld, Summer | Winter, WintShld, Summer
Texas Houston - NOX Cap Annual v3.1 | 766 | 7362 | Rate Constraint in MTons | FALSE | L | Annual | Standard NOX | Thousand Tons | 17.57 | 17.57 | 17.57 | 17.57 | 17.57 | 17.57 | 17.57 | 17.57
Texas Houston - NOX Cap Annual v3.1 | 766 | 7362 | Rate Constraint in MTons | FALSE | L | Annual | Emissions at Affected Plants NOX | Thousand Tons | 8.683 | 8.0058 | 5.0025 | 4.6412 | 3.0313 | 2.3603 | 1.8833 | 1.9745
Texas Houston - NOX Cap Annual v3.1 | 766 | 7362 | Rate Constraint in MTons | FALSE | L | Annual | Allowances Purchased NOX | Thousand Tons | 0 | 0 | 0 | 0 | 0 | 0 | 0 | 0
Texas Houston - NOX Cap Annual v3.1 | 766 | 7362 | Rate Constraint in MTons | FALSE | L | Annual | Allowances Sold NOX | Thousand Tons | 0 | 0 | 0 | 0 | 0 | 0 | 0 | 0
Texas Houston - NOX Cap Annual v3.1 | 766 | 7362 | Rate Constraint in MTons | FALSE | L | Annual | Allowances Banked | Thousand Tons | 0 | 0 | 12.5675 | 0 | 14.9658 | 0 | 0 | 0
Texas Houston - NOX Cap Annual v3.1 | 766 | 7362 | Rate Constraint in MTons | FALSE | L | Annual | Allowances Withdrawn (1:1) | Thousand Tons | 0 | 0 | 0 | -17.57 | -0.42711 | -17.57 | 0 | 0
Texas Houston - NOX Cap Annual v3.1 | 766 | 7362 | Rate Constraint in MTons | FALSE | L | Annual | Allowances Withdrawn (n:1) | Thousand Tons | 0 | 0 | 0 | 0 | 0 | 0 | 0 | 0
Texas Houston - NOX Cap Annual v3.1 | 766 | 7362 | Rate Constraint in MTons | FALSE | L | Annual | Net Emissions Allowance Position | Thousand Tons | 8.683 | 8.0058 | 17.57 | -12.9288 | 17.57 | -15.2097 | 1.8833 | 1.9745
Texas Houston - NOX Cap Annual v3.1 | 766 | 7362 | Rate Constraint in MTons | FALSE | L | Annual | Fuel Consumed | TBtu | 431.6191 | 417.816 | 341.4137 | 308.3671 | 208.5673 | 148.3314 | 112.3072 | 122.4052
Texas Houston - NOX Cap Annual v3.1 | 766 | 7362 | Rate Constraint in MTons | FALSE | L | Annual | Rate | lb/MMBtu | 0.040235 | 0.038322 | 0.029304 | 0.030102 | 0.029068 | 0.031825 | 0.033538 | 0.032262
Texas Houston - NOX Cap Annual v3.1 | 766 | 7362 | Rate Constraint in MTons | FALSE | L | Annual | Generation | TWh | 57.0531 | 57.6548 | 52.6527 | 48.5829 | 33.6084 | 23.4417 | 17.5181 | 19.2579
Texas Houston - NOX Cap Annual v3.1 | 766 | 7362 | Rate Constraint in MTons | FALSE | L | Annual | Qualifying Generation | TWh | 57.0531 | 57.6548 | 52.6527 | 48.5829 | 33.6084 | 23.4417 | 17.5181 | 19.2579
Texas Houston - NOX Cap Annual v3.1 | 766 | 7362 | Rate Constraint in MTons | FALSE | L | Annual | Rate | lb/MWh | 0.30438 | 0.27771 | 0.19002 | 0.19106 | 0.18039 | 0.20138 | 0.21501 | 0.20506
Texas Houston - NOX Cap Annual v3.1 | 766 | 7362 | Rate Constraint in MTons | FALSE | L | Annual | Constraint Shadow Price | US2019$/Ton | 0 | 0 | 0 | 0 | 0 | 0 | 0 | 0
Texas West - NOX Cap Annual v3.1 | 767 | 7360 | Rate Constraint in MTons | FALSE | L | Annual | Seasons Included | Seasons | Winter, WintShld, Summer | Winter, WintShld, Summer | Winter, WintShld, Summer | Winter, WintShld, Summer | Winter, WintShld, Summer | Winter, WintShld, Summer | Winter, WintShld, Summer | Winter, WintShld, Summer
Texas West - NOX Cap Annual v3.1 | 767 | 7360 | Rate Constraint in MTons | FALSE | L | Annual | Standard NOX | Thousand Tons | 18.1 | 18.1 | 18.1 | 18.1 | 18.1 | 18.1 | 18.1 | 18.1
Texas West - NOX Cap Annual v3.1 | 767 | 7360 | Rate Constraint in MTons | FALSE | L | Annual | Emissions at Affected Plants NOX | Thousand Tons | 0.72111 | 0.34907 | 0.19704 | 0.19704 | 0 | 0 | 0 | 0
Texas West - NOX Cap Annual v3.1 | 767 | 7360 | Rate Constraint in MTons | FALSE | L | Annual | Allowances Purchased NOX | Thousand Tons | 0 | 0 | 0 | 0 | 0 | 0 | 0 | 0
Texas West - NOX Cap Annual v3.1 | 767 | 7360 | Rate Constraint in MTons | FALSE | L | Annual | Allowances Sold NOX | Thousand Tons | 0 | 0 | 0 | 0 | 0 | 0 | 0 | 0
Texas West - NOX Cap Annual v3.1 | 767 | 7360 | Rate Constraint in MTons | FALSE | L | Annual | Allowances Banked | Thousand Tons | 0 | 0 | 17.903 | 0 | 15.0833 | 18.1 | 0 | 0
Texas West - NOX Cap Annual v3.1 | 767 | 7360 | Rate Constraint in MTons | FALSE | L | Annual | Allowances Withdrawn (1:1) | Thousand Tons | 0 | 0 | 0 | -18.1 | -2.9181 | -18.1 | -18.1 | 0
Texas West - NOX Cap Annual v3.1 | 767 | 7360 | Rate Constraint in MTons | FALSE | L | Annual | Allowances Withdrawn (n:1) | Thousand Tons | 0 | 0 | 0 | 0 | 0 | 0 | 0 | 0
Texas West - NOX Cap Annual v3.1 | 767 | 7360 | Rate Constraint in MTons | FALSE | L | Annual | Net Emissions Allowance Position | Thousand Tons | 0.72111 | 0.34907 | 18.1 | -17.903 | 12.1652 | 0 | -18.1 | 0
Texas West - NOX Cap Annual v3.1 | 767 | 7360 | Rate Constraint in MTons | FALSE | L | Annual | Fuel Consumed | TBtu | 10.1877 | 4.9112 | 2.7524 | 2.7524 | 0 | 0 | 0 | 0
Texas West - NOX Cap Annual v3.1 | 767 | 7360 | Rate Constraint in MTons | FALSE | L | Annual | Rate | lb/MMBtu | 0.14156 | 0.14215 | 0.14318 | 0.14318 | 0 | 0 | 0 | 0
Texas West - NOX Cap Annual v3.1 | 767 | 7360 | Rate Constraint in MTons | FALSE | L | Annual | Generation | TWh | 0.89361 | 0.43469 | 0.25026 | 0.25026 | 0 | 0 | 0 | 0
Texas West - NOX Cap Annual v3.1 | 767 | 7360 | Rate Constraint in MTons | FALSE | L | Annual | Qualifying Generation | TWh | 0.89361 | 0.43469 | 0.25026 | 0.25026 | 0 | 0 | 0 | 0
Texas West - NOX Cap Annual v3.1 | 767 | 7360 | Rate Constraint in MTons | FALSE | L | Annual | Rate | lb/MWh | 1.6139 | 1.6061 | 1.5747 | 1.5747 | 0 | 0 | 0 | 0
Texas West - NOX Cap Annual v3.1 | 767 | 7360 | Rate Constraint in MTons | FALSE | L | Annual | Constraint Shadow Price | US2019$/Ton | 0 | 0 | 0 | 0 | 0 | 0 | 0 | 0
Unit Comanche 1,2 - SO2 Rate Annual v3.1, Unit 2685 and retrofits | 769 | 7264 | Rate Constraint in lbs/MMBtu | FALSE | L | Annual | Seasons Included | Seasons | Winter, WintShld, Summer | Winter, WintShld, Summer | Winter, WintShld, Summer | Winter, WintShld, Summer | Winter, WintShld, Summer | Winter, WintShld, Summer | Winter, WintShld, Summer | Winter, WintShld, Summer
Unit Comanche 1,2 - SO2 Rate Annual v3.1, Unit 2685 and retrofits | 769 | 7264 | Rate Constraint in lbs/MMBtu | FALSE | L | Annual | Standard SO2 | lb/MMBtu | 0.1 | 0.1 | 0.1 | 0.1 | 0.1 | 0.1 | 0.1 | 0.1
Unit Comanche 1,2 - SO2 Rate Annual v3.1, Unit 2685 and retrofits | 769 | 7264 | Rate Constraint in lbs/MMBtu | FALSE | L | Annual | Emissions at Affected Plants SO2 | Thousand Tons | 0.94766 | 0 | 0 | 0 | 0 | 0 | 0 | 0
Unit Comanche 1,2 - SO2 Rate Annual v3.1, Unit 2685 and retrofits | 769 | 7264 | Rate Constraint in lbs/MMBtu | FALSE | L | Annual | Allowances Purchased SO2 | Thousand Tons | 0 | 0 | 0 | 0 | 0 | 0 | 0 | 0
Unit Comanche 1,2 - SO2 Rate Annual v3.1, Unit 2685 and retrofits | 769 | 7264 | Rate Constraint in lbs/MMBtu | FALSE | L | Annual | Allowances Sold SO2 | Thousand Tons | 0 | 0 | 0 | 0 | 0 | 0 | 0 | 0
Unit Comanche 1,2 - SO2 Rate Annual v3.1, Unit 2685 and retrofits | 769 | 7264 | Rate Constraint in lbs/MMBtu | FALSE | L | Annual | Allowances Banked | Thousand Tons | 0 | 0 | 0 | 0 | 0 | 0 | 0 | 0
Unit Comanche 1,2 - SO2 Rate Annual v3.1, Unit 2685 and retrofits | 769 | 7264 | Rate Constraint in lbs/MMBtu | FALSE | L | Annual | Allowances Withdrawn (1:1) | Thousand Tons | 0 | 0 | 0 | 0 | 0 | 0 | 0 | 0
Unit Comanche 1,2 - SO2 Rate Annual v3.1, Unit 2685 and retrofits | 769 | 7264 | Rate Constraint in lbs/MMBtu | FALSE | L | Annual | Allowances Withdrawn (n:1) | Thousand Tons | 0 | 0 | 0 | 0 | 0 | 0 | 0 | 0
Unit Comanche 1,2 - SO2 Rate Annual v3.1, Unit 2685 and retrofits | 769 | 7264 | Rate Constraint in lbs/MMBtu | FALSE | L | Annual | Net Emissions Allowance Position | Thousand Tons | 0.94766 | 0 | 0 | 0 | 0 | 0 | 0 | 0
Unit Comanche 1,2 - SO2 Rate Annual v3.1, Unit 2685 and retrofits | 769 | 7264 | Rate Constraint in lbs/MMBtu | FALSE | L | Annual | Fuel Consumed | TBtu | 25.0018 | 0 | 0 | 0 | 0 | 0 | 0 | 0
Unit Comanche 1,2 - SO2 Rate Annual v3.1, Unit 2685 and retrofits | 769 | 7264 | Rate Constraint in lbs/MMBtu | FALSE | L | Annual | Rate | lb/MMBtu | 0.075808 | 0 | 0 | 0 | 0 | 0 | 0 | 0
Unit Comanche 1,2 - SO2 Rate Annual v3.1, Unit 2685 and retrofits | 769 | 7264 | Rate Constraint in lbs/MMBtu | FALSE | L | Annual | Generation | TWh | 2.3131 | 0 | 0 | 0 | 0 | 0 | 0 | 0
Unit Comanche 1,2 - SO2 Rate Annual v3.1, Unit 2685 and retrofits | 769 | 7264 | Rate Constraint in lbs/MMBtu | FALSE | L | Annual | Qualifying Generation | TWh | 2.3131 | 0 | 0 | 0 | 0 | 0 | 0 | 0
Unit Comanche 1,2 - SO2 Rate Annual v3.1, Unit 2685 and retrofits | 769 | 7264 | Rate Constraint in lbs/MMBtu | FALSE | L | Annual | Rate | lb/MWh | 0.81941 | 0 | 0 | 0 | 0 | 0 | 0 | 0
Unit Comanche 1,2 - SO2 Rate Annual v3.1, Unit 2685 and retrofits | 769 | 7264 | Rate Constraint in lbs/MMBtu | FALSE | L | Annual | Constraint Shadow Price | US2019$/Ton | 0 | 0 | 0 | 0 | 0 | 0 | 0 | 0
Unit Comanche 3 - NOX Rate Annual v3.1, Unit 2652 and retrofits | 770 | 7267 | Rate Constraint in lbs/MMBtu | FALSE | L | Annual | Seasons Included | Seasons | Winter, WintShld, Summer | Winter, WintShld, Summer | Winter, WintShld, Summer | Winter, WintShld, Summer | Winter, WintShld, Summer | Winter, WintShld, Summer | Winter, WintShld, Summer | Winter, WintShld, Summer
Unit Comanche 3 - NOX Rate Annual v3.1, Unit 2652 and retrofits | 770 | 7267 | Rate Constraint in lbs/MMBtu | FALSE | L | Annual | Standard NOX | lb/MMBtu | 0.08 | 0.08 | 0.08 | 0.08 | 0.08 | 0.08 | 0.08 | 0.08
Unit Comanche 3 - NOX Rate Annual v3.1, Unit 2652 and retrofits | 770 | 7267 | Rate Constraint in lbs/MMBtu | FALSE | L | Annual | Emissions at Affected Plants NOX | Thousand Tons | 1.8307 | 1.8307 | 1.8307 | 1.696 | 0.43231 | 0 | 0 | 0
Unit Comanche 3 - NOX Rate Annual v3.1, Unit 2652 and retrofits | 770 | 7267 | Rate Constraint in lbs/MMBtu | FALSE | L | Annual | Allowances Purchased NOX | Thousand Tons | 0 | 0 | 0 | 0 | 0 | 0 | 0 | 0
Unit Comanche 3 - NOX Rate Annual v3.1, Unit 2652 and retrofits | 770 | 7267 | Rate Constraint in lbs/MMBtu | FALSE | L | Annual | Allowances Sold NOX | Thousand Tons | 0 | 0 | 0 | 0 | 0 | 0 | 0 | 0
Unit Comanche 3 - NOX Rate Annual v3.1, Unit 2652 and retrofits | 770 | 7267 | Rate Constraint in lbs/MMBtu | FALSE | L | Annual | Allowances Banked | Thousand Tons | 0 | 0 | 0 | 0 | 0 | 0 | 0 | 0
Unit Comanche 3 - NOX Rate Annual v3.1, Unit 2652 and retrofits | 770 | 7267 | Rate Constraint in lbs/MMBtu | FALSE | L | Annual | Allowances Withdrawn (1:1) | Thousand Tons | 0 | 0 | 0 | 0 | 0 | 0 | 0 | 0
Unit Comanche 3 - NOX Rate Annual v3.1, Unit 2652 and retrofits | 770 | 7267 | Rate Constraint in lbs/MMBtu | FALSE | L | Annual | Allowances Withdrawn (n:1) | Thousand Tons | 0 | 0 | 0 | 0 | 0 | 0 | 0 | 0
Unit Comanche 3 - NOX Rate Annual v3.1, Unit 2652 and retrofits | 770 | 7267 | Rate Constraint in lbs/MMBtu | FALSE | L | Annual | Net Emissions Allowance Position | Thousand Tons | 1.8307 | 1.8307 | 1.8307 | 1.696 | 0.43231 | 0 | 0 | 0
Unit Comanche 3 - NOX Rate Annual v3.1, Unit 2652 and retrofits | 770 | 7267 | Rate Constraint in lbs/MMBtu | FALSE | L | Annual | Fuel Consumed | TBtu | 55.5016 | 55.5016 | 55.5016 | 51.4184 | 13.1064 | 0 | 0 | 0
Unit Comanche 3 - NOX Rate Annual v3.1, Unit 2652 and retrofits | 770 | 7267 | Rate Constraint in lbs/MMBtu | FALSE | L | Annual | Rate | lb/MMBtu | 0.06597 | 0.06597 | 0.06597 | 0.06597 | 0.06597 | 0 | 0 | 0
Unit Comanche 3 - NOX Rate Annual v3.1, Unit 2652 and retrofits | 770 | 7267 | Rate Constraint in lbs/MMBtu | FALSE | L | Annual | Generation | TWh | 5.3066 | 5.3066 | 5.3066 | 4.9162 | 1.2531 | 0 | 0 | 0
Unit Comanche 3 - NOX Rate Annual v3.1, Unit 2652 and retrofits | 770 | 7267 | Rate Constraint in lbs/MMBtu | FALSE | L | Annual | Qualifying Generation | TWh | 5.3066 | 5.3066 | 5.3066 | 4.9162 | 1.2531 | 0 | 0 | 0
Unit Comanche 3 - NOX Rate Annual v3.1, Unit 2652 and retrofits | 770 | 7267 | Rate Constraint in lbs/MMBtu | FALSE | L | Annual | Rate | lb/MWh | 0.68998 | 0.68998 | 0.68998 | 0.68998 | 0.68998 | 0 | 0 | 0
Unit Comanche 3 - NOX Rate Annual v3.1, Unit 2652 and retrofits | 770 | 7267 | Rate Constraint in lbs/MMBtu | FALSE | L | Annual | Constraint Shadow Price | US2019$/Ton | 0 | 0 | 0 | 0 | 0 | 0 | 0 | 0
Unit Comanche 3 - SO2 Rate Annual v3.1, Unit 2652 and retrofits | 771 | 7265 | Rate Constraint in lbs/MMBtu | FALSE | L | Annual | Seasons Included | Seasons | Winter, WintShld, Summer | Winter, WintShld, Summer | Winter, WintShld, Summer | Winter, WintShld, Summer | Winter, WintShld, Summer | Winter, WintShld, Summer | Winter, WintShld, Summer | Winter, WintShld, Summer
Unit Comanche 3 - SO2 Rate Annual v3.1, Unit 2652 and retrofits | 771 | 7265 | Rate Constraint in lbs/MMBtu | FALSE | L | Annual | Standard SO2 | lb/MMBtu | 0.1 | 0.1 | 0.1 | 0.1 | 0.1 | 0.1 | 0.1 | 0.1
Unit Comanche 3 - SO2 Rate Annual v3.1, Unit 2652 and retrofits | 771 | 7265 | Rate Constraint in lbs/MMBtu | FALSE | L | Annual | Emissions at Affected Plants SO2 | Thousand Tons | 2.0485 | 2.0485 | 2.0485 | 1.8978 | 0.48373 | 0 | 0 | 0
Unit Comanche 3 - SO2 Rate Annual v3.1, Unit 2652 and retrofits | 771 | 7265 | Rate Constraint in lbs/MMBtu | FALSE | L | Annual | Allowances Purchased SO2 | Thousand Tons | 0 | 0 | 0 | 0 | 0 | 0 | 0 | 0
Unit Comanche 3 - SO2 Rate Annual v3.1, Unit 2652 and retrofits | 771 | 7265 | Rate Constraint in lbs/MMBtu | FALSE | L | Annual | Allowances Sold SO2 | Thousand Tons | 0 | 0 | 0 | 0 | 0 | 0 | 0 | 0
Unit Comanche 3 - SO2 Rate Annual v3.1, Unit 2652 and retrofits | 771 | 7265 | Rate Constraint in lbs/MMBtu | FALSE | L | Annual | Allowances Banked | Thousand Tons | 0 | 0 | 0 | 0 | 0 | 0 | 0 | 0
Unit Comanche 3 - SO2 Rate Annual v3.1, Unit 2652 and retrofits | 771 | 7265 | Rate Constraint in lbs/MMBtu | FALSE | L | Annual | Allowances Withdrawn (1:1) | Thousand Tons | 0 | 0 | 0 | 0 | 0 | 0 | 0 | 0
Unit Comanche 3 - SO2 Rate Annual v3.1, Unit 2652 and retrofits | 771 | 7265 | Rate Constraint in lbs/MMBtu | FALSE | L | Annual | Allowances Withdrawn (n:1) | Thousand Tons | 0 | 0 | 0 | 0 | 0 | 0 | 0 | 0
Unit Comanche 3 - SO2 Rate Annual v3.1, Unit 2652 and retrofits | 771 | 7265 | Rate Constraint in lbs/MMBtu | FALSE | L | Annual | Net Emissions Allowance Position | Thousand Tons | 2.0485 | 2.0485 | 2.0485 | 1.8978 | 0.48373 | 0 | 0 | 0
Unit Comanche 3 - SO2 Rate Annual v3.1, Unit 2652 and retrofits | 771 | 7265 | Rate Constraint in lbs/MMBtu | FALSE | L | Annual | Fuel Consumed | TBtu | 55.5016 | 55.5016 | 55.5016 | 51.4184 | 13.1064 | 0 | 0 | 0
Unit Comanche 3 - SO2 Rate Annual v3.1, Unit 2652 and retrofits | 771 | 7265 | Rate Constraint in lbs/MMBtu | FALSE | L | Annual | Rate | lb/MMBtu | 0.073817 | 0.073817 | 0.073817 | 0.073817 | 0.073817 | 0 | 0 | 0
Unit Comanche 3 - SO2 Rate Annual v3.1, Unit 2652 and retrofits | 771 | 7265 | Rate Constraint in lbs/MMBtu | FALSE | L | Annual | Generation | TWh | 5.3066 | 5.3066 | 5.3066 | 4.9162 | 1.2531 | 0 | 0 | 0
Unit Comanche 3 - SO2 Rate Annual v3.1, Unit 2652 and retrofits | 771 | 7265 | Rate Constraint in lbs/MMBtu | FALSE | L | Annual | Qualifying Generation | TWh | 5.3066 | 5.3066 | 5.3066 | 4.9162 | 1.2531 | 0 | 0 | 0
Unit Comanche 3 - SO2 Rate Annual v3.1, Unit 2652 and retrofits | 771 | 7265 | Rate Constraint in lbs/MMBtu | FALSE | L | Annual | Rate | lb/MWh | 0.77205 | 0.77205 | 0.77205 | 0.77205 | 0.77205 | 0 | 0 | 0
Unit Comanche 3 - SO2 Rate Annual v3.1, Unit 2652 and retrofits | 771 | 7265 | Rate Constraint in lbs/MMBtu | FALSE | L | Annual | Constraint Shadow Price | US2019$/Ton | 0 | 0 | 0 | 0 | 0 | 0 | 0 | 0
UT Bonanza - NOX Cap Annual v6.20 | 772 | 7694 | Rate Constraint in MTons | FALSE | L | Annual | Seasons Included | Seasons | Winter, WintShld, Summer | Winter, WintShld, Summer | Winter, WintShld, Summer | Winter, WintShld, Summer | Winter, WintShld, Summer | Winter, WintShld, Summer | Winter, WintShld, Summer | Winter, WintShld, Summer
UT Bonanza - NOX Cap Annual v6.20 | 772 | 7694 | Rate Constraint in MTons | FALSE | L | Annual | Standard NOX | Thousand Tons | 5.7 | 5.7 | 5.7 | 5.7 | 5.7 | 5.7 | 5.7 | 5.7
UT Bonanza - NOX Cap Annual v6.20 | 772 | 7694 | Rate Constraint in MTons | FALSE | L | Annual | Emissions at Affected Plants NOX | Thousand Tons | 3.1488 | 1.7529 | 1.7529 | 0 | 0 | 0 | 0 | 0
UT Bonanza - NOX Cap Annual v6.20 | 772 | 7694 | Rate Constraint in MTons | FALSE | L | Annual | Allowances Purchased NOX | Thousand Tons | 0 | 0 | 0 | 0 | 0 | 0 | 0 | 0
UT Bonanza - NOX Cap Annual v6.20 | 772 | 7694 | Rate Constraint in MTons | FALSE | L | Annual | Allowances Sold NOX | Thousand Tons | 0 | 0 | 0 | 0 | 0 | 0 | 0 | 0
UT Bonanza - NOX Cap Annual v6.20 | 772 | 7694 | Rate Constraint in MTons | FALSE | L | Annual | Allowances Banked | Thousand Tons | 0 | 0 | 0 | 0 | 0 | 0 | 0 | 0
UT Bonanza - NOX Cap Annual v6.20 | 772 | 7694 | Rate Constraint in MTons | FALSE | L | Annual | Allowances Withdrawn (1:1) | Thousand Tons | 0 | 0 | 0 | 0 | 0 | 0 | 0 | 0
UT Bonanza - NOX Cap Annual v6.20 | 772 | 7694 | Rate Constraint in MTons | FALSE | L | Annual | Allowances Withdrawn (n:1) | Thousand Tons | 0 | 0 | 0 | 0 | 0 | 0 | 0 | 0
UT Bonanza - NOX Cap Annual v6.20 | 772 | 7694 | Rate Constraint in MTons | FALSE | L | Annual | Net Emissions Allowance Position | Thousand Tons | 3.1488 | 1.7529 | 1.7529 | 0 | 0 | 0 | 0 | 0
UT Bonanza - NOX Cap Annual v6.20 | 772 | 7694 | Rate Constraint in MTons | FALSE | L | Annual | Fuel Consumed | TBtu | 31.6936 | 17.644 | 17.644 | 0 | 0 | 0 | 0 | 0
UT Bonanza - NOX Cap Annual v6.20 | 772 | 7694 | Rate Constraint in MTons | FALSE | L | Annual | Rate | lb/MMBtu | 0.1987 | 0.1987 | 0.1987 | 0 | 0 | 0 | 0 | 0
UT Bonanza - NOX Cap Annual v6.20 | 772 | 7694 | Rate Constraint in MTons | FALSE | L | Annual | Generation | TWh | 3.1748 | 1.7674 | 1.7674 | 0 | 0 | 0 | 0 | 0
UT Bonanza - NOX Cap Annual v6.20 | 772 | 7694 | Rate Constraint in MTons | FALSE | L | Annual | Qualifying Generation | TWh | 3.1748 | 1.7674 | 1.7674 | 0 | 0 | 0 | 0 | 0
UT Bonanza - NOX Cap Annual v6.20 | 772 | 7694 | Rate Constraint in MTons | FALSE | L | Annual | Rate | lb/MWh | 1.9836 | 1.9836 | 1.9836 | 0 | 0 | 0 | 0 | 0
UT Bonanza - NOX Cap Annual v6.20 | 772 | 7694 | Rate Constraint in MTons | FALSE | L | Annual | Constraint Shadow Price | US2019$/Ton | 0 | 0 | 0 | 0 | 0 | 0 | 0 | 0
UT Hg Rule - MER Removal Annual v.4.10 | 773 | 7363 | MACT Fuel Choice Floor in lbs/MMBtu | FALSE | L | Annual | Seasons Included | Seasons | Winter, WintShld, Summer | Winter, WintShld, Summer | Winter, WintShld, Summer | Winter, WintShld, Summer | Winter, WintShld, Summer | Winter, WintShld, Summer | Winter, WintShld, Summer | Winter, WintShld, Summer
UT Hg Rule - MER Removal Annual v.4.10 | 773 | 7363 | MACT Fuel Choice Floor in lbs/MMBtu | FALSE | L | Annual | Emission Floor | lbs/MMBtu | 6.5e-07 | 6.5e-07 | 6.5e-07 | 6.5e-07 | 6.5e-07 | 6.5e-07 | 6.5e-07 | 6.5e-07
UT Hg Rule - MER Removal Annual v.4.10 | 773 | 7363 | MACT Fuel Choice Floor in lbs/MMBtu | FALSE | L | Annual | Emissions at Affected Plants MER | lbs | 121.6668 | 33.533 | 31.3622 | 2.9118 | 2.9208 | 2.9208 | 2.1142 | 0.43925
UT Hg Rule - MER Removal Annual v.4.10 | 773 | 7363 | MACT Fuel Choice Floor in lbs/MMBtu | FALSE | L | Annual | Allowances Purchased MER | lbs | 0 | 0 | 0 | 0 | 0 | 0 | 0 | 0
UT Hg Rule - MER Removal Annual v.4.10 | 773 | 7363 | MACT Fuel Choice Floor in lbs/MMBtu | FALSE | L | Annual | Allowances Sold MER | lbs | 0 | 0 | 0 | 0 | 0 | 0 | 0 | 0
UT Hg Rule - MER Removal Annual v.4.10 | 773 | 7363 | MACT Fuel Choice Floor in lbs/MMBtu | FALSE | L | Annual | Allowances Banked | lbs | 0 | 0 | 0 | 0 | 0 | 0 | 0 | 0
UT Hg Rule - MER Removal Annual v.4.10 | 773 | 7363 | MACT Fuel Choice Floor in lbs/MMBtu | FALSE | L | Annual | Allowances Withdrawn (1:1) | lbs | 0 | 0 | 0 | 0 | 0 | 0 | 0 | 0
UT Hg Rule - MER Removal Annual v.4.10 | 773 | 7363 | MACT Fuel Choice Floor in lbs/MMBtu | FALSE | L | Annual | Allowances Withdrawn (n:1) | lbs | 0 | 0 | 0 | 0 | 0 | 0 | 0 | 0
UT Hg Rule - MER Removal Annual v.4.10 | 773 | 7363 | MACT Fuel Choice Floor in lbs/MMBtu | FALSE | L | Annual | Net Emissions Allowance Position | lbs | 121.6668 | 33.533 | 31.3622 | 2.9118 | 2.9208 | 2.9208 | 2.1142 | 0.43925
UT Hg Rule - MER Removal Annual v.4.10 | 773 | 7363 | MACT Fuel Choice Floor in lbs/MMBtu | FALSE | L | Annual | Fuel Consumed | TBtu | 320.6287 | 139.8536 | 138.8934 | 5.3107 | 5.3107 | 5.3107 | 3.8127 | 0.70238
UT Hg Rule - MER Removal Annual v.4.10 | 773 | 7363 | MACT Fuel Choice Floor in lbs/MMBtu | FALSE | L | Annual | Rate | lb/MMBtu | 3.7946e-07 | 2.3977e-07 | 2.258e-07 | 5.4829e-07 | 5.4999e-07 | 5.4999e-07 | 5.545e-07 | 6.2537e-07
UT Hg Rule - MER Removal Annual v.4.10 | 773 | 7363 | MACT Fuel Choice Floor in lbs/MMBtu | FALSE | L | Annual | Generation | TWh | 31.4834 | 13.6349 | 13.5445 | 0.43297 | 0.43297 | 0.43297 | 0.31103 | 0.057825
UT Hg Rule - MER Removal Annual v.4.10 | 773 | 7363 | MACT Fuel Choice Floor in lbs/MMBtu | FALSE | L | Annual | Qualifying Generation | TWh | 31.4834 | 13.6349 | 13.5445 | 0.43297 | 0.43297 | 0.43297 | 0.31103 | 0.057825
UT Hg Rule - MER Removal Annual v.4.10 | 773 | 7363 | MACT Fuel Choice Floor in lbs/MMBtu | FALSE | L | Annual | Constraint Shadow Price | US2019$/Lb | 0 | 0 | 0 | 0 | 0 | 0 | 0 | 0
Virginia City Hybrid Unit 1 SO2 Rate v6.20 | 774 | 7664 | Rate Constraint in lbs/MMBtu | FALSE | L | Annual | Seasons Included | Seasons | Winter, WintShld, Summer | Winter, WintShld, Summer | Winter, WintShld, Summer | Winter, WintShld, Summer | Winter, WintShld, Summer | Winter, WintShld, Summer | Winter, WintShld, Summer | Winter, WintShld, Summer
Virginia City Hybrid Unit 1 SO2 Rate v6.20 | 774 | 7664 | Rate Constraint in lbs/MMBtu | FALSE | L | Annual | Standard SO2 | lb/MMBtu | 0.022 | 0.022 | 0.022 | 0.022 | 0.022 | 0.022 | 0.022 | 0.022
Virginia City Hybrid Unit 1 SO2 Rate v6.20 | 774 | 7664 | Rate Constraint in lbs/MMBtu | FALSE | L | Annual | Emissions at Affected Plants SO2 | Thousand Tons | 0.16335 | 0.1373 | 0.14429 | 0.13729 | 0.10208 | 0.044497 | 0 | 0
Virginia City Hybrid Unit 1 SO2 Rate v6.20 | 774 | 7664 | Rate Constraint in lbs/MMBtu | FALSE | L | Annual | Allowances Purchased SO2 | Thousand Tons | 0 | 0 | 0 | 0 | 0 | 0 | 0 | 0
Virginia City Hybrid Unit 1 SO2 Rate v6.20 | 774 | 7664 | Rate Constraint in lbs/MMBtu | FALSE | L | Annual | Allowances Sold SO2 | Thousand Tons | 0 | 0 | 0 | 0 | 0 | 0 | 0 | 0
Virginia City Hybrid Unit 1 SO2 Rate v6.20 | 774 | 7664 | Rate Constraint in lbs/MMBtu | FALSE | L | Annual | Allowances Banked | Thousand Tons | 0 | 0 | 0 | 0 | 0 | 0 | 0 | 0
Virginia City Hybrid Unit 1 SO2 Rate v6.20 | 774 | 7664 | Rate Constraint in lbs/MMBtu | FALSE | L | Annual | Allowances Withdrawn (1:1) | Thousand Tons | 0 | 0 | 0 | 0 | 0 | 0 | 0 | 0
Virginia City Hybrid Unit 1 SO2 Rate v6.20 | 774 | 7664 | Rate Constraint in lbs/MMBtu | FALSE | L | Annual | Allowances Withdrawn (n:1) | Thousand Tons | 0 | 0 | 0 | 0 | 0 | 0 | 0 | 0
Virginia City Hybrid Unit 1 SO2 Rate v6.20 | 774 | 7664 | Rate Constraint in lbs/MMBtu | FALSE | L | Annual | Net Emissions Allowance Position | Thousand Tons | 0.16335 | 0.1373 | 0.14429 | 0.13729 | 0.10208 | 0.044497 | 0 | 0
Virginia City Hybrid Unit 1 SO2 Rate v6.20 | 774 | 7664 | Rate Constraint in lbs/MMBtu | FALSE | L | Annual | Fuel Consumed | TBtu | 18.1501 | 15.2553 | 16.0321 | 15.2541 | 11.3418 | 4.9441 | 0 | 0
Virginia City Hybrid Unit 1 SO2 Rate v6.20 | 774 | 7664 | Rate Constraint in lbs/MMBtu | FALSE | L | Annual | Rate | lb/MMBtu | 0.018 | 0.018 | 0.018 | 0.018 | 0.018 | 0.018 | 0 | 0
Virginia City Hybrid Unit 1 SO2 Rate v6.20 | 774 | 7664 | Rate Constraint in lbs/MMBtu | FALSE | L | Annual | Generation | TWh | 1.8254 | 1.5343 | 1.6124 | 1.5342 | 1.1407 | 0.49724 | 0 | 0
Virginia City Hybrid Unit 1 SO2 Rate v6.20 | 774 | 7664 | Rate Constraint in lbs/MMBtu | FALSE | L | Annual | Qualifying Generation | TWh | 1.8254 | 1.5343 | 1.6124 | 1.5342 | 1.1407 | 0.49724 | 0 | 0
Virginia City Hybrid Unit 1 SO2 Rate v6.20 | 774 | 7664 | Rate Constraint in lbs/MMBtu | FALSE | L | Annual | Rate | lb/MWh | 0.17897 | 0.17897 | 0.17897 | 0.17897 | 0.17897 | 0.17897 | 0 | 0
Virginia City Hybrid Unit 1 SO2 Rate v6.20 | 774 | 7664 | Rate Constraint in lbs/MMBtu | FALSE | L | Annual | Constraint Shadow Price | US2019$/Ton | 0 | 0 | 0 | 0 | 0 | 0 | 0 | 0
Virginia City Hybrid Unit 2 SO2 Rate v6.20 | 775 | 7665 | Rate Constraint in lbs/MMBtu | FALSE | L | Annual | Seasons Included | Seasons | Winter, WintShld, Summer | Winter, WintShld, Summer | Winter, WintShld, Summer | Winter, WintShld, Summer | Winter, WintShld, Summer | Winter, WintShld, Summer | Winter, WintShld, Summer | Winter, WintShld, Summer
Virginia City Hybrid Unit 2 SO2 Rate v6.20 | 775 | 7665 | Rate Constraint in lbs/MMBtu | FALSE | L | Annual | Standard SO2 | lb/MMBtu | 0.022 | 0.022 | 0.022 | 0.022 | 0.022 | 0.022 | 0.022 | 0.022
Virginia City Hybrid Unit 2 SO2 Rate v6.20 | 775 | 7665 | Rate Constraint in lbs/MMBtu | FALSE | L | Annual | Emissions at Affected Plants SO2 | Thousand Tons | 0.14121 | 0.11868 | 0.12473 | 0.11868 | 0.088239 | 0.038465 | 0 | 0
Virginia City Hybrid Unit 2 SO2 Rate v6.20 | 775 | 7665 | Rate Constraint in lbs/MMBtu | FALSE | L | Annual | Allowances Purchased SO2 | Thousand Tons | 0 | 0 | 0 | 0 | 0 | 0 | 0 | 0
Virginia City Hybrid Unit 2 SO2 Rate v6.20 | 775 | 7665 | Rate Constraint in lbs/MMBtu | FALSE | L | Annual | Allowances Sold SO2 | Thousand Tons | 0 | 0 | 0 | 0 | 0 | 0 | 0 | 0
Virginia City Hybrid Unit 2 SO2 Rate v6.20 | 775 | 7665 | Rate Constraint in lbs/MMBtu | FALSE | L | Annual | Allowances Banked | Thousand Tons | 0 | 0 | 0 | 0 | 0 | 0 | 0 | 0
Virginia City Hybrid Unit 2 SO2 Rate v6.20 | 775 | 7665 | Rate Constraint in lbs/MMBtu | FALSE | L | Annual | Allowances Withdrawn (1:1) | Thousand Tons | 0 | 0 | 0 | 0 | 0 | 0 | 0 | 0
Virginia City Hybrid Unit 2 SO2 Rate v6.20 | 775 | 7665 | Rate Constraint in lbs/MMBtu | FALSE | L | Annual | Allowances Withdrawn (n:1) | Thousand Tons | 0 | 0 | 0 | 0 | 0 | 0 | 0 | 0
Virginia City Hybrid Unit 2 SO2 Rate v6.20 | 775 | 7665 | Rate Constraint in lbs/MMBtu | FALSE | L | Annual | Net Emissions Allowance Position | Thousand Tons | 0.14121 | 0.11868 | 0.12473 | 0.11868 | 0.088239 | 0.038465 | 0 | 0
Virginia City Hybrid Unit 2 SO2 Rate v6.20 | 775 | 7665 | Rate Constraint in lbs/MMBtu | FALSE | L | Annual | Fuel Consumed | TBtu | 18.1501 | 15.2541 | 16.0321 | 15.2541 | 11.3418 | 4.9441 | 0 | 0
Virginia City Hybrid Unit 2 SO2 Rate v6.20 | 775 | 7665 | Rate Constraint in lbs/MMBtu | FALSE | L | Annual | Rate | lb/MMBtu | 0.01556 | 0.01556 | 0.01556 | 0.01556 | 0.01556 | 0.01556 | 0 | 0
Virginia City Hybrid Unit 2 SO2 Rate v6.20 | 775 | 7665 | Rate Constraint in lbs/MMBtu | FALSE | L | Annual | Generation | TWh | 1.8254 | 1.5342 | 1.6124 | 1.5342 | 1.1407 | 0.49724 | 0 | 0
Virginia City Hybrid Unit 2 SO2 Rate v6.20 | 775 | 7665 | Rate Constraint in lbs/MMBtu | FALSE | L | Annual | Qualifying Generation | TWh | 1.8254 | 1.5342 | 1.6124 | 1.5342 | 1.1407 | 0.49724 | 0 | 0
Virginia City Hybrid Unit 2 SO2 Rate v6.20 | 775 | 7665 | Rate Constraint in lbs/MMBtu | FALSE | L | Annual | Rate | lb/MWh | 0.15471 | 0.15471 | 0.15471 | 0.15471 | 0.15471 | 0.15471 | 0 | 0
Virginia City Hybrid Unit 2 SO2 Rate v6.20 | 775 | 7665 | Rate Constraint in lbs/MMBtu | FALSE | L | Annual | Constraint Shadow Price | US2019$/Ton | 0 | 0 | 0 | 0 | 0 | 0 | 0 | 0
WA - CO2 Penalty Annual v5.13 | 776 | 7357 | Rate Constraint in MTons | FALSE | L | Annual | Seasons Included | Seasons | Winter, WintShld, Summer | Winter, WintShld, Summer | Winter, WintShld, Summer | Winter, WintShld, Summer | Winter, WintShld, Summer | Winter, WintShld, Summer | Winter, WintShld, Summer | Winter, WintShld, Summer
WA - CO2 Penalty Annual v5.13 | 776 | 7357 | Rate Constraint in MTons | FALSE | L | Annual | Standard CO2 | Thousand Tons | 0 | 0 | 0 | 0 | 0 | 0 | 0 | 0
WA - CO2 Penalty Annual v5.13 | 776 | 7357 | Rate Constraint in MTons | FALSE | L | Annual | Emissions at Affected Plants CO2 | Thousand Tons | 0 | 0 | 0 | 0 | 0 | 0 | 0 | 0
WA - CO2 Penalty Annual v5.13 | 776 | 7357 | Rate Constraint in MTons | FALSE | L | Annual | Allowances Purchased CO2 | Thousand Tons | 0 | 0 | 0 | 0 | 0 | 0 | 0 | 0
WA - CO2 Penalty Annual v5.13 | 776 | 7357 | Rate Constraint in MTons | FALSE | L | Annual | Allowances Sold CO2 | Thousand Tons | 0 | 0 | 0 | 0 | 0 | 0 | 0 | 0
WA - CO2 Penalty Annual v5.13 | 776 | 7357 | Rate Constraint in MTons | FALSE | L | Annual | Allowances Banked | Thousand Tons | 0 | 0 | 0 | 0 | 0 | 0 | 0 | 0
WA - CO2 Penalty Annual v5.13 | 776 | 7357 | Rate Constraint in MTons | FALSE | L | Annual | Allowances Withdrawn (1:1) | Thousand Tons | 0 | 0 | 0 | 0 | 0 | 0 | 0 | 0
WA - CO2 Penalty Annual v5.13 | 776 | 7357 | Rate Constraint in MTons | FALSE | L | Annual | Allowances Withdrawn (n:1) | Thousand Tons | 0 | 0 | 0 | 0 | 0 | 0 | 0 | 0
WA - CO2 Penalty Annual v5.13 | 776 | 7357 | Rate Constraint in MTons | FALSE | L | Annual | Net Emissions Allowance Position | Thousand Tons | 0 | 0 | 0 | 0 | 0 | 0 | 0 | 0
WA - CO2 Penalty Annual v5.13 | 776 | 7357 | Rate Constraint in MTons | FALSE | L | Annual | Fuel Consumed | TBtu | 0 | 0 | 0 | 0 | 0 | 0 | 0 | 0
WA - CO2 Penalty Annual v5.13 | 776 | 7357 | Rate Constraint in MTons | FALSE | L | Annual | Rate | lb/MMBtu | 0 | 0 | 0 | 0 | 0 | 0 | 0 | 0
WA - CO2 Penalty Annual v5.13 | 776 | 7357 | Rate Constraint in MTons | FALSE | L | Annual | Generation | TWh | 0 | 0 | 0 | 0 | 0 | 0 | 0 | 0
WA - CO2 Penalty Annual v5.13 | 776 | 7357 | Rate Constraint in MTons | FALSE | L | Annual | Qualifying Generation | TWh | 0 | 0 | 0 | 0 | 0 | 0 | 0 | 0
WA - CO2 Penalty Annual v5.13 | 776 | 7357 | Rate Constraint in MTons | FALSE | L | Annual | Rate | lb/MWh | 0 | 0 | 0 | 0 | 0 | 0 | 0 | 0
WA - CO2 Penalty Annual v5.13 | 776 | 7357 | Rate Constraint in MTons | FALSE | L | Annual | Constraint Shadow Price | US2019$/Ton | 0 | 1.9327 | 1.9326 | 1.9332 | 1.9326 | 1.9328 | 1.9327 | 1.9326
WA - CO2 Rate Limit (New Advanced Coal with CCS) | 777 | 7364 | Rate Constraint in lbs/MWh | FALSE | L | Annual | Seasons Included | Seasons | Winter, WintShld, Summer | Winter, WintShld, Summer | Winter, WintShld, Summer | Winter, WintShld, Summer | Winter, WintShld, Summer | Winter, WintShld, Summer | Winter, WintShld, Summer | Winter, WintShld, Summer
WA - CO2 Rate Limit (New Advanced Coal with CCS) | 777 | 7364 | Rate Constraint in lbs/MWh | FALSE | L | Annual | Standard CO2 | lb/MWh | 970 | 970 | 970 | 970 | 970 | 970 | 970 | 970
WA - CO2 Rate Limit (New Advanced Coal with CCS) | 777 | 7364 | Rate Constraint in lbs/MWh | FALSE | L | Annual | Emissions at Affected Plants CO2 | Thousand Tons | 0 | 0 | 0 | 0 | 0 | 0 | 0 | 0
WA - CO2 Rate Limit (New Advanced Coal with CCS) | 777 | 7364 | Rate Constraint in lbs/MWh | FALSE | L | Annual | Allowances Purchased CO2 | Thousand Tons | 0 | 0 | 0 | 0 | 0 | 0 | 0 | 0
WA - CO2 Rate Limit (New Advanced Coal with CCS) | 777 | 7364 | Rate Constraint in lbs/MWh | FALSE | L | Annual | Allowances Sold CO2 | Thousand Tons | 0 | 0 | 0 | 0 | 0 | 0 | 0 | 0
WA - CO2 Rate Limit (New Advanced Coal with CCS) | 777 | 7364 | Rate Constraint in lbs/MWh | FALSE | L | Annual | Allowances Banked | Thousand Tons | 0 | 0 | 0 | 0 | 0 | 0 | 0 | 0
WA - CO2 Rate Limit (New Advanced Coal with CCS) | 777 | 7364 | Rate Constraint in lbs/MWh | FALSE | L | Annual | Allowances Withdrawn (1:1) | Thousand Tons | 0 | 0 | 0 | 0 | 0 | 0 | 0 | 0
WA - CO2 Rate Limit (New Advanced Coal with CCS) | 777 | 7364 | Rate Constraint in lbs/MWh | FALSE | L | Annual | Allowances Withdrawn (n:1) | Thousand Tons | 0 | 0 | 0 | 0 | 0 | 0 | 0 | 0
WA - CO2 Rate Limit (New Advanced Coal with CCS) | 777 | 7364 | Rate Constraint in lbs/MWh | FALSE | L | Annual | Net Emissions Allowance Position | Thousand Tons | 0 | 0 | 0 | 0 | 0 | 0 | 0 | 0
WA - CO2 Rate Limit (New Advanced Coal with CCS) | 777 | 7364 | Rate Constraint in lbs/MWh | FALSE | L | Annual | Fuel Consumed | TBtu | 0 | 0 | 0 | 0 | 0 | 0 | 0 | 0
WA - CO2 Rate Limit (New Advanced Coal with CCS) | 777 | 7364 | Rate Constraint in lbs/MWh | FALSE | L | Annual | Rate | lb/MMBtu | 0 | 0 | 0 | 0 | 0 | 0 | 0 | 0
WA - CO2 Rate Limit (New Advanced Coal with CCS) | 777 | 7364 | Rate Constraint in lbs/MWh | FALSE | L | Annual | Generation | TWh | 0 | 0 | 0 | 0 | 0 | 0 | 0 | 0
WA - CO2 Rate Limit (New Advanced Coal with CCS) | 777 | 7364 | Rate Constraint in lbs/MWh | FALSE | L | Annual | Qualifying Generation | TWh | 0 | 0 | 0 | 0 | 0 | 0 | 0 | 0
WA - CO2 Rate Limit (New Advanced Coal with CCS) | 777 | 7364 | Rate Constraint in lbs/MWh | FALSE | L | Annual | Constraint Shadow Price | US2019$/Ton | 0 | 0 | 0 | 0 | 0 | 0 | 0 | 0
WI CC NGas NOx Annual Rate v3.1 | 778 | 7368 | Rate Constraint in lbs/MMBtu | FALSE | L | Annual | Seasons Included | Seasons | Winter, WintShld, Summer | Winter, WintShld, Summer | Winter, WintShld, Summer | Winter, WintShld, Summer | Winter, WintShld, Summer | Winter, WintShld, Summer | Winter, WintShld, Summer | Winter, WintShld, Summer
WI CC NGas NOx Annual Rate v3.1 | 778 | 7368 | Rate Constraint in lbs/MMBtu | FALSE | L | Annual | Standard NOX | lb/MMBtu | 0.04 | 0.04 | 0.04 | 0.04 | 0.04 | 0.04 | 0.04 | 0.04
WI CC NGas NOx Annual Rate v3.1 | 778 | 7368 | Rate Constraint in lbs/MMBtu | FALSE | L | Annual | Emissions at Affected Plants NOX | Thousand Tons | 0.061498 | 0.12883 | 0.26994 | 0.25145 | 0.1342 | 0.06385 | 0.079912 | 0.080199
WI CC NGas NOx Annual Rate v3.1 | 778 | 7368 | Rate Constraint in lbs/MMBtu | FALSE | L | Annual | Allowances Purchased NOX | Thousand Tons | 0 | 0 | 0 | 0 | 0 | 0 | 0 | 0
WI CC NGas NOx Annual Rate v3.1 | 778 | 7368 | Rate Constraint in lbs/MMBtu | FALSE | L | Annual | Allowances Sold NOX | Thousand Tons | 0 | 0 | 0 | 0 | 0 | 0 | 0 | 0
WI CC NGas NOx Annual Rate v3.1 | 778 | 7368 | Rate Constraint in lbs/MMBtu | FALSE | L | Annual | Allowances Banked | Thousand Tons | 0 | 0 | 0 | 0 | 0 | 0 | 0 | 0
WI CC NGas NOx Annual Rate v3.1 | 778 | 7368 | Rate Constraint in lbs/MMBtu | FALSE | L | Annual | Allowances Withdrawn (1:1) | Thousand Tons | 0 | 0 | 0 | 0 | 0 | 0 | 0 | 0
WI CC NGas NOx Annual Rate v3.1 | 778 | 7368 | Rate Constraint in lbs/MMBtu | FALSE | L | Annual | Allowances Withdrawn (n:1) | Thousand Tons | 0 | 0 | 0 | 0 | 0 | 0 | 0 | 0
WI CC NGas NOx Annual Rate v3.1 | 778 | 7368 | Rate Constraint in lbs/MMBtu | FALSE | L | Annual | Net Emissions Allowance Position | Thousand Tons | 0.061498 | 0.12883 | 0.26994 | 0.25145 | 0.1342 | 0.06385 | 0.079912 | 0.080199
WI CC NGas NOx Annual Rate v3.1 | 778 | 7368 | Rate Constraint in lbs/MMBtu | FALSE | L | Annual | Fuel Consumed | TBtu | 12.7078 | 26.621 | 55.7808 | 51.9598 | 27.7304 | 13.1938 | 16.5129 | 16.5722
WI CC NGas NOx Annual Rate v3.1 | 778 | 7368 | Rate Constraint in lbs/MMBtu | FALSE | L | Annual | Rate | lb/MMBtu | 0.0096787 | 0.0096787 | 0.0096787 | 0.0096787 | 0.0096787 | 0.0096787 | 0.0096787 | 0.0096787
WI CC NGas NOx Annual Rate v3.1 | 778 | 7368 | Rate Constraint in lbs/MMBtu | FALSE | L | Annual | Generation | TWh | 1.8025 | 3.776 | 7.9122 | 7.3702 | 3.9334 | 1.8715 | 2.3423 | 2.3507
WI CC NGas NOx Annual Rate v3.1 | 778 | 7368 | Rate Constraint in lbs/MMBtu | FALSE | L | Annual | Qualifying Generation | TWh | 1.8025 | 3.776 | 7.9122 | 7.3702 | 3.9334 | 1.8715 | 2.3423 | 2.3507
WI CC NGas NOx Annual Rate v3.1 | 778 | 7368 | Rate Constraint in lbs/MMBtu | FALSE | L | Annual | Rate | lb/MWh | 0.068235 | 0.068235 | 0.068235 | 0.068235 | 0.068235 | 0.068235 | 0.068235 | 0.068235
WI CC NGas NOx Annual Rate v3.1 | 778 | 7368 | Rate Constraint in lbs/MMBtu | FALSE | L | Annual | Constraint Shadow Price | US2019$/Ton | 0 | 0 | 0 | 0 | 0 | 0 | 0 | 0
WI CoalUnits1 NOx Annual Rate v3.1 | 779 | 7365 | Rate Constraint in lbs/MMBtu | FALSE | L | Annual | Seasons Included | Seasons | Winter, WintShld, Summer | Winter, WintShld, Summer | Winter, WintShld, Summer | Winter, WintShld, Summer | Winter, WintShld, Summer | Winter, WintShld, Summer | Winter, WintShld, Summer | Winter, WintShld, Summer
WI CoalUnits1 NOx Annual Rate v3.1 | 779 | 7365 | Rate Constraint in lbs/MMBtu | FALSE | L | Annual | Standard NOX | lb/MMBtu | 0.1 | 0.1 | 0.1 | 0.1 | 0.1 | 0.1 | 0.1 | 0.1
WI CoalUnits1 NOx Annual Rate v3.1 | 779 | 7365 | Rate Constraint in lbs/MMBtu | FALSE | L | Annual | Emissions at Affected Plants NOX | Thousand Tons | 5.4976 | 2.7064 | 2.1601 | 2.1927 | 0 | 0 | 0 | 0
WI CoalUnits1 NOx Annual Rate v3.1 | 779 | 7365 | Rate Constraint in lbs/MMBtu | FALSE | L | Annual | Allowances Purchased NOX | Thousand Tons | 0 | 0 | 0 | 0 | 0 | 0 | 0 | 0
WI CoalUnits1 NOx Annual Rate v3.1 | 779 | 7365 | Rate Constraint in lbs/MMBtu | FALSE | L | Annual | Allowances Sold NOX | Thousand Tons | 0 | 0 | 0 | 0 | 0 | 0 | 0 | 0
WI CoalUnits1 NOx Annual Rate v3.1 | 779 | 7365 | Rate Constraint in lbs/MMBtu | FALSE | L | Annual | Allowances Banked | Thousand Tons | 0 | 0 | 0 | 0 | 0 | 0 | 0 | 0
WI CoalUnits1 NOx Annual Rate v3.1 | 779 | 7365 | Rate Constraint in lbs/MMBtu | FALSE | L | Annual | Allowances Withdrawn (1:1) | Thousand Tons | 0 | 0 | 0 | 0 | 0 | 0 | 0 | 0
WI CoalUnits1 NOx Annual Rate v3.1 | 779 | 7365 | Rate Constraint in lbs/MMBtu | FALSE | L | Annual | Allowances Withdrawn (n:1) | Thousand Tons | 0 | 0 | 0 | 0 | 0 | 0 | 0 | 0
WI CoalUnits1 NOx Annual Rate v3.1 | 779 | 7365 | Rate Constraint in lbs/MMBtu | FALSE | L | Annual | Net Emissions Allowance Position | Thousand Tons | 5.4976 | 2.7064 | 2.1601 | 2.1927 | 0 | 0 | 0 | 0
WI CoalUnits1 NOx Annual Rate v3.1 | 779 | 7365 | Rate Constraint in lbs/MMBtu | FALSE | L | Annual | Fuel Consumed | TBtu | 181.3941 | 86.175 | 68.7866 | 69.8275 | 0 | 0 | 0 | 0
WI CoalUnits1 NOx Annual Rate v3.1 | 779 | 7365 | Rate Constraint in lbs/MMBtu | FALSE | L | Annual | Rate | lb/MMBtu | 0.060615 | 0.062812 | 0.062807 | 0.062804 | 0 | 0 | 0 | 0
WI CoalUnits1 NOx Annual Rate v3.1 | 779 | 7365 | Rate Constraint in lbs/MMBtu | FALSE | L | Annual | Generation | TWh | 18.1151 | 8.9575 | 7.1504 | 7.2587 | 0 | 0 | 0 | 0
WI CoalUnits1 NOx Annual Rate v3.1 | 779 | 7365 | Rate Constraint in lbs/MMBtu | FALSE | L | Annual | Qualifying Generation | TWh | 18.1151 | 8.9575 | 7.1504 | 7.2587 | 0 | 0 | 0 | 0
WI CoalUnits1 NOx Annual Rate v3.1 | 779 | 7365 | Rate Constraint in lbs/MMBtu | FALSE | L | Annual | Rate | lb/MWh | 0.60697 | 0.60428 | 0.6042 | 0.60416 | 0 | 0 | 0 | 0
WI CoalUnits1 NOx Annual Rate v3.1 | 779 | 7365 | Rate Constraint in lbs/MMBtu | FALSE | L | Annual | Constraint Shadow Price | US2019$/Ton | 0 | 0 | 0 | 0 | 0 | 0 | 0 | 0
WI CT DFO NOx Annual Rate v3.1 | 780 | 7367 | Rate Constraint in lbs/MMBtu | FALSE | L | Annual | Seasons Included | Seasons | Winter, WintShld, Summer | Winter, WintShld, Summer | Winter, WintShld, Summer | Winter, WintShld, Summer | Winter, WintShld, Summer | Winter, WintShld, Summer | Winter, WintShld, Summer | Winter, WintShld, Summer
WI CT DFO NOx Annual Rate v3.1 | 780 | 7367 | Rate Constraint in lbs/MMBtu | FALSE | L | Annual | Standard NOX | lb/MMBtu | 0.41 | 0.41 | 0.41 | 0.41 | 0.41 | 0.41 | 0.41 | 0.41
WI CT DFO NOx Annual Rate v3.1 | 780 | 7367 | Rate Constraint in lbs/MMBtu | FALSE | L | Annual | Emissions at Affected Plants NOX | Thousand Tons | 0.00070415 | 0.0021124 | 0.028897 | 0.026512 | 0.021203 | 0.010971 | 0.0073301 | 0.016163
WI CT DFO NOx Annual Rate v3.1 | 780 | 7367 | Rate Constraint in lbs/MMBtu | FALSE | L | Annual | Allowances Purchased NOX | Thousand Tons | 0 | 0 | 0 | 0 | 0 | 0 | 0 | 0
WI CT DFO NOx Annual Rate v3.1 | 780 | 7367 | Rate Constraint in lbs/MMBtu | FALSE | L | Annual | Allowances Sold NOX | Thousand Tons | 0 | 0 | 0 | 0 | 0 | 0 | 0 | 0
WI CT DFO NOx Annual Rate v3.1 | 780 | 7367 | Rate Constraint in lbs/MMBtu | FALSE | L | Annual | Allowances Banked | Thousand Tons | 0 | 0 | 0 | 0 | 0 | 0 | 0 | 0
WI CT DFO NOx Annual Rate v3.1 | 780 | 7367 | Rate Constraint in lbs/MMBtu | FALSE | L | Annual | Allowances Withdrawn (1:1) | Thousand Tons | 0 | 0 | 0 | 0 | 0 | 0 | 0 | 0
WI CT DFO NOx Annual Rate v3.1 | 780 | 7367 | Rate Constraint in lbs/MMBtu | FALSE | L | Annual | Allowances Withdrawn (n:1) | Thousand Tons | 0 | 0 | 0 | 0 | 0 | 0 | 0 | 0
WI CT DFO NOx Annual Rate v3.1 | 780 | 7367 | Rate Constraint in lbs/MMBtu | FALSE | L | Annual | Net Emissions Allowance Position | Thousand Tons | 0.00070415 | 0.0021124 | 0.028897 | 0.026512 | 0.021203 | 0.010971 | 0.0073301 | 0.016163
WI CT DFO NOx Annual Rate v3.1 | 780 | 7367 | Rate Constraint in lbs/MMBtu | FALSE | L | Annual | Fuel Consumed | TBtu | 0.12803 | 0.38408 | 5.254 | 4.8204 | 3.8551 | 1.9948 | 1.3327 | 2.9387
WI CT DFO NOx Annual Rate v3.1 | 780 | 7367 | Rate Constraint in lbs/MMBtu | FALSE | L | Annual | Rate | lb/MMBtu | 0.011 | 0.011 | 0.011 | 0.011 | 0.011 | 0.011 | 0.011 | 0.011
WI CT DFO NOx Annual Rate v3.1 | 780 | 7367 | Rate Constraint in lbs/MMBtu | FALSE | L | Annual | Generation | TWh | 0.012925 | 0.038776 | 0.63002 | 0.54272 | 0.43024 | 0.20964 | 0.14002 | 0.30899
WI CT DFO NOx Annual Rate v3.1 | 780 | 7367 | Rate Constraint in lbs/MMBtu | FALSE | L | Annual | Qualifying Generation | TWh | 0.012925 | 0.038776 | 0.53044 | 0.48666 | 0.38921 | 0.20139 | 0.13455 | 0.29669
WI CT DFO NOx Annual Rate v3.1 | 780 | 7367 | Rate Constraint in lbs/MMBtu | FALSE | L | Annual | Rate | lb/MWh | 0.10895 | 0.10895 | 0.10895 | 0.10895 | 0.10895 | 0.10895 | 0.10895 | 0.10895
WI CT DFO NOx Annual Rate v3.1 | 780 | 7367 | Rate Constraint in lbs/MMBtu | FALSE | L | Annual | Constraint Shadow Price | US2019$/Ton | 0 | 0 | 0 | 0 | 0 | 0 | 0 | 0
WI CT NGas NOx Annual Rate v3.1 | 781 | 7366 | Rate Constraint in lbs/MMBtu | FALSE | L | Annual | Seasons Included | Seasons | Winter, WintShld, Summer | Winter, WintShld, Summer | Winter, WintShld, Summer | Winter, WintShld, Summer | Winter, WintShld, Summer | Winter, WintShld, Summer | Winter, WintShld, Summer | Winter, WintShld, Summer
WI CT NGas NOx Annual Rate v3.1 | 781 | 7366 | Rate Constraint in lbs/MMBtu | FALSE | L | Annual | Standard NOX | lb/MMBtu | 0.11 | 0.11 | 0.11 | 0.11 | 0.11 | 0.11 | 0.11 | 0.11
WI CT NGas NOx Annual Rate v3.1 | 781 | 7366 | Rate Constraint in lbs/MMBtu | FALSE | L | Annual | Emissions at Affected Plants NOX | Thousand Tons | 0.002233 | 0.0056061 | 0.03486 | 0.030873 | 0.024458 | 0.010971 | 0.0073301 | 0.016163
WI CT NGas NOx Annual Rate v3.1 | 781 | 7366 | Rate Constraint in lbs/MMBtu | FALSE | L | Annual | Allowances Purchased NOX | Thousand Tons | 0 | 0 | 0 | 0 | 0 | 0 | 0 | 0
WI CT NGas NOx Annual Rate v3.1 | 781 | 7366 | Rate Constraint in lbs/MMBtu | FALSE | L | Annual | Allowances Sold NOX | Thousand Tons | 0 | 0 | 0 | 0 | 0 | 0 | 0 | 0
WI CT NGas NOx Annual Rate v3.1 | 781 | 7366 | Rate Constraint in lbs/MMBtu | FALSE | L | Annual | Allowances Banked | Thousand Tons | 0 | 0 | 0 | 0 | 0 | 0 | 0 | 0
WI CT NGas NOx Annual Rate v3.1 | 781 | 7366 | Rate Constraint in lbs/MMBtu | FALSE | L | Annual | Allowances Withdrawn (1:1) | Thousand Tons | 0 | 0 | 0 | 0 | 0 | 0 | 0 | 0
WI CT NGas NOx Annual Rate v3.1 | 781 | 7366 | Rate Constraint in lbs/MMBtu | FALSE | L | Annual | Allowances Withdrawn (n:1) | Thousand Tons | 0 | 0 | 0 | 0 | 0 | 0 | 0 | 0
WI CT NGas NOx Annual Rate v3.1 | 781 | 7366 | Rate Constraint in lbs/MMBtu | FALSE | L | Annual | Net Emissions Allowance Position | Thousand Tons | 0.002233 | 0.0056061 | 0.03486 | 0.030873 | 0.024458 | 0.010971 | 0.0073301 | 0.016163
WI CT NGas NOx Annual Rate v3.1 | 781 | 7366 | Rate Constraint in lbs/MMBtu | FALSE | L | Annual | Fuel Consumed | TBtu | 0.23468 | 0.62779 | 5.6699 | 5.1246 | 4.0822 | 1.9948 | 1.3327 | 2.9387
WI CT NGas NOx Annual Rate v3.1 | 781 | 7366 | Rate Constraint in lbs/MMBtu | FALSE | L | Annual | Rate | lb/MMBtu | 0.019031 | 0.01786 | 0.012296 | 0.012049 | 0.011983 | 0.011 | 0.011 | 0.011
WI CT NGas NOx Annual Rate v3.1 | 781 | 7366 | Rate Constraint in lbs/MMBtu | FALSE | L | Annual | Generation | TWh | 0.021519 | 0.058413 | 0.66353 | 0.56724 | 0.44853 | 0.20964 | 0.14002 | 0.30899
WI CT NGas NOx Annual Rate v3.1 | 781 | 7366 | Rate Constraint in lbs/MMBtu | FALSE | L | Annual | Qualifying Generation | TWh | 0.021519 | 0.058413 | 0.56395 | 0.51118 | 0.40751 | 0.20139 | 0.13455 | 0.29669
WI CT NGas NOx Annual Rate v3.1 | 781 | 7366 | Rate Constraint in lbs/MMBtu | FALSE | L | Annual | Rate | lb/MWh | 0.20754 | 0.19195 | 0.12363 | 0.12079 | 0.12004 | 0.10895 | 0.10895 | 0.10895
WI CT NGas NOx Annual Rate v3.1 | 781 | 7366 | Rate Constraint in lbs/MMBtu | FALSE | L | Annual | Constraint Shadow Price | US2019$/Ton | 0 | 0 | 0 | 0 | 0 | 0 | 0 | 0
WI Large Coal Units Hg Rule v3.1, Unit 2658 and retrofits | 782 | 7369 | MACT Fuel Choice Floor in lbs/MMBtu | FALSE | L | Annual | Seasons Included | Seasons | Winter, WintShld, Summer | Winter, WintShld, Summer | Winter, WintShld, Summer | Winter, WintShld, Summer | Winter, WintShld, Summer | Winter, WintShld, Summer | Winter, WintShld, Summer | Winter, WintShld, Summer
WI Large Coal Units Hg Rule v3.1, Unit 2658 and retrofits | 782 | 7369 | MACT Fuel Choice Floor in lbs/MMBtu | FALSE | L | Annual | Emission Floor | lbs/MMBtu | 7.92e-07 | 7.92e-07 | 7.92e-07 | 7.92e-07 | 7.92e-07 | 7.92e-07 | 7.92e-07 | 7.92e-07
WI Large Coal Units Hg Rule v3.1, Unit 2658 and retrofits | 782 | 7369 | MACT Fuel Choice Floor in lbs/MMBtu | FALSE | L | Annual | Emissions at Affected Plants MER | lbs | 22.9758 | 0 | 0 | 0 | 0 | 0 | 0 | 0
WI Large Coal Units Hg Rule v3.1, Unit 2658 and retrofits | 782 | 7369 | MACT Fuel Choice Floor in lbs/MMBtu | FALSE | L | Annual | Allowances Purchased MER | lbs | 0 | 0 | 0 | 0 | 0 | 0 | 0 | 0
WI Large Coal Units Hg Rule v3.1, Unit 2658 and retrofits | 782 | 7369 | MACT Fuel Choice Floor in lbs/MMBtu | FALSE | L | Annual | Allowances Sold MER | lbs | 0 | 0 | 0 | 0 | 0 | 0 | 0 | 0
WI Large Coal Units Hg Rule v3.1, Unit 2658 and retrofits | 782 | 7369 | MACT Fuel Choice Floor in lbs/MMBtu | FALSE | L | Annual | Allowances Banked | lbs | 0 | 0 | 0 | 0 | 0 | 0 | 0 | 0
WI Large Coal Units Hg Rule v3.1, Unit 2658 and retrofits | 782 | 7369 | MACT Fuel Choice Floor in lbs/MMBtu | FALSE | L | Annual | Allowances Withdrawn (1:1) | lbs | 0 | 0 | 0 | 0 | 0 | 0 | 0 | 0
WI Large Coal Units Hg Rule v3.1, Unit 2658 and retrofits | 782 | 7369 | MACT Fuel Choice Floor in lbs/MMBtu | FALSE | L | Annual | Allowances Withdrawn (n:1) | lbs | 0 | 0 | 0 | 0 | 0 | 0 | 0 | 0
WI Large Coal Units Hg Rule v3.1, Unit 2658 and retrofits | 782 | 7369 | MACT Fuel Choice Floor in lbs/MMBtu | FALSE | L | Annual | Net Emissions Allowance Position | lbs | 22.9758 | 0 | 0 | 0 | 0 | 0 | 0 | 0
WI Large Coal Units Hg Rule v3.1, Unit 2658 and retrofits | 782 | 7369 | MACT Fuel Choice Floor in lbs/MMBtu | FALSE | L | Annual | Fuel Consumed | TBtu | 40.9459 | 0 | 0 | 0 | 0 | 0 | 0 | 0
WI Large Coal Units Hg Rule v3.1, Unit 2658 and retrofits | 782 | 7369 | MACT Fuel Choice Floor in lbs/MMBtu | FALSE | L | Annual | Rate | lb/MMBtu | 5.6112e-07 | 0 | 0 | 0 | 0 | 0 | 0 | 0
WI Large Coal Units Hg Rule v3.1, Unit 2658 and retrofits | 782 | 7369 | MACT Fuel Choice Floor in lbs/MMBtu | FALSE | L | Annual | Generation | TWh | 3.8833 | 0 | 0 | 0 | 0 | 0 | 0 | 0
WI Large Coal Units Hg Rule v3.1, Unit 2658 and retrofits | 782 | 7369 | MACT Fuel Choice Floor in lbs/MMBtu | FALSE | L | Annual | Qualifying Generation | TWh | 3.8833 | 0 | 0 | 0 | 0 | 0 | 0 | 0
WI Large Coal Units Hg Rule v3.1, Unit 2658 and retrofits | 782 | 7369 | MACT Fuel Choice Floor in lbs/MMBtu | FALSE | L | Annual | Constraint Shadow Price | US2019$/Lb | 0 | 0 | 0 | 0 | 0 | 0 | 0 | 0
WI Large Coal Units Hg Rule v3.1, Unit 2659 and retrofits | 783 | 7369 | MACT Fuel Choice Floor in lbs/MMBtu | FALSE | L | Annual | Seasons Included | Seasons | Winter, WintShld, Summer | Winter, WintShld, Summer | Winter, WintShld, Summer | Winter, WintShld, Summer | Winter, WintShld, Summer | Winter, WintShld, Summer | Winter, WintShld, Summer | Winter, WintShld, Summer
WI Large Coal Units Hg Rule v3.1, Unit 2659 and retrofits | 783 | 7369 | MACT Fuel Choice Floor in lbs/MMBtu | FALSE | L | Annual | Emission Floor | lbs/MMBtu | 7.92e-07 | 7.92e-07 | 7.92e-07 | 7.92e-07 | 7.92e-07 | 7.92e-07 | 7.92e-07 | 7.92e-07
WI Large Coal Units Hg Rule v3.1, Unit 2659 and retrofits | 783 | 7369 | MACT Fuel Choice Floor in lbs/MMBtu | FALSE | L | Annual | Emissions at Affected Plants MER | lbs | 23.1797 | 0 | 0 | 0 | 0 | 0 | 0 | 0
WI Large Coal Units Hg Rule v3.1, Unit 2659 and retrofits | 783 | 7369 | MACT Fuel Choice Floor in lbs/MMBtu | FALSE | L | Annual | Allowances Purchased MER | lbs | 0 | 0 | 0 | 0 | 0 | 0 | 0 | 0
WI Large Coal Units Hg Rule v3.1, Unit 2659 and retrofits | 783 | 7369 | MACT Fuel Choice Floor in lbs/MMBtu | FALSE | L | Annual | Allowances Sold MER | lbs | 0 | 0 | 0 | 0 | 0 | 0 | 0 | 0
WI Large Coal Units Hg Rule v3.1, Unit 2659 and retrofits | 783 | 7369 | MACT Fuel Choice Floor in lbs/MMBtu | FALSE | L | Annual | Allowances Banked | lbs | 0 | 0 | 0 | 0 | 0 | 0 | 0 | 0
WI Large Coal Units Hg Rule v3.1, Unit 2659 and retrofits | 783 | 7369 | MACT Fuel Choice Floor in lbs/MMBtu | FALSE | L | Annual | Allowances Withdrawn (1:1) | lbs | 0 | 0 | 0 | 0 | 0 | 0 | 0 | 0
WI Large Coal Units Hg Rule v3.1, Unit 2659 and retrofits | 783 | 7369 | MACT Fuel Choice Floor in lbs/MMBtu | FALSE | L | Annual | Allowances Withdrawn (n:1) | lbs | 0 | 0 | 0 | 0 | 0 | 0 | 0 | 0
WI Large Coal Units Hg Rule v3.1, Unit 2659 and retrofits | 783 | 7369 | MACT Fuel Choice Floor in lbs/MMBtu | FALSE | L | Annual | Net Emissions Allowance Position | lbs | 23.1797 | 0 | 0 | 0 | 0 | 0 | 0 | 0
WI Large Coal Units Hg Rule v3.1, Unit 2659 and retrofits | 783 | 7369 | MACT Fuel Choice Floor in lbs/MMBtu | FALSE | L | Annual | Fuel Consumed | TBtu | 41.3094 | 0 | 0 | 0 | 0 | 0 | 0 | 0
WI Large Coal Units Hg Rule v3.1, Unit 2659 and retrofits | 783 | 7369 | MACT Fuel Choice Floor in lbs/MMBtu | FALSE | L | Annual | Rate | lb/MMBtu | 5.6112e-07 | 0 | 0 | 0 | 0 | 0 | 0 | 0
WI Large Coal Units Hg Rule v3.1, Unit 2659 and retrofits | 783 | 7369 | MACT Fuel Choice Floor in lbs/MMBtu | FALSE | L | Annual | Generation | TWh | 3.9219 | 0 | 0 | 0 | 0 | 0 | 0 | 0
WI Large Coal Units Hg Rule v3.1, Unit 2659 and retrofits | 783 | 7369 | MACT Fuel Choice Floor in lbs/MMBtu | FALSE | L | Annual | Qualifying Generation | TWh | 3.9219 | 0 | 0 | 0 | 0 | 0 | 0 | 0
WI Large Coal Units Hg Rule v3.1, Unit 2659 and retrofits | 783 | 7369 | MACT Fuel Choice Floor in lbs/MMBtu | FALSE | L | Annual | Constraint Shadow Price | US2019$/Lb | 0 | 0 | 0 | 0 | 0 | 0 | 0 | 0
WI Large Coal Units Hg Rule v3.1, Unit 2660 and retrofits | 784 | 7369 | MACT Fuel Choice Floor in lbs/MMBtu | FALSE | L | Annual | Seasons Included | Seasons | Winter, WintShld, Summer | Winter, WintShld, Summer | Winter, WintShld, Summer | Winter, WintShld, Summer | Winter, WintShld, Summer | Winter, WintShld, Summer | Winter, WintShld, Summer | Winter, WintShld, Summer
WI Large Coal Units Hg Rule v3.1, Unit 2660 and retrofits | 784 | 7369 | MACT Fuel Choice Floor in lbs/MMBtu | FALSE | L | Annual | Emission Floor | lbs/MMBtu | 7.92e-07 | 7.92e-07 | 7.92e-07 | 7.92e-07 | 7.92e-07 | 7.92e-07 | 7.92e-07 | 7.92e-07
WI Large Coal Units Hg Rule v3.1, Unit 2660 and retrofits | 784 | 7369 | MACT Fuel Choice Floor in lbs/MMBtu | FALSE | L | Annual | Emissions at Affected Plants MER | lbs | 13.9299 | 0 | 0 | 0 | 0 | 0 | 0 | 0
WI Large Coal Units Hg Rule v3.1, Unit 2660 and retrofits | 784 | 7369 | MACT Fuel Choice Floor in lbs/MMBtu | FALSE | L | Annual | Allowances Purchased MER | lbs | 0 | 0 | 0 | 0 | 0 | 0 | 0 | 0
WI Large Coal Units Hg Rule v3.1, Unit 2660 and retrofits | 784 | 7369 | MACT Fuel Choice Floor in lbs/MMBtu | FALSE | L | Annual | Allowances Sold MER | lbs | 0 | 0 | 0 | 0 | 0 | 0 | 0 | 0
WI Large Coal Units Hg Rule v3.1, Unit 2660 and retrofits | 784 | 7369 | MACT Fuel Choice Floor in lbs/MMBtu | FALSE | L | Annual | Allowances Banked | lbs | 0 | 0 | 0 | 0 | 0 | 0 | 0 | 0
WI Large Coal Units Hg Rule v3.1, Unit 2660 and retrofits | 784 | 7369 | MACT Fuel Choice Floor in lbs/MMBtu | FALSE | L | Annual | Allowances Withdrawn (1:1) | lbs | 0 | 0 | 0 | 0 | 0 | 0 | 0 | 0
WI Large Coal Units Hg Rule v3.1, Unit 2660 and retrofits | 784 | 7369 | MACT Fuel Choice Floor in lbs/MMBtu | FALSE | L | Annual | Allowances Withdrawn (n:1) | lbs | 0 | 0 | 0 | 0 | 0 | 0 | 0 | 0
WI Large Coal Units Hg Rule v3.1, Unit 2660 and retrofits | 784 | 7369 | MACT Fuel Choice Floor in lbs/MMBtu | FALSE | L | Annual | Net Emissions Allowance Position | lbs | 13.9299 | 0 | 0 | 0 | 0 | 0 | 0 | 0
WI Large Coal Units Hg Rule v3.1, Unit 2660 and retrofits | 784 | 7369 | MACT Fuel Choice Floor in lbs/MMBtu | FALSE | L | Annual | Fuel Consumed | TBtu | 24.8249 | 0 | 0 | 0 | 0 | 0 | 0 | 0
WI Large Coal Units Hg Rule v3.1, Unit 2660 and retrofits | 784 | 7369 | MACT Fuel Choice Floor in lbs/MMBtu | FALSE | L | Annual | Rate | lb/MMBtu | 5.6112e-07 | 0 | 0 | 0 | 0 | 0 | 0 | 0
WI Large Coal Units Hg Rule v3.1, Unit 2660 and retrofits | 784 | 7369 | MACT Fuel Choice Floor in lbs/MMBtu | FALSE | L | Annual | Generation | TWh | 2.3747 | 0 | 0 | 0 | 0 | 0 | 0 | 0
WI Large Coal Units Hg Rule v3.1, Unit 2660 and retrofits | 784 | 7369 | MACT Fuel Choice Floor in lbs/MMBtu | FALSE | L | Annual | Qualifying Generation | TWh | 2.3747 | 0 | 0 | 0 | 0 | 0 | 0 | 0
WI Large Coal Units Hg Rule v3.1, Unit 2660 and retrofits | 784 | 7369 | MACT Fuel Choice Floor in lbs/MMBtu | FALSE | L | Annual | Constraint Shadow Price | US2019$/Lb | 0 | 0 | 0 | 0 | 0 | 0 | 0 | 0
WI Large Coal Units Hg Rule v3.1, Unit 2661 and retrofits | 785 | 7369 | MACT Fuel Choice Floor in lbs/MMBtu | FALSE | L | Annual | Seasons Included | Seasons | Winter, WintShld, Summer | Winter, WintShld, Summer | Winter, WintShld, Summer | Winter, WintShld, Summer | Winter, WintShld, Summer | Winter, WintShld, Summer | Winter, WintShld, Summer | Winter, WintShld, Summer
WI Large Coal Units Hg Rule v3.1, Unit 2661 and retrofits | 785 | 7369 | MACT Fuel Choice Floor in lbs/MMBtu | FALSE | L | Annual | Emission Floor | lbs/MMBtu | 7.92e-07 | 7.92e-07 | 7.92e-07 | 7.92e-07 | 7.92e-07 | 7.92e-07 | 7.92e-07 | 7.92e-07
WI Large Coal Units Hg Rule v3.1, Unit 2661 and retrofits | 785 | 7369 | MACT Fuel Choice Floor in lbs/MMBtu | FALSE | L | Annual | Emissions at Affected Plants MER | lbs | 19.3083 | 20.6356 | 10.2237 | 10.2237 | 0 | 0 | 0 | 0
WI Large Coal Units Hg Rule v3.1, Unit 2661 and retrofits | 785 | 7369 | MACT Fuel Choice Floor in lbs/MMBtu | FALSE | L | Annual | Allowances Purchased MER | lbs | 0 | 0 | 0 | 0 | 0 | 0 | 0 | 0
WI Large Coal Units Hg Rule v3.1, Unit 2661 and retrofits | 785 | 7369 | MACT Fuel Choice Floor in lbs/MMBtu | FALSE | L | Annual | Allowances Sold MER | lbs | 0 | 0 | 0 | 0 | 0 | 0 | 0 | 0
WI Large Coal Units Hg Rule v3.1, Unit 2661 and retrofits | 785 | 7369 | MACT Fuel Choice Floor in lbs/MMBtu | FALSE | L | Annual | Allowances Banked | lbs | 0 | 0 | 0 | 0 | 0 | 0 | 0 | 0
WI Large Coal Units Hg Rule v3.1, Unit 2661 and retrofits | 785 | 7369 | MACT Fuel Choice Floor in lbs/MMBtu | FALSE | L | Annual | Allowances Withdrawn (1:1) | lbs | 0 | 0 | 0 | 0 | 0 | 0 | 0 | 0
WI Large Coal Units Hg Rule v3.1, Unit 2661 and retrofits | 785 | 7369 | MACT Fuel Choice Floor in lbs/MMBtu | FALSE | L | Annual | Allowances Withdrawn (n:1) | lbs | 0 | 0 | 0 | 0 | 0 | 0 | 0 | 0
WI Large Coal Units Hg Rule v3.1, Unit 2661 and retrofits | 785 | 7369 | MACT Fuel Choice Floor in lbs/MMBtu | FALSE | L | Annual | Net Emissions Allowance Position | lbs | 19.3083 | 20.6356 | 10.2237 | 10.2237 | 0 | 0 | 0 | 0
WI Large Coal Units Hg Rule v3.1, Unit 2661 and retrofits | 785 | 7369 | MACT Fuel Choice Floor in lbs/MMBtu | FALSE | L | Annual | Fuel Consumed | TBtu | 34.4099 | 36.7754 | 18.22 | 18.22 | 0 | 0 | 0 | 0
WI Large Coal Units Hg Rule v3.1, Unit 2661 and retrofits | 785 | 7369 | MACT Fuel Choice Floor in lbs/MMBtu | FALSE | L | Annual | Rate | lb/MMBtu | 5.6112e-07 | 5.6112e-07 | 5.6112e-07 | 5.6112e-07 | 0 | 0 | 0 | 0
WI Large Coal Units Hg Rule v3.1, Unit 2661 and retrofits | 785 | 7369 | MACT Fuel Choice Floor in lbs/MMBtu | FALSE | L | Annual | Generation | TWh | 3.5551 | 3.7995 | 1.8824 | 1.8824 | 0 | 0 | 0 | 0
WI Large Coal Units Hg Rule v3.1, Unit 2661 and retrofits | 785 | 7369 | MACT Fuel Choice Floor in lbs/MMBtu | FALSE | L | Annual | Qualifying Generation | TWh | 3.5551 | 3.7995 | 1.8824 | 1.8824 | 0 | 0 | 0 | 0
WI Large Coal Units Hg Rule v3.1, Unit 2661 and retrofits | 785 | 7369 | MACT Fuel Choice Floor in lbs/MMBtu | FALSE | L | Annual | Constraint Shadow Price | US2019$/Lb | 0 | 0 | 0 | 0 | 0 | 0 | 0 | 0
WI Large Coal Units Hg Rule v3.1, Unit 3272 and retrofits | 786 | 7369 | MACT Fuel Choice Floor in lbs/MMBtu | FALSE | L | Annual | Seasons Included | Seasons | Winter, WintShld, Summer | Winter, WintShld, Summer | Winter, WintShld, Summer | Winter, WintShld, Summer | Winter, WintShld, Summer | Winter, WintShld, Summer | Winter, WintShld, Summer | Winter, WintShld, Summer
WI Large Coal Units Hg Rule v3.1, Unit 3272 and retrofits | 786 | 7369 | MACT Fuel Choice Floor in lbs/MMBtu | FALSE | L | Annual | Emission Floor | lbs/MMBtu | 7.92e-07 | 7.92e-07 | 7.92e-07 | 7.92e-07 | 7.92e-07 | 7.92e-07 | 7.92e-07 | 7.92e-07
WI Large Coal Units Hg Rule v3.1, Unit 3272 and retrofits | 786 | 7369 | MACT Fuel Choice Floor in lbs/MMBtu | FALSE | L | Annual | Emissions at Affected Plants MER | lbs | 9.8286 | 5.8902 | 0 | 0 | 0 | 0 | 0 | 0
WI Large Coal Units Hg Rule v3.1, Unit 3272 and retrofits | 786 | 7369 | MACT Fuel Choice Floor in lbs/MMBtu | FALSE | L | Annual | Allowances Purchased MER | lbs | 0 | 0 | 0 | 0 | 0 | 0 | 0 | 0
WI Large Coal Units Hg Rule v3.1, Unit 3272 and retrofits | 786 | 7369 | MACT Fuel Choice Floor in lbs/MMBtu | FALSE | L | Annual | Allowances Sold MER | lbs | 0 | 0 | 0 | 0 | 0 | 0 | 0 | 0
WI Large Coal Units Hg Rule v3.1, Unit 3272 and retrofits | 786 | 7369 | MACT Fuel Choice Floor in lbs/MMBtu | FALSE | L | Annual | Allowances Banked | lbs | 0 | 0 | 0 | 0 | 0 | 0 | 0 | 0
WI Large Coal Units Hg Rule v3.1, Unit 3272 and retrofits | 786 | 7369 | MACT Fuel Choice Floor in lbs/MMBtu | FALSE | L | Annual | Allowances Withdrawn (1:1) | lbs | 0 | 0 | 0 | 0 | 0 | 0 | 0 | 0
WI Large Coal Units Hg Rule v3.1, Unit 3272 and retrofits | 786 | 7369 | MACT Fuel Choice Floor in lbs/MMBtu | FALSE | L | Annual | Allowances Withdrawn (n:1) | lbs | 0 | 0 | 0 | 0 | 0 | 0 | 0 | 0
WI Large Coal Units Hg Rule v3.1, Unit 3272 and retrofits | 786 | 7369 | MACT Fuel Choice Floor in lbs/MMBtu | FALSE | L | Annual | Net Emissions Allowance Position | lbs | 9.8286 | 5.8902 | 0 | 0 | 0 | 0 | 0 | 0
WI Large Coal Units Hg Rule v3.1, Unit 3272 and retrofits | 786 | 7369 | MACT Fuel Choice Floor in lbs/MMBtu | FALSE | L | Annual | Fuel Consumed | TBtu | 17.5159 | 10.4971 | 0 | 0 | 0 | 0 | 0 | 0
WI Large Coal Units Hg Rule v3.1, Unit 3272 and retrofits | 786 | 7369 | MACT Fuel Choice Floor in lbs/MMBtu | FALSE | L | Annual | Rate | lb/MMBtu | 5.6112e-07 | 5.6112e-07 | 0 | 0 | 0 | 0 | 0 | 0
WI Large Coal Units Hg Rule v3.1, Unit 3272 and retrofits | 786 | 7369 | MACT Fuel Choice Floor in lbs/MMBtu | FALSE | L | Annual | Generation | TWh | 1.7526 | 1.0503 | 0 | 0 | 0 | 0 | 0 | 0
WI Large Coal Units Hg Rule v3.1, Unit 3272 and retrofits | 786 | 7369 | MACT Fuel Choice Floor in lbs/MMBtu | FALSE | L | Annual | Qualifying Generation | TWh | 1.7526 | 1.0503 | 0 | 0 | 0 | 0 | 0 | 0
WI Large Coal Units Hg Rule v3.1, Unit 3272 and retrofits | 786 | 7369 | MACT Fuel Choice Floor in lbs/MMBtu | FALSE | L | Annual | Constraint Shadow Price | US2019$/Lb | 0 | 0 | 0 | 0 | 0 | 0 | 0 | 0
WI Large Coal Units Hg Rule v3.1, Unit 3543 and retrofits | 787 | 7369 | MACT Fuel Choice Floor in lbs/MMBtu | FALSE | L | Annual | Seasons Included | Seasons | Winter, WintShld, Summer | Winter, WintShld, Summer | Winter, WintShld, Summer | Winter, WintShld, Summer | Winter, WintShld, Summer | Winter, WintShld, Summer | Winter, WintShld, Summer | Winter, WintShld, Summer
WI Large Coal Units Hg Rule v3.1, Unit 3543 and retrofits | 787 | 7369 | MACT Fuel Choice Floor in lbs/MMBtu | FALSE | L | Annual | Emission Floor | lbs/MMBtu | 7.92e-07 | 7.92e-07 | 7.92e-07 | 7.92e-07 | 7.92e-07 | 7.92e-07 | 7.92e-07 | 7.92e-07
WI Large Coal Units Hg Rule v3.1, Unit 3543 and retrofits | 787 | 7369 | MACT Fuel Choice Floor in lbs/MMBtu | FALSE | L | Annual | Emissions at Affected Plants MER | lbs | 14.9555 | 12.4156 | 3.2332 | 3.1268 | 0 | 0 | 0 | 0
WI Large Coal Units Hg Rule v3.1, Unit 3543 and retrofits | 787 | 7369 | MACT Fuel Choice Floor in lbs/MMBtu | FALSE | L | Annual | Allowances Purchased MER | lbs | 0 | 0 | 0 | 0 | 0 | 0 | 0 | 0
WI Large Coal Units Hg Rule v3.1, Unit 3543 and retrofits | 787 | 7369 | MACT Fuel Choice Floor in lbs/MMBtu | FALSE | L | Annual | Allowances Sold MER | lbs | 0 | 0 | 0 | 0 | 0 | 0 | 0 | 0
WI Large Coal Units Hg Rule v3.1, Unit 3543 and retrofits | 787 | 7369 | MACT Fuel Choice Floor in lbs/MMBtu | FALSE | L | Annual | Allowances Banked | lbs | 0 | 0 | 0 | 0 | 0 | 0 | 0 | 0
WI Large Coal Units Hg Rule v3.1, Unit 3543 and retrofits | 787 | 7369 | MACT Fuel Choice Floor in lbs/MMBtu | FALSE | L | Annual | Allowances Withdrawn (1:1) | lbs | 0 | 0 | 0 | 0 | 0 | 0 | 0 | 0
WI Large Coal Units Hg Rule v3.1, Unit 3543 and retrofits | 787 | 7369 | MACT Fuel Choice Floor in lbs/MMBtu | FALSE | L | Annual | Allowances Withdrawn (n:1) | lbs | 0 | 0 | 0 | 0 | 0 | 0 | 0 | 0
WI Large Coal Units Hg Rule v3.1, Unit 3543 and retrofits | 787 | 7369 | MACT Fuel Choice Floor in lbs/MMBtu | FALSE | L | Annual | Net Emissions Allowance Position | lbs | 14.9555 | 12.4156 | 3.2332 | 3.1268 | 0 | 0 | 0 | 0
WI Large Coal Units Hg Rule v3.1, Unit 3543 and retrofits | 787 | 7369 | MACT Fuel Choice Floor in lbs/MMBtu | FALSE | L | Annual | Fuel Consumed | TBtu | 26.3975 | 21.9144 | 5.762 | 5.519 | 0 | 0 | 0 | 0
WI Large Coal Units Hg Rule v3.1, Unit 3543 and retrofits | 787 | 7369 | MACT Fuel Choice Floor in lbs/MMBtu | FALSE | L | Annual | Rate | lb/MMBtu | 5.6655e-07 | 5.6655e-07 | 5.6112e-07 | 5.6655e-07 | 0 | 0 | 0 | 0
WI Large Coal Units Hg Rule v3.1, Unit 3543 and retrofits | 787 | 7369 | MACT Fuel Choice Floor in lbs/MMBtu | FALSE | L | Annual | Generation | TWh | 2.3483 | 1.9495 | 0.51259 | 0.49097 | 0 | 0 | 0 | 0
WI Large Coal Units Hg Rule v3.1, Unit 3543 and retrofits | 787 | 7369 | MACT Fuel Choice Floor in lbs/MMBtu | FALSE | L | Annual | Qualifying Generation | TWh | 2.3483 | 1.9495 | 0.51259 | 0.49097 | 0 | 0 | 0 | 0
WI Large Coal Units Hg Rule v3.1, Unit 3543 and retrofits | 787 | 7369 | MACT Fuel Choice Floor in lbs/MMBtu | FALSE | L | Annual | Constraint Shadow Price | US2019$/Lb | 0 | 0 | 0 | 0 | 0 | 0 | 0 | 0
WI Large Coal Units Hg Rule v3.1, Unit 3839 and retrofits | 788 | 7369 | MACT Fuel Choice Floor in lbs/MMBtu | FALSE | L | Annual | Seasons Included | Seasons | Winter, WintShld, Summer | Winter, WintShld, Summer | Winter, WintShld, Summer | Winter, WintShld, Summer | Winter, WintShld, Summer | Winter, WintShld, Summer | Winter, WintShld, Summer | Winter, WintShld, Summer
WI Large Coal Units Hg Rule v3.1, Unit 3839 and retrofits | 788 | 7369 | MACT Fuel Choice Floor in lbs/MMBtu | FALSE | L | Annual | Emission Floor | lbs/MMBtu | 7.92e-07 | 7.92e-07 | 7.92e-07 | 7.92e-07 | 7.92e-07 | 7.92e-07 | 7.92e-07 | 7.92e-07
WI Large Coal Units Hg Rule v3.1, Unit 3839 and retrofits | 788 | 7369 | MACT Fuel Choice Floor in lbs/MMBtu | FALSE | L | Annual | Emissions at Affected Plants MER | lbs | 10.9056 | 0 | 0 | 0 | 0 | 0 | 0 | 0
WI Large Coal Units Hg Rule v3.1, Unit 3839 and retrofits | 788 | 7369 | MACT Fuel Choice Floor in lbs/MMBtu | FALSE | L | Annual | Allowances Purchased MER | lbs | 0 | 0 | 0 | 0 | 0 | 0 | 0 | 0
WI Large Coal Units Hg Rule v3.1, Unit 3839 and retrofits | 788 | 7369 | MACT Fuel Choice Floor in lbs/MMBtu | FALSE | L | Annual | Allowances Sold MER | lbs | 0 | 0 | 0 | 0 | 0 | 0 | 0 | 0
WI Large Coal Units Hg Rule v3.1, Unit 3839 and retrofits | 788 | 7369 | MACT Fuel Choice Floor in lbs/MMBtu | FALSE | L | Annual | Allowances Banked | lbs | 0 | 0 | 0 | 0 | 0 | 0 | 0 | 0
WI Large Coal Units Hg Rule v3.1, Unit 3839 and retrofits | 788 | 7369 | MACT Fuel Choice Floor in lbs/MMBtu | FALSE | L | Annual | Allowances Withdrawn (1:1) | lbs | 0 | 0 | 0 | 0 | 0 | 0 | 0 | 0
WI Large Coal Units Hg Rule v3.1, Unit 3839 and retrofits | 788 | 7369 | MACT Fuel Choice Floor in lbs/MMBtu | FALSE | L | Annual | Allowances Withdrawn (n:1) | lbs | 0 | 0 | 0 | 0 | 0 | 0 | 0 | 0
WI Large Coal Units Hg Rule v3.1, Unit 3839 and retrofits | 788 | 7369 | MACT Fuel Choice Floor in lbs/MMBtu | FALSE | L | Annual | Net Emissions Allowance Position | lbs | 10.9056 | 0 | 0 | 0 | 0 | 0 | 0 | 0
WI Large Coal Units Hg Rule v3.1, Unit 3839 and retrofits | 788 | 7369 | MACT Fuel Choice Floor in lbs/MMBtu | FALSE | L | Annual | Fuel Consumed | TBtu | 19.4353 | 0 | 0 | 0 | 0 | 0 | 0 | 0
WI Large Coal Units Hg Rule v3.1, Unit 3839 and retrofits | 788 | 7369 | MACT Fuel Choice Floor in lbs/MMBtu | FALSE | L | Annual | Rate | lb/MMBtu | 5.6112e-07 | 0 | 0 | 0 | 0 | 0 | 0 | 0
WI Large Coal Units Hg Rule v3.1, Unit 3839 and retrofits | 788 | 7369 | MACT Fuel Choice Floor in lbs/MMBtu | FALSE | L | Annual | Generation | TWh | 1.8805 | 0 | 0 | 0 | 0 | 0 | 0 | 0
WI Large Coal Units Hg Rule v3.1, Unit 3839 and retrofits | 788 | 7369 | MACT Fuel Choice Floor in lbs/MMBtu | FALSE | L | Annual | Qualifying Generation | TWh | 1.8805 | 0 | 0 | 0 | 0 | 0 | 0 | 0
WI Large Coal Units Hg Rule v3.1, Unit 3839 and retrofits | 788 | 7369 | MACT Fuel Choice Floor in lbs/MMBtu | FALSE | L | Annual | Constraint Shadow Price | US2019$/Lb | 0 | 0 | 0 | 0 | 0 | 0 | 0 | 0
WI Large Coal Units Hg Rule v3.1, Unit 3840 and retrofits | 789 | 7369 | MACT Fuel Choice Floor in lbs/MMBtu | FALSE | L | Annual | Seasons Included | Seasons | Winter, WintShld, Summer | Winter, WintShld, Summer | Winter, WintShld, Summer | Winter, WintShld, Summer | Winter, WintShld, Summer | Winter, WintShld, Summer | Winter, WintShld, Summer | Winter, WintShld, Summer
WI Large Coal Units Hg Rule v3.1, Unit 3840 and retrofits | 789 | 7369 | MACT Fuel Choice Floor in lbs/MMBtu | FALSE | L | Annual | Emission Floor | lbs/MMBtu | 7.92e-07 | 7.92e-07 | 7.92e-07 | 7.92e-07 | 7.92e-07 | 7.92e-07 | 7.92e-07 | 7.92e-07
WI Large Coal Units Hg Rule v3.1, Unit 3840 and retrofits | 789 | 7369 | MACT Fuel Choice Floor in lbs/MMBtu | FALSE | L | Annual | Emissions at Affected Plants MER | lbs | 11.3932 | 0 | 0 | 0 | 0 | 0 | 0 | 0
WI Large Coal Units Hg Rule v3.1, Unit 3840 and retrofits | 789 | 7369 | MACT Fuel Choice Floor in lbs/MMBtu | FALSE | L | Annual | Allowances Purchased MER | lbs | 0 | 0 | 0 | 0 | 0 | 0 | 0 | 0
WI Large Coal Units Hg Rule v3.1, Unit 3840 and retrofits | 789 | 7369 | MACT Fuel Choice Floor in lbs/MMBtu | FALSE | L | Annual | Allowances Sold MER | lbs | 0 | 0 | 0 | 0 | 0 | 0 | 0 | 0
WI Large Coal Units Hg Rule v3.1, Unit 3840 and retrofits | 789 | 7369 | MACT Fuel Choice Floor in lbs/MMBtu | FALSE | L | Annual | Allowances Banked | lbs | 0 | 0 | 0 | 0 | 0 | 0 | 0 | 0
WI Large Coal Units Hg Rule v3.1, Unit 3840 and retrofits | 789 | 7369 | MACT Fuel Choice Floor in lbs/MMBtu | FALSE | L | Annual | Allowances Withdrawn (1:1) | lbs | 0 | 0 | 0 | 0 | 0 | 0 | 0 | 0
WI Large Coal Units Hg Rule v3.1, Unit 3840 and retrofits | 789 | 7369 | MACT Fuel Choice Floor in lbs/MMBtu | FALSE | L | Annual | Allowances Withdrawn (n:1) | lbs | 0 | 0 | 0 | 0 | 0 | 0 | 0 | 0
WI Large Coal Units Hg Rule v3.1, Unit 3840 and retrofits | 789 | 7369 | MACT Fuel Choice Floor in lbs/MMBtu | FALSE | L | Annual | Net Emissions Allowance Position | lbs | 11.3932 | 0 | 0 | 0 | 0 | 0 | 0 | 0
WI Large Coal Units Hg Rule v3.1, Unit 3840 and retrofits | 789 | 7369 | MACT Fuel Choice Floor in lbs/MMBtu | FALSE | L | Annual | Fuel Consumed | TBtu | 20.3042 | 0 | 0 | 0 | 0 | 0 | 0 | 0
WI Large Coal Units Hg Rule v3.1, Unit 3840 and retrofits | 789 | 7369 | MACT Fuel Choice Floor in lbs/MMBtu | FALSE | L | Annual | Rate | lb/MMBtu | 5.6112e-07 | 0 | 0 | 0 | 0 | 0 | 0 | 0
WI Large Coal Units Hg Rule v3.1, Unit 3840 and retrofits | 789 | 7369 | MACT Fuel Choice Floor in lbs/MMBtu | FALSE | L | Annual | Generation | TWh | 1.9323 | 0 | 0 | 0 | 0 | 0 | 0 | 0
WI Large Coal Units Hg Rule v3.1, Unit 3840 and retrofits | 789 | 7369 | MACT Fuel Choice Floor in lbs/MMBtu | FALSE | L | Annual | Qualifying Generation | TWh | 1.9323 | 0 | 0 | 0 | 0 | 0 | 0 | 0
WI Large Coal Units Hg Rule v3.1, Unit 3840 and retrofits | 789 | 7369 | MACT Fuel Choice Floor in lbs/MMBtu | FALSE | L | Annual | Constraint Shadow Price | US2019$/Lb | 0 | 0 | 0 | 0 | 0 | 0 | 0 | 0
WI Large Coal Units Hg Rule v3.1, Unit 3841 and retrofits | 790 | 7369 | MACT Fuel Choice Floor in lbs/MMBtu | FALSE | L | Annual | Seasons Included | Seasons | Winter, WintShld, Summer | Winter, WintShld, Summer | Winter, WintShld, Summer | Winter, WintShld, Summer | Winter, WintShld, Summer | Winter, WintShld, Summer | Winter, WintShld, Summer | Winter, WintShld, Summer
WI Large Coal Units Hg Rule v3.1, Unit 3841 and retrofits | 790 | 7369 | MACT Fuel Choice Floor in lbs/MMBtu | FALSE | L | Annual | Emission Floor | lbs/MMBtu | 7.92e-07 | 7.92e-07 | 7.92e-07 | 7.92e-07 | 7.92e-07 | 7.92e-07 | 7.92e-07 | 7.92e-07
WI Large Coal Units Hg Rule v3.1, Unit 3841 and retrofits | 790 | 7369 | MACT Fuel Choice Floor in lbs/MMBtu | FALSE | L | Annual | Emissions at Affected Plants MER | lbs | 8.6672 | 0 | 0 | 0 | 0 | 0 | 0 | 0
WI Large Coal Units Hg Rule v3.1, Unit 3841 and retrofits | 790 | 7369 | MACT Fuel Choice Floor in lbs/MMBtu | FALSE | L | Annual | Allowances Purchased MER | lbs | 0 | 0 | 0 | 0 | 0 | 0 | 0 | 0
WI Large Coal Units Hg Rule v3.1, Unit 3841 and retrofits | 790 | 7369 | MACT Fuel Choice Floor in lbs/MMBtu | FALSE | L | Annual | Allowances Sold MER | lbs | 0 | 0 | 0 | 0 | 0 | 0 | 0 | 0
WI Large Coal Units Hg Rule v3.1, Unit 3841 and retrofits | 790 | 7369 | MACT Fuel Choice Floor in lbs/MMBtu | FALSE | L | Annual | Allowances Banked | lbs | 0 | 0 | 0 | 0 | 0 | 0 | 0 | 0
WI Large Coal Units Hg Rule v3.1, Unit 3841 and retrofits | 790 | 7369 | MACT Fuel Choice Floor in lbs/MMBtu | FALSE | L | Annual | Allowances Withdrawn (1:1) | lbs | 0 | 0 | 0 | 0 | 0 | 0 | 0 | 0
WI Large Coal Units Hg Rule v3.1, Unit 3841 and retrofits | 790 | 7369 | MACT Fuel Choice Floor in lbs/MMBtu | FALSE | L | Annual | Allowances Withdrawn (n:1) | lbs | 0 | 0 | 0 | 0 | 0 | 0 | 0 | 0
WI Large Coal Units Hg Rule v3.1, Unit 3841 and retrofits | 790 | 7369 | MACT Fuel Choice Floor in lbs/MMBtu | FALSE | L | Annual | Net Emissions Allowance Position | lbs | 8.6672 | 0 | 0 | 0 | 0 | 0 | 0 | 0
WI Large Coal Units Hg Rule v3.1, Unit 3841 and retrofits | 790 | 7369 | MACT Fuel Choice Floor in lbs/MMBtu | FALSE | L | Annual | Fuel Consumed | TBtu | 15.4461 | 0 | 0 | 0 | 0 | 0 | 0 | 0
WI Large Coal Units Hg Rule v3.1, Unit 3841 and retrofits | 790 | 7369 | MACT Fuel Choice Floor in lbs/MMBtu | FALSE | L | Annual | Rate | lb/MMBtu | 5.6112e-07 | 0 | 0 | 0 | 0 | 0 | 0 | 0
WI Large Coal Units Hg Rule v3.1, Unit 3841 and retrofits | 790 | 7369 | MACT Fuel Choice Floor in lbs/MMBtu | FALSE | L | Annual | Generation | TWh | 1.4973 | 0 | 0 | 0 | 0 | 0 | 0 | 0
WI Large Coal Units Hg Rule v3.1, Unit 3841 and retrofits | 790 | 7369 | MACT Fuel Choice Floor in lbs/MMBtu | FALSE | L | Annual | Qualifying Generation | TWh | 1.4973 | 0 | 0 | 0 | 0 | 0 | 0 | 0
WI Large Coal Units Hg Rule v3.1, Unit 3841 and retrofits | 790 | 7369 | MACT Fuel Choice Floor in lbs/MMBtu | FALSE | L | Annual | Constraint Shadow Price | US2019$/Lb | 0 | 0 | 0 | 0 | 0 | 0 | 0 | 0
WI Large Coal Units Hg Rule v3.1, Unit 3842 and retrofits | 791 | 7369 | MACT Fuel Choice Floor in lbs/MMBtu | FALSE | L | Annual | Seasons Included | Seasons | Winter, WintShld, Summer | Winter, WintShld, Summer | Winter, WintShld, Summer | Winter, WintShld, Summer | Winter, WintShld, Summer | Winter, WintShld, Summer | Winter, WintShld, Summer | Winter, WintShld, Summer
WI Large Coal Units Hg Rule v3.1, Unit 3842 and retrofits | 791 | 7369 | MACT Fuel Choice Floor in lbs/MMBtu | FALSE | L | Annual | Emission Floor | lbs/MMBtu | 7.92e-07 | 7.92e-07 | 7.92e-07 | 7.92e-07 | 7.92e-07 | 7.92e-07 | 7.92e-07 | 7.92e-07
WI Large Coal Units Hg Rule v3.1, Unit 3842 and retrofits | 791 | 7369 | MACT Fuel Choice Floor in lbs/MMBtu | FALSE | L | Annual | Emissions at Affected Plants MER | lbs | 8.5339 | 0 | 0 | 0 | 0 | 0 | 0 | 0
WI Large Coal Units Hg Rule v3.1, Unit 3842 and retrofits | 791 | 7369 | MACT Fuel Choice Floor in lbs/MMBtu | FALSE | L | Annual | Allowances Purchased MER | lbs | 0 | 0 | 0 | 0 | 0 | 0 | 0 | 0
WI Large Coal Units Hg Rule v3.1, Unit 3842 and retrofits | 791 | 7369 | MACT Fuel Choice Floor in lbs/MMBtu | FALSE | L | Annual | Allowances Sold MER | lbs | 0 | 0 | 0 | 0 | 0 | 0 | 0 | 0
WI Large Coal Units Hg Rule v3.1, Unit 3842 and retrofits | 791 | 7369 | MACT Fuel Choice Floor in lbs/MMBtu | FALSE | L | Annual | Allowances Banked | lbs | 0 | 0 | 0 | 0 | 0 | 0 | 0 | 0
WI Large Coal Units Hg Rule v3.1, Unit 3842 and retrofits | 791 | 7369 | MACT Fuel Choice Floor in lbs/MMBtu | FALSE | L | Annual | Allowances Withdrawn (1:1) | lbs | 0 | 0 | 0 | 0 | 0 | 0 | 0 | 0
WI Large Coal Units Hg Rule v3.1, Unit 3842 and retrofits | 791 | 7369 | MACT Fuel Choice Floor in lbs/MMBtu | FALSE | L | Annual | Allowances Withdrawn (n:1) | lbs | 0 | 0 | 0 | 0 | 0 | 0 | 0 | 0
WI Large Coal Units Hg Rule v3.1, Unit 3842 and retrofits | 791 | 7369 | MACT Fuel Choice Floor in lbs/MMBtu | FALSE | L | Annual | Net Emissions Allowance Position | lbs | 8.5339 | 0 | 0 | 0 | 0 | 0 | 0 | 0
WI Large Coal Units Hg Rule v3.1, Unit 3842 and retrofits | 791 | 7369 | MACT Fuel Choice Floor in lbs/MMBtu | FALSE | L | Annual | Fuel Consumed | TBtu | 15.2086 | 0 | 0 | 0 | 0 | 0 | 0 | 0
WI Large Coal Units Hg Rule v3.1, Unit 3842 and retrofits | 791 | 7369 | MACT Fuel Choice Floor in lbs/MMBtu | FALSE | L | Annual | Rate | lb/MMBtu | 5.6112e-07 | 0 | 0 | 0 | 0 | 0 | 0 | 0
WI Large Coal Units Hg Rule v3.1, Unit 3842 and retrofits | 791 | 7369 | MACT Fuel Choice Floor in lbs/MMBtu | FALSE | L | Annual | Generation | TWh | 1.4728 | 0 | 0 | 0 | 0 | 0 | 0 | 0
WI Large Coal Units Hg Rule v3.1, Unit 3842 and retrofits | 791 | 7369 | MACT Fuel Choice Floor in lbs/MMBtu | FALSE | L | Annual | Qualifying Generation | TWh | 1.4728 | 0 | 0 | 0 | 0 | 0 | 0 | 0
WI Large Coal Units Hg Rule v3.1, Unit 3842 and retrofits | 791 | 7369 | MACT Fuel Choice Floor in lbs/MMBtu | FALSE | L | Annual | Constraint Shadow Price | US2019$/Lb | 0 | 0 | 0 | 0 | 0 | 0 | 0 | 0
WI Large Coal Units Hg Rule v3.1, Unit 3843 and retrofits | 792 | 7369 | MACT Fuel Choice Floor in lbs/MMBtu | FALSE | L | Annual | Seasons Included | Seasons | Winter, WintShld, Summer | Winter, WintShld, Summer | Winter, WintShld, Summer | Winter, WintShld, Summer | Winter, WintShld, Summer | Winter, WintShld, Summer | Winter, WintShld, Summer | Winter, WintShld, Summer
WI Large Coal Units Hg Rule v3.1, Unit 3843 and retrofits | 792 | 7369 | MACT Fuel Choice Floor in lbs/MMBtu | FALSE | L | Annual | Emission Floor | lbs/MMBtu | 7.92e-07 | 7.92e-07 | 7.92e-07 | 7.92e-07 | 7.92e-07 | 7.92e-07 | 7.92e-07 | 7.92e-07
WI Large Coal Units Hg Rule v3.1, Unit 3843 and retrofits | 792 | 7369 | MACT Fuel Choice Floor in lbs/MMBtu | FALSE | L | Annual | Emissions at Affected Plants MER | lbs | 24.6452 | 24.6452 | 19.4734 | 19.6603 | 0 | 0 | 0 | 0
WI Large Coal Units Hg Rule v3.1, Unit 3843 and retrofits | 792 | 7369 | MACT Fuel Choice Floor in lbs/MMBtu | FALSE | L | Annual | Allowances Purchased MER | lbs | 0 | 0 | 0 | 0 | 0 | 0 | 0 | 0
WI Large Coal Units Hg Rule v3.1, Unit 3843 and retrofits | 792 | 7369 | MACT Fuel Choice Floor in lbs/MMBtu | FALSE | L | Annual | Allowances Sold MER | lbs | 0 | 0 | 0 | 0 | 0 | 0 | 0 | 0
WI Large Coal Units Hg Rule v3.1, Unit 3843 and retrofits | 792 | 7369 | MACT Fuel Choice Floor in lbs/MMBtu | FALSE | L | Annual | Allowances Banked | lbs | 0 | 0 | 0 | 0 | 0 | 0 | 0 | 0
WI Large Coal Units Hg Rule v3.1, Unit 3843 and retrofits | 792 | 7369 | MACT Fuel Choice Floor in lbs/MMBtu | FALSE | L | Annual | Allowances Withdrawn (1:1) | lbs | 0 | 0 | 0 | 0 | 0 | 0 | 0 | 0
WI Large Coal Units Hg Rule v3.1, Unit 3843 and retrofits | 792 | 7369 | MACT Fuel Choice Floor in lbs/MMBtu | FALSE | L | Annual | Allowances Withdrawn (n:1) | lbs | 0 | 0 | 0 | 0 | 0 | 0 | 0 | 0
WI Large Coal Units Hg Rule v3.1, Unit 3843 and retrofits | 792 | 7369 | MACT Fuel Choice Floor in lbs/MMBtu | FALSE | L | Annual | Net Emissions Allowance Position | lbs | 24.6452 | 24.6452 | 19.4734 | 19.6603 | 0 | 0 | 0 | 0
WI Large Coal Units Hg Rule v3.1, Unit 3843 and retrofits | 792 | 7369 | MACT Fuel Choice Floor in lbs/MMBtu | FALSE | L | Annual | Fuel Consumed | TBtu | 43.2619 | 43.2619 | 34.1834 | 34.5114 | 0 | 0 | 0 | 0
WI Large Coal Units Hg Rule v3.1, Unit 3843 and retrofits | 792 | 7369 | MACT Fuel Choice Floor in lbs/MMBtu | FALSE | L | Annual | Rate | lb/MMBtu | 5.6967e-07 | 5.6967e-07 | 5.6967e-07 | 5.6967e-07 | 0 | 0 | 0 | 0
WI Large Coal Units Hg Rule v3.1, Unit 3843 and retrofits | 792 | 7369 | MACT Fuel Choice Floor in lbs/MMBtu | FALSE | L | Annual | Generation | TWh | 4.4788 | 4.4788 | 3.5389 | 3.5729 | 0 | 0 | 0 | 0
WI Large Coal Units Hg Rule v3.1, Unit 3843 and retrofits | 792 | 7369 | MACT Fuel Choice Floor in lbs/MMBtu | FALSE | L | Annual | Qualifying Generation | TWh | 4.4788 | 4.4788 | 3.5389 | 3.5729 | 0 | 0 | 0 | 0
WI Large Coal Units Hg Rule v3.1, Unit 3843 and retrofits | 792 | 7369 | MACT Fuel Choice Floor in lbs/MMBtu | FALSE | L | Annual | Constraint Shadow Price | US2019$/Lb | 0 | 0 | 0 | 0 | 0 | 0 | 0 | 0
WI Large Coal Units Hg Rule v3.1, Unit 3844 and retrofits | 793 | 7369 | MACT Fuel Choice Floor in lbs/MMBtu | FALSE | L | Annual | Seasons Included | Seasons | Winter, WintShld, Summer | Winter, WintShld, Summer | Winter, WintShld, Summer | Winter, WintShld, Summer | Winter, WintShld, Summer | Winter, WintShld, Summer | Winter, WintShld, Summer | Winter, WintShld, Summer
WI Large Coal Units Hg Rule v3.1, Unit 3844 and retrofits | 793 | 7369 | MACT Fuel Choice Floor in lbs/MMBtu | FALSE | L | Annual | Emission Floor | lbs/MMBtu | 7.92e-07 | 7.92e-07 | 7.92e-07 | 7.92e-07 | 7.92e-07 | 7.92e-07 | 7.92e-07 | 7.92e-07
WI Large Coal Units Hg Rule v3.1, Unit 3844 and retrofits | 793 | 7369 | MACT Fuel Choice Floor in lbs/MMBtu | FALSE | L | Annual | Emissions at Affected Plants MER | lbs | 24.4465 | 24.4465 | 19.7125 | 20.1187 | 0 | 0 | 0 | 0
WI Large Coal Units Hg Rule v3.1, Unit 3844 and retrofits | 793 | 7369 | MACT Fuel Choice Floor in lbs/MMBtu | FALSE | L | Annual | Allowances Purchased MER | lbs | 0 | 0 | 0 | 0 | 0 | 0 | 0 | 0
WI Large Coal Units Hg Rule v3.1, Unit 3844 and retrofits | 793 | 7369 | MACT Fuel Choice Floor in lbs/MMBtu | FALSE | L | Annual | Allowances Sold MER | lbs | 0 | 0 | 0 | 0 | 0 | 0 | 0 | 0
WI Large Coal Units Hg Rule v3.1, Unit 3844 and retrofits | 793 | 7369 | MACT Fuel Choice Floor in lbs/MMBtu | FALSE | L | Annual | Allowances Banked | lbs | 0 | 0 | 0 | 0 | 0 | 0 | 0 | 0
WI Large Coal Units Hg Rule v3.1, Unit 3844 and retrofits | 793 | 7369 | MACT Fuel Choice Floor in lbs/MMBtu | FALSE | L | Annual | Allowances Withdrawn (1:1) | lbs | 0 | 0 | 0 | 0 | 0 | 0 | 0 | 0
WI Large Coal Units Hg Rule v3.1, Unit 3844 and retrofits | 793 | 7369 | MACT Fuel Choice Floor in lbs/MMBtu | FALSE | L | Annual | Allowances Withdrawn (n:1) | lbs | 0 | 0 | 0 | 0 | 0 | 0 | 0 | 0
WI Large Coal Units Hg Rule v3.1, Unit 3844 and retrofits | 793 | 7369 | MACT Fuel Choice Floor in lbs/MMBtu | FALSE | L | Annual | Net Emissions Allowance Position | lbs | 24.4465 | 24.4465 | 19.7125 | 20.1187 | 0 | 0 | 0 | 0
WI Large Coal Units Hg Rule v3.1, Unit 3844 and retrofits | 793 | 7369 | MACT Fuel Choice Floor in lbs/MMBtu | FALSE | L | Annual | Fuel Consumed | TBtu | 42.9131 | 42.9131 | 34.6032 | 35.3161 | 0 | 0 | 0 | 0
WI Large Coal Units Hg Rule v3.1, Unit 3844 and retrofits | 793 | 7369 | MACT Fuel Choice Floor in lbs/MMBtu | FALSE | L | Annual | Rate | lb/MMBtu | 5.6967e-07 | 5.6967e-07 | 5.6967e-07 | 5.6967e-07 | 0 | 0 | 0 | 0
WI Large Coal Units Hg Rule v3.1, Unit 3844 and retrofits | 793 | 7369 | MACT Fuel Choice Floor in lbs/MMBtu | FALSE | L | Annual | Generation | TWh | 4.4788 | 4.4788 | 3.6115 | 3.6859 | 0 | 0 | 0 | 0
WI Large Coal Units Hg Rule v3.1, Unit 3844 and retrofits | 793 | 7369 | MACT Fuel Choice Floor in lbs/MMBtu | FALSE | L | Annual | Qualifying Generation | TWh | 4.4788 | 4.4788 | 3.6115 | 3.6859 | 0 | 0 | 0 | 0
WI Large Coal Units Hg Rule v3.1, Unit 3844 and retrofits | 793 | 7369 | MACT Fuel Choice Floor in lbs/MMBtu | FALSE | L | Annual | Constraint Shadow Price | US2019$/Lb | 0 | 0 | 0 | 0 | 0 | 0 | 0 | 0
WI Small Coal Units Hg Rule v3.1, Unit 3610 and retrofits | 794 | 7370 | MACT Fuel Choice Floor in lbs/MMBtu | FALSE | L | Annual | Seasons Included | Seasons | Winter, WintShld, Summer | Winter, WintShld, Summer | Winter, WintShld, Summer | Winter, WintShld, Summer | Winter, WintShld, Summer | Winter, WintShld, Summer | Winter, WintShld, Summer | Winter, WintShld, Summer
WI Small Coal Units Hg Rule v3.1, Unit 3610 and retrofits | 794 | 7370 | MACT Fuel Choice Floor in lbs/MMBtu | FALSE | L | Annual | Emission Floor | lbs/MMBtu | 6.91e-07 | 6.91e-07 | 6.91e-07 | 6.91e-07 | 6.91e-07 | 6.91e-07 | 6.91e-07 | 6.91e-07
WI Small Coal Units Hg Rule v3.1, Unit 3610 and retrofits | 794 | 7370 | MACT Fuel Choice Floor in lbs/MMBtu | FALSE | L | Annual | Emissions at Affected Plants MER | lbs | 1.3745 | 0.45179 | 0 | 0 | 0 | 0 | 0 | 0
WI Small Coal Units Hg Rule v3.1, Unit 3610 and retrofits | 794 | 7370 | MACT Fuel Choice Floor in lbs/MMBtu | FALSE | L | Annual | Allowances Purchased MER | lbs | 0 | 0 | 0 | 0 | 0 | 0 | 0 | 0
WI Small Coal Units Hg Rule v3.1, Unit 3610 and retrofits | 794 | 7370 | MACT Fuel Choice Floor in lbs/MMBtu | FALSE | L | Annual | Allowances Sold MER | lbs | 0 | 0 | 0 | 0 | 0 | 0 | 0 | 0
WI Small Coal Units Hg Rule v3.1, Unit 3610 and retrofits | 794 | 7370 | MACT Fuel Choice Floor in lbs/MMBtu | FALSE | L | Annual | Allowances Banked | lbs | 0 | 0 | 0 | 0 | 0 | 0 | 0 | 0
WI Small Coal Units Hg Rule v3.1, Unit 3610 and retrofits | 794 | 7370 | MACT Fuel Choice Floor in lbs/MMBtu | FALSE | L | Annual | Allowances Withdrawn (1:1) | lbs | 0 | 0 | 0 | 0 | 0 | 0 | 0 | 0
WI Small Coal Units Hg Rule v3.1, Unit 3610 and retrofits | 794 | 7370 | MACT Fuel Choice Floor in lbs/MMBtu | FALSE | L | Annual | Allowances Withdrawn (n:1) | lbs | 0 | 0 | 0 | 0 | 0 | 0 | 0 | 0
WI Small Coal Units Hg Rule v3.1, Unit 3610 and retrofits | 794 | 7370 | MACT Fuel Choice Floor in lbs/MMBtu | FALSE | L | Annual | Net Emissions Allowance Position | lbs | 1.3745 | 0.45179 | 0 | 0 | 0 | 0 | 0 | 0
WI Small Coal Units Hg Rule v3.1, Unit 3610 and retrofits | 794 | 7370 | MACT Fuel Choice Floor in lbs/MMBtu | FALSE | L | Annual | Fuel Consumed | TBtu | 2.7655 | 0.80083 | 0 | 0 | 0 | 0 | 0 | 0
WI Small Coal Units Hg Rule v3.1, Unit 3610 and retrofits | 794 | 7370 | MACT Fuel Choice Floor in lbs/MMBtu | FALSE | L | Annual | Rate | lb/MMBtu | 4.97e-07 | 5.6415e-07 | 0 | 0 | 0 | 0 | 0 | 0
WI Small Coal Units Hg Rule v3.1, Unit 3610 and retrofits | 794 | 7370 | MACT Fuel Choice Floor in lbs/MMBtu | FALSE | L | Annual | Generation | TWh | 0.21828 | 0.063211 | 0 | 0 | 0 | 0 | 0 | 0
WI Small Coal Units Hg Rule v3.1, Unit 3610 and retrofits | 794 | 7370 | MACT Fuel Choice Floor in lbs/MMBtu | FALSE | L | Annual | Qualifying Generation | TWh | 0.21828 | 0.063211 | 0 | 0 | 0 | 0 | 0 | 0
WI Small Coal Units Hg Rule v3.1, Unit 3610 and retrofits | 794 | 7370 | MACT Fuel Choice Floor in lbs/MMBtu | FALSE | L | Annual | Constraint Shadow Price | US2019$/Lb | 0 | 0 | 0 | 0 | 0 | 0 | 0 | 0
Zero Reserve Margin Type 3 Constraints | 795 | 7658 | MACT Fuel Choice Floor in lbs/MMBtu | FALSE | L | Annual | Seasons Included | Seasons | Winter, WintShld, Summer | Winter, WintShld, Summer | Winter, WintShld, Summer | Winter, WintShld, Summer | Winter, WintShld, Summer | Winter, WintShld, Summer | Winter, WintShld, Summer | Winter, WintShld, Summer
Zero Reserve Margin Type 3 Constraints | 795 | 7658 | MACT Fuel Choice Floor in lbs/MMBtu | FALSE | L | Annual | Emission Floor | lb/MMBtu | 0 | 0 | 0 | 0 | 0 | 0 | 0 | 0
Zero Reserve Margin Type 3 Constraints | 795 | 7658 | MACT Fuel Choice Floor in lbs/MMBtu | FALSE | L | Annual | Emissions at Affected Plants NOX | Thousand Tons | 0.66756 | 0.56109 | 0.58966 | 0.56105 | 0.41715 | 0.18184 | 0 | 0
Zero Reserve Margin Type 3 Constraints | 795 | 7658 | MACT Fuel Choice Floor in lbs/MMBtu | FALSE | L | Annual | Allowances Purchased NOX | Thousand Tons | 0 | 0 | 0 | 0 | 0 | 0 | 0 | 0
Zero Reserve Margin Type 3 Constraints | 795 | 7658 | MACT Fuel Choice Floor in lbs/MMBtu | FALSE | L | Annual | Allowances Sold NOX | Thousand Tons | 0 | 0 | 0 | 0 | 0 | 0 | 0 | 0
Zero Reserve Margin Type 3 Constraints | 795 | 7658 | MACT Fuel Choice Floor in lbs/MMBtu | FALSE | L | Annual | Allowances Banked | Thousand Tons | 0 | 0 | 0 | 0 | 0 | 0 | 0 | 0
Zero Reserve Margin Type 3 Constraints | 795 | 7658 | MACT Fuel Choice Floor in lbs/MMBtu | FALSE | L | Annual | Allowances Withdrawn (1:1) | Thousand Tons | 0 | 0 | 0 | 0 | 0 | 0 | 0 | 0
Zero Reserve Margin Type 3 Constraints | 795 | 7658 | MACT Fuel Choice Floor in lbs/MMBtu | FALSE | L | Annual | Allowances Withdrawn (n:1) | Thousand Tons | 0 | 0 | 0 | 0 | 0 | 0 | 0 | 0
Zero Reserve Margin Type 3 Constraints | 795 | 7658 | MACT Fuel Choice Floor in lbs/MMBtu | FALSE | L | Annual | Net Emissions Allowance Position | Thousand Tons | 0.66756 | 0.56109 | 0.58966 | 0.56105 | 0.41715 | 0.18184 | 0 | 0
Zero Reserve Margin Type 3 Constraints | 795 | 7658 | MACT Fuel Choice Floor in lbs/MMBtu | FALSE | L | Annual | Fuel Consumed | TBtu | 18.1501 | 15.2553 | 16.0321 | 15.2541 | 11.3418 | 4.9441 | 0 | 0
Zero Reserve Margin Type 3 Constraints | 795 | 7658 | MACT Fuel Choice Floor in lbs/MMBtu | FALSE | L | Annual | Rate | lb/MMBtu | 0.07356 | 0.07356 | 0.07356 | 0.07356 | 0.07356 | 0.07356 | 0 | 0
Zero Reserve Margin Type 3 Constraints | 795 | 7658 | MACT Fuel Choice Floor in lbs/MMBtu | FALSE | L | Annual | Generation | TWh | 1.8254 | 1.5343 | 1.6124 | 1.5342 | 1.1407 | 0.49724 | 0 | 0
Zero Reserve Margin Type 3 Constraints | 795 | 7658 | MACT Fuel Choice Floor in lbs/MMBtu | FALSE | L | Annual | Qualifying Generation | TWh | 1.8254 | 1.5343 | 1.6124 | 1.5342 | 1.1407 | 0.49724 | 0 | 0
Zero Reserve Margin Type 3 Constraints | 795 | 7658 | MACT Fuel Choice Floor in lbs/MMBtu | FALSE | L | Annual | Constraint Shadow Price | US2019$/Ton | 0 | 0 | 0 | 0 | 0 | 0 | 0 | 0

## Table 1-16_US
| 2023 | 2025 | 2028 | 2030 | 2035 | 2040 | 2045 | 2050
1. Reserve Margin Capacity Winter [MW] | 959035.3029 | 910390.3546 | 922055.1243 | 941905.0852 | 991635.4338 | 1053797.3159 | 1127731.6525 | 1217159.7789
Plus Firm Contract Purchases Winter [MW] | 0 | 0 | 0 | 0 | 0 | 0 | 0 | 0
Plus Transmission In Winter [MW] | 9870.0764 | 13237.6277 | 15545.6214 | 18308.8241 | 22238.5002 | 21499.5229 | 36339.766 | 56924.3273
Less Firm Contract Sales Winter [MW] | 0 | 0 | 0 | 0 | 0 | 0 | 0 | 0
Less Transmission Out Winter [MW] | 11583.157 | 14521.2735 | 17841.1834 | 23212.9441 | 28638.4095 | 28110.4118 | 41471.4873 | 62543.882
Total Reserve Margin Capacity Winter [MW] | 957322.2223 | 909106.7089 | 919759.5623 | 937000.9652 | 985235.5246 | 1047186.427 | 1122599.9312 | 1211540.2242
2. Peak Load Winter [MW] | 657662.7939 | 664411.9352 | 675658.3762 | 688334.2693 | 723324.4958 | 766868.201 | 817027.1079 | 875467.3199
Less DSM [MW] | 0 | 0 | 0 | 0 | 0 | 0 | 0 | 0
Net Demand Winter [MW] | 657662.7939 | 664411.9352 | 675658.3762 | 688334.2693 | 723324.4958 | 766868.201 | 817027.1079 | 875467.3199
3. Reserve Margin Winter [%] | 45.5643 | 36.8288 | 36.1279 | 36.1259 | 36.2093 | 36.5536 | 37.4006 | 38.3878
1. Reserve Margin Capacity WintShld [MW] | 959035.3029 | 910390.3546 | 922055.1243 | 941905.0852 | 991635.4338 | 1053797.3159 | 1127731.6525 | 1217159.7789
Plus Firm Contract Purchases WintShld [MW] | 0 | 0 | 0 | 0 | 0 | 0 | 0 | 0
Plus Transmission In WintShld [MW] | 2961.3345 | 3699.5106 | 4432.2953 | 5201.7563 | 4240.5935 | 3052.8278 | 19613.3737 | 31355.8532
Less Firm Contract Sales WintShld [MW] | 0 | 0 | 0 | 0 | 0 | 0 | 0 | 0
Less Transmission Out WintShld [MW] | 3044.8477 | 3802.0464 | 4550.807 | 5340.0669 | 4351.732 | 3128.5322 | 20097.6998 | 32133.1411
Total Reserve Margin Capacity WintShld [MW] | 958951.7897 | 910287.8188 | 921936.6126 | 941766.7745 | 991524.2953 | 1053721.6116 | 1127247.3264 | 1216382.4909
2. Peak Load WintShld [MW] | 597284.1547 | 603342.8941 | 613383.3031 | 624359.7315 | 655012.9036 | 692783.764 | 735983.2717 | 786318.7044
Less DSM [MW] | 0 | 0 | 0 | 0 | 0 | 0 | 0 | 0
Net Demand WintShld [MW] | 597284.1547 | 603342.8941 | 613383.3031 | 624359.7315 | 655012.9036 | 692783.764 | 735983.2717 | 786318.7044
3. Reserve Margin WintShld [%] | 60.552 | 50.874 | 50.3035 | 50.8372 | 51.3748 | 52.0996 | 53.1621 | 54.6933
1. Reserve Margin Capacity Summer [MW] | 959035.3029 | 910390.3546 | 922055.1243 | 941905.0852 | 991635.4338 | 1053797.3159 | 1127731.6525 | 1217159.7789
Plus Firm Contract Purchases Summer [MW] | 0 | 0 | 0 | 0 | 0 | 0 | 0 | 0
Plus Transmission In Summer [MW] | 48245.912 | 75305.1034 | 85201.2079 | 85056.5291 | 92288.6639 | 92795.2544 | 121237.9581 | 132593.1082
Less Firm Contract Sales Summer [MW] | 0 | 0 | 0 | 0 | 0 | 0 | 0 | 0
Less Transmission Out Summer [MW] | 49478.9405 | 75133.525 | 83111.9964 | 84918.3276 | 91352.2583 | 90029.4481 | 117514.9667 | 131026.3485
Total Reserve Margin Capacity Summer [MW] | 957802.2745 | 910561.9331 | 924144.3358 | 942043.2867 | 992571.8394 | 1056563.1222 | 1131454.6439 | 1218726.5387
2. Peak Load Summer [MW] | 782681.9523 | 790235.0926 | 802003.0866 | 817830.2889 | 861773.8208 | 917419.4998 | 982519.6712 | 1058366.7624
Less DSM [MW] | 0 | 0 | 0 | 0 | 0 | 0 | 0 | 0
Net Demand Summer [MW] | 782681.9523 | 790235.0926 | 802003.0866 | 817830.2889 | 861773.8208 | 917419.4998 | 982519.6712 | 1058366.7624
3. Reserve Margin Summer [%] | 22.3744 | 15.2267 | 15.2295 | 15.1881 | 15.1778 | 15.1668 | 15.1585 | 15.1516
1. Reserve Margin Capacity Annual [MW] | 959035.3029 | 910390.3546 | 922055.1243 | 941905.0852 | 991635.4338 | 1053797.3159 | 1127731.6525 | 1217159.7789
Plus Firm Contract Purchases Annual [MW] | 0 | 0 | 0 | 0 | 0 | 0 | 0 | 0
Plus Transmission In Annual [MW] | 51695.8481 | 77494.7007 | 85411.9508 | 88509.4381 | 96553.088 | 95820.3119 | 121465.6375 | 139374.4916
Less Firm Contract Sales Annual [MW] | 0 | 0 | 0 | 0 | 0 | 0 | 0 | 0
Less Transmission Out Annual [MW] | 46784.8832 | 67634.3689 | 72340.475 | 76598.9698 | 82226.2942 | 78172.8051 | 101417.6548 | 120235.6953
Total Reserve Margin Capacity Annual [MW] | 963946.2678 | 920250.6864 | 935126.6002 | 953815.5535 | 1005962.2276 | 1071444.8227 | 1147779.6352 | 1236298.5752
(for seasonal/annual regions combined)
2. Peak Load Annual [MW] | 787885.6428 | 795443.7069 | 807356.1136 | 823551.5129 | 868360.515 | 924967.0309 | 991090.2484 | 1068065.3655
Less DSM [MW] | 0 | 0 | 0 | 0 | 0 | 0 | 0 | 0
Net Demand Annual [MW] | 787885.6428 | 795443.7069 | 807356.1136 | 823551.5129 | 868360.515 | 924967.0309 | 991090.2484 | 1068065.3655
(for seasonal/annual regions combined)
3. Reserve Margin Annual [%] | 22.346 | 15.6902 | 15.8258 | 15.8174 | 15.8462 | 15.836 | 15.8098 | 15.7512
(for seasonal/annual regions combined)
3a.Local Reserves Annual [%] | 121.7227 | 114.4506 | 114.2067 | 114.3711 | 114.1963 | 113.9281 | 113.787 | 113.9593
(for seasonal/annual regions combined)
4. Total Generation [GWh] | 4186507.8644 | 4250888.8596 | 4340515.0727 | 4437258.3407 | 4697764.3039 | 4959323.5062 | 5265669.7517 | 5639864.7974
Inter-Region Transmission [GWh] | 41230.7568 | 31114.2485 | 22367.0512 | 17439.117 | -8720.4657 | -26217.0723 | -35988.1144 | -44582.7494
Pumping & Storage Losses [GWh] | 40335.2894 | 51930.3726 | 57554.7805 | 82743.1145 | 131678.2108 | 152930.2313 | 175919.339 | 192657.5009
Plus Purchases [GWh] | 0 | 0 | 0 | 0 | 0 | 0 | 0 | 0
Less Sales [GWh] | 0 | 0 | 0 | 0 | 0 | 0 | 0 | 0
5. Total Supply for Demand [GWh] | 4187403.3318 | 4230072.7355 | 4305327.3434 | 4371954.3431 | 4557365.6275 | 4780176.2027 | 5053762.2982 | 5402624.5471
6. Projected Demand [GWh] | 4185729.91 | 4228551.733 | 4301734.17 | 4366049.361 | 4542120.521 | 4757199.143 | 4999612.007 | 5283438.895
Energy Not Served [GWh] | 0 | 0 | 0 | 0 | 0 | 0 | 0 | 0
Less DSM [GWh] | 0 | 0 | 0 | 0 | 0 | 0 | 0 | 0
Energy Demand Response [GWh] | 0 | 0 | 0 | 0 | 0 | 0 | 0 | 0
Net Demand [GWh] | 4185729.91 | 4228551.733 | 4301734.17 | 4366049.361 | 4542120.521 | 4757199.143 | 4999612.007 | 5283438.895
7. Dumped Energy [GWh] | 1673.4218 | 1521.0025 | 3593.1734 | 5904.9821 | 15245.1065 | 22977.0597 | 54150.2912 | 119185.6521
8. Total Generation [GWh] | 4186507.8644 | 4250888.8596 | 4340515.0727 | 4437258.3407 | 4697764.3039 | 4959323.5062 | 5265669.7517 | 5639864.7974
Less T&D Losses [GWh] | 273821.8245 | 277602.5964 | 283106.7318 | 289593.8616 | 306824.5469 | 324285.7696 | 344628.1113 | 368705.5926
9. Total Sales [GWh] | 3912686.04 | 3973286.2631 | 4057408.3409 | 4147664.4791 | 4390939.7571 | 4635037.7366 | 4921041.6403 | 5271159.2048
Capacity Avoided Costs [US$/kW]
ANNUAL | 97.8636 | 45.9038 | 56.8227 | 68.5504 | 53.5134 | 59.7519 | 58.9986 | 57.1391
WINTER | 3.8977 | 2.1574 | 1.9884 | 1.943 | 1.9752 | 2.0748 | 2.0624 | 2.0215
WINTSHLD | 0.00052285 | 0.0013626 | 0.0013611 | 0.0013329 | 0.0014913 | 0.00067599 | 0.00076697 | 0.0013022
SUMMER | 95.1599 | 44.1548 | 55.2433 | 67.1405 | 52.021 | 58.1802 | 57.456 | 55.6552
10. Capacity by Capacity Reporting Type [MW]
00 New Combined Cycle | 14435.283 | 25714.0529 | 35117.3102 | 38109.3318 | 40472.795 | 47427.3965 | 53101.5111 | 61547.385
00 New Combined Cycle with Carbon Capture | 0 | 0 | 0 | 0 | 701.2185 | 701.2185 | 701.2185 | 701.2185
00 New Combustion Turbine | 3710.55 | 4105.35 | 10785.7621 | 11001.1336 | 20742.2364 | 60552.3712 | 141806.856 | 252097.9515
00 New Hydro | 0.99 | 1 | 1 | 1484.5 | 5797 | 8265.8386 | 8265.8386 | 8265.8386
00 New Nuclear | 0 | 0 | 0 | 0 | 0 | 0 | 0 | 0
00 New Biomass | 56.9 | 56.9 | 56.9 | 56.9 | 56.9 | 56.9 | 56.9 | 56.9
00 New Geothermal | 87.3 | 376.53 | 376.53 | 429.18 | 429.18 | 429.18 | 429.18 | 429.18
00 New Landfill Gas | 798.1247 | 1208.6747 | 1824.4997 | 1824.4997 | 1824.4997 | 1824.4997 | 1824.4997 | 1824.4997
00 New Battery Storage | 13389.7 | 17599.0108 | 17806.2099 | 32506.465 | 54930.8011 | 63474.9213 | 77682.2043 | 87203.6476
00 New Offshore Wind | 1130 | 2280 | 3880 | 6680 | 27980.015 | 36907.6749 | 42862.7191 | 53865.057
00 New Onshore Wind | 33167.1186 | 60053.8733 | 64033.2856 | 97460.7687 | 194198.8741 | 242853.0226 | 289362.556 | 358296.1012
00 New Solar PV | 45130.4 | 54858.1203 | 66413.3166 | 99344.0496 | 182728.1871 | 232482.6122 | 300002.2054 | 383537.2219
00 New Solar Thermal | 0 | 0 | 0 | 0 | 1070.2661 | 1070.2661 | 1070.2661 | 1070.2661
00 New Fuel Cell | 109.1 | 109.1 | 109.1 | 109.1 | 109.1 | 109.1 | 109.1 | 109.1
00 New Ultrasupercritical Coal without CCS | 0 | 0 | 0 | 0 | 0 | 0 | 0 | 0
00 New Ultrasupercritical Coal with 30% CCS | 0 | 0 | 0 | 0 | 0 | 0 | 0 | 0
00 New Ultrasupercritical Coal with 90% CCS | 0 | 0 | 0 | 0 | 0 | 0 | 0 | 0
00 Exist & New Distributed Solar PV | 48537.9826 | 55160.9183 | 65774.1253 | 72865.9032 | 88157.5704 | 104236.1402 | 120678.3371 | 138183.9934
00 Exist Combined Cycle | 276563.2 | 268616.1244 | 267774.1652 | 265147.5033 | 264050.2393 | 264050.2393 | 260480.0393 | 251513.6393
00 Exist Combustion Turbine | 146124.9 | 142248.947 | 141976.673 | 141209.0225 | 140690.1527 | 140259.347 | 129718.547 | 124881.2896
00 Exist Coal Steam_Uncontrolled | 554.6 | 554.6 | 554.6 | 531.1 | 441.1 | 289 | 135.8 | 19.2
00 Exist Coal Steam_ACI | 13775.6 | 10984.4871 | 8954.6345 | 1446 | 1446 | 1442 | 1442 | 1442
00 Exist Coal Steam_ACI_DSI | 4318.2 | 3374.2 | 2779.2 | 1069.2 | 1069.2 | 1069.2 | 1046 | 1046
00 Exist Coal Steam_DryFGD | 60 | 60 | 60 | 0 | 0 | 0 | 0 | 0
00 Exist Coal Steam_DryFGD_ACI | 8872 | 7960 | 7410 | 3445.2194 | 1867.7272 | 814 | 814 | 808
00 Exist Coal Steam_DryFGD_DSI | 268 | 0 | 0 | 0 | 0 | 0 | 0 | 0
00 Exist Coal Steam_DryFGD_SCR | 441 | 70.7482 | 0 | 0 | 0 | 0 | 0 | 0
00 Exist Coal Steam_DryFGD_SCR_ACI | 15623 | 10026.2606 | 8405.2606 | 8397.2606 | 7121 | 6371 | 5807 | 1205
00 Exist Coal Steam_DryFGD_SCR_DSI | 268 | 268 | 268 | 268 | 0 | 0 | 0 | 0
00 Exist Coal Steam_DryFGD_SCR_ACI_DSI | 1400 | 1400 | 931 | 931 | 931 | 931 | 931 | 0
00 Exist Coal Steam_DryFGD_SNCR_ACI | 2178 | 2178 | 2178 | 1380.5552 | 1160 | 1160 | 1160 | 1160
00 Exist Coal Steam_DryFGD_SNCR_ACI_DSI | 584 | 584 | 584 | 584 | 4 | 4 | 4 | 4
00 Exist Coal Steam_DSI | 1209 | 955 | 955 | 0 | 0 | 0 | 0 | 0
00 Exist Coal Steam_SCR_ACI | 4781 | 4361 | 4361 | 4361 | 3876.7869 | 3876.7869 | 3876.7869 | 2772
00 Exist Coal Steam_SCR_ACI_DSI | 3398.9475 | 1690 | 1690 | 390 | 390 | 390 | 390 | 390
00 Exist Coal Steam_SNCR | 15.2 | 15.2 | 15.2 | 15.2 | 15.2 | 15.2 | 15.2 | 15.2
00 Exist Coal Steam_SCR | 0 | 0 | 0 | 0 | 0 | 0 | 0 | 0
00 Exist Coal Steam_SNCR_ACI | 580 | 580 | 0 | 0 | 0 | 0 | 0 | 0
00 Exist Coal Steam_SNCR_ACI_DSI | 2693 | 889 | 384 | 0 | 0 | 0 | 0 | 0
00 Exist Coal Steam_WetFGD | 5449 | 2937 | 2937 | 6 | 5.717e-07 | 5.717e-07 | 5.717e-07 | 5.717e-07
00 Exist Coal Steam_WetFGD_ACI | 9501 | 7700.3881 | 7697 | 2872 | 2709 | 2709 | 2709 | 1896.0766
00 Exist Coal Steam_WetFGD_ACI_DSI | 3086 | 1322 | 1028 | 3 | 3 | 3 | 0 | 0
00 Exist Coal Steam_WetFGD_DSI | 0 | 0 | 0 | 0 | 0 | 0 | 0 | 0
00 Exist Coal Steam_WetFGD_SCR | 47310 | 37969.4848 | 31664.6276 | 28388.6276 | 15775.8466 | 9092.8466 | 8492.8466 | 5334.8466
00 Exist Coal Steam_WetFGD_SCR_DSI | 5900 | 2205 | 1239 | 4 | 0 | 0 | 0 | 0
00 Exist Coal Steam_WetFGD_SCR_ACI | 25854 | 16416 | 14295 | 13142 | 5946.6473 | 3262.6473 | 2967.6473 | 1877.6473
00 Exist Coal Steam_WetFGD_SCR_ACI_DSI | 9705 | 7042 | 7042 | 6021.5305 | 4368.3025 | 3621.6825 | 1573.5305 | 435.5305
00 Exist Coal Steam_WetFGD_SNCR | 2586.7 | 1415.8956 | 1384 | 58 | 58 | 54 | 54 | 54
00 Exist Coal Steam_WetFGD_SNCR_ACI | 9091.3131 | 8006.6155 | 7890.6862 | 2664.4364 | 1341.5183 | 443.4111 | 443.4111 | 443.4111
00 Exist Coal Steam_WetFGD_SNCR_ACI_DSI | 0 | 0 | 0 | 0 | 0 | 0 | 0 | 0
00 Exist FBC_ACI_DSI | 478 | 440 | 440 | 440 | 440 | 440 | 0 | 0
00 Exist FBC_DryFGD_ACI | 136 | 136 | 136 | 136 | 136 | 136 | 0 | 0
00 Exist FBC_DryFGD_DSI | 43 | 0 | 0 | 0 | 0 | 0 | 0 | 0
00 Exist FBC_DryFGD_SNCR | 1674 | 1674 | 1674 | 1674 | 1674 | 1674 | 1088 | 0
00 Exist FBC_DryFGD_SNCR_ACI | 610 | 610 | 610 | 610 | 610 | 610 | 610 | 0
00 Exist FBC_DryFGD_SNCR_ACI_DSI | 718 | 718 | 92 | 92 | 0 | 0 | 0 | 0
00 Exist FBC_DryFGD_SNCR_DSI | 86 | 0 | 0 | 0 | 0 | 0 | 0 | 0
00 Exist FBC_DSI | 822 | 576 | 576 | 460.3262 | 372 | 320 | 320 | 320
00 Exist FBC_SCR | 10.6 | 10.6 | 10.6 | 0 | 0 | 0 | 0 | 0
00 Exist FBC_SNCR | 53 | 0 | 0 | 0 | 0 | 0 | 0 | 0
00 Exist FBC_SNCR_ACI | 10.6 | 10.6 | 10.6 | 0 | 0 | 0 | 0 | 0
00 Exist FBC_SNCR_ACI_DSI | 305 | 305 | 305 | 305 | 305 | 305 | 0 | 0
00 Exist FBC_SNCR_DSI | 1114 | 918 | 918 | 798 | 688 | 688 | 688 | 180
00 Exist FBC_Uncontrolled | 0 | 0 | 0 | 0 | 0 | 0 | 0 | 0
00 Exist FBC_WetFGD_DSI | 51 | 51 | 51 | 51 | 51 | 51 | 51 | 0
00 Exist IGCC | 815 | 595 | 0 | 0 | 0 | 0 | 0 | 0
00 Exist Fossil_Other | 1379.3 | 1379.3 | 1379.3 | 1379.3 | 1379.3 | 1379.3 | 1379.3 | 1379.3
00 Exist Fuel Cell | 174.8 | 174.8 | 174.8 | 174.8 | 174.8 | 174.8 | 174.8 | 174.8
00 Exist Hydro | 79354.2 | 79326 | 79310.2 | 79310.2 | 79310.2 | 79310.2 | 79310.2 | 79310.2
00 Exist Non Fossil_Other | 4323.1 | 4179.3 | 4179.3 | 4179.3 | 4179.3 | 4179.3 | 4179.3 | 4179.3
00 Exist Nuclear | 96925.2 | 93445.2 | 93445.2 | 90743.4 | 83573.5 | 78900.4 | 64704.6 | 45247.1
00 Exist Oil/Gas Steam | 52575.72 | 42087.32 | 41205.32 | 40979.32 | 40277.9238 | 40178.9238 | 38776.9238 | 35637.7256
00 Exist Oil/Gas Steam_SCR | 8749.7 | 5539.9 | 5539.9 | 5539.9 | 5539.9 | 5539.9 | 5539.9 | 4066.3158
00 Exist Oil/Gas Steam_SNCR | 6273.9 | 4983.9 | 4983.9 | 4983.9 | 4983.9 | 4983.9 | 3532.9 | 2744.1
00 Exist Biomass | 3395 | 125.3 | 125.3 | 125.3 | 125.3 | 125.3 | 125.3 | 125.3
00 Exist Landfill Gas | 1738.4 | 1729.9 | 1729.9 | 1729.9 | 1729.9 | 1729.9 | 1729.9 | 1602.1
00 Exist Geothermal | 2401.6 | 2401.6 | 2401.6 | 2401.6 | 2393 | 2393 | 2393 | 2363.5
00 Exist Pump Storage | 22820 | 22820 | 22820 | 22820 | 22820 | 22820 | 22820 | 22820
00 Exist Energy Storage | 1036.7 | 1035.7 | 1035.7 | 1035.7 | 1035.7 | 1035.7 | 1035.7 | 1035.7
00 Exist Solar PV | 39772.8 | 39952 | 39944.8 | 39944.8 | 39942.8 | 39942.8 | 39942.8 | 39942.8
00 Exist Solar Thermal | 1486 | 1486 | 1486 | 1486 | 1486 | 1486 | 1486 | 1486
00 Exist Offshore Wind | 29.3 | 29.3 | 29.3 | 29.3 | 29.3 | 29.3 | 29.3 | 29.3
00 Exist Onshore Wind | 112303.1 | 113323.1 | 113323.1 | 113323.1 | 113323.1 | 113323.1 | 113323.1 | 113323.1
00 International Imports | 1000 | 1000 | 1000 | 1000 | 1000 | 1000 | 1000 | 1000
00 Ret.ACI | 0 | 0 | 0 | 0 | 0 | 0 | 0 | 0
00 Ret.ACI & DryFGD | 0 | 0 | 0 | 0 | 0 | 0 | 0 | 0
00 Ret.ACI & DryFGD & HRI | 0 | 0 | 0 | 0 | 0 | 0 | 0 | 0
00 Ret.ACI & DSI | 0 | 0 | 0 | 0 | 0 | 0 | 0 | 0
00 Ret.ACI & DSI & DryFGD | 0 | 0 | 0 | 0 | 0 | 0 | 0 | 0
00 Ret.ACI & DSI & DryFGD & HRI | 0 | 0 | 0 | 0 | 0 | 0 | 0 | 0
00 Ret.ACI & DSI & HRI | 0 | 0 | 0 | 0 | 0 | 0 | 0 | 0
00 Ret.ACI & DSI & WetFGD & HRI | 0 | 0 | 0 | 0 | 0 | 0 | 0 | 0
00 Ret.ACI & HRI | 0 | 0 | 0 | 0 | 0 | 0 | 0 | 0
00 Ret.ACI & SCR | 0 | 0 | 0 | 0 | 0 | 0 | 0 | 0
00 Ret.ACI & SCR & DryFGD & HRI | 0 | 0 | 0 | 0 | 0 | 0 | 0 | 0
00 Ret.ACI & SCR & DSI | 0 | 0 | 0 | 0 | 0 | 0 | 0 | 0
00 Ret.ACI & SCR & DSI & DryFGD | 0 | 0 | 0 | 0 | 0 | 0 | 0 | 0
00 Ret.ACI & SCR & DSI & DryFGD & HRI | 0 | 0 | 0 | 0 | 0 | 0 | 0 | 0
00 Ret.ACI & SCR & DSI & HRI | 0 | 0 | 0 | 0 | 0 | 0 | 0 | 0
00 Ret.ACI & SCR & DSI & WetFGD | 0 | 0 | 0 | 0 | 0 | 0 | 0 | 0
00 Ret.ACI & SCR & DSI & WetFGD & HRI | 0 | 0 | 0 | 0 | 0 | 0 | 0 | 0
00 Ret.ACI & SCR & HRI | 0 | 0 | 0 | 0 | 0 | 0 | 0 | 0
00 Ret.ACI & SCR & WetFGD & HRI | 0 | 0 | 0 | 0 | 0 | 0 | 0 | 0
00 Ret.ACI & SNCR | 0 | 0 | 0 | 0 | 0 | 0 | 0 | 0
00 Ret.ACI & SNCR & DSI | 0 | 0 | 0 | 0 | 0 | 0 | 0 | 0
00 Ret.ACI & SNCR & DSI & DryFGD | 0 | 0 | 0 | 0 | 0 | 0 | 0 | 0
00 Ret.ACI & SNCR & DSI & DryFGD & HRI | 0 | 0 | 0 | 0 | 0 | 0 | 0 | 0
00 Ret.ACI & SNCR & DSI & HRI | 0 | 0 | 0 | 0 | 0 | 0 | 0 | 0
00 Ret.ACI & SNCR & DSI & WetFGD | 0 | 0 | 0 | 0 | 0 | 0 | 0 | 0
00 Ret.ACI & SNCR & DSI & WetFGD & HRI | 0 | 0 | 0 | 0 | 0 | 0 | 0 | 0
00 Ret.ACI & SNCR & HRI | 0 | 0 | 0 | 0 | 0 | 0 | 0 | 0
00 Ret.ACI & WetFGD | 0 | 0 | 0 | 0 | 0 | 0 | 0 | 0
00 Ret.ACI & WetFGD & DSI | 0 | 0 | 0 | 0 | 0 | 0 | 0 | 0
00 Ret.ACI & WetFGD & HRI | 0 | 0 | 0 | 0 | 0 | 0 | 0 | 0
00 Ret.C2G | 5743.0525 | 6837.6656 | 10324.5228 | 10324.5228 | 11260.5228 | 9184.2572 | 8848.2572 | 8326.4002
00 Ret.C2G & SCR | 0 | 0 | 0 | 2410 | 2410 | 2410 | 2410 | 2410
00 Ret.CCG | 0 | 0 | 0 | 2334.0078 | 2334.0078 | 2334.0078 | 2334.0078 | 2334.0078
00 Ret.DryFGD | 0 | 0 | 0 | 0 | 0 | 0 | 0 | 0
00 Ret.DryFGD & CCS | 0 | 0 | 0 | 0 | 0 | 0 | 0 | 0
00 Ret.DryFGD & HRI | 0 | 0 | 0 | 0 | 0 | 0 | 0 | 0
00 Ret.DSI | 0 | 0 | 0 | 0 | 0 | 0 | 0 | 0
00 Ret.DSI & DryFGD | 0 | 0 | 0 | 0 | 0 | 0 | 0 | 0
00 Ret.DSI & DryFGD & HRI | 0 | 0 | 0 | 0 | 0 | 0 | 0 | 0
00 Ret.DSI & HRI | 0 | 0 | 0 | 0 | 0 | 0 | 0 | 0
00 Ret.ExistACI & DryFGD | 0 | 0 | 0 | 0 | 0 | 0 | 0 | 0
00 Ret.ExistACI & DryFGD & CCS | 0 | 0 | 0 | 0 | 0 | 0 | 0 | 0
00 Ret.ExistACI & DryFGD & HRI | 0 | 0 | 0 | 0 | 0 | 0 | 0 | 0
00 Ret.ExistACI & DryFGD & HRI & CCS | 0 | 0 | 0 | 0 | 0 | 0 | 0 | 0
00 Ret.ExistACI & DSI | 0 | 0 | 0 | 0 | 0 | 0 | 0 | 0
00 Ret.ExistACI & DSI & DryFGD | 0 | 0 | 0 | 0 | 0 | 0 | 0 | 0
00 Ret.ExistACI & DSI & DryFGD & HRI | 0 | 0 | 0 | 0 | 0 | 0 | 0 | 0
00 Ret.ExistACI & DSI & HRI | 0 | 0 | 0 | 0 | 0 | 0 | 0 | 0
00 Ret.ExistACI & HRI | 0 | 0 | 0 | 0 | 0 | 0 | 0 | 0
00 Ret.ExistACI & HRI & WetFGD | 0 | 0 | 0 | 0 | 0 | 0 | 0 | 0
00 Ret.ExistACI & SCR | 0 | 0 | 0 | 0 | 0 | 0 | 0 | 0
00 Ret.ExistACI & SCR & DryFGD | 0 | 0 | 0 | 8.6748e-07 | 8.6748e-07 | 8.6748e-07 | 8.6748e-07 | 8.6748e-07
00 Ret.ExistACI & SCR & DryFGD & CCS | 0 | 0 | 0 | 2.8167 | 2.8167 | 2.8167 | 2.8167 | 2.8167
00 Ret.ExistACI & SCR & DryFGD & HRI | 0 | 0 | 0 | 0 | 0 | 0 | 0 | 0
00 Ret.ExistACI & SCR & DryFGD & HRI & CCS | 0 | 0 | 0 | 0 | 0 | 0 | 0 | 0
00 Ret.ExistACI & SCR & DSI | 0 | 0 | 0 | 0 | 0 | 0 | 0 | 0
00 Ret.ExistACI & SCR & DSI & DryFGD | 0 | 0 | 0 | 0 | 0 | 0 | 0 | 0
00 Ret.ExistACI & SCR & DSI & DryFGD & HRI | 0 | 0 | 0 | 0 | 0 | 0 | 0 | 0
00 Ret.ExistACI & SCR & DSI & HRI | 0 | 0 | 0 | 0 | 0 | 0 | 0 | 0
00 Ret.ExistACI & SCR & HRI | 0 | 0 | 0 | 0 | 0 | 0 | 0 | 0
00 Ret.ExistACI & SCR & WetFGD | 0 | 0 | 0 | 0 | 0 | 0 | 0 | 0
00 Ret.ExistACI & SCR & WetFGD & CCS | 0 | 0 | 0 | 0 | 0 | 0 | 0 | 0
00 Ret.ExistACI & SCR & WetFGD & HRI | 0 | 0 | 0 | 0 | 0 | 0 | 0 | 0
00 Ret.ExistACI & SCR & WetFGD & HRI & CCS | 0 | 0 | 0 | 0 | 0 | 0 | 0 | 0
00 Ret.ExistACI & SNCR | 0 | 0 | 0 | 0 | 0 | 0 | 0 | 0
00 Ret.ExistACI & SNCR & DryFGD | 0 | 0 | 0 | 0 | 0 | 0 | 0 | 0
00 Ret.ExistACI & SNCR & DryFGD & CCS | 0 | 0 | 0 | 0 | 0 | 0 | 0 | 0
00 Ret.ExistACI & SNCR & DryFGD & HRI | 0 | 0 | 0 | 0 | 0 | 0 | 0 | 0
00 Ret.ExistACI & SNCR & DryFGD & HRI & CCS | 0 | 0 | 0 | 0 | 0 | 0 | 0 | 0
00 Ret.ExistACI & SNCR & DSI | 0 | 0 | 0 | 0 | 0 | 0 | 0 | 0
00 Ret.ExistACI & SNCR & DSI & HRI | 0 | 0 | 0 | 0 | 0 | 0 | 0 | 0
00 Ret.ExistACI & SNCR & HRI | 0 | 0 | 0 | 0 | 0 | 0 | 0 | 0
00 Ret.ExistACI & SNCR & WetFGD | 0 | 0 | 0 | 0 | 0 | 0 | 0 | 0
00 Ret.ExistACI & SNCR & WetFGD & CCS | 0 | 0 | 0 | 0 | 0 | 0 | 0 | 0
00 Ret.ExistACI & SNCR & WetFGD & HRI | 0 | 0 | 0 | 0 | 0 | 0 | 0 | 0
00 Ret.ExistACI & SNCR & WetFGD & HRI & CCS | 0 | 0 | 0 | 0 | 0 | 0 | 0 | 0
00 Ret.ExistACI & WetFGD | 0 | 0 | 0 | 0 | 0 | 0 | 0 | 0
00 Ret.ExistACI & WetFGD & CCS | 0 | 0 | 0 | 0 | 0 | 0 | 0 | 0
00 Ret.ExistACI & WetFGD & HRI & CCS | 0 | 0 | 0 | 0 | 0 | 0 | 0 | 0
00 Ret.ExistACI_DSI & DryFGD | 0 | 0 | 0 | 0 | 0 | 0 | 0 | 0
00 Ret.ExistACI_DSI & DryFGD & CCS | 0 | 0 | 0 | 0 | 0 | 0 | 0 | 0
00 Ret.ExistACI_DSI & DryFGD & HRI | 0 | 0 | 0 | 0 | 0 | 0 | 0 | 0
00 Ret.ExistACI_DSI & DryFGD & HRI & CCS | 0 | 0 | 0 | 0 | 0 | 0 | 0 | 0
00 Ret.ExistACI_DSI & HRI | 0 | 0 | 0 | 0 | 0 | 0 | 0 | 0
00 Ret.ExistACI_DSI & SCR | 0 | 0 | 0 | 0 | 0 | 0 | 0 | 0
00 Ret.ExistACI_DSI & SCR & DryFGD | 0 | 0 | 0 | 0 | 0 | 0 | 0 | 0
00 Ret.ExistACI_DSI & SCR & DryFGD & CCS | 0 | 0 | 0 | 0 | 0 | 0 | 0 | 0
00 Ret.ExistACI_DSI & SCR & DryFGD & HRI | 0 | 0 | 0 | 0 | 0 | 0 | 0 | 0
00 Ret.ExistACI_DSI & SCR & DryFGD & HRI & CCS | 0 | 0 | 0 | 0 | 0 | 0 | 0 | 0
00 Ret.ExistACI_DSI & SCR & HRI | 0 | 0 | 0 | 0 | 0 | 0 | 0 | 0
00 Ret.ExistACI_DSI & SCR & WetFGD | 0 | 0 | 0 | 0 | 0 | 0 | 0 | 0
00 Ret.ExistACI_DSI & SCR & WetFGD & CCS | 0 | 0 | 0 | 0 | 0 | 0 | 0 | 0
00 Ret.ExistACI_DSI & SCR & WetFGD & HRI | 0 | 0 | 0 | 0 | 0 | 0 | 0 | 0
00 Ret.ExistACI_DSI & SCR & WetFGD & HRI & CCS | 0 | 0 | 0 | 0 | 0 | 0 | 0 | 0
00 Ret.ExistACI_DSI & SNCR | 0 | 0 | 0 | 0 | 0 | 0 | 0 | 0
00 Ret.ExistACI_DSI & SNCR & DryFGD | 0 | 0 | 0 | 0 | 0 | 0 | 0 | 0
00 Ret.ExistACI_DSI & SNCR & DryFGD & HRI & CCS | 0 | 0 | 0 | 0 | 0 | 0 | 0 | 0
00 Ret.ExistACI_DSI & SNCR & DryFGD & HRI | 0 | 0 | 0 | 0 | 0 | 0 | 0 | 0
00 Ret.ExistACI_DSI & SNCR & WetFGD & HRI & CCS | 0 | 0 | 0 | 0 | 0 | 0 | 0 | 0
00 Ret.ExistACI_DSI & SNCR & HRI | 0 | 0 | 0 | 0 | 0 | 0 | 0 | 0
00 Ret.ExistACI_DSI & SNCR & WetFGD | 0 | 0 | 0 | 0 | 0 | 0 | 0 | 0
00 Ret.ExistACI_DSI & SNCR & WetFGD & HRI | 0 | 0 | 0 | 0 | 0 | 0 | 0 | 0
00 Ret.ExistACI_DSI & WetFGD | 0 | 0 | 0 | 0 | 0 | 0 | 0 | 0
00 Ret.ExistACI_DSI & WetFGD & CCS | 0 | 0 | 0 | 0 | 0 | 0 | 0 | 0
00 Ret.ExistACI_DSI & WetFGD & HRI | 0 | 0 | 0 | 0 | 0 | 0 | 0 | 0
00 Ret.ExistACI_DSI & WetFGD & HRI & CCS | 0 | 0 | 0 | 0 | 0 | 0 | 0 | 0
00 Ret.ExistDryFGD & CCS | 0 | 0 | 0 | 0 | 0 | 0 | 0 | 0
00 Ret.ExistDryFGD & HRI | 0 | 0 | 0 | 0 | 0 | 0 | 0 | 0
00 Ret.ExistDryFGD & SCR | 0 | 0 | 0 | 0 | 0 | 0 | 0 | 0
00 Ret.ExistDryFGD & SCR & CCS | 0 | 0 | 0 | 0 | 0 | 0 | 0 | 0
00 Ret.ExistDryFGD & SCR & HRI | 0 | 0 | 0 | 0 | 0 | 0 | 0 | 0
00 Ret.ExistDryFGD & SNCR | 0 | 0 | 0 | 0 | 0 | 0 | 0 | 0
00 Ret.ExistDryFGD & SNCR & CCS | 0 | 0 | 0 | 0 | 0 | 0 | 0 | 0
00 Ret.ExistDryFGD & SNCR & HRI | 0 | 0 | 0 | 0 | 0 | 0 | 0 | 0
00 Ret.ExistDryFGD_ACI & CCS | 0 | 0 | 0 | 82.7837 | 82.7837 | 82.7837 | 82.7837 | 82.7837
00 Ret.ExistDryFGD_ACI & HRI | 0 | 0 | 0 | 0 | 0 | 0 | 0 | 0
00 Ret.ExistDryFGD_ACI & HRI & CCS | 0 | 0 | 0 | 0 | 0 | 0 | 0 | 0
00 Ret.ExistDryFGD_ACI & SCR | 0 | 0 | 0 | 0 | 0 | 0 | 0 | 0
00 Ret.ExistDryFGD_ACI & SCR & CCS | 0 | 0 | 0 | 0 | 0 | 0 | 0 | 0
00 Ret.ExistDryFGD_ACI & SCR & HRI | 0 | 0 | 0 | 0 | 0 | 0 | 0 | 0
00 Ret.ExistDryFGD_ACI & SCR & HRI & CCS | 0 | 0 | 0 | 0 | 0 | 0 | 0 | 0
00 Ret.ExistDryFGD_ACI & SNCR | 0 | 0 | 0 | 0 | 0 | 0 | 0 | 0
00 Ret.ExistDryFGD_ACI & SNCR & CCS | 0 | 0 | 0 | 0 | 0 | 0 | 0 | 0
00 Ret.ExistDryFGD_ACI & SNCR & HRI | 0 | 0 | 0 | 0 | 0 | 0 | 0 | 0
00 Ret.ExistDryFGD_ACI & SNCR & HRI & CCS | 0 | 0 | 0 | 0 | 0 | 0 | 0 | 0
00 Ret.ExistDryFGD_ACI_DSI & SCR | 0 | 0 | 0 | 0 | 0 | 0 | 0 | 0
00 Ret.ExistDryFGD_ACI_DSI & SCR & CCS | 0 | 0 | 0 | 0 | 0 | 0 | 0 | 0
00 Ret.ExistDryFGD_ACI_DSI & SCR & HRI | 0 | 0 | 0 | 0 | 0 | 0 | 0 | 0
00 Ret.ExistDryFGD_ACI_DSI & SCR & HRI & CCS | 0 | 0 | 0 | 0 | 0 | 0 | 0 | 0
00 Ret.ExistDryFGD_DSI & HRI | 0 | 0 | 0 | 0 | 0 | 0 | 0 | 0
00 Ret.ExistDryFGD_SNCR_ACI_DSI & CCS | 0 | 0 | 0 | 0 | 0 | 0 | 0 | 0
00 Ret.ExistDryFGD_SNCR_ACI_DSI & HRI | 0 | 0 | 0 | 0 | 0 | 0 | 0 | 0
00 Ret.ExistDryFGD_SNCR_ACI_DSI & HRI & CCS | 0 | 0 | 0 | 0 | 0 | 0 | 0 | 0
00 Ret.ExistDSI & DryFGD | 0 | 0 | 0 | 0 | 0 | 0 | 0 | 0
00 Ret.ExistDSI & DryFGD & HRI | 0 | 0 | 0 | 0 | 0 | 0 | 0 | 0
00 Ret.ExistDSI & HRI | 0 | 0 | 0 | 0 | 0 | 0 | 0 | 0
00 Ret.ExistDSI & SCR | 0 | 0 | 0 | 0 | 0 | 0 | 0 | 0
00 Ret.ExistDSI & SCR & DryFGD | 0 | 0 | 0 | 0 | 0 | 0 | 0 | 0
00 Ret.ExistDSI & SCR & DryFGD & HRI | 0 | 0 | 0 | 0 | 0 | 0 | 0 | 0
00 Ret.ExistDSI & SCR & HRI | 0 | 0 | 0 | 0 | 0 | 0 | 0 | 0
00 Ret.ExistDSI & SCR & WetFGD | 0 | 0 | 0 | 0 | 0 | 0 | 0 | 0
00 Ret.ExistDSI & SCR & WetFGD & HRI | 0 | 0 | 0 | 0 | 0 | 0 | 0 | 0
00 Ret.ExistDSI & SNCR | 0 | 0 | 0 | 0 | 0 | 0 | 0 | 0
00 Ret.ExistSCR & ACI | 0 | 0 | 0 | 0 | 0 | 0 | 0 | 0
00 Ret.ExistDSI & SNCR & DryFGD | 0 | 0 | 0 | 0 | 0 | 0 | 0 | 0
00 Ret.ExistSCR & ACI & DSI | 0 | 0 | 0 | 0 | 0 | 0 | 0 | 0
00 Ret.ExistSCR & ACI & DSI & DryFGD | 0 | 0 | 0 | 0 | 0 | 0 | 0 | 0
00 Ret.ExistSCR & ACI & DSI & DryFGD & HRI | 0 | 0 | 0 | 0 | 0 | 0 | 0 | 0
00 Ret.ExistDSI & SNCR & DryFGD & HRI | 0 | 0 | 0 | 0 | 0 | 0 | 0 | 0
00 Ret.ExistDSI & SNCR & HRI | 0 | 0 | 0 | 0 | 0 | 0 | 0 | 0
00 Ret.ExistSCR & ACI & DSI & HRI | 0 | 0 | 0 | 0 | 0 | 0 | 0 | 0
00 Ret.ExistDSI & SNCR & WetFGD | 0 | 0 | 0 | 0 | 0 | 0 | 0 | 0
00 Ret.ExistSCR & ACI & DSI & WetFGD | 0 | 0 | 0 | 0 | 0 | 0 | 0 | 0
00 Ret.ExistSCR & ACI & DSI & WetFGD & HRI | 0 | 0 | 0 | 0 | 0 | 0 | 0 | 0
00 Ret.ExistSCR & ACI & HRI | 0 | 0 | 0 | 0 | 0 | 0 | 0 | 0
00 Ret.ExistDSI & SNCR & WetFGD & HRI | 0 | 0 | 0 | 0 | 0 | 0 | 0 | 0
00 Ret.ExistDSI & WetFGD | 0 | 0 | 0 | 0 | 0 | 0 | 0 | 0
00 Ret.ExistDSI & WetFGD & HRI | 0 | 0 | 0 | 0 | 0 | 0 | 0 | 0
00 Ret.ExistDSI_ACI & SNCR & DryFGD & CCS | 0 | 0 | 0 | 0 | 0 | 0 | 0 | 0
00 Ret.ExistDSI_ACI & SNCR & WetFGD & CCS | 0 | 0 | 0 | 0 | 0 | 0 | 0 | 0
00 Ret.ExistSCR_ACI & DryFGD | 0 | 0 | 0 | 0 | 0 | 0 | 0 | 0
00 Ret.ExistSCR & DSI | 0 | 0 | 0 | 0 | 0 | 0 | 0 | 0
00 Ret.ExistSCR_ACI & DryFGD & CCS | 0 | 0 | 0 | 0 | 0 | 0 | 0 | 0
00 Ret.ExistSCR_ACI & DryFGD & HRI | 0 | 0 | 0 | 0 | 0 | 0 | 0 | 0
00 Ret.ExistSCR & DSI & DryFGD | 0 | 0 | 0 | 0 | 0 | 0 | 0 | 0
00 Ret.ExistSCR_ACI & DryFGD & HRI & CCS | 0 | 0 | 0 | 0 | 0 | 0 | 0 | 0
00 Ret.ExistSCR & DSI & DryFGD & HRI | 0 | 0 | 0 | 0 | 0 | 0 | 0 | 0
00 Ret.ExistSCR & DSI & HRI | 0 | 0 | 0 | 0 | 0 | 0 | 0 | 0
00 Ret.ExistSCR_ACI & DSI & HRI | 0 | 0 | 0 | 0 | 0 | 0 | 0 | 0
00 Ret.ExistSCR_ACI & HRI | 0 | 0 | 0 | 0 | 0 | 0 | 0 | 0
00 Ret.ExistSCR_ACI & WetFGD | 0 | 0 | 0 | 0 | 0 | 0 | 0 | 0
00 Ret.ExistSCR & HRI | 0 | 0 | 0 | 0 | 0 | 0 | 0 | 0
00 Ret.ExistSCR_ACI & WetFGD & CCS | 0 | 0 | 0 | 0 | 0 | 0 | 0 | 0
00 Ret.ExistSCR_ACI & WetFGD & HRI | 0 | 0 | 0 | 0 | 0 | 0 | 0 | 0
00 Ret.ExistSCR_ACI & WetFGD & HRI & CCS | 0 | 0 | 0 | 0 | 0 | 0 | 0 | 0
00 Ret.ExistSCR_ACI_DSI & DryFGD | 0 | 0 | 0 | 0 | 0 | 0 | 0 | 0
00 Ret.ExistSCR_ACI_DSI & DryFGD & CCS | 0 | 0 | 0 | 0 | 0 | 0 | 0 | 0
00 Ret.ExistSCR_ACI_DSI & DryFGD & HRI | 0 | 0 | 0 | 0 | 0 | 0 | 0 | 0
00 Ret.ExistSCR_ACI_DSI & DryFGD & HRI & CCS | 0 | 0 | 0 | 0 | 0 | 0 | 0 | 0
00 Ret.ExistSCR_ACI_DSI & HRI | 0 | 0 | 0 | 0 | 0 | 0 | 0 | 0
00 Ret.ExistSCR_ACI_DSI & WetFGD | 0 | 0 | 0 | 0 | 0 | 0 | 0 | 0
00 Ret.ExistSCR_ACI_DSI & WetFGD & CCS | 0 | 0 | 0 | 0 | 0 | 0 | 0 | 0
00 Ret.ExistSCR_ACI_DSI & WetFGD & HRI | 0 | 0 | 0 | 0 | 0 | 0 | 0 | 0
00 Ret.ExistSCR_ACI_DSI & WetFGD & HRI & CCS | 0 | 0 | 0 | 0 | 0 | 0 | 0 | 0
00 Ret.ExistSCR_DryFGD & HRI | 0 | 0 | 0 | 0 | 0 | 0 | 0 | 0
00 Ret.ExistSCR_DryFGD_ACI & CCS | 0 | 0 | 0 | 2.6855 | 2.6855 | 2.6855 | 2.6855 | 2.6855
00 Ret.ExistSCR_DryFGD_ACI & HRI | 0 | 0 | 0 | 0 | 0 | 0 | 0 | 0
00 Ret.ExistSCR_DryFGD_ACI & HRI & CCS | 0 | 0 | 0 | 0 | 0 | 0 | 0 | 0
00 Ret.ExistSCR_DryFGD_ACI_DSI & CCS | 0 | 0 | 0 | 0 | 0 | 0 | 0 | 0
00 Ret.ExistSCR_DryFGD_ACI_DSI & HRI | 0 | 0 | 0 | 0 | 0 | 0 | 0 | 0
00 Ret.ExistSCR_DryFGD_ACI_DSI & HRI & CCS | 0 | 0 | 0 | 0 | 0 | 0 | 0 | 0
00 Ret.ExistSCR_WetFGD & HRI | 0 | 0 | 0 | 0 | 0 | 0 | 0 | 0
00 Ret.ExistSCR_WetFGD & HRI & CCS | 0 | 0 | 0 | 0 | 0 | 0 | 0 | 0
00 Ret.ExistSCR_WetFGD_ACI & CCS | 0 | 0 | 0 | 635.25 | 2082.3506 | 2082.3506 | 2082.3506 | 2082.3506
00 Ret.ExistSCR_WetFGD_ACI & HRI | 0 | 0 | 0 | 0 | 0 | 0 | 0 | 0
00 Ret.ExistSCR_WetFGD_ACI & HRI & CCS | 0 | 0 | 0 | 0 | 0 | 0 | 0 | 0
00 Ret.ExistSCR_WetFGD_ACI_DSI & CCS | 0 | 0 | 0 | 64.7146 | 91.3257 | 91.3257 | 91.3257 | 91.3257
00 Ret.ExistSCR_WetFGD_ACI_DSI & HRI | 0 | 0 | 0 | 0 | 0 | 0 | 0 | 0
00 Ret.ExistSCR_WetFGD_ACI_DSI & HRI & CCS | 0 | 0 | 0 | 0 | 0 | 0 | 0 | 0
00 Ret.ExistSCR_WetFGD_DSI & HRI | 0 | 0 | 0 | 0 | 0 | 0 | 0 | 0
00 Ret.ExistSCR_WetFGD_DSI & HRI & CCS | 0 | 0 | 0 | 0 | 0 | 0 | 0 | 0
00 Ret.ExistSNCR_ACI & DryFGD | 0 | 0 | 0 | 0 | 0 | 0 | 0 | 0
00 Ret.ExistSNCR_ACI & DryFGD & CCS | 0 | 0 | 0 | 0 | 0 | 0 | 0 | 0
00 Ret.ExistSNCR_ACI & DryFGD & HRI | 0 | 0 | 0 | 0 | 0 | 0 | 0 | 0
00 Ret.ExistSNCR_ACI & DryFGD & HRI & CCS | 0 | 0 | 0 | 0 | 0 | 0 | 0 | 0
00 Ret.ExistSNCR_ACI & DSI & HRI | 0 | 0 | 0 | 0 | 0 | 0 | 0 | 0
00 Ret.ExistSNCR_ACI & HRI | 0 | 0 | 0 | 0 | 0 | 0 | 0 | 0
00 Ret.ExistSNCR_ACI & WetFGD | 0 | 0 | 0 | 0 | 0 | 0 | 0 | 0
00 Ret.ExistSNCR_ACI & WetFGD & CCS | 0 | 0 | 0 | 0 | 0 | 0 | 0 | 0
00 Ret.ExistSNCR_ACI & WetFGD & HRI | 0 | 0 | 0 | 0 | 0 | 0 | 0 | 0
00 Ret.ExistSNCR_ACI & WetFGD & HRI & CCS | 0 | 0 | 0 | 0 | 0 | 0 | 0 | 0
00 Ret.ExistSNCR_ACI_DSI & DryFGD | 0 | 0 | 0 | 0 | 0 | 0 | 0 | 0
00 Ret.ExistSNCR_ACI_DSI & DryFGD & CCS | 0 | 0 | 0 | 0 | 0 | 0 | 0 | 0
00 Ret.ExistSNCR_ACI_DSI & DryFGD & HRI | 0 | 0 | 0 | 0 | 0 | 0 | 0 | 0
00 Ret.ExistSNCR_ACI_DSI & DryFGD & HRI & CCS | 0 | 0 | 0 | 0 | 0 | 0 | 0 | 0
00 Ret.ExistSNCR_ACI_DSI & HRI | 0 | 0 | 0 | 0 | 0 | 0 | 0 | 0
00 Ret.ExistSNCR_ACI_DSI & WetFGD | 0 | 0 | 0 | 0 | 0 | 0 | 0 | 0
00 Ret.ExistSNCR_ACI_DSI & WetFGD & CCS | 0 | 0 | 0 | 0 | 0 | 0 | 0 | 0
00 Ret.ExistSNCR_ACI_DSI & WetFGD & HRI | 0 | 0 | 0 | 0 | 0 | 0 | 0 | 0
00 Ret.ExistSNCR_ACI_DSI & WetFGD & HRI & CCS | 0 | 0 | 0 | 0 | 0 | 0 | 0 | 0
00 Ret.ExistSNCR_DryFGD & HRI | 0 | 0 | 0 | 0 | 0 | 0 | 0 | 0
00 Ret.ExistSNCR_DryFGD_ACI & CCS | 0 | 0 | 0 | 260.2501 | 420.3733 | 420.3733 | 420.3733 | 420.3733
00 Ret.ExistSNCR_DryFGD_ACI & HRI | 0 | 0 | 0 | 0 | 0 | 0 | 0 | 0
00 Ret.ExistSNCR_DryFGD_ACI & HRI & CCS | 0 | 0 | 0 | 0 | 0 | 0 | 0 | 0
00 Ret.ExistSNCR_WetFGD & HRI | 0 | 0 | 0 | 0 | 0 | 0 | 0 | 0
00 Ret.ExistSNCR_WetFGD & HRI & CCS | 0 | 0 | 0 | 0 | 0 | 0 | 0 | 0
00 Ret.ExistSNCR_WetFGD_ACI & CCS | 0 | 0 | 0 | 355.7047 | 355.7047 | 355.7047 | 355.7047 | 355.7047
00 Ret.ExistSNCR_WetFGD_ACI & HRI | 0 | 0 | 0 | 0 | 0 | 0 | 0 | 0
00 Ret.ExistSNCR_WetFGD_ACI & HRI & CCS | 0 | 0 | 0 | 0 | 0 | 0 | 0 | 0
00 Ret.ExistSNCR_WetFGD_ACI_DSI & CCS | 0 | 0 | 0 | 0 | 0 | 0 | 0 | 0
00 Ret.ExistSNCR_WetFGD_ACI_DSI & HRI | 0 | 0 | 0 | 0 | 0 | 0 | 0 | 0
00 Ret.ExistSNCR_WetFGD_ACI_DSI & HRI & CCS | 0 | 0 | 0 | 0 | 0 | 0 | 0 | 0
00 Ret.ExistSNCR & DryFGD & HRI | 0 | 0 | 0 | 0 | 0 | 0 | 0 | 0
00 Ret.ExistSNCR & HRI | 0 | 0 | 0 | 0 | 0 | 0 | 0 | 0
00 Ret.ExistWetFGD & CCS | 0 | 0 | 0 | 10.2321 | 10.2321 | 10.2321 | 10.2321 | 10.2321
00 Ret.ExistWetFGD & HRI | 0 | 0 | 0 | 0 | 0 | 0 | 0 | 0
00 Ret.ExistWetFGD & HRI & CCS | 0 | 0 | 0 | 0 | 0 | 0 | 0 | 0
00 Ret.ExistWetFGD & SCR | 0 | 0 | 0 | 188.8816 | 0 | 0 | 0 | 0
00 Ret.ExistWetFGD & SCR & CCS | 0 | 0 | 0 | 0 | 0 | 0 | 0 | 0
00 Ret.ExistWetFGD & SCR & HRI | 0 | 0 | 0 | 0 | 0 | 0 | 0 | 0
00 Ret.ExistWetFGD & SCR & HRI & CCS | 0 | 0 | 0 | 0 | 0 | 0 | 0 | 0
00 Ret.ExistWetFGD & SNCR | 0 | 0 | 0 | 0 | 0 | 0 | 0 | 0
00 Ret.ExistWetFGD & SNCR & CCS | 0 | 0 | 0 | 0 | 0 | 0 | 0 | 0
00 Ret.ExistWetFGD & SNCR & HRI | 0 | 0 | 0 | 0 | 0 | 0 | 0 | 0
00 Ret.ExistWetFGD & SNCR & HRI & CCS | 0 | 0 | 0 | 0 | 0 | 0 | 0 | 0
00 Ret.ExistWetFGD_ACI & CCS | 0 | 0 | 0 | 0 | 0 | 0 | 0 | 0
00 Ret.ExistWetFGD_ACI & HRI | 0 | 0 | 0 | 0 | 0 | 0 | 0 | 0
00 Ret.ExistWetFGD_ACI & HRI & CCS | 0 | 0 | 0 | 0 | 0 | 0 | 0 | 0
00 Ret.ExistWetFGD_ACI & SCR | 205.4481 | 205.4481 | 205.4481 | 115.8413 | 115.8413 | 0 | 0 | 0
00 Ret.ExistWetFGD_ACI & SCR & CCS | 0 | 0 | 0 | 0 | 0 | 0 | 0 | 0
00 Ret.ExistWetFGD_ACI & SCR & HRI | 0 | 0 | 0 | 0 | 0 | 0 | 0 | 0
00 Ret.ExistWetFGD_ACI & SCR & HRI & CCS | 0 | 0 | 0 | 0 | 0 | 0 | 0 | 0
00 Ret.ExistWetFGD_ACI & SNCR | 0 | 0 | 0 | 0 | 0 | 0 | 0 | 0
00 Ret.ExistWetFGD_ACI & SNCR & CCS | 0 | 0 | 0 | 0 | 0 | 0 | 0 | 0
00 Ret.ExistWetFGD_ACI & SNCR & HRI | 0 | 0 | 0 | 0 | 0 | 0 | 0 | 0
00 Ret.ExistWetFGD_ACI & SNCR & HRI & CCS | 0 | 0 | 0 | 0 | 0 | 0 | 0 | 0
00 Ret.ExistWetFGD_ACI_DSI & CCS | 0 | 0 | 0 | 0 | 0 | 0 | 0 | 0
00 Ret.ExistWetFGD_ACI_DSI & HRI | 0 | 0 | 0 | 0 | 0 | 0 | 0 | 0
00 Ret.ExistWetFGD_ACI_DSI & HRI & CCS | 0 | 0 | 0 | 0 | 0 | 0 | 0 | 0
00 Ret.ExistWetFGD_ACI_DSI & SCR | 0 | 0 | 0 | 0 | 0 | 0 | 0 | 0
00 Ret.ExistWetFGD_ACI_DSI & SCR & CCS | 0 | 0 | 0 | 0 | 0 | 0 | 0 | 0
00 Ret.ExistWetFGD_ACI_DSI & SCR & HRI | 0 | 0 | 0 | 0 | 0 | 0 | 0 | 0
00 Ret.ExistWetFGD_ACI_DSI & SCR & HRI & CCS | 0 | 0 | 0 | 0 | 0 | 0 | 0 | 0
00 Ret.ExistWetFGD_ACI_DSI & SNCR | 0 | 0 | 0 | 0 | 0 | 0 | 0 | 0
00 Ret.ExistWetFGD_ACI_DSI & SNCR & CCS | 0 | 0 | 0 | 0 | 0 | 0 | 0 | 0
00 Ret.ExistWetFGD_ACI_DSI & SNCR & HRI | 0 | 0 | 0 | 0 | 0 | 0 | 0 | 0
00 Ret.ExistWetFGD_ACI_DSI & SNCR & HRI & CCS | 0 | 0 | 0 | 0 | 0 | 0 | 0 | 0
00 Ret.ExistWetFGD_DSI & HRI | 0 | 0 | 0 | 0 | 0 | 0 | 0 | 0
00 Ret.ExistWetFGD_DSI & SCR | 0 | 0 | 0 | 0 | 0 | 0 | 0 | 0
00 Ret.ExistSNCR_DSI & DryFGD & HRI | 0 | 0 | 0 | 0 | 0 | 0 | 0 | 0
00 Ret.ExistWetFGD_DSI & SCR & HRI | 0 | 0 | 0 | 0 | 0 | 0 | 0 | 0
00 Ret.ExistSNCR_DSI & HRI | 0 | 0 | 0 | 0 | 0 | 0 | 0 | 0
00 Ret.ExistWetFGD_DSI & SNCR | 0 | 0 | 0 | 0 | 0 | 0 | 0 | 0
00 Ret.ExistWetFGD_DSI & SNCR & HRI | 0 | 0 | 0 | 0 | 0 | 0 | 0 | 0
00 Ret.ExistWetFGD_SCR & CCS | 0 | 0 | 0 | 22.2211 | 30.1988 | 30.1988 | 30.1988 | 30.1988
00 Ret.ExistWetFGD_SCR_DSI & CCS | 0 | 0 | 0 | 0 | 3.512 | 3.512 | 3.512 | 3.512
00 Ret.ExistWetFGD_SNCR & CCS | 0 | 0 | 0 | 0 | 0 | 0 | 0 | 0
00 Ret.HRI | 0 | 0 | 0 | 0 | 0 | 0 | 0 | 0
00 Ret.SCR | 0 | 0 | 0 | 0 | 0 | 0 | 0 | 0
00 Ret.SCR & DryFGD | 0 | 0 | 0 | 0 | 0 | 0 | 0 | 0
00 Ret.SCR & DryFGD & ACI | 0 | 0 | 0 | 0 | 0 | 0 | 0 | 0
00 Ret.SCR & DryFGD & CCS | 0 | 0 | 0 | 0 | 0 | 0 | 0 | 0
00 Ret.SCR & DryFGD & HRI | 0 | 0 | 0 | 0 | 0 | 0 | 0 | 0
00 Ret.SCR & DSI | 0 | 0 | 0 | 0 | 0 | 0 | 0 | 0
00 Ret.SCR & DSI & DryFGD | 0 | 0 | 0 | 0 | 0 | 0 | 0 | 0
00 Ret.SCR & DSI & DryFGD & HRI | 0 | 0 | 0 | 0 | 0 | 0 | 0 | 0
00 Ret.SCR & DSI & HRI | 0 | 0 | 0 | 0 | 0 | 0 | 0 | 0
00 Ret.SCR & DSI & WetFGD | 0 | 0 | 0 | 0 | 0 | 0 | 0 | 0
00 Ret.SCR & DSI & WetFGD & HRI | 0 | 0 | 0 | 0 | 0 | 0 | 0 | 0
00 Ret.SCR & HRI | 0 | 0 | 0 | 0 | 0 | 0 | 0 | 0
00 Ret.SCR & WetFGD | 0 | 0 | 0 | 0 | 0 | 0 | 0 | 0
00 Ret.SCR & WetFGD & ACI | 0 | 0 | 0 | 0 | 0 | 0 | 0 | 0
00 Ret.SCR & WetFGD & CCS | 0 | 0 | 0 | 0 | 0 | 0 | 0 | 0
00 Ret.SCR & WetFGD & HRI | 0 | 0 | 0 | 0 | 0 | 0 | 0 | 0
00 Ret.SNCR | 0 | 0 | 0 | 0 | 0 | 0 | 0 | 0
00 Ret.SNCR & DryFGD | 0 | 0 | 0 | 0 | 0 | 0 | 0 | 0
00 Ret.SNCR & DryFGD & ACI | 0 | 0 | 0 | 0 | 0 | 0 | 0 | 0
00 Ret.SNCR & DryFGD & ACI & HRI | 0 | 0 | 0 | 0 | 0 | 0 | 0 | 0
00 Ret.SNCR & DryFGD & CCS | 0 | 0 | 0 | 0 | 0 | 0 | 0 | 0
00 Ret.SNCR & DryFGD & HRI | 0 | 0 | 0 | 0 | 0 | 0 | 0 | 0
00 Ret.SNCR & DSI | 0 | 0 | 0 | 0 | 0 | 0 | 0 | 0
00 Ret.SNCR & DSI & HRI | 0 | 0 | 0 | 0 | 0 | 0 | 0 | 0
00 Ret.SNCR & HRI | 0 | 0 | 0 | 0 | 0 | 0 | 0 | 0
00 Ret.SNCR & WetFGD | 0 | 0 | 0 | 0 | 0 | 0 | 0 | 0
00 Ret.SNCR & WetFGD & ACI | 0 | 0 | 0 | 0 | 0 | 0 | 0 | 0
00 Ret.SNCR & WetFGD & ACI & HRI | 0 | 0 | 0 | 0 | 0 | 0 | 0 | 0
00 Ret.SNCR & WetFGD & CCS | 0 | 0 | 0 | 0 | 0 | 0 | 0 | 0
00 Ret.SNCR & WetFGD & HRI | 0 | 0 | 0 | 0 | 0 | 0 | 0 | 0
00 Ret.WetFGD | 0 | 0 | 0 | 0 | 0 | 0 | 0 | 0
00 Ret.WetFGD & CCS | 0 | 0 | 0 | 0 | 0 | 0 | 0 | 0
00 Ret.WetFGD & HRI | 0 | 0 | 0 | 0 | 0 | 0 | 0 | 0
00 Ret.FB & HRI | 0 | 0 | 0 | 0 | 0 | 0 | 0 | 0
00 Ret.FB DryFGD | 0 | 0 | 0 | 0 | 0 | 0 | 0 | 0
00 Ret.FB DryFGD & HRI | 0 | 0 | 0 | 0 | 0 | 0 | 0 | 0
00 Ret.FB DryFGD & SNCR | 0 | 0 | 0 | 0 | 0 | 0 | 0 | 0
00 Ret.FB-Exist ACI & DryFGD & HRI | 0 | 0 | 0 | 0 | 0 | 0 | 0 | 0
00 Ret.FB-Exist ACI_DSI & DryFGD & SNCR | 0 | 0 | 0 | 0 | 0 | 0 | 0 | 0
00 Ret.FB-Exist ACI_DSI & SNCR | 0 | 0 | 0 | 0 | 0 | 0 | 0 | 0
00 Ret.FB-ExistACI & HRI | 0 | 0 | 0 | 0 | 0 | 0 | 0 | 0
00 Ret.FB-ExistACI_DSI & DryFGD | 0 | 0 | 0 | 0 | 0 | 0 | 0 | 0
00 Ret.FB-ExistACI_DSI & DryFGD & HRI | 0 | 0 | 0 | 0 | 0 | 0 | 0 | 0
00 Ret.FB-ExistACI_DSI & DryFGD & SNCR | 0 | 0 | 0 | 0 | 0 | 0 | 0 | 0
00 Ret.FB-ExistACI_DSI & DryFGD & SNCR & HRI | 0 | 0 | 0 | 0 | 0 | 0 | 0 | 0
00 Ret.FB-ExistACI_DSI & HRI | 0 | 0 | 0 | 0 | 0 | 0 | 0 | 0
00 Ret.FB-ExistACI_DSI & SNCR & HRI | 0 | 0 | 0 | 0 | 0 | 0 | 0 | 0
00 Ret.FB-ExistDryFGD & HRI | 0 | 0 | 0 | 0 | 0 | 0 | 0 | 0
00 Ret.FB-ExistDryFGD_ACI & HRI | 0 | 0 | 0 | 0 | 0 | 0 | 0 | 0
00 Ret.FB-ExistDryFGD_ACI & HRI & CCS | 0 | 0 | 0 | 0 | 0 | 0 | 0 | 0
00 Ret.FB-ExistDryFGD_ACI & SNCR | 0 | 0 | 0 | 0 | 0 | 0 | 0 | 0
00 Ret.FB-ExistDryFGD_ACI & SNCR & HRI | 0 | 0 | 0 | 0 | 0 | 0 | 0 | 0
00 Ret.FB-ExistDryFGD_DSI & HRI | 0 | 0 | 0 | 0 | 0 | 0 | 0 | 0
00 Ret.FB-ExistDryFGD_DSI & SNCR | 0 | 0 | 0 | 0 | 0 | 0 | 0 | 0
00 Ret.FB-ExistDryFGD_DSI & SNCR & HRI | 0 | 0 | 0 | 0 | 0 | 0 | 0 | 0
00 Ret.FB-ExistDryFGD_SNCR & HRI | 0 | 0 | 0 | 0 | 0 | 0 | 0 | 0
00 Ret.FB-ExistDryFGD_SNCR_ACI & HRI | 0 | 0 | 0 | 0 | 0 | 0 | 0 | 0
00 Ret.FB-ExistDryFGD_SNCR_ACI & HRI & CCS | 0 | 0 | 0 | 0 | 0 | 0 | 0 | 0
00 Ret.FB-ExistDryFGD_SNCR_ACI_DSI & HRI | 0 | 0 | 0 | 0 | 0 | 0 | 0 | 0
00 Ret.FB-ExistDryFGD_SNCR_ACI_DSI & HRI & CCS | 0 | 0 | 0 | 0 | 0 | 0 | 0 | 0
00 Ret.FB-ExistWetFGD_SNCR_ACI & HRI | 0 | 0 | 0 | 0 | 0 | 0 | 0 | 0
00 Ret.FB-ExistWetFGD_SNCR_ACI & HRI & CCS | 0 | 0 | 0 | 0 | 0 | 0 | 0 | 0
00 Ret.FB-ExistDryFGD_SNCR_DSI & HRI | 0 | 0 | 0 | 0 | 0 | 0 | 0 | 0
00 Ret.FB-ExistDSI & DryFGD | 0 | 0 | 0 | 0 | 0 | 0 | 0 | 0
00 Ret.FB-ExistDSI & DryFGD & HRI | 0 | 0 | 0 | 0 | 0 | 0 | 0 | 0
00 Ret.FB-ExistDSI & DryFGD & SNCR | 0 | 0 | 0 | 0 | 0 | 0 | 0 | 0
00 Ret.FB-ExistDSI & DryFGD & SNCR & HRI | 0 | 0 | 0 | 0 | 0 | 0 | 0 | 0
00 Ret.FB-ExistDSI & HRI | 0 | 0 | 0 | 0 | 0 | 0 | 0 | 0
00 Ret.FB-ExistDSI & SNCR | 0 | 0 | 0 | 0 | 0 | 0 | 0 | 0
00 Ret.FB-ExistDSI & SNCR & HRI | 0 | 0 | 0 | 0 | 0 | 0 | 0 | 0
00 Ret.FB-ExistSNCR & DryFGD | 0 | 0 | 0 | 0 | 0 | 0 | 0 | 0
00 Ret.FB-ExistSNCR & DryFGD & HRI | 0 | 0 | 0 | 0 | 0 | 0 | 0 | 0
00 Ret.FB-ExistSNCR & HRI | 0 | 0 | 0 | 0 | 0 | 0 | 0 | 0
00 Ret.FB-ExistSNCR_ACI & HRI | 0 | 0 | 0 | 0 | 0 | 0 | 0 | 0
00 Ret.FB-ExistSNCR_ACI_DSI & DryFGD | 0 | 0 | 0 | 0 | 0 | 0 | 0 | 0
00 Ret.FB-ExistSNCR_ACI_DSI & DryFGD & HRI | 0 | 0 | 0 | 0 | 0 | 0 | 0 | 0
00 Ret.FB-ExistSNCR_ACI_DSI & HRI | 0 | 0 | 0 | 0 | 0 | 0 | 0 | 0
00 Ret.FB-ExistSNCR_DryFGD & HRI | 0 | 0 | 0 | 0 | 0 | 0 | 0 | 0
00 Ret.FB-ExistSNCR_DryFGD_ACI & HRI | 0 | 0 | 0 | 0 | 0 | 0 | 0 | 0
00 Ret.FB-ExistSNCR_DryFGD_ACI & HRI & CCS | 0 | 0 | 0 | 0 | 0 | 0 | 0 | 0
00 Ret.FB-ExistSNCR_DSI & DryFGD | 0 | 0 | 0 | 0 | 0 | 0 | 0 | 0
00 Ret.FB-ExistSNCR_DSI & DryFGD & HRI | 0 | 0 | 0 | 0 | 0 | 0 | 0 | 0
00 Ret.FB-ExistSNCR_DSI & HRI | 0 | 0 | 0 | 0 | 0 | 0 | 0 | 0
00 Ret.FB-ExistSNCR_WetFGD & HRI | 0 | 0 | 0 | 0 | 0 | 0 | 0 | 0
00 Ret.FB-ExistSNCR_WetFGD & HRI & CCS | 0 | 0 | 0 | 0 | 0 | 0 | 0 | 0
00 Ret.FB-ExistWetFGD_DSI & HRI | 0 | 0 | 0 | 0 | 0 | 0 | 0 | 0
00 Ret.FB-ExistWetFGD_DSI & SNCR | 0 | 0 | 0 | 0 | 0 | 0 | 0 | 0
00 Ret.FB-ExistWetFGD_DSI & SNCR & HRI | 0 | 0 | 0 | 0 | 0 | 0 | 0 | 0
00 Ret.FB-SNCR | 0 | 0 | 0 | 0 | 0 | 0 | 0 | 0
00 Ret.Oil/Gas Steam SCR | 0 | 0 | 0 | 0 | 0 | 0 | 0 | 0
00 CC Retirement | 808 | 8755.0756 | 9597.0348 | 9597.0348 | 10694.2988 | 10694.2988 | 14264.4988 | 23230.8988
00 CT Retirement | 2561.3 | 4820.553 | 5092.827 | 5860.4775 | 6379.3473 | 6810.153 | 17350.953 | 22188.2104
00 O/G Retirement | 3075 | 18209.1868 | 19091.1868 | 19317.1868 | 20928.583 | 23103.8487 | 26292.8487 | 32216.2879
00 Coal Retirement | 12338.7 | 57775.9809 | 71172.7946 | 105639.4706 | 129672.2403 | 142815.636 | 147969.188 | 163185.4982
00 IGCC Retirement | 0 | 220 | 815 | 815 | 815 | 815 | 815 | 815
00 Nuke Retirement | 0 | 3480 | 3480 | 6181.8 | 13351.7 | 18024.8 | 32220.6 | 51678.1
00 Biomass Retirement | 40.9 | 3310.6 | 3310.6 | 3310.6 | 3310.6 | 3310.6 | 3310.6 | 3310.6
00 Fossil_Other Retirement | 0 | 0 | 0 | 0 | 0 | 0 | 0 | 0
00 Fuel Cell Retirement | 3 | 3 | 3 | 3 | 3 | 3 | 3 | 3
00 Geothermal Retirement | 18.3 | 18.3 | 18.3 | 18.3 | 26.9 | 26.9 | 26.9 | 56.4
00 Hydro Retirement | 5.5 | 10.7 | 10.7 | 10.7 | 10.7 | 10.7 | 10.7 | 10.7
00 Landfill Gas Retirement | 114.6 | 123.1 | 123.1 | 123.1 | 123.1 | 123.1 | 123.1 | 250.9
00 Non Fossil_Other Retirement | 97 | 239.8 | 239.8 | 239.8 | 239.8 | 239.8 | 239.8 | 239.8
Total | 1230419.9302 | 1288425.7114 | 1333057.2205 | 1427885.0151 | 1684800.9126 | 1865993.4109 | 2103555.6608 | 2412790.6295
11. Capacity Additions and Changes by Capacity Reporting Type [MW]
00 New Combined Cycle | 14435.283 | 11278.7699 | 9403.2573 | 2992.0216 | 2363.4632 | 6954.6015 | 5674.1145 | 8445.8739
00 New Combined Cycle with Carbon Capture | 0 | 0 | 0 | 0 | 701.2185 | 0 | 0 | 0
00 New Combustion Turbine | 3710.55 | 394.8 | 6680.4121 | 215.3716 | 9741.1028 | 39810.1348 | 81254.4848 | 110291.0954
00 New Hydro | 0.99 | 0.01 | 0 | 1483.5 | 4312.5 | 2468.8386 | 0 | 0
00 New Nuclear | 0 | 0 | 0 | 0 | 0 | 0 | 0 | 0
00 New Biomass | 56.9 | 0 | 0 | 0 | 0 | 0 | 0 | 0
00 New Geothermal | 87.3 | 289.23 | 0 | 52.65 | 0 | 0 | 0 | 0
00 New Landfill Gas | 798.1247 | 410.55 | 615.825 | 0 | 0 | 0 | 0 | 0
00 New Battery Storage | 13389.7 | 4209.3108 | 207.1991 | 14700.2551 | 22424.3361 | 8544.1202 | 14207.283 | 9521.4433
00 New Offshore Wind | 1130 | 1150 | 1600 | 2800 | 21300.015 | 8927.6599 | 5955.0441 | 11002.3379
00 New Onshore Wind | 33167.1186 | 26886.7546 | 3979.4124 | 33427.4831 | 96738.1054 | 48654.1485 | 46509.5334 | 68933.5452
00 New Solar PV | 45130.4 | 9727.7203 | 11555.1963 | 32930.733 | 83384.1375 | 49754.425 | 67519.5932 | 83535.0166
00 New Solar Thermal | 0 | 0 | 0 | 0 | 1070.2661 | 0 | 0 | 0
00 New Fuel Cell | 109.1 | 0 | 0 | 0 | 0 | 0 | 0 | 0
00 New Ultrasupercritical Coal without CCS | 0 | 0 | 0 | 0 | 0 | 0 | 0 | 0
00 New Ultrasupercritical Coal with 30% CCS | 0 | 0 | 0 | 0 | 0 | 0 | 0 | 0
00 New Ultrasupercritical Coal with 90% CCS | 0 | 0 | 0 | 0 | 0 | 0 | 0 | 0
00 Exist & New Distributed Solar PV | 0 | 0 | 0 | 0 | 0 | 0 | 0 | 0
00 Exist Combined Cycle | 0 | 0 | 0 | 0 | 0 | 0 | 0 | 0
00 Exist Combustion Turbine | 0 | 0 | 0 | 0 | 0 | 0 | 0 | 0
00 Exist Coal Steam_Uncontrolled | 0 | 0 | 0 | 0 | 0 | 0 | 0 | 0
00 Exist Coal Steam_ACI | 0 | 0 | 0 | 0 | 0 | 0 | 0 | 0
00 Exist Coal Steam_ACI_DSI | 0 | 0 | 0 | 0 | 0 | 0 | 0 | 0
00 Exist Coal Steam_DryFGD | 0 | 0 | 0 | 0 | 0 | 0 | 0 | 0
00 Exist Coal Steam_DryFGD_ACI | 0 | 0 | 0 | 0 | 0 | 0 | 0 | 0
00 Exist Coal Steam_DryFGD_DSI | 0 | 0 | 0 | 0 | 0 | 0 | 0 | 0
00 Exist Coal Steam_DryFGD_SCR | 0 | 0 | 0 | 0 | 0 | 0 | 0 | 0
00 Exist Coal Steam_DryFGD_SCR_ACI | 0 | 0 | 0 | 0 | 0 | 0 | 0 | 0
00 Exist Coal Steam_DryFGD_SCR_DSI | 0 | 0 | 0 | 0 | 0 | 0 | 0 | 0
00 Exist Coal Steam_DryFGD_SCR_ACI_DSI | 0 | 0 | 0 | 0 | 0 | 0 | 0 | 0
00 Exist Coal Steam_DryFGD_SNCR_ACI | 0 | 0 | 0 | 0 | 0 | 0 | 0 | 0
00 Exist Coal Steam_DryFGD_SNCR_ACI_DSI | 0 | 0 | 0 | 0 | 0 | 0 | 0 | 0
00 Exist Coal Steam_DSI | 0 | 0 | 0 | 0 | 0 | 0 | 0 | 0
00 Exist Coal Steam_SCR_ACI | 0 | 0 | 0 | 0 | 0 | 0 | 0 | 0
00 Exist Coal Steam_SCR_ACI_DSI | 0 | 0 | 0 | 0 | 0 | 0 | 0 | 0
00 Exist Coal Steam_SNCR | 0 | 0 | 0 | 0 | 0 | 0 | 0 | 0
00 Exist Coal Steam_SCR | 0 | 0 | 0 | 0 | 0 | 0 | 0 | 0
00 Exist Coal Steam_SNCR_ACI | 0 | 0 | 0 | 0 | 0 | 0 | 0 | 0
00 Exist Coal Steam_SNCR_ACI_DSI | 0 | 0 | 0 | 0 | 0 | 0 | 0 | 0
00 Exist Coal Steam_WetFGD | 0 | 0 | 0 | 0 | 0 | 0 | 0 | 0
00 Exist Coal Steam_WetFGD_ACI | 0 | 0 | 0 | 0 | 0 | 0 | 0 | 0
00 Exist Coal Steam_WetFGD_ACI_DSI | 0 | 0 | 0 | 0 | 0 | 0 | 0 | 0
00 Exist Coal Steam_WetFGD_DSI | 0 | 0 | 0 | 0 | 0 | 0 | 0 | 0
00 Exist Coal Steam_WetFGD_SCR | 0 | 0 | 0 | 0 | 0 | 0 | 0 | 0
00 Exist Coal Steam_WetFGD_SCR_DSI | 0 | 0 | 0 | 0 | 0 | 0 | 0 | 0
00 Exist Coal Steam_WetFGD_SCR_ACI | 0 | 0 | 0 | 0 | 0 | 0 | 0 | 0
00 Exist Coal Steam_WetFGD_SCR_ACI_DSI | 0 | 0 | 0 | 0 | 0 | 0 | 0 | 0
00 Exist Coal Steam_WetFGD_SNCR | 0 | 0 | 0 | 0 | 0 | 0 | 0 | 0
00 Exist Coal Steam_WetFGD_SNCR_ACI | 0 | 0 | 0 | 0 | 0 | 0 | 0 | 0
00 Exist Coal Steam_WetFGD_SNCR_ACI_DSI | 0 | 0 | 0 | 0 | 0 | 0 | 0 | 0
00 Exist FBC_ACI_DSI | 0 | 0 | 0 | 0 | 0 | 0 | 0 | 0
00 Exist FBC_DryFGD_ACI | 0 | 0 | 0 | 0 | 0 | 0 | 0 | 0
00 Exist FBC_DryFGD_DSI | 0 | 0 | 0 | 0 | 0 | 0 | 0 | 0
00 Exist FBC_DryFGD_SNCR | 0 | 0 | 0 | 0 | 0 | 0 | 0 | 0
00 Exist FBC_DryFGD_SNCR_ACI | 0 | 0 | 0 | 0 | 0 | 0 | 0 | 0
00 Exist FBC_DryFGD_SNCR_ACI_DSI | 0 | 0 | 0 | 0 | 0 | 0 | 0 | 0
00 Exist FBC_DryFGD_SNCR_DSI | 0 | 0 | 0 | 0 | 0 | 0 | 0 | 0
00 Exist FBC_DSI | 0 | 0 | 0 | 0 | 0 | 0 | 0 | 0
00 Exist FBC_SCR | 0 | 0 | 0 | 0 | 0 | 0 | 0 | 0
00 Exist FBC_SNCR | 0 | 0 | 0 | 0 | 0 | 0 | 0 | 0
00 Exist FBC_SNCR_ACI | 0 | 0 | 0 | 0 | 0 | 0 | 0 | 0
00 Exist FBC_SNCR_ACI_DSI | 0 | 0 | 0 | 0 | 0 | 0 | 0 | 0
00 Exist FBC_SNCR_DSI | 0 | 0 | 0 | 0 | 0 | 0 | 0 | 0
00 Exist FBC_Uncontrolled | 0 | 0 | 0 | 0 | 0 | 0 | 0 | 0
00 Exist FBC_WetFGD_DSI | 0 | 0 | 0 | 0 | 0 | 0 | 0 | 0
00 Exist IGCC | 0 | 0 | 0 | 0 | 0 | 0 | 0 | 0
00 Exist Fossil_Other | 0 | 0 | 0 | 0 | 0 | 0 | 0 | 0
00 Exist Fuel Cell | 0 | 0 | 0 | 0 | 0 | 0 | 0 | 0
00 Exist Hydro | 0 | 0 | 0 | 0 | 0 | 0 | 0 | 0
00 Exist Non Fossil_Other | 0 | 0 | 0 | 0 | 0 | 0 | 0 | 0
00 Exist Nuclear | 0 | 0 | 0 | 0 | 0 | 0 | 0 | 0
00 Exist Oil/Gas Steam | 0 | 0 | 0 | 0 | 0 | 0 | 0 | 0
00 Exist Oil/Gas Steam_SCR | 0 | 0 | 0 | 0 | 0 | 0 | 0 | 0
00 Exist Oil/Gas Steam_SNCR | 0 | 0 | 0 | 0 | 0 | 0 | 0 | 0
00 Exist Biomass | 0 | 0 | 0 | 0 | 0 | 0 | 0 | 0
00 Exist Landfill Gas | 0 | 0 | 0 | 0 | 0 | 0 | 0 | 0
00 Exist Geothermal | 0 | 0 | 0 | 0 | 0 | 0 | 0 | 0
00 Exist Pump Storage | 0 | 0 | 0 | 0 | 0 | 0 | 0 | 0
00 Exist Energy Storage | 0 | 0 | 0 | 0 | 0 | 0 | 0 | 0
00 Exist Solar PV | 0 | 0 | 0 | 0 | 0 | 0 | 0 | 0
00 Exist Solar Thermal | 0 | 0 | 0 | 0 | 0 | 0 | 0 | 0
00 Exist Offshore Wind | 0 | 0 | 0 | 0 | 0 | 0 | 0 | 0
00 Exist Onshore Wind | 0 | 0 | 0 | 0 | 0 | 0 | 0 | 0
00 International Imports | 0 | 0 | 0 | 0 | 0 | 0 | 0 | 0
00 Ret.ACI | 0 | 0 | 0 | 0 | 0 | 0 | 0 | 0
00 Ret.ACI & DryFGD | 0 | 0 | 0 | 0 | 0 | 0 | 0 | 0
00 Ret.ACI & DryFGD & HRI | 0 | 0 | 0 | 0 | 0 | 0 | 0 | 0
00 Ret.ACI & DSI | 0 | 0 | 0 | 0 | 0 | 0 | 0 | 0
00 Ret.ACI & DSI & DryFGD | 0 | 0 | 0 | 0 | 0 | 0 | 0 | 0
00 Ret.ACI & DSI & DryFGD & HRI | 0 | 0 | 0 | 0 | 0 | 0 | 0 | 0
00 Ret.ACI & DSI & HRI | 0 | 0 | 0 | 0 | 0 | 0 | 0 | 0
00 Ret.ACI & DSI & WetFGD & HRI | 0 | 0 | 0 | 0 | 0 | 0 | 0 | 0
00 Ret.ACI & HRI | 0 | 0 | 0 | 0 | 0 | 0 | 0 | 0
00 Ret.ACI & SCR | 0 | 0 | 0 | 0 | 0 | 0 | 0 | 0
00 Ret.ACI & SCR & DryFGD & HRI | 0 | 0 | 0 | 0 | 0 | 0 | 0 | 0
00 Ret.ACI & SCR & DSI | 0 | 0 | 0 | 0 | 0 | 0 | 0 | 0
00 Ret.ACI & SCR & DSI & DryFGD | 0 | 0 | 0 | 0 | 0 | 0 | 0 | 0
00 Ret.ACI & SCR & DSI & DryFGD & HRI | 0 | 0 | 0 | 0 | 0 | 0 | 0 | 0
00 Ret.ACI & SCR & DSI & HRI | 0 | 0 | 0 | 0 | 0 | 0 | 0 | 0
00 Ret.ACI & SCR & DSI & WetFGD | 0 | 0 | 0 | 0 | 0 | 0 | 0 | 0
00 Ret.ACI & SCR & DSI & WetFGD & HRI | 0 | 0 | 0 | 0 | 0 | 0 | 0 | 0
00 Ret.ACI & SCR & HRI | 0 | 0 | 0 | 0 | 0 | 0 | 0 | 0
00 Ret.ACI & SCR & WetFGD & HRI | 0 | 0 | 0 | 0 | 0 | 0 | 0 | 0
00 Ret.ACI & SNCR | 0 | 0 | 0 | 0 | 0 | 0 | 0 | 0
00 Ret.ACI & SNCR & DSI | 0 | 0 | 0 | 0 | 0 | 0 | 0 | 0
00 Ret.ACI & SNCR & DSI & DryFGD | 0 | 0 | 0 | 0 | 0 | 0 | 0 | 0
00 Ret.ACI & SNCR & DSI & DryFGD & HRI | 0 | 0 | 0 | 0 | 0 | 0 | 0 | 0
00 Ret.ACI & SNCR & DSI & HRI | 0 | 0 | 0 | 0 | 0 | 0 | 0 | 0
00 Ret.ACI & SNCR & DSI & WetFGD | 0 | 0 | 0 | 0 | 0 | 0 | 0 | 0
00 Ret.ACI & SNCR & DSI & WetFGD & HRI | 0 | 0 | 0 | 0 | 0 | 0 | 0 | 0
00 Ret.ACI & SNCR & HRI | 0 | 0 | 0 | 0 | 0 | 0 | 0 | 0
00 Ret.ACI & WetFGD | 0 | 0 | 0 | 0 | 0 | 0 | 0 | 0
00 Ret.ACI & WetFGD & DSI | 0 | 0 | 0 | 0 | 0 | 0 | 0 | 0
00 Ret.ACI & WetFGD & HRI | 0 | 0 | 0 | 0 | 0 | 0 | 0 | 0
00 Ret.C2G | 5743.0525 | 3494.4 | 3486.8572 | 2410 | 1846 | 0 | 0 | 0
00 Ret.C2G & SCR | 0 | 0 | 0 | 2410 | 0 | 0 | 0 | 0
00 Ret.CCG | 0 | 0 | 0 | 2334.0078 | 0 | 0 | 0 | 0
00 Ret.DryFGD | 0 | 0 | 0 | 0 | 0 | 0 | 0 | 0
00 Ret.DryFGD & CCS | 0 | 0 | 0 | 0 | 0 | 0 | 0 | 0
00 Ret.DryFGD & HRI | 0 | 0 | 0 | 0 | 0 | 0 | 0 | 0
00 Ret.DSI | 0 | 0 | 0 | 0 | 0 | 0 | 0 | 0
00 Ret.DSI & DryFGD | 0 | 0 | 0 | 0 | 0 | 0 | 0 | 0
00 Ret.DSI & DryFGD & HRI | 0 | 0 | 0 | 0 | 0 | 0 | 0 | 0
00 Ret.DSI & HRI | 0 | 0 | 0 | 0 | 0 | 0 | 0 | 0
00 Ret.ExistACI & DryFGD | 0 | 0 | 0 | 0 | 0 | 0 | 0 | 0
00 Ret.ExistACI & DryFGD & CCS | 0 | 0 | 0 | 0 | 0 | 0 | 0 | 0
00 Ret.ExistACI & DryFGD & HRI | 0 | 0 | 0 | 0 | 0 | 0 | 0 | 0
00 Ret.ExistACI & DryFGD & HRI & CCS | 0 | 0 | 0 | 0 | 0 | 0 | 0 | 0
00 Ret.ExistACI & DSI | 0 | 0 | 0 | 0 | 0 | 0 | 0 | 0
00 Ret.ExistACI & DSI & DryFGD | 0 | 0 | 0 | 0 | 0 | 0 | 0 | 0
00 Ret.ExistACI & DSI & DryFGD & HRI | 0 | 0 | 0 | 0 | 0 | 0 | 0 | 0
00 Ret.ExistACI & DSI & HRI | 0 | 0 | 0 | 0 | 0 | 0 | 0 | 0
00 Ret.ExistACI & HRI | 0 | 0 | 0 | 0 | 0 | 0 | 0 | 0
00 Ret.ExistACI & HRI & WetFGD | 0 | 0 | 0 | 0 | 0 | 0 | 0 | 0
00 Ret.ExistACI & SCR | 0 | 0 | 0 | 0 | 0 | 0 | 0 | 0
00 Ret.ExistACI & SCR & DryFGD | 0 | 0 | 0 | 3.9199 | 0 | 0 | 0 | 0
00 Ret.ExistACI & SCR & DryFGD & CCS | 0 | 0 | 0 | 2.8167 | 0 | 0 | 0 | 0
00 Ret.ExistACI & SCR & DryFGD & HRI | 0 | 0 | 0 | 0 | 0 | 0 | 0 | 0
00 Ret.ExistACI & SCR & DryFGD & HRI & CCS | 0 | 0 | 0 | 0 | 0 | 0 | 0 | 0
00 Ret.ExistACI & SCR & DSI | 0 | 0 | 0 | 0 | 0 | 0 | 0 | 0
00 Ret.ExistACI & SCR & DSI & DryFGD | 0 | 0 | 0 | 0 | 0 | 0 | 0 | 0
00 Ret.ExistACI & SCR & DSI & DryFGD & HRI | 0 | 0 | 0 | 0 | 0 | 0 | 0 | 0
00 Ret.ExistACI & SCR & DSI & HRI | 0 | 0 | 0 | 0 | 0 | 0 | 0 | 0
00 Ret.ExistACI & SCR & HRI | 0 | 0 | 0 | 0 | 0 | 0 | 0 | 0
00 Ret.ExistACI & SCR & WetFGD | 0 | 0 | 0 | 0 | 0 | 0 | 0 | 0
00 Ret.ExistACI & SCR & WetFGD & CCS | 0 | 0 | 0 | 0 | 0 | 0 | 0 | 0
00 Ret.ExistACI & SCR & WetFGD & HRI | 0 | 0 | 0 | 0 | 0 | 0 | 0 | 0
00 Ret.ExistACI & SCR & WetFGD & HRI & CCS | 0 | 0 | 0 | 0 | 0 | 0 | 0 | 0
00 Ret.ExistACI & SNCR | 0 | 0 | 0 | 0 | 0 | 0 | 0 | 0
00 Ret.ExistACI & SNCR & DryFGD | 0 | 0 | 0 | 0 | 0 | 0 | 0 | 0
00 Ret.ExistACI & SNCR & DryFGD & CCS | 0 | 0 | 0 | 0 | 0 | 0 | 0 | 0
00 Ret.ExistACI & SNCR & DryFGD & HRI | 0 | 0 | 0 | 0 | 0 | 0 | 0 | 0
00 Ret.ExistACI & SNCR & DryFGD & HRI & CCS | 0 | 0 | 0 | 0 | 0 | 0 | 0 | 0
00 Ret.ExistACI & SNCR & DSI | 0 | 0 | 0 | 0 | 0 | 0 | 0 | 0
00 Ret.ExistACI & SNCR & DSI & HRI | 0 | 0 | 0 | 0 | 0 | 0 | 0 | 0
00 Ret.ExistACI & SNCR & HRI | 0 | 0 | 0 | 0 | 0 | 0 | 0 | 0
00 Ret.ExistACI & SNCR & WetFGD | 0 | 0 | 0 | 0 | 0 | 0 | 0 | 0
00 Ret.ExistACI & SNCR & WetFGD & CCS | 0 | 0 | 0 | 0 | 0 | 0 | 0 | 0
00 Ret.ExistACI & SNCR & WetFGD & HRI | 0 | 0 | 0 | 0 | 0 | 0 | 0 | 0
00 Ret.ExistACI & SNCR & WetFGD & HRI & CCS | 0 | 0 | 0 | 0 | 0 | 0 | 0 | 0
00 Ret.ExistACI & WetFGD | 0 | 0 | 0 | 0 | 0 | 0 | 0 | 0
00 Ret.ExistACI & WetFGD & CCS | 0 | 0 | 0 | 0 | 0 | 0 | 0 | 0
00 Ret.ExistACI & WetFGD & HRI & CCS | 0 | 0 | 0 | 0 | 0 | 0 | 0 | 0
00 Ret.ExistACI_DSI & DryFGD | 0 | 0 | 0 | 0 | 0 | 0 | 0 | 0
00 Ret.ExistACI_DSI & DryFGD & CCS | 0 | 0 | 0 | 0 | 0 | 0 | 0 | 0
00 Ret.ExistACI_DSI & DryFGD & HRI | 0 | 0 | 0 | 0 | 0 | 0 | 0 | 0
00 Ret.ExistACI_DSI & DryFGD & HRI & CCS | 0 | 0 | 0 | 0 | 0 | 0 | 0 | 0
00 Ret.ExistACI_DSI & HRI | 0 | 0 | 0 | 0 | 0 | 0 | 0 | 0
00 Ret.ExistACI_DSI & SCR | 0 | 0 | 0 | 0 | 0 | 0 | 0 | 0
00 Ret.ExistACI_DSI & SCR & DryFGD | 0 | 0 | 0 | 0 | 0 | 0 | 0 | 0
00 Ret.ExistACI_DSI & SCR & DryFGD & CCS | 0 | 0 | 0 | 0 | 0 | 0 | 0 | 0
00 Ret.ExistACI_DSI & SCR & DryFGD & HRI | 0 | 0 | 0 | 0 | 0 | 0 | 0 | 0
00 Ret.ExistACI_DSI & SCR & DryFGD & HRI & CCS | 0 | 0 | 0 | 0 | 0 | 0 | 0 | 0
00 Ret.ExistACI_DSI & SCR & HRI | 0 | 0 | 0 | 0 | 0 | 0 | 0 | 0
00 Ret.ExistACI_DSI & SCR & WetFGD | 0 | 0 | 0 | 0 | 0 | 0 | 0 | 0
00 Ret.ExistACI_DSI & SCR & WetFGD & CCS | 0 | 0 | 0 | 0 | 0 | 0 | 0 | 0
00 Ret.ExistACI_DSI & SCR & WetFGD & HRI | 0 | 0 | 0 | 0 | 0 | 0 | 0 | 0
00 Ret.ExistACI_DSI & SCR & WetFGD & HRI & CCS | 0 | 0 | 0 | 0 | 0 | 0 | 0 | 0
00 Ret.ExistACI_DSI & SNCR | 0 | 0 | 0 | 0 | 0 | 0 | 0 | 0
00 Ret.ExistACI_DSI & SNCR & DryFGD | 0 | 0 | 0 | 0 | 0 | 0 | 0 | 0
00 Ret.ExistACI_DSI & SNCR & DryFGD & HRI & CCS | 0 | 0 | 0 | 0 | 0 | 0 | 0 | 0
00 Ret.ExistACI_DSI & SNCR & DryFGD & HRI | 0 | 0 | 0 | 0 | 0 | 0 | 0 | 0
00 Ret.ExistACI_DSI & SNCR & WetFGD & HRI & CCS | 0 | 0 | 0 | 0 | 0 | 0 | 0 | 0
00 Ret.ExistACI_DSI & SNCR & HRI | 0 | 0 | 0 | 0 | 0 | 0 | 0 | 0
00 Ret.ExistACI_DSI & SNCR & WetFGD | 0 | 0 | 0 | 0 | 0 | 0 | 0 | 0
00 Ret.ExistACI_DSI & SNCR & WetFGD & HRI | 0 | 0 | 0 | 0 | 0 | 0 | 0 | 0
00 Ret.ExistACI_DSI & WetFGD | 0 | 0 | 0 | 0 | 0 | 0 | 0 | 0
00 Ret.ExistACI_DSI & WetFGD & CCS | 0 | 0 | 0 | 0 | 0 | 0 | 0 | 0
00 Ret.ExistACI_DSI & WetFGD & HRI | 0 | 0 | 0 | 0 | 0 | 0 | 0 | 0
00 Ret.ExistACI_DSI & WetFGD & HRI & CCS | 0 | 0 | 0 | 0 | 0 | 0 | 0 | 0
00 Ret.ExistDryFGD & CCS | 0 | 0 | 0 | 0 | 0 | 0 | 0 | 0
00 Ret.ExistDryFGD & HRI | 0 | 0 | 0 | 0 | 0 | 0 | 0 | 0
00 Ret.ExistDryFGD & SCR | 0 | 0 | 0 | 0 | 0 | 0 | 0 | 0
00 Ret.ExistDryFGD & SCR & CCS | 0 | 0 | 0 | 0 | 0 | 0 | 0 | 0
00 Ret.ExistDryFGD & SCR & HRI | 0 | 0 | 0 | 0 | 0 | 0 | 0 | 0
00 Ret.ExistDryFGD & SNCR | 0 | 0 | 0 | 0 | 0 | 0 | 0 | 0
00 Ret.ExistDryFGD & SNCR & CCS | 0 | 0 | 0 | 0 | 0 | 0 | 0 | 0
00 Ret.ExistDryFGD & SNCR & HRI | 0 | 0 | 0 | 0 | 0 | 0 | 0 | 0
00 Ret.ExistDryFGD_ACI & CCS | 0 | 0 | 0 | 82.7837 | 0 | 0 | 0 | 0
00 Ret.ExistDryFGD_ACI & HRI | 0 | 0 | 0 | 0 | 0 | 0 | 0 | 0
00 Ret.ExistDryFGD_ACI & HRI & CCS | 0 | 0 | 0 | 0 | 0 | 0 | 0 | 0
00 Ret.ExistDryFGD_ACI & SCR | 0 | 0 | 0 | 0 | 0 | 0 | 0 | 0
00 Ret.ExistDryFGD_ACI & SCR & CCS | 0 | 0 | 0 | 0 | 0 | 0 | 0 | 0
00 Ret.ExistDryFGD_ACI & SCR & HRI | 0 | 0 | 0 | 0 | 0 | 0 | 0 | 0
00 Ret.ExistDryFGD_ACI & SCR & HRI & CCS | 0 | 0 | 0 | 0 | 0 | 0 | 0 | 0
00 Ret.ExistDryFGD_ACI & SNCR | 0 | 0 | 0 | 0 | 0 | 0 | 0 | 0
00 Ret.ExistDryFGD_ACI & SNCR & CCS | 0 | 0 | 0 | 0 | 0 | 0 | 0 | 0
00 Ret.ExistDryFGD_ACI & SNCR & HRI | 0 | 0 | 0 | 0 | 0 | 0 | 0 | 0
00 Ret.ExistDryFGD_ACI & SNCR & HRI & CCS | 0 | 0 | 0 | 0 | 0 | 0 | 0 | 0
00 Ret.ExistDryFGD_ACI_DSI & SCR | 0 | 0 | 0 | 0 | 0 | 0 | 0 | 0
00 Ret.ExistDryFGD_ACI_DSI & SCR & CCS | 0 | 0 | 0 | 0 | 0 | 0 | 0 | 0
00 Ret.ExistDryFGD_ACI_DSI & SCR & HRI | 0 | 0 | 0 | 0 | 0 | 0 | 0 | 0
00 Ret.ExistDryFGD_ACI_DSI & SCR & HRI & CCS | 0 | 0 | 0 | 0 | 0 | 0 | 0 | 0
00 Ret.ExistDryFGD_DSI & HRI | 0 | 0 | 0 | 0 | 0 | 0 | 0 | 0
00 Ret.ExistDryFGD_SNCR_ACI_DSI & CCS | 0 | 0 | 0 | 0 | 0 | 0 | 0 | 0
00 Ret.ExistDryFGD_SNCR_ACI_DSI & HRI | 0 | 0 | 0 | 0 | 0 | 0 | 0 | 0
00 Ret.ExistDryFGD_SNCR_ACI_DSI & HRI & CCS | 0 | 0 | 0 | 0 | 0 | 0 | 0 | 0
00 Ret.ExistDSI & DryFGD | 0 | 0 | 0 | 0 | 0 | 0 | 0 | 0
00 Ret.ExistDSI & DryFGD & HRI | 0 | 0 | 0 | 0 | 0 | 0 | 0 | 0
00 Ret.ExistDSI & HRI | 0 | 0 | 0 | 0 | 0 | 0 | 0 | 0
00 Ret.ExistDSI & SCR | 0 | 0 | 0 | 0 | 0 | 0 | 0 | 0
00 Ret.ExistDSI & SCR & DryFGD | 0 | 0 | 0 | 0 | 0 | 0 | 0 | 0
00 Ret.ExistDSI & SCR & DryFGD & HRI | 0 | 0 | 0 | 0 | 0 | 0 | 0 | 0
00 Ret.ExistDSI & SCR & HRI | 0 | 0 | 0 | 0 | 0 | 0 | 0 | 0
00 Ret.ExistDSI & SCR & WetFGD | 0 | 0 | 0 | 0 | 0 | 0 | 0 | 0
00 Ret.ExistDSI & SCR & WetFGD & HRI | 0 | 0 | 0 | 0 | 0 | 0 | 0 | 0
00 Ret.ExistDSI & SNCR | 0 | 0 | 0 | 0 | 0 | 0 | 0 | 0
00 Ret.ExistSCR & ACI | 0 | 0 | 0 | 0 | 0 | 0 | 0 | 0
00 Ret.ExistDSI & SNCR & DryFGD | 0 | 0 | 0 | 0 | 0 | 0 | 0 | 0
00 Ret.ExistSCR & ACI & DSI | 0 | 0 | 0 | 0 | 0 | 0 | 0 | 0
00 Ret.ExistSCR & ACI & DSI & DryFGD | 0 | 0 | 0 | 0 | 0 | 0 | 0 | 0
00 Ret.ExistSCR & ACI & DSI & DryFGD & HRI | 0 | 0 | 0 | 0 | 0 | 0 | 0 | 0
00 Ret.ExistDSI & SNCR & DryFGD & HRI | 0 | 0 | 0 | 0 | 0 | 0 | 0 | 0
00 Ret.ExistDSI & SNCR & HRI | 0 | 0 | 0 | 0 | 0 | 0 | 0 | 0
00 Ret.ExistSCR & ACI & DSI & HRI | 0 | 0 | 0 | 0 | 0 | 0 | 0 | 0
00 Ret.ExistDSI & SNCR & WetFGD | 0 | 0 | 0 | 0 | 0 | 0 | 0 | 0
00 Ret.ExistSCR & ACI & DSI & WetFGD | 0 | 0 | 0 | 0 | 0 | 0 | 0 | 0
00 Ret.ExistSCR & ACI & DSI & WetFGD & HRI | 0 | 0 | 0 | 0 | 0 | 0 | 0 | 0
00 Ret.ExistSCR & ACI & HRI | 0 | 0 | 0 | 0 | 0 | 0 | 0 | 0
00 Ret.ExistDSI & SNCR & WetFGD & HRI | 0 | 0 | 0 | 0 | 0 | 0 | 0 | 0
00 Ret.ExistDSI & WetFGD | 0 | 0 | 0 | 0 | 0 | 0 | 0 | 0
00 Ret.ExistDSI & WetFGD & HRI | 0 | 0 | 0 | 0 | 0 | 0 | 0 | 0
00 Ret.ExistDSI_ACI & SNCR & DryFGD & CCS | 0 | 0 | 0 | 0 | 0 | 0 | 0 | 0
00 Ret.ExistDSI_ACI & SNCR & WetFGD & CCS | 0 | 0 | 0 | 0 | 0 | 0 | 0 | 0
00 Ret.ExistSCR_ACI & DryFGD | 0 | 0 | 0 | 0 | 0 | 0 | 0 | 0
00 Ret.ExistSCR & DSI | 0 | 0 | 0 | 0 | 0 | 0 | 0 | 0
00 Ret.ExistSCR_ACI & DryFGD & CCS | 0 | 0 | 0 | 0 | 0 | 0 | 0 | 0
00 Ret.ExistSCR_ACI & DryFGD & HRI | 0 | 0 | 0 | 0 | 0 | 0 | 0 | 0
00 Ret.ExistSCR & DSI & DryFGD | 0 | 0 | 0 | 0 | 0 | 0 | 0 | 0
00 Ret.ExistSCR_ACI & DryFGD & HRI & CCS | 0 | 0 | 0 | 0 | 0 | 0 | 0 | 0
00 Ret.ExistSCR & DSI & DryFGD & HRI | 0 | 0 | 0 | 0 | 0 | 0 | 0 | 0
00 Ret.ExistSCR & DSI & HRI | 0 | 0 | 0 | 0 | 0 | 0 | 0 | 0
00 Ret.ExistSCR_ACI & DSI & HRI | 0 | 0 | 0 | 0 | 0 | 0 | 0 | 0
00 Ret.ExistSCR_ACI & HRI | 0 | 0 | 0 | 0 | 0 | 0 | 0 | 0
00 Ret.ExistSCR_ACI & WetFGD | 0 | 0 | 0 | 0 | 0 | 0 | 0 | 0
00 Ret.ExistSCR & HRI | 0 | 0 | 0 | 0 | 0 | 0 | 0 | 0
00 Ret.ExistSCR_ACI & WetFGD & CCS | 0 | 0 | 0 | 0 | 0 | 0 | 0 | 0
00 Ret.ExistSCR_ACI & WetFGD & HRI | 0 | 0 | 0 | 0 | 0 | 0 | 0 | 0
00 Ret.ExistSCR_ACI & WetFGD & HRI & CCS | 0 | 0 | 0 | 0 | 0 | 0 | 0 | 0
00 Ret.ExistSCR_ACI_DSI & DryFGD | 0 | 0 | 0 | 0 | 0 | 0 | 0 | 0
00 Ret.ExistSCR_ACI_DSI & DryFGD & CCS | 0 | 0 | 0 | 0 | 0 | 0 | 0 | 0
00 Ret.ExistSCR_ACI_DSI & DryFGD & HRI | 0 | 0 | 0 | 0 | 0 | 0 | 0 | 0
00 Ret.ExistSCR_ACI_DSI & DryFGD & HRI & CCS | 0 | 0 | 0 | 0 | 0 | 0 | 0 | 0
00 Ret.ExistSCR_ACI_DSI & HRI | 0 | 0 | 0 | 0 | 0 | 0 | 0 | 0
00 Ret.ExistSCR_ACI_DSI & WetFGD | 0 | 0 | 0 | 0 | 0 | 0 | 0 | 0
00 Ret.ExistSCR_ACI_DSI & WetFGD & CCS | 0 | 0 | 0 | 0 | 0 | 0 | 0 | 0
00 Ret.ExistSCR_ACI_DSI & WetFGD & HRI | 0 | 0 | 0 | 0 | 0 | 0 | 0 | 0
00 Ret.ExistSCR_ACI_DSI & WetFGD & HRI & CCS | 0 | 0 | 0 | 0 | 0 | 0 | 0 | 0
00 Ret.ExistSCR_DryFGD & HRI | 0 | 0 | 0 | 0 | 0 | 0 | 0 | 0
00 Ret.ExistSCR_DryFGD_ACI & CCS | 0 | 0 | 0 | 2.6855 | 0 | 0 | 0 | 0
00 Ret.ExistSCR_DryFGD_ACI & HRI | 0 | 0 | 0 | 0 | 0 | 0 | 0 | 0
00 Ret.ExistSCR_DryFGD_ACI & HRI & CCS | 0 | 0 | 0 | 0 | 0 | 0 | 0 | 0
00 Ret.ExistSCR_DryFGD_ACI_DSI & CCS | 0 | 0 | 0 | 0 | 0 | 0 | 0 | 0
00 Ret.ExistSCR_DryFGD_ACI_DSI & HRI | 0 | 0 | 0 | 0 | 0 | 0 | 0 | 0
00 Ret.ExistSCR_DryFGD_ACI_DSI & HRI & CCS | 0 | 0 | 0 | 0 | 0 | 0 | 0 | 0
00 Ret.ExistSCR_WetFGD & HRI | 0 | 0 | 0 | 0 | 0 | 0 | 0 | 0
00 Ret.ExistSCR_WetFGD & HRI & CCS | 0 | 0 | 0 | 0 | 0 | 0 | 0 | 0
00 Ret.ExistSCR_WetFGD_ACI & CCS | 0 | 0 | 0 | 635.25 | 1447.1006 | 0 | 0 | 0
00 Ret.ExistSCR_WetFGD_ACI & HRI | 0 | 0 | 0 | 0 | 0 | 0 | 0 | 0
00 Ret.ExistSCR_WetFGD_ACI & HRI & CCS | 0 | 0 | 0 | 0 | 0 | 0 | 0 | 0
00 Ret.ExistSCR_WetFGD_ACI_DSI & CCS | 0 | 0 | 0 | 64.7146 | 26.6111 | 0 | 0 | 0
00 Ret.ExistSCR_WetFGD_ACI_DSI & HRI | 0 | 0 | 0 | 0 | 0 | 0 | 0 | 0
00 Ret.ExistSCR_WetFGD_ACI_DSI & HRI & CCS | 0 | 0 | 0 | 0 | 0 | 0 | 0 | 0
00 Ret.ExistSCR_WetFGD_DSI & HRI | 0 | 0 | 0 | 0 | 0 | 0 | 0 | 0
00 Ret.ExistSCR_WetFGD_DSI & HRI & CCS | 0 | 0 | 0 | 0 | 0 | 0 | 0 | 0
00 Ret.ExistSNCR_ACI & DryFGD | 0 | 0 | 0 | 0 | 0 | 0 | 0 | 0
00 Ret.ExistSNCR_ACI & DryFGD & CCS | 0 | 0 | 0 | 0 | 0 | 0 | 0 | 0
00 Ret.ExistSNCR_ACI & DryFGD & HRI | 0 | 0 | 0 | 0 | 0 | 0 | 0 | 0
00 Ret.ExistSNCR_ACI & DryFGD & HRI & CCS | 0 | 0 | 0 | 0 | 0 | 0 | 0 | 0
00 Ret.ExistSNCR_ACI & DSI & HRI | 0 | 0 | 0 | 0 | 0 | 0 | 0 | 0
00 Ret.ExistSNCR_ACI & HRI | 0 | 0 | 0 | 0 | 0 | 0 | 0 | 0
00 Ret.ExistSNCR_ACI & WetFGD | 0 | 0 | 0 | 0 | 0 | 0 | 0 | 0
00 Ret.ExistSNCR_ACI & WetFGD & CCS | 0 | 0 | 0 | 0 | 0 | 0 | 0 | 0
00 Ret.ExistSNCR_ACI & WetFGD & HRI | 0 | 0 | 0 | 0 | 0 | 0 | 0 | 0
00 Ret.ExistSNCR_ACI & WetFGD & HRI & CCS | 0 | 0 | 0 | 0 | 0 | 0 | 0 | 0
00 Ret.ExistSNCR_ACI_DSI & DryFGD | 0 | 0 | 0 | 0 | 0 | 0 | 0 | 0
00 Ret.ExistSNCR_ACI_DSI & DryFGD & CCS | 0 | 0 | 0 | 0 | 0 | 0 | 0 | 0
00 Ret.ExistSNCR_ACI_DSI & DryFGD & HRI | 0 | 0 | 0 | 0 | 0 | 0 | 0 | 0
00 Ret.ExistSNCR_ACI_DSI & DryFGD & HRI & CCS | 0 | 0 | 0 | 0 | 0 | 0 | 0 | 0
00 Ret.ExistSNCR_ACI_DSI & HRI | 0 | 0 | 0 | 0 | 0 | 0 | 0 | 0
00 Ret.ExistSNCR_ACI_DSI & WetFGD | 0 | 0 | 0 | 0 | 0 | 0 | 0 | 0
00 Ret.ExistSNCR_ACI_DSI & WetFGD & CCS | 0 | 0 | 0 | 0 | 0 | 0 | 0 | 0
00 Ret.ExistSNCR_ACI_DSI & WetFGD & HRI | 0 | 0 | 0 | 0 | 0 | 0 | 0 | 0
00 Ret.ExistSNCR_ACI_DSI & WetFGD & HRI & CCS | 0 | 0 | 0 | 0 | 0 | 0 | 0 | 0
00 Ret.ExistSNCR_DryFGD & HRI | 0 | 0 | 0 | 0 | 0 | 0 | 0 | 0
00 Ret.ExistSNCR_DryFGD_ACI & CCS | 0 | 0 | 0 | 260.2501 | 160.1232 | 0 | 0 | 0
00 Ret.ExistSNCR_DryFGD_ACI & HRI | 0 | 0 | 0 | 0 | 0 | 0 | 0 | 0
00 Ret.ExistSNCR_DryFGD_ACI & HRI & CCS | 0 | 0 | 0 | 0 | 0 | 0 | 0 | 0
00 Ret.ExistSNCR_WetFGD & HRI | 0 | 0 | 0 | 0 | 0 | 0 | 0 | 0
00 Ret.ExistSNCR_WetFGD & HRI & CCS | 0 | 0 | 0 | 0 | 0 | 0 | 0 | 0
00 Ret.ExistSNCR_WetFGD_ACI & CCS | 0 | 0 | 0 | 355.7047 | 0 | 0 | 0 | 0
00 Ret.ExistSNCR_WetFGD_ACI & HRI | 0 | 0 | 0 | 0 | 0 | 0 | 0 | 0
00 Ret.ExistSNCR_WetFGD_ACI & HRI & CCS | 0 | 0 | 0 | 0 | 0 | 0 | 0 | 0
00 Ret.ExistSNCR_WetFGD_ACI_DSI & CCS | 0 | 0 | 0 | 0 | 0 | 0 | 0 | 0
00 Ret.ExistSNCR_WetFGD_ACI_DSI & HRI | 0 | 0 | 0 | 0 | 0 | 0 | 0 | 0
00 Ret.ExistSNCR_WetFGD_ACI_DSI & HRI & CCS | 0 | 0 | 0 | 0 | 0 | 0 | 0 | 0
00 Ret.ExistSNCR & DryFGD & HRI | 0 | 0 | 0 | 0 | 0 | 0 | 0 | 0
00 Ret.ExistSNCR & HRI | 0 | 0 | 0 | 0 | 0 | 0 | 0 | 0
00 Ret.ExistWetFGD & CCS | 0 | 0 | 0 | 10.2321 | 0 | 0 | 0 | 0
00 Ret.ExistWetFGD & HRI | 0 | 0 | 0 | 0 | 0 | 0 | 0 | 0
00 Ret.ExistWetFGD & HRI & CCS | 0 | 0 | 0 | 0 | 0 | 0 | 0 | 0
00 Ret.ExistWetFGD & SCR | 0 | 0 | 0 | 188.8816 | 0 | 0 | 0 | 0
00 Ret.ExistWetFGD & SCR & CCS | 0 | 0 | 0 | 0 | 0 | 0 | 0 | 0
00 Ret.ExistWetFGD & SCR & HRI | 0 | 0 | 0 | 0 | 0 | 0 | 0 | 0
00 Ret.ExistWetFGD & SCR & HRI & CCS | 0 | 0 | 0 | 0 | 0 | 0 | 0 | 0
00 Ret.ExistWetFGD & SNCR | 0 | 0 | 0 | 0 | 0 | 0 | 0 | 0
00 Ret.ExistWetFGD & SNCR & CCS | 0 | 0 | 0 | 0 | 0 | 0 | 0 | 0
00 Ret.ExistWetFGD & SNCR & HRI | 0 | 0 | 0 | 0 | 0 | 0 | 0 | 0
00 Ret.ExistWetFGD & SNCR & HRI & CCS | 0 | 0 | 0 | 0 | 0 | 0 | 0 | 0
00 Ret.ExistWetFGD_ACI & CCS | 0 | 0 | 0 | 0 | 0 | 0 | 0 | 0
00 Ret.ExistWetFGD_ACI & HRI | 0 | 0 | 0 | 0 | 0 | 0 | 0 | 0
00 Ret.ExistWetFGD_ACI & HRI & CCS | 0 | 0 | 0 | 0 | 0 | 0 | 0 | 0
00 Ret.ExistWetFGD_ACI & SCR | 205.4481 | 0 | 0 | 0 | 0 | 0 | 0 | 0
00 Ret.ExistWetFGD_ACI & SCR & CCS | 0 | 0 | 0 | 0 | 0 | 0 | 0 | 0
00 Ret.ExistWetFGD_ACI & SCR & HRI | 0 | 0 | 0 | 0 | 0 | 0 | 0 | 0
00 Ret.ExistWetFGD_ACI & SCR & HRI & CCS | 0 | 0 | 0 | 0 | 0 | 0 | 0 | 0
00 Ret.ExistWetFGD_ACI & SNCR | 0 | 0 | 0 | 0 | 0 | 0 | 0 | 0
00 Ret.ExistWetFGD_ACI & SNCR & CCS | 0 | 0 | 0 | 0 | 0 | 0 | 0 | 0
00 Ret.ExistWetFGD_ACI & SNCR & HRI | 0 | 0 | 0 | 0 | 0 | 0 | 0 | 0
00 Ret.ExistWetFGD_ACI & SNCR & HRI & CCS | 0 | 0 | 0 | 0 | 0 | 0 | 0 | 0
00 Ret.ExistWetFGD_ACI_DSI & CCS | 0 | 0 | 0 | 0 | 0 | 0 | 0 | 0
00 Ret.ExistWetFGD_ACI_DSI & HRI | 0 | 0 | 0 | 0 | 0 | 0 | 0 | 0
00 Ret.ExistWetFGD_ACI_DSI & HRI & CCS | 0 | 0 | 0 | 0 | 0 | 0 | 0 | 0
00 Ret.ExistWetFGD_ACI_DSI & SCR | 0 | 0 | 0 | 0 | 0 | 0 | 0 | 0
00 Ret.ExistWetFGD_ACI_DSI & SCR & CCS | 0 | 0 | 0 | 0 | 0 | 0 | 0 | 0
00 Ret.ExistWetFGD_ACI_DSI & SCR & HRI | 0 | 0 | 0 | 0 | 0 | 0 | 0 | 0
00 Ret.ExistWetFGD_ACI_DSI & SCR & HRI & CCS | 0 | 0 | 0 | 0 | 0 | 0 | 0 | 0
00 Ret.ExistWetFGD_ACI_DSI & SNCR | 0 | 0 | 0 | 0 | 0 | 0 | 0 | 0
00 Ret.ExistWetFGD_ACI_DSI & SNCR & CCS | 0 | 0 | 0 | 0 | 0 | 0 | 0 | 0
00 Ret.ExistWetFGD_ACI_DSI & SNCR & HRI | 0 | 0 | 0 | 0 | 0 | 0 | 0 | 0
00 Ret.ExistWetFGD_ACI_DSI & SNCR & HRI & CCS | 0 | 0 | 0 | 0 | 0 | 0 | 0 | 0
00 Ret.ExistWetFGD_DSI & HRI | 0 | 0 | 0 | 0 | 0 | 0 | 0 | 0
00 Ret.ExistWetFGD_DSI & SCR | 0 | 0 | 0 | 0 | 0 | 0 | 0 | 0
00 Ret.ExistSNCR_DSI & DryFGD & HRI | 0 | 0 | 0 | 0 | 0 | 0 | 0 | 0
00 Ret.ExistWetFGD_DSI & SCR & HRI | 0 | 0 | 0 | 0 | 0 | 0 | 0 | 0
00 Ret.ExistSNCR_DSI & HRI | 0 | 0 | 0 | 0 | 0 | 0 | 0 | 0
00 Ret.ExistWetFGD_DSI & SNCR | 0 | 0 | 0 | 0 | 0 | 0 | 0 | 0
00 Ret.ExistWetFGD_DSI & SNCR & HRI | 0 | 0 | 0 | 0 | 0 | 0 | 0 | 0
00 Ret.ExistWetFGD_SCR & CCS | 0 | 0 | 0 | 22.2211 | 7.9777 | 0 | 0 | 0
00 Ret.ExistWetFGD_SCR_DSI & CCS | 0 | 0 | 0 | 0 | 3.512 | 0 | 0 | 0
00 Ret.ExistWetFGD_SNCR & CCS | 0 | 0 | 0 | 0 | 0 | 0 | 0 | 0
00 Ret.HRI | 0 | 0 | 0 | 0 | 0 | 0 | 0 | 0
00 Ret.SCR | 0 | 0 | 0 | 0 | 0 | 0 | 0 | 0
00 Ret.SCR & DryFGD | 0 | 0 | 0 | 0 | 0 | 0 | 0 | 0
00 Ret.SCR & DryFGD & ACI | 0 | 0 | 0 | 0 | 0 | 0 | 0 | 0
00 Ret.SCR & DryFGD & CCS | 0 | 0 | 0 | 0 | 0 | 0 | 0 | 0
00 Ret.SCR & DryFGD & HRI | 0 | 0 | 0 | 0 | 0 | 0 | 0 | 0
00 Ret.SCR & DSI | 0 | 0 | 0 | 0 | 0 | 0 | 0 | 0
00 Ret.SCR & DSI & DryFGD | 0 | 0 | 0 | 0 | 0 | 0 | 0 | 0
00 Ret.SCR & DSI & DryFGD & HRI | 0 | 0 | 0 | 0 | 0 | 0 | 0 | 0
00 Ret.SCR & DSI & HRI | 0 | 0 | 0 | 0 | 0 | 0 | 0 | 0
00 Ret.SCR & DSI & WetFGD | 0 | 0 | 0 | 0 | 0 | 0 | 0 | 0
00 Ret.SCR & DSI & WetFGD & HRI | 0 | 0 | 0 | 0 | 0 | 0 | 0 | 0
00 Ret.SCR & HRI | 0 | 0 | 0 | 0 | 0 | 0 | 0 | 0
00 Ret.SCR & WetFGD | 0 | 0 | 0 | 0 | 0 | 0 | 0 | 0
00 Ret.SCR & WetFGD & ACI | 0 | 0 | 0 | 0 | 0 | 0 | 0 | 0
00 Ret.SCR & WetFGD & CCS | 0 | 0 | 0 | 0 | 0 | 0 | 0 | 0
00 Ret.SCR & WetFGD & HRI | 0 | 0 | 0 | 0 | 0 | 0 | 0 | 0
00 Ret.SNCR | 0 | 0 | 0 | 0 | 0 | 0 | 0 | 0
00 Ret.SNCR & DryFGD | 0 | 0 | 0 | 0 | 0 | 0 | 0 | 0
00 Ret.SNCR & DryFGD & ACI | 0 | 0 | 0 | 0 | 0 | 0 | 0 | 0
00 Ret.SNCR & DryFGD & ACI & HRI | 0 | 0 | 0 | 0 | 0 | 0 | 0 | 0
00 Ret.SNCR & DryFGD & CCS | 0 | 0 | 0 | 0 | 0 | 0 | 0 | 0
00 Ret.SNCR & DryFGD & HRI | 0 | 0 | 0 | 0 | 0 | 0 | 0 | 0
00 Ret.SNCR & DSI | 0 | 0 | 0 | 0 | 0 | 0 | 0 | 0
00 Ret.SNCR & DSI & HRI | 0 | 0 | 0 | 0 | 0 | 0 | 0 | 0
00 Ret.SNCR & HRI | 0 | 0 | 0 | 0 | 0 | 0 | 0 | 0
00 Ret.SNCR & WetFGD | 0 | 0 | 0 | 0 | 0 | 0 | 0 | 0
00 Ret.SNCR & WetFGD & ACI | 0 | 0 | 0 | 0 | 0 | 0 | 0 | 0
00 Ret.SNCR & WetFGD & ACI & HRI | 0 | 0 | 0 | 0 | 0 | 0 | 0 | 0
00 Ret.SNCR & WetFGD & CCS | 0 | 0 | 0 | 0 | 0 | 0 | 0 | 0
00 Ret.SNCR & WetFGD & HRI | 0 | 0 | 0 | 0 | 0 | 0 | 0 | 0
00 Ret.WetFGD | 0 | 0 | 0 | 0 | 0 | 0 | 0 | 0
00 Ret.WetFGD & CCS | 0 | 0 | 0 | 0 | 0 | 0 | 0 | 0
00 Ret.WetFGD & HRI | 0 | 0 | 0 | 0 | 0 | 0 | 0 | 0
00 Ret.FB & HRI | 0 | 0 | 0 | 0 | 0 | 0 | 0 | 0
00 Ret.FB DryFGD | 0 | 0 | 0 | 0 | 0 | 0 | 0 | 0
00 Ret.FB DryFGD & HRI | 0 | 0 | 0 | 0 | 0 | 0 | 0 | 0
00 Ret.FB DryFGD & SNCR | 0 | 0 | 0 | 0 | 0 | 0 | 0 | 0
00 Ret.FB-Exist ACI & DryFGD & HRI | 0 | 0 | 0 | 0 | 0 | 0 | 0 | 0
00 Ret.FB-Exist ACI_DSI & DryFGD & SNCR | 0 | 0 | 0 | 0 | 0 | 0 | 0 | 0
00 Ret.FB-Exist ACI_DSI & SNCR | 0 | 0 | 0 | 0 | 0 | 0 | 0 | 0
00 Ret.FB-ExistACI & HRI | 0 | 0 | 0 | 0 | 0 | 0 | 0 | 0
00 Ret.FB-ExistACI_DSI & DryFGD | 0 | 0 | 0 | 0 | 0 | 0 | 0 | 0
00 Ret.FB-ExistACI_DSI & DryFGD & HRI | 0 | 0 | 0 | 0 | 0 | 0 | 0 | 0
00 Ret.FB-ExistACI_DSI & DryFGD & SNCR | 0 | 0 | 0 | 0 | 0 | 0 | 0 | 0
00 Ret.FB-ExistACI_DSI & DryFGD & SNCR & HRI | 0 | 0 | 0 | 0 | 0 | 0 | 0 | 0
00 Ret.FB-ExistACI_DSI & HRI | 0 | 0 | 0 | 0 | 0 | 0 | 0 | 0
00 Ret.FB-ExistACI_DSI & SNCR & HRI | 0 | 0 | 0 | 0 | 0 | 0 | 0 | 0
00 Ret.FB-ExistDryFGD & HRI | 0 | 0 | 0 | 0 | 0 | 0 | 0 | 0
00 Ret.FB-ExistDryFGD_ACI & HRI | 0 | 0 | 0 | 0 | 0 | 0 | 0 | 0
00 Ret.FB-ExistDryFGD_ACI & HRI & CCS | 0 | 0 | 0 | 0 | 0 | 0 | 0 | 0
00 Ret.FB-ExistDryFGD_ACI & SNCR | 0 | 0 | 0 | 0 | 0 | 0 | 0 | 0
00 Ret.FB-ExistDryFGD_ACI & SNCR & HRI | 0 | 0 | 0 | 0 | 0 | 0 | 0 | 0
00 Ret.FB-ExistDryFGD_DSI & HRI | 0 | 0 | 0 | 0 | 0 | 0 | 0 | 0
00 Ret.FB-ExistDryFGD_DSI & SNCR | 0 | 0 | 0 | 0 | 0 | 0 | 0 | 0
00 Ret.FB-ExistDryFGD_DSI & SNCR & HRI | 0 | 0 | 0 | 0 | 0 | 0 | 0 | 0
00 Ret.FB-ExistDryFGD_SNCR & HRI | 0 | 0 | 0 | 0 | 0 | 0 | 0 | 0
00 Ret.FB-ExistDryFGD_SNCR_ACI & HRI | 0 | 0 | 0 | 0 | 0 | 0 | 0 | 0
00 Ret.FB-ExistDryFGD_SNCR_ACI & HRI & CCS | 0 | 0 | 0 | 0 | 0 | 0 | 0 | 0
00 Ret.FB-ExistDryFGD_SNCR_ACI_DSI & HRI | 0 | 0 | 0 | 0 | 0 | 0 | 0 | 0
00 Ret.FB-ExistDryFGD_SNCR_ACI_DSI & HRI & CCS | 0 | 0 | 0 | 0 | 0 | 0 | 0 | 0
00 Ret.FB-ExistWetFGD_SNCR_ACI & HRI | 0 | 0 | 0 | 0 | 0 | 0 | 0 | 0
00 Ret.FB-ExistWetFGD_SNCR_ACI & HRI & CCS | 0 | 0 | 0 | 0 | 0 | 0 | 0 | 0
00 Ret.FB-ExistDryFGD_SNCR_DSI & HRI | 0 | 0 | 0 | 0 | 0 | 0 | 0 | 0
00 Ret.FB-ExistDSI & DryFGD | 0 | 0 | 0 | 0 | 0 | 0 | 0 | 0
00 Ret.FB-ExistDSI & DryFGD & HRI | 0 | 0 | 0 | 0 | 0 | 0 | 0 | 0
00 Ret.FB-ExistDSI & DryFGD & SNCR | 0 | 0 | 0 | 0 | 0 | 0 | 0 | 0
00 Ret.FB-ExistDSI & DryFGD & SNCR & HRI | 0 | 0 | 0 | 0 | 0 | 0 | 0 | 0
00 Ret.FB-ExistDSI & HRI | 0 | 0 | 0 | 0 | 0 | 0 | 0 | 0
00 Ret.FB-ExistDSI & SNCR | 0 | 0 | 0 | 0 | 0 | 0 | 0 | 0
00 Ret.FB-ExistDSI & SNCR & HRI | 0 | 0 | 0 | 0 | 0 | 0 | 0 | 0
00 Ret.FB-ExistSNCR & DryFGD | 0 | 0 | 0 | 0 | 0 | 0 | 0 | 0
00 Ret.FB-ExistSNCR & DryFGD & HRI | 0 | 0 | 0 | 0 | 0 | 0 | 0 | 0
00 Ret.FB-ExistSNCR & HRI | 0 | 0 | 0 | 0 | 0 | 0 | 0 | 0
00 Ret.FB-ExistSNCR_ACI & HRI | 0 | 0 | 0 | 0 | 0 | 0 | 0 | 0
00 Ret.FB-ExistSNCR_ACI_DSI & DryFGD | 0 | 0 | 0 | 0 | 0 | 0 | 0 | 0
00 Ret.FB-ExistSNCR_ACI_DSI & DryFGD & HRI | 0 | 0 | 0 | 0 | 0 | 0 | 0 | 0
00 Ret.FB-ExistSNCR_ACI_DSI & HRI | 0 | 0 | 0 | 0 | 0 | 0 | 0 | 0
00 Ret.FB-ExistSNCR_DryFGD & HRI | 0 | 0 | 0 | 0 | 0 | 0 | 0 | 0
00 Ret.FB-ExistSNCR_DryFGD_ACI & HRI | 0 | 0 | 0 | 0 | 0 | 0 | 0 | 0
00 Ret.FB-ExistSNCR_DryFGD_ACI & HRI & CCS | 0 | 0 | 0 | 0 | 0 | 0 | 0 | 0
00 Ret.FB-ExistSNCR_DSI & DryFGD | 0 | 0 | 0 | 0 | 0 | 0 | 0 | 0
00 Ret.FB-ExistSNCR_DSI & DryFGD & HRI | 0 | 0 | 0 | 0 | 0 | 0 | 0 | 0
00 Ret.FB-ExistSNCR_DSI & HRI | 0 | 0 | 0 | 0 | 0 | 0 | 0 | 0
00 Ret.FB-ExistSNCR_WetFGD & HRI | 0 | 0 | 0 | 0 | 0 | 0 | 0 | 0
00 Ret.FB-ExistSNCR_WetFGD & HRI & CCS | 0 | 0 | 0 | 0 | 0 | 0 | 0 | 0
00 Ret.FB-ExistWetFGD_DSI & HRI | 0 | 0 | 0 | 0 | 0 | 0 | 0 | 0
00 Ret.FB-ExistWetFGD_DSI & SNCR | 0 | 0 | 0 | 0 | 0 | 0 | 0 | 0
00 Ret.FB-ExistWetFGD_DSI & SNCR & HRI | 0 | 0 | 0 | 0 | 0 | 0 | 0 | 0
00 Ret.FB-SNCR | 0 | 0 | 0 | 0 | 0 | 0 | 0 | 0
00 Ret.Oil/Gas Steam SCR | 0 | 0 | 0 | 0 | 0 | 0 | 0 | 0
00 CC Retirement | 808 | 7947.0756 | 841.9591 | 0 | 1097.264 | 0 | 3570.2 | 8966.4
00 CT Retirement | 2561.3 | 2280.3 | 272.274 | 767.6505 | 518.8698 | 430.8058 | 10540.8 | 4837.2574
00 O/G Retirement | 3075 | 15134.1868 | 882 | 226 | 1611.3962 | 2175.2656 | 3189 | 5923.4393
00 Coal Retirement | 12338.7 | 45437.2809 | 13396.8137 | 34466.6761 | 24032.7697 | 13143.3957 | 5153.552 | 15216.3102
00 IGCC Retirement | 0 | 220 | 595 | 0 | 0 | 0 | 0 | 0
00 Nuke Retirement | 0 | 3480 | 0 | 2701.8 | 7169.9 | 4673.1 | 14195.8 | 19457.5
00 Biomass Retirement | 40.9 | 3269.7 | 0 | 0 | 0 | 0 | 0 | 0
00 Fossil_Other Retirement | 0 | 0 | 0 | 0 | 0 | 0 | 0 | 0
00 Fuel Cell Retirement | 3 | 0 | 0 | 0 | 0 | 0 | 0 | 0
00 Geothermal Retirement | 18.3 | 0 | 0 | 0 | 8.6 | 0 | 0 | 29.5
00 Hydro Retirement | 5.5 | 5.2 | 0 | 0 | 0 | 0 | 0 | 0
00 Landfill Gas Retirement | 114.6 | 8.5 | 0 | 0 | 0 | 0 | 0 | 127.8
00 Non Fossil_Other Retirement | 97 | 142.8 | 0 | 0 | 0 | 0 | 0 | 0
Total | 137026.2669 | 135766.589 | 53516.2061 | 135547.6087 | 279965.2691 | 185536.4956 | 257769.405 | 346287.5193
12. Generation by Capacity Reporting Type [GWh]
00 New Combined Cycle | 103035.7737 | 188243.4143 | 261917.6164 | 284813.2926 | 292083.9754 | 324140.5841 | 351170.819 | 377802.4659
00 New Combined Cycle with Carbon Capture | 0 | 0 | 0 | 0 | 5344.1939 | 5344.1939 | 5344.1939 | 5265.1161
00 New Combustion Turbine | 862.9379 | 2269.664 | 7146.525 | 7636.362 | 9376.9497 | 38556.4987 | 104677.1212 | 161584.5601
00 New Hydro | 6.1377 | 6.1925 | 6.1925 | 8492.1291 | 31486.4334 | 44848.0977 | 44806.3334 | 44806.3335
00 New Nuclear | 0 | 0 | 0 | 0 | 0 | 0 | 0 | 0
00 New Biomass | 79.3374 | 15.2388 | 15.2388 | 0 | 0 | 0 | 0 | 0
00 New Geothermal | 688.2732 | 2968.5625 | 2968.5625 | 3383.6551 | 3383.6551 | 3383.6551 | 3347.7328 | 3347.7328
00 New Landfill Gas | 6283.5885 | 9493.8076 | 14295.6398 | 13311.7502 | 12994.9029 | 12207.505 | 11912.241 | 11274.8243
00 New Battery Storage | 18919.1609 | 24367.4609 | 25456.076 | 45827.4009 | 78984.3712 | 92071.0398 | 111258.5436 | 125086.1241
00 New Offshore Wind | 5031.4608 | 9797.3901 | 16786.0413 | 28580.586 | 124144.8561 | 166254.9548 | 194307.7238 | 242550.4626
00 New Onshore Wind | 159859.0523 | 288049.1545 | 307533.9211 | 457148.6674 | 917244.8098 | 1146681.3098 | 1367995.7449 | 1677159.2054
00 New Solar PV | 120486.3675 | 145132.0441 | 175346.2335 | 265781.214 | 485187.3443 | 617791.1638 | 802039.1101 | 1023887.2269
00 New Solar Thermal | 0 | 0 | 0 | 0 | 5041.5632 | 4988.1309 | 4699.1591 | 4518.07
00 New Fuel Cell | 700.1889 | 684.785 | 694.1373 | 682.7497 | 457.4569 | 443.2078 | 466.3228 | 404.3845
00 New Ultrasupercritical Coal without CCS | 0 | 0 | 0 | 0 | 0 | 0 | 0 | 0
00 New Ultrasupercritical Coal with 30% CCS | 0 | 0 | 0 | 0 | 0 | 0 | 0 | 0
00 New Ultrasupercritical Coal with 90% CCS | 0 | 0 | 0 | 0 | 0 | 0 | 0 | 0
00 Exist & New Distributed Solar PV | 63905.0331 | 72403.3198 | 86047.3683 | 95287.3568 | 115335.6927 | 136491.7844 | 158305.8927 | 181841.9712
00 Exist Combined Cycle | 969280.215 | 1177945.4942 | 1384086.8349 | 1306847.5153 | 996544.3797 | 839724.0007 | 743426.2072 | 598286.382
00 Exist Combustion Turbine | 18183.3673 | 28379.6393 | 41229.3962 | 35943.6032 | 28687.9738 | 21656.9601 | 18158.998 | 15700.9861
00 Exist Coal Steam_Uncontrolled | 3123.6062 | 3152.3725 | 2857.5284 | 2709.3093 | 477.6081 | 255.1427 | 97.7616 | 6.6576
00 Exist Coal Steam_ACI | 93208.1758 | 60672.2594 | 41024.3417 | 10231.442 | 6621.0715 | 4195.0021 | 2611.8564 | 2232.0509
00 Exist Coal Steam_ACI_DSI | 28472.7822 | 18945.9763 | 11661.6257 | 4627.3456 | 1465.2516 | 572.904 | 572.904 | 572.904
00 Exist Coal Steam_DryFGD | 0 | 0 | 0 | 0 | 0 | 0 | 0 | 0
00 Exist Coal Steam_DryFGD_ACI | 58341.0831 | 44739.8927 | 29599.5269 | 16414.5951 | 4467.0012 | 2574.6614 | 1806.5223 | 87.6
00 Exist Coal Steam_DryFGD_DSI | 1814.7566 | 0 | 0 | 0 | 0 | 0 | 0 | 0
00 Exist Coal Steam_DryFGD_SCR | 2843.7251 | 460.0417 | 0 | 0 | 0 | 0 | 0 | 0
00 Exist Coal Steam_DryFGD_SCR_ACI | 94757.3944 | 57610.727 | 33691.1658 | 33789.0737 | 9537.293 | 6718.4383 | 2749.8531 | 420.48
00 Exist Coal Steam_DryFGD_SCR_DSI | 1918.9936 | 1918.9936 | 1003.0976 | 992.366 | 0 | 0 | 0 | 0
00 Exist Coal Steam_DryFGD_SCR_ACI_DSI | 9580.8329 | 9021.0615 | 5685.5517 | 5160.6528 | 815.556 | 815.556 | 815.556 | 0
00 Exist Coal Steam_DryFGD_SNCR_ACI | 15190.0975 | 15190.0975 | 13098.7712 | 8042.9569 | 1189.322 | 0 | 0 | 0
00 Exist Coal Steam_DryFGD_SNCR_ACI_DSI | 4048.1642 | 3453.2766 | 3199.7865 | 2191.3221 | 0 | 0 | 0 | 0
00 Exist Coal Steam_DSI | 8272.9013 | 6265.3583 | 4543.1704 | 0 | 0 | 0 | 0 | 0
00 Exist Coal Steam_SCR_ACI | 33369.4496 | 30240.5924 | 17425.7124 | 16546.4318 | 8049.8832 | 4525.1055 | 3568.1747 | 2428.272
00 Exist Coal Steam_SCR_ACI_DSI | 15682.3897 | 3864.7357 | 512.5915 | 490.9744 | 0 | 0 | 0 | 0
00 Exist Coal Steam_SNCR | 111.8077 | 111.8077 | 111.8077 | 111.8077 | 87.0839 | 52.8927 | 52.8927 | 0
00 Exist Coal Steam_SCR | 0 | 0 | 0 | 0 | 0 | 0 | 0 | 0
00 Exist Coal Steam_SNCR_ACI | 4020.437 | 1747.5547 | 0 | 0 | 0 | 0 | 0 | 0
00 Exist Coal Steam_SNCR_ACI_DSI | 6594.7696 | 536.6838 | 0 | 0 | 0 | 0 | 0 | 0
00 Exist Coal Steam_WetFGD | 36367.1278 | 14298.3829 | 14648.9155 | 32.4975 | 0 | 0 | 0 | 0
00 Exist Coal Steam_WetFGD_ACI | 65891.006 | 43712.6817 | 28263.1495 | 19430.2995 | 9908.93 | 5920.7956 | 2554.8826 | 1256.7535
00 Exist Coal Steam_WetFGD_ACI_DSI | 12528.8242 | 4686.106 | 2690.6161 | 9.0362 | 2.628 | 2.628 | 0 | 0
00 Exist Coal Steam_WetFGD_DSI | 0 | 0 | 0 | 0 | 0 | 0 | 0 | 0
00 Exist Coal Steam_WetFGD_SCR | 301500.2467 | 221676.3667 | 125490.9595 | 112284.9761 | 24457.4334 | 6309.8577 | 4203.6521 | 8.76
00 Exist Coal Steam_WetFGD_SCR_DSI | 28007.4074 | 6534.1847 | 1085.364 | 4.3373 | 0 | 0 | 0 | 0
00 Exist Coal Steam_WetFGD_SCR_ACI | 159914.885 | 98320.6889 | 56739.3106 | 59662.2886 | 8189.2684 | 4466.7554 | 2417.451 | 1644.819
00 Exist Coal Steam_WetFGD_SCR_ACI_DSI | 45881.6362 | 38890.372 | 29808.6512 | 23854.0335 | 9007.8978 | 7780.1188 | 760.368 | 0
00 Exist Coal Steam_WetFGD_SNCR | 14760.1938 | 4778.304 | 3614.1225 | 398.8618 | 397.143 | 393.639 | 95.2501 | 95.2501
00 Exist Coal Steam_WetFGD_SNCR_ACI | 54045.7391 | 39505.6619 | 27617.7078 | 7545.4323 | 1175.17 | 388.4281 | 388.4281 | 388.4281
00 Exist Coal Steam_WetFGD_SNCR_ACI_DSI | 0 | 0 | 0 | 0 | 0 | 0 | 0 | 0
00 Exist FBC_ACI_DSI | 3234.7526 | 1326.4459 | 385.44 | 385.44 | 385.44 | 385.44 | 0 | 0
00 Exist FBC_DryFGD_ACI | 973.8177 | 640.3693 | 165.0483 | 165.0483 | 0 | 0 | 0 | 0
00 Exist FBC_DryFGD_DSI | 0 | 0 | 0 | 0 | 0 | 0 | 0 | 0
00 Exist FBC_DryFGD_SNCR | 2740.6858 | 2669.0232 | 2741.357 | 2691.9518 | 1491.5797 | 1432.966 | 832.2369 | 0
00 Exist FBC_DryFGD_SNCR_ACI | 3650.8346 | 3068.4341 | 3224.8024 | 3068.3185 | 2281.3707 | 994.4849 | 0 | 0
00 Exist FBC_DryFGD_SNCR_ACI_DSI | 4991.6968 | 4991.6968 | 669.3972 | 669.3972 | 0 | 0 | 0 | 0
00 Exist FBC_DryFGD_SNCR_DSI | 0 | 0 | 0 | 0 | 0 | 0 | 0 | 0
00 Exist FBC_DSI | 2955.177 | 1061.1226 | 325.872 | 423.79 | 325.872 | 280.32 | 280.32 | 280.32
00 Exist FBC_SCR | 14.2553 | 37.4768 | 10.3895 | 0 | 0 | 0 | 0 | 0
00 Exist FBC_SNCR | 0 | 0 | 0 | 0 | 0 | 0 | 0 | 0
00 Exist FBC_SNCR_ACI | 35.1019 | 37.5993 | 13.087 | 0 | 0 | 0 | 0 | 0
00 Exist FBC_SNCR_ACI_DSI | 2102.9245 | 267.18 | 267.18 | 267.18 | 267.18 | 267.18 | 0 | 0
00 Exist FBC_SNCR_DSI | 4692.1502 | 4351.0018 | 3001.8525 | 2284.8729 | 303.1892 | 52.56 | 52.56 | 0
00 Exist FBC_Uncontrolled | 0 | 0 | 0 | 0 | 0 | 0 | 0 | 0
00 Exist FBC_WetFGD_DSI | 89.9584 | 211.902 | 211.902 | 375.1444 | 375.1444 | 375.1444 | 253.2008 | 0
00 Exist IGCC | 4208.5058 | 4165.0832 | 0 | 0 | 0 | 0 | 0 | 0
00 Exist Fossil_Other | 3892.453 | 3892.4529 | 3496.9517 | 3468.9447 | 3569.1775 | 3527.9585 | 3516.4327 | 3516.3141
00 Exist Fuel Cell | 0.13154 | 0.20741 | 0.21646 | 57.6345 | 86.0126 | 12.0206 | 39.294 | 15.0968
00 Exist Hydro | 275579.6269 | 275424.1973 | 275333.6589 | 275333.6589 | 275333.6588 | 275333.6589 | 275298.2041 | 272006.9978
00 Exist Non Fossil_Other | 22705.046 | 22115.0482 | 22115.0482 | 21816.1858 | 21794.0721 | 21511.1682 | 21464.7516 | 19699.9841
00 Exist Nuclear | 775361.9644 | 747158.391 | 747158.391 | 724660.6703 | 665836.5773 | 621410.0455 | 498671.4065 | 354695.5401
00 Exist Oil/Gas Steam | 22676.4589 | 14673.8588 | 15801.091 | 9011.8068 | 3458.7357 | 1023.1699 | 1713.1452 | 1292.9147
00 Exist Oil/Gas Steam_SCR | 2769.1156 | 2775.6014 | 2778.8205 | 1624.1315 | 32.8765 | 24.2187 | 13.6293 | 32.8936
00 Exist Oil/Gas Steam_SNCR | 777.8858 | 744.4183 | 511.3576 | 254.5684 | 155.4604 | 168.0479 | 254.5684 | 253.4031
00 Exist Biomass | 10674.169 | 121.7121 | 128.6612 | 102.8691 | 101.1139 | 23.9677 | 23.9677 | 23.9677
00 Exist Landfill Gas | 10456.2404 | 10364.8394 | 10264.5121 | 9634.347 | 9191.0632 | 8496.1975 | 8265.6025 | 7297.4888
00 Exist Geothermal | 16633.8345 | 16633.8345 | 16633.8345 | 16633.8345 | 16577.7892 | 16577.7892 | 16577.7892 | 16357.3912
00 Exist Pump Storage | 13280.932 | 17266.3639 | 20641.5672 | 21388.91 | 28939.1692 | 33126.3971 | 33498.4635 | 33842.4712
00 Exist Energy Storage | 490.6346 | 453.3145 | 453.4128 | 557.3656 | 641.4598 | 812.0498 | 791.5316 | 816.9919
00 Exist Solar PV | 85539.8234 | 85783.9182 | 85773.683 | 85773.683 | 85768.6221 | 85768.6221 | 85768.6221 | 85768.6221
00 Exist Solar Thermal | 2732.8535 | 2732.8535 | 2732.8535 | 2732.8535 | 2732.8535 | 2732.8535 | 2732.8535 | 2732.8535
00 Exist Offshore Wind | 110.8785 | 110.8785 | 110.8785 | 110.8785 | 110.8785 | 110.8785 | 110.8785 | 110.8785
00 Exist Onshore Wind | 338206.8663 | 340858.9766 | 340858.9766 | 340858.9766 | 340858.9766 | 340858.9766 | 340858.9766 | 340858.9766
00 International Imports | 5406.672 | 5406.672 | 5406.672 | 5406.672 | 5406.672 | 5127.228 | 5127.228 | 5127.228
00 Ret.ACI | 0 | 0 | 0 | 0 | 0 | 0 | 0 | 0
00 Ret.ACI & DryFGD | 0 | 0 | 0 | 0 | 0 | 0 | 0 | 0
00 Ret.ACI & DryFGD & HRI | 0 | 0 | 0 | 0 | 0 | 0 | 0 | 0
00 Ret.ACI & DSI | 0 | 0 | 0 | 0 | 0 | 0 | 0 | 0
00 Ret.ACI & DSI & DryFGD | 0 | 0 | 0 | 0 | 0 | 0 | 0 | 0
00 Ret.ACI & DSI & DryFGD & HRI | 0 | 0 | 0 | 0 | 0 | 0 | 0 | 0
00 Ret.ACI & DSI & HRI | 0 | 0 | 0 | 0 | 0 | 0 | 0 | 0
00 Ret.ACI & DSI & WetFGD & HRI | 0 | 0 | 0 | 0 | 0 | 0 | 0 | 0
00 Ret.ACI & HRI | 0 | 0 | 0 | 0 | 0 | 0 | 0 | 0
00 Ret.ACI & SCR | 0 | 0 | 0 | 0 | 0 | 0 | 0 | 0
00 Ret.ACI & SCR & DryFGD & HRI | 0 | 0 | 0 | 0 | 0 | 0 | 0 | 0
00 Ret.ACI & SCR & DSI | 0 | 0 | 0 | 0 | 0 | 0 | 0 | 0
00 Ret.ACI & SCR & DSI & DryFGD | 0 | 0 | 0 | 0 | 0 | 0 | 0 | 0
00 Ret.ACI & SCR & DSI & DryFGD & HRI | 0 | 0 | 0 | 0 | 0 | 0 | 0 | 0
00 Ret.ACI & SCR & DSI & HRI | 0 | 0 | 0 | 0 | 0 | 0 | 0 | 0
00 Ret.ACI & SCR & DSI & WetFGD | 0 | 0 | 0 | 0 | 0 | 0 | 0 | 0
00 Ret.ACI & SCR & DSI & WetFGD & HRI | 0 | 0 | 0 | 0 | 0 | 0 | 0 | 0
00 Ret.ACI & SCR & HRI | 0 | 0 | 0 | 0 | 0 | 0 | 0 | 0
00 Ret.ACI & SCR & WetFGD & HRI | 0 | 0 | 0 | 0 | 0 | 0 | 0 | 0
00 Ret.ACI & SNCR | 0 | 0 | 0 | 0 | 0 | 0 | 0 | 0
00 Ret.ACI & SNCR & DSI | 0 | 0 | 0 | 0 | 0 | 0 | 0 | 0
00 Ret.ACI & SNCR & DSI & DryFGD | 0 | 0 | 0 | 0 | 0 | 0 | 0 | 0
00 Ret.ACI & SNCR & DSI & DryFGD & HRI | 0 | 0 | 0 | 0 | 0 | 0 | 0 | 0
00 Ret.ACI & SNCR & DSI & HRI | 0 | 0 | 0 | 0 | 0 | 0 | 0 | 0
00 Ret.ACI & SNCR & DSI & WetFGD | 0 | 0 | 0 | 0 | 0 | 0 | 0 | 0
00 Ret.ACI & SNCR & DSI & WetFGD & HRI | 0 | 0 | 0 | 0 | 0 | 0 | 0 | 0
00 Ret.ACI & SNCR & HRI | 0 | 0 | 0 | 0 | 0 | 0 | 0 | 0
00 Ret.ACI & WetFGD | 0 | 0 | 0 | 0 | 0 | 0 | 0 | 0
00 Ret.ACI & WetFGD & DSI | 0 | 0 | 0 | 0 | 0 | 0 | 0 | 0
00 Ret.ACI & WetFGD & HRI | 0 | 0 | 0 | 0 | 0 | 0 | 0 | 0
00 Ret.C2G | 499.4525 | 0 | 158.4411 | 158.4411 | 153.5231 | 110.5915 | 14.0133 | 14.0133
00 Ret.C2G & SCR | 0 | 0 | 0 | 0 | 0 | 0 | 0 | 0
00 Ret.CCG | 0 | 0 | 0 | 17358.5758 | 17251.6 | 17251.6 | 9353.1833 | 5976.604
00 Ret.DryFGD | 0 | 0 | 0 | 0 | 0 | 0 | 0 | 0
00 Ret.DryFGD & CCS | 0 | 0 | 0 | 0 | 0 | 0 | 0 | 0
00 Ret.DryFGD & HRI | 0 | 0 | 0 | 0 | 0 | 0 | 0 | 0
00 Ret.DSI | 0 | 0 | 0 | 0 | 0 | 0 | 0 | 0
00 Ret.DSI & DryFGD | 0 | 0 | 0 | 0 | 0 | 0 | 0 | 0
00 Ret.DSI & DryFGD & HRI | 0 | 0 | 0 | 0 | 0 | 0 | 0 | 0
00 Ret.DSI & HRI | 0 | 0 | 0 | 0 | 0 | 0 | 0 | 0
00 Ret.ExistACI & DryFGD | 0 | 0 | 0 | 0 | 0 | 0 | 0 | 0
00 Ret.ExistACI & DryFGD & CCS | 0 | 0 | 0 | 0 | 0 | 0 | 0 | 0
00 Ret.ExistACI & DryFGD & HRI | 0 | 0 | 0 | 0 | 0 | 0 | 0 | 0
00 Ret.ExistACI & DryFGD & HRI & CCS | 0 | 0 | 0 | 0 | 0 | 0 | 0 | 0
00 Ret.ExistACI & DSI | 0 | 0 | 0 | 0 | 0 | 0 | 0 | 0
00 Ret.ExistACI & DSI & DryFGD | 0 | 0 | 0 | 0 | 0 | 0 | 0 | 0
00 Ret.ExistACI & DSI & DryFGD & HRI | 0 | 0 | 0 | 0 | 0 | 0 | 0 | 0
00 Ret.ExistACI & DSI & HRI | 0 | 0 | 0 | 0 | 0 | 0 | 0 | 0
00 Ret.ExistACI & HRI | 0 | 0 | 0 | 0 | 0 | 0 | 0 | 0
00 Ret.ExistACI & HRI & WetFGD | 0 | 0 | 0 | 0 | 0 | 0 | 0 | 0
00 Ret.ExistACI & SCR | 0 | 0 | 0 | 0 | 0 | 0 | 0 | 0
00 Ret.ExistACI & SCR & DryFGD | 0 | 0 | 0 | 0 | 0 | 0 | 0 | 0
00 Ret.ExistACI & SCR & DryFGD & CCS | 0 | 0 | 0 | 19.5251 | 19.5251 | 19.5251 | 19.5251 | 19.5251
00 Ret.ExistACI & SCR & DryFGD & HRI | 0 | 0 | 0 | 0 | 0 | 0 | 0 | 0
00 Ret.ExistACI & SCR & DryFGD & HRI & CCS | 0 | 0 | 0 | 0 | 0 | 0 | 0 | 0
00 Ret.ExistACI & SCR & DSI | 0 | 0 | 0 | 0 | 0 | 0 | 0 | 0
00 Ret.ExistACI & SCR & DSI & DryFGD | 0 | 0 | 0 | 0 | 0 | 0 | 0 | 0
00 Ret.ExistACI & SCR & DSI & DryFGD & HRI | 0 | 0 | 0 | 0 | 0 | 0 | 0 | 0
00 Ret.ExistACI & SCR & DSI & HRI | 0 | 0 | 0 | 0 | 0 | 0 | 0 | 0
00 Ret.ExistACI & SCR & HRI | 0 | 0 | 0 | 0 | 0 | 0 | 0 | 0
00 Ret.ExistACI & SCR & WetFGD | 0 | 0 | 0 | 0 | 0 | 0 | 0 | 0
00 Ret.ExistACI & SCR & WetFGD & CCS | 0 | 0 | 0 | 0 | 0 | 0 | 0 | 0
00 Ret.ExistACI & SCR & WetFGD & HRI | 0 | 0 | 0 | 0 | 0 | 0 | 0 | 0
00 Ret.ExistACI & SCR & WetFGD & HRI & CCS | 0 | 0 | 0 | 0 | 0 | 0 | 0 | 0
00 Ret.ExistACI & SNCR | 0 | 0 | 0 | 0 | 0 | 0 | 0 | 0
00 Ret.ExistACI & SNCR & DryFGD | 0 | 0 | 0 | 0 | 0 | 0 | 0 | 0
00 Ret.ExistACI & SNCR & DryFGD & CCS | 0 | 0 | 0 | 0 | 0 | 0 | 0 | 0
00 Ret.ExistACI & SNCR & DryFGD & HRI | 0 | 0 | 0 | 0 | 0 | 0 | 0 | 0
00 Ret.ExistACI & SNCR & DryFGD & HRI & CCS | 0 | 0 | 0 | 0 | 0 | 0 | 0 | 0
00 Ret.ExistACI & SNCR & DSI | 0 | 0 | 0 | 0 | 0 | 0 | 0 | 0
00 Ret.ExistACI & SNCR & DSI & HRI | 0 | 0 | 0 | 0 | 0 | 0 | 0 | 0
00 Ret.ExistACI & SNCR & HRI | 0 | 0 | 0 | 0 | 0 | 0 | 0 | 0
00 Ret.ExistACI & SNCR & WetFGD | 0 | 0 | 0 | 0 | 0 | 0 | 0 | 0
00 Ret.ExistACI & SNCR & WetFGD & CCS | 0 | 0 | 0 | 0 | 0 | 0 | 0 | 0
00 Ret.ExistACI & SNCR & WetFGD & HRI | 0 | 0 | 0 | 0 | 0 | 0 | 0 | 0
00 Ret.ExistACI & SNCR & WetFGD & HRI & CCS | 0 | 0 | 0 | 0 | 0 | 0 | 0 | 0
00 Ret.ExistACI & WetFGD | 0 | 0 | 0 | 0 | 0 | 0 | 0 | 0
00 Ret.ExistACI & WetFGD & CCS | 0 | 0 | 0 | 0 | 0 | 0 | 0 | 0
00 Ret.ExistACI & WetFGD & HRI & CCS | 0 | 0 | 0 | 0 | 0 | 0 | 0 | 0
00 Ret.ExistACI_DSI & DryFGD | 0 | 0 | 0 | 0 | 0 | 0 | 0 | 0
00 Ret.ExistACI_DSI & DryFGD & CCS | 0 | 0 | 0 | 0 | 0 | 0 | 0 | 0
00 Ret.ExistACI_DSI & DryFGD & HRI | 0 | 0 | 0 | 0 | 0 | 0 | 0 | 0
00 Ret.ExistACI_DSI & DryFGD & HRI & CCS | 0 | 0 | 0 | 0 | 0 | 0 | 0 | 0
00 Ret.ExistACI_DSI & HRI | 0 | 0 | 0 | 0 | 0 | 0 | 0 | 0
00 Ret.ExistACI_DSI & SCR | 0 | 0 | 0 | 0 | 0 | 0 | 0 | 0
00 Ret.ExistACI_DSI & SCR & DryFGD | 0 | 0 | 0 | 0 | 0 | 0 | 0 | 0
00 Ret.ExistACI_DSI & SCR & DryFGD & CCS | 0 | 0 | 0 | 0 | 0 | 0 | 0 | 0
00 Ret.ExistACI_DSI & SCR & DryFGD & HRI | 0 | 0 | 0 | 0 | 0 | 0 | 0 | 0
00 Ret.ExistACI_DSI & SCR & DryFGD & HRI & CCS | 0 | 0 | 0 | 0 | 0 | 0 | 0 | 0
00 Ret.ExistACI_DSI & SCR & HRI | 0 | 0 | 0 | 0 | 0 | 0 | 0 | 0
00 Ret.ExistACI_DSI & SCR & WetFGD | 0 | 0 | 0 | 0 | 0 | 0 | 0 | 0
00 Ret.ExistACI_DSI & SCR & WetFGD & CCS | 0 | 0 | 0 | 0 | 0 | 0 | 0 | 0
00 Ret.ExistACI_DSI & SCR & WetFGD & HRI | 0 | 0 | 0 | 0 | 0 | 0 | 0 | 0
00 Ret.ExistACI_DSI & SCR & WetFGD & HRI & CCS | 0 | 0 | 0 | 0 | 0 | 0 | 0 | 0
00 Ret.ExistACI_DSI & SNCR | 0 | 0 | 0 | 0 | 0 | 0 | 0 | 0
00 Ret.ExistACI_DSI & SNCR & DryFGD | 0 | 0 | 0 | 0 | 0 | 0 | 0 | 0
00 Ret.ExistACI_DSI & SNCR & DryFGD & HRI & CCS | 0 | 0 | 0 | 0 | 0 | 0 | 0 | 0
00 Ret.ExistACI_DSI & SNCR & DryFGD & HRI | 0 | 0 | 0 | 0 | 0 | 0 | 0 | 0
00 Ret.ExistACI_DSI & SNCR & WetFGD & HRI & CCS | 0 | 0 | 0 | 0 | 0 | 0 | 0 | 0
00 Ret.ExistACI_DSI & SNCR & HRI | 0 | 0 | 0 | 0 | 0 | 0 | 0 | 0
00 Ret.ExistACI_DSI & SNCR & WetFGD | 0 | 0 | 0 | 0 | 0 | 0 | 0 | 0
00 Ret.ExistACI_DSI & SNCR & WetFGD & HRI | 0 | 0 | 0 | 0 | 0 | 0 | 0 | 0
00 Ret.ExistACI_DSI & WetFGD | 0 | 0 | 0 | 0 | 0 | 0 | 0 | 0
00 Ret.ExistACI_DSI & WetFGD & CCS | 0 | 0 | 0 | 0 | 0 | 0 | 0 | 0
00 Ret.ExistACI_DSI & WetFGD & HRI | 0 | 0 | 0 | 0 | 0 | 0 | 0 | 0
00 Ret.ExistACI_DSI & WetFGD & HRI & CCS | 0 | 0 | 0 | 0 | 0 | 0 | 0 | 0
00 Ret.ExistDryFGD & CCS | 0 | 0 | 0 | 0 | 0 | 0 | 0 | 0
00 Ret.ExistDryFGD & HRI | 0 | 0 | 0 | 0 | 0 | 0 | 0 | 0
00 Ret.ExistDryFGD & SCR | 0 | 0 | 0 | 0 | 0 | 0 | 0 | 0
00 Ret.ExistDryFGD & SCR & CCS | 0 | 0 | 0 | 0 | 0 | 0 | 0 | 0
00 Ret.ExistDryFGD & SCR & HRI | 0 | 0 | 0 | 0 | 0 | 0 | 0 | 0
00 Ret.ExistDryFGD & SNCR | 0 | 0 | 0 | 0 | 0 | 0 | 0 | 0
00 Ret.ExistDryFGD & SNCR & CCS | 0 | 0 | 0 | 0 | 0 | 0 | 0 | 0
00 Ret.ExistDryFGD & SNCR & HRI | 0 | 0 | 0 | 0 | 0 | 0 | 0 | 0
00 Ret.ExistDryFGD_ACI & CCS | 0 | 0 | 0 | 602.3388 | 602.3388 | 602.3388 | 407.5275 | 263.8143
00 Ret.ExistDryFGD_ACI & HRI | 0 | 0 | 0 | 0 | 0 | 0 | 0 | 0
00 Ret.ExistDryFGD_ACI & HRI & CCS | 0 | 0 | 0 | 0 | 0 | 0 | 0 | 0
00 Ret.ExistDryFGD_ACI & SCR | 0 | 0 | 0 | 0 | 0 | 0 | 0 | 0
00 Ret.ExistDryFGD_ACI & SCR & CCS | 0 | 0 | 0 | 0 | 0 | 0 | 0 | 0
00 Ret.ExistDryFGD_ACI & SCR & HRI | 0 | 0 | 0 | 0 | 0 | 0 | 0 | 0
00 Ret.ExistDryFGD_ACI & SCR & HRI & CCS | 0 | 0 | 0 | 0 | 0 | 0 | 0 | 0
00 Ret.ExistDryFGD_ACI & SNCR | 0 | 0 | 0 | 0 | 0 | 0 | 0 | 0
00 Ret.ExistDryFGD_ACI & SNCR & CCS | 0 | 0 | 0 | 0 | 0 | 0 | 0 | 0
00 Ret.ExistDryFGD_ACI & SNCR & HRI | 0 | 0 | 0 | 0 | 0 | 0 | 0 | 0
00 Ret.ExistDryFGD_ACI & SNCR & HRI & CCS | 0 | 0 | 0 | 0 | 0 | 0 | 0 | 0
00 Ret.ExistDryFGD_ACI_DSI & SCR | 0 | 0 | 0 | 0 | 0 | 0 | 0 | 0
00 Ret.ExistDryFGD_ACI_DSI & SCR & CCS | 0 | 0 | 0 | 0 | 0 | 0 | 0 | 0
00 Ret.ExistDryFGD_ACI_DSI & SCR & HRI | 0 | 0 | 0 | 0 | 0 | 0 | 0 | 0
00 Ret.ExistDryFGD_ACI_DSI & SCR & HRI & CCS | 0 | 0 | 0 | 0 | 0 | 0 | 0 | 0
00 Ret.ExistDryFGD_DSI & HRI | 0 | 0 | 0 | 0 | 0 | 0 | 0 | 0
00 Ret.ExistDryFGD_SNCR_ACI_DSI & CCS | 0 | 0 | 0 | 0 | 0 | 0 | 0 | 0
00 Ret.ExistDryFGD_SNCR_ACI_DSI & HRI | 0 | 0 | 0 | 0 | 0 | 0 | 0 | 0
00 Ret.ExistDryFGD_SNCR_ACI_DSI & HRI & CCS | 0 | 0 | 0 | 0 | 0 | 0 | 0 | 0
00 Ret.ExistDSI & DryFGD | 0 | 0 | 0 | 0 | 0 | 0 | 0 | 0
00 Ret.ExistDSI & DryFGD & HRI | 0 | 0 | 0 | 0 | 0 | 0 | 0 | 0
00 Ret.ExistDSI & HRI | 0 | 0 | 0 | 0 | 0 | 0 | 0 | 0
00 Ret.ExistDSI & SCR | 0 | 0 | 0 | 0 | 0 | 0 | 0 | 0
00 Ret.ExistDSI & SCR & DryFGD | 0 | 0 | 0 | 0 | 0 | 0 | 0 | 0
00 Ret.ExistDSI & SCR & DryFGD & HRI | 0 | 0 | 0 | 0 | 0 | 0 | 0 | 0
00 Ret.ExistDSI & SCR & HRI | 0 | 0 | 0 | 0 | 0 | 0 | 0 | 0
00 Ret.ExistDSI & SCR & WetFGD | 0 | 0 | 0 | 0 | 0 | 0 | 0 | 0
00 Ret.ExistDSI & SCR & WetFGD & HRI | 0 | 0 | 0 | 0 | 0 | 0 | 0 | 0
00 Ret.ExistDSI & SNCR | 0 | 0 | 0 | 0 | 0 | 0 | 0 | 0
00 Ret.ExistSCR & ACI | 0 | 0 | 0 | 0 | 0 | 0 | 0 | 0
00 Ret.ExistDSI & SNCR & DryFGD | 0 | 0 | 0 | 0 | 0 | 0 | 0 | 0
00 Ret.ExistSCR & ACI & DSI | 0 | 0 | 0 | 0 | 0 | 0 | 0 | 0
00 Ret.ExistSCR & ACI & DSI & DryFGD | 0 | 0 | 0 | 0 | 0 | 0 | 0 | 0
00 Ret.ExistSCR & ACI & DSI & DryFGD & HRI | 0 | 0 | 0 | 0 | 0 | 0 | 0 | 0
00 Ret.ExistDSI & SNCR & DryFGD & HRI | 0 | 0 | 0 | 0 | 0 | 0 | 0 | 0
00 Ret.ExistDSI & SNCR & HRI | 0 | 0 | 0 | 0 | 0 | 0 | 0 | 0
00 Ret.ExistSCR & ACI & DSI & HRI | 0 | 0 | 0 | 0 | 0 | 0 | 0 | 0
00 Ret.ExistDSI & SNCR & WetFGD | 0 | 0 | 0 | 0 | 0 | 0 | 0 | 0
00 Ret.ExistSCR & ACI & DSI & WetFGD | 0 | 0 | 0 | 0 | 0 | 0 | 0 | 0
00 Ret.ExistSCR & ACI & DSI & WetFGD & HRI | 0 | 0 | 0 | 0 | 0 | 0 | 0 | 0
00 Ret.ExistSCR & ACI & HRI | 0 | 0 | 0 | 0 | 0 | 0 | 0 | 0
00 Ret.ExistDSI & SNCR & WetFGD & HRI | 0 | 0 | 0 | 0 | 0 | 0 | 0 | 0
00 Ret.ExistDSI & WetFGD | 0 | 0 | 0 | 0 | 0 | 0 | 0 | 0
00 Ret.ExistDSI & WetFGD & HRI | 0 | 0 | 0 | 0 | 0 | 0 | 0 | 0
00 Ret.ExistDSI_ACI & SNCR & DryFGD & CCS | 0 | 0 | 0 | 0 | 0 | 0 | 0 | 0
00 Ret.ExistDSI_ACI & SNCR & WetFGD & CCS | 0 | 0 | 0 | 0 | 0 | 0 | 0 | 0
00 Ret.ExistSCR_ACI & DryFGD | 0 | 0 | 0 | 0 | 0 | 0 | 0 | 0
00 Ret.ExistSCR & DSI | 0 | 0 | 0 | 0 | 0 | 0 | 0 | 0
00 Ret.ExistSCR_ACI & DryFGD & CCS | 0 | 0 | 0 | 0 | 0 | 0 | 0 | 0
00 Ret.ExistSCR_ACI & DryFGD & HRI | 0 | 0 | 0 | 0 | 0 | 0 | 0 | 0
00 Ret.ExistSCR & DSI & DryFGD | 0 | 0 | 0 | 0 | 0 | 0 | 0 | 0
00 Ret.ExistSCR_ACI & DryFGD & HRI & CCS | 0 | 0 | 0 | 0 | 0 | 0 | 0 | 0
00 Ret.ExistSCR & DSI & DryFGD & HRI | 0 | 0 | 0 | 0 | 0 | 0 | 0 | 0
00 Ret.ExistSCR & DSI & HRI | 0 | 0 | 0 | 0 | 0 | 0 | 0 | 0
00 Ret.ExistSCR_ACI & DSI & HRI | 0 | 0 | 0 | 0 | 0 | 0 | 0 | 0
00 Ret.ExistSCR_ACI & HRI | 0 | 0 | 0 | 0 | 0 | 0 | 0 | 0
00 Ret.ExistSCR_ACI & WetFGD | 0 | 0 | 0 | 0 | 0 | 0 | 0 | 0
00 Ret.ExistSCR & HRI | 0 | 0 | 0 | 0 | 0 | 0 | 0 | 0
00 Ret.ExistSCR_ACI & WetFGD & CCS | 0 | 0 | 0 | 0 | 0 | 0 | 0 | 0
00 Ret.ExistSCR_ACI & WetFGD & HRI | 0 | 0 | 0 | 0 | 0 | 0 | 0 | 0
00 Ret.ExistSCR_ACI & WetFGD & HRI & CCS | 0 | 0 | 0 | 0 | 0 | 0 | 0 | 0
00 Ret.ExistSCR_ACI_DSI & DryFGD | 0 | 0 | 0 | 0 | 0 | 0 | 0 | 0
00 Ret.ExistSCR_ACI_DSI & DryFGD & CCS | 0 | 0 | 0 | 0 | 0 | 0 | 0 | 0
00 Ret.ExistSCR_ACI_DSI & DryFGD & HRI | 0 | 0 | 0 | 0 | 0 | 0 | 0 | 0
00 Ret.ExistSCR_ACI_DSI & DryFGD & HRI & CCS | 0 | 0 | 0 | 0 | 0 | 0 | 0 | 0
00 Ret.ExistSCR_ACI_DSI & HRI | 0 | 0 | 0 | 0 | 0 | 0 | 0 | 0
00 Ret.ExistSCR_ACI_DSI & WetFGD | 0 | 0 | 0 | 0 | 0 | 0 | 0 | 0
00 Ret.ExistSCR_ACI_DSI & WetFGD & CCS | 0 | 0 | 0 | 0 | 0 | 0 | 0 | 0
00 Ret.ExistSCR_ACI_DSI & WetFGD & HRI | 0 | 0 | 0 | 0 | 0 | 0 | 0 | 0
00 Ret.ExistSCR_ACI_DSI & WetFGD & HRI & CCS | 0 | 0 | 0 | 0 | 0 | 0 | 0 | 0
00 Ret.ExistSCR_DryFGD & HRI | 0 | 0 | 0 | 0 | 0 | 0 | 0 | 0
00 Ret.ExistSCR_DryFGD_ACI & CCS | 0 | 0 | 0 | 18.6156 | 18.6156 | 18.6156 | 18.6156 | 12.6518
00 Ret.ExistSCR_DryFGD_ACI & HRI | 0 | 0 | 0 | 0 | 0 | 0 | 0 | 0
00 Ret.ExistSCR_DryFGD_ACI & HRI & CCS | 0 | 0 | 0 | 0 | 0 | 0 | 0 | 0
00 Ret.ExistSCR_DryFGD_ACI_DSI & CCS | 0 | 0 | 0 | 0 | 0 | 0 | 0 | 0
00 Ret.ExistSCR_DryFGD_ACI_DSI & HRI | 0 | 0 | 0 | 0 | 0 | 0 | 0 | 0
00 Ret.ExistSCR_DryFGD_ACI_DSI & HRI & CCS | 0 | 0 | 0 | 0 | 0 | 0 | 0 | 0
00 Ret.ExistSCR_WetFGD & HRI | 0 | 0 | 0 | 0 | 0 | 0 | 0 | 0
00 Ret.ExistSCR_WetFGD & HRI & CCS | 0 | 0 | 0 | 0 | 0 | 0 | 0 | 0
00 Ret.ExistSCR_WetFGD_ACI & CCS | 0 | 0 | 0 | 4494.681 | 15012.1496 | 15012.1496 | 10700.4476 | 2033.5404
00 Ret.ExistSCR_WetFGD_ACI & HRI | 0 | 0 | 0 | 0 | 0 | 0 | 0 | 0
00 Ret.ExistSCR_WetFGD_ACI & HRI & CCS | 0 | 0 | 0 | 0 | 0 | 0 | 0 | 0
00 Ret.ExistSCR_WetFGD_ACI_DSI & CCS | 0 | 0 | 0 | 448.5877 | 635.7125 | 635.7125 | 440.582 | 250.591
00 Ret.ExistSCR_WetFGD_ACI_DSI & HRI | 0 | 0 | 0 | 0 | 0 | 0 | 0 | 0
00 Ret.ExistSCR_WetFGD_ACI_DSI & HRI & CCS | 0 | 0 | 0 | 0 | 0 | 0 | 0 | 0
00 Ret.ExistSCR_WetFGD_DSI & HRI | 0 | 0 | 0 | 0 | 0 | 0 | 0 | 0
00 Ret.ExistSCR_WetFGD_DSI & HRI & CCS | 0 | 0 | 0 | 0 | 0 | 0 | 0 | 0
00 Ret.ExistSNCR_ACI & DryFGD | 0 | 0 | 0 | 0 | 0 | 0 | 0 | 0
00 Ret.ExistSNCR_ACI & DryFGD & CCS | 0 | 0 | 0 | 0 | 0 | 0 | 0 | 0
00 Ret.ExistSNCR_ACI & DryFGD & HRI | 0 | 0 | 0 | 0 | 0 | 0 | 0 | 0
00 Ret.ExistSNCR_ACI & DryFGD & HRI & CCS | 0 | 0 | 0 | 0 | 0 | 0 | 0 | 0
00 Ret.ExistSNCR_ACI & DSI & HRI | 0 | 0 | 0 | 0 | 0 | 0 | 0 | 0
00 Ret.ExistSNCR_ACI & HRI | 0 | 0 | 0 | 0 | 0 | 0 | 0 | 0
00 Ret.ExistSNCR_ACI & WetFGD | 0 | 0 | 0 | 0 | 0 | 0 | 0 | 0
00 Ret.ExistSNCR_ACI & WetFGD & CCS | 0 | 0 | 0 | 0 | 0 | 0 | 0 | 0
00 Ret.ExistSNCR_ACI & WetFGD & HRI | 0 | 0 | 0 | 0 | 0 | 0 | 0 | 0
00 Ret.ExistSNCR_ACI & WetFGD & HRI & CCS | 0 | 0 | 0 | 0 | 0 | 0 | 0 | 0
00 Ret.ExistSNCR_ACI_DSI & DryFGD | 0 | 0 | 0 | 0 | 0 | 0 | 0 | 0
00 Ret.ExistSNCR_ACI_DSI & DryFGD & CCS | 0 | 0 | 0 | 0 | 0 | 0 | 0 | 0
00 Ret.ExistSNCR_ACI_DSI & DryFGD & HRI | 0 | 0 | 0 | 0 | 0 | 0 | 0 | 0
00 Ret.ExistSNCR_ACI_DSI & DryFGD & HRI & CCS | 0 | 0 | 0 | 0 | 0 | 0 | 0 | 0
00 Ret.ExistSNCR_ACI_DSI & HRI | 0 | 0 | 0 | 0 | 0 | 0 | 0 | 0
00 Ret.ExistSNCR_ACI_DSI & WetFGD | 0 | 0 | 0 | 0 | 0 | 0 | 0 | 0
00 Ret.ExistSNCR_ACI_DSI & WetFGD & CCS | 0 | 0 | 0 | 0 | 0 | 0 | 0 | 0
00 Ret.ExistSNCR_ACI_DSI & WetFGD & HRI | 0 | 0 | 0 | 0 | 0 | 0 | 0 | 0
00 Ret.ExistSNCR_ACI_DSI & WetFGD & HRI & CCS | 0 | 0 | 0 | 0 | 0 | 0 | 0 | 0
00 Ret.ExistSNCR_DryFGD & HRI | 0 | 0 | 0 | 0 | 0 | 0 | 0 | 0
00 Ret.ExistSNCR_DryFGD_ACI & CCS | 0 | 0 | 0 | 1803.9984 | 2913.9386 | 2913.9386 | 2144.0285 | 1980.4069
00 Ret.ExistSNCR_DryFGD_ACI & HRI | 0 | 0 | 0 | 0 | 0 | 0 | 0 | 0
00 Ret.ExistSNCR_DryFGD_ACI & HRI & CCS | 0 | 0 | 0 | 0 | 0 | 0 | 0 | 0
00 Ret.ExistSNCR_WetFGD & HRI | 0 | 0 | 0 | 0 | 0 | 0 | 0 | 0
00 Ret.ExistSNCR_WetFGD & HRI & CCS | 0 | 0 | 0 | 0 | 0 | 0 | 0 | 0
00 Ret.ExistSNCR_WetFGD_ACI & CCS | 0 | 0 | 0 | 2465.6695 | 2465.6695 | 2465.6695 | 1534.9877 | 1675.7487
00 Ret.ExistSNCR_WetFGD_ACI & HRI | 0 | 0 | 0 | 0 | 0 | 0 | 0 | 0
00 Ret.ExistSNCR_WetFGD_ACI & HRI & CCS | 0 | 0 | 0 | 0 | 0 | 0 | 0 | 0
00 Ret.ExistSNCR_WetFGD_ACI_DSI & CCS | 0 | 0 | 0 | 0 | 0 | 0 | 0 | 0
00 Ret.ExistSNCR_WetFGD_ACI_DSI & HRI | 0 | 0 | 0 | 0 | 0 | 0 | 0 | 0
00 Ret.ExistSNCR_WetFGD_ACI_DSI & HRI & CCS | 0 | 0 | 0 | 0 | 0 | 0 | 0 | 0
00 Ret.ExistSNCR & DryFGD & HRI | 0 | 0 | 0 | 0 | 0 | 0 | 0 | 0
00 Ret.ExistSNCR & HRI | 0 | 0 | 0 | 0 | 0 | 0 | 0 | 0
00 Ret.ExistWetFGD & CCS | 0 | 0 | 0 | 70.9559 | 70.9559 | 70.9559 | 70.9559 | 68.7575
00 Ret.ExistWetFGD & HRI | 0 | 0 | 0 | 0 | 0 | 0 | 0 | 0
00 Ret.ExistWetFGD & HRI & CCS | 0 | 0 | 0 | 0 | 0 | 0 | 0 | 0
00 Ret.ExistWetFGD & SCR | 0 | 0 | 0 | 1019.718 | 0 | 0 | 0 | 0
00 Ret.ExistWetFGD & SCR & CCS | 0 | 0 | 0 | 0 | 0 | 0 | 0 | 0
00 Ret.ExistWetFGD & SCR & HRI | 0 | 0 | 0 | 0 | 0 | 0 | 0 | 0
00 Ret.ExistWetFGD & SCR & HRI & CCS | 0 | 0 | 0 | 0 | 0 | 0 | 0 | 0
00 Ret.ExistWetFGD & SNCR | 0 | 0 | 0 | 0 | 0 | 0 | 0 | 0
00 Ret.ExistWetFGD & SNCR & CCS | 0 | 0 | 0 | 0 | 0 | 0 | 0 | 0
00 Ret.ExistWetFGD & SNCR & HRI | 0 | 0 | 0 | 0 | 0 | 0 | 0 | 0
00 Ret.ExistWetFGD & SNCR & HRI & CCS | 0 | 0 | 0 | 0 | 0 | 0 | 0 | 0
00 Ret.ExistWetFGD_ACI & CCS | 0 | 0 | 0 | 0 | 0 | 0 | 0 | 0
00 Ret.ExistWetFGD_ACI & HRI | 0 | 0 | 0 | 0 | 0 | 0 | 0 | 0
00 Ret.ExistWetFGD_ACI & HRI & CCS | 0 | 0 | 0 | 0 | 0 | 0 | 0 | 0
00 Ret.ExistWetFGD_ACI & SCR | 1453.6381 | 1453.6381 | 1236.459 | 615.4367 | 214.1775 | 0 | 0 | 0
00 Ret.ExistWetFGD_ACI & SCR & CCS | 0 | 0 | 0 | 0 | 0 | 0 | 0 | 0
00 Ret.ExistWetFGD_ACI & SCR & HRI | 0 | 0 | 0 | 0 | 0 | 0 | 0 | 0
00 Ret.ExistWetFGD_ACI & SCR & HRI & CCS | 0 | 0 | 0 | 0 | 0 | 0 | 0 | 0
00 Ret.ExistWetFGD_ACI & SNCR | 0 | 0 | 0 | 0 | 0 | 0 | 0 | 0
00 Ret.ExistWetFGD_ACI & SNCR & CCS | 0 | 0 | 0 | 0 | 0 | 0 | 0 | 0
00 Ret.ExistWetFGD_ACI & SNCR & HRI | 0 | 0 | 0 | 0 | 0 | 0 | 0 | 0
00 Ret.ExistWetFGD_ACI & SNCR & HRI & CCS | 0 | 0 | 0 | 0 | 0 | 0 | 0 | 0
00 Ret.ExistWetFGD_ACI_DSI & CCS | 0 | 0 | 0 | 0 | 0 | 0 | 0 | 0
00 Ret.ExistWetFGD_ACI_DSI & HRI | 0 | 0 | 0 | 0 | 0 | 0 | 0 | 0
00 Ret.ExistWetFGD_ACI_DSI & HRI & CCS | 0 | 0 | 0 | 0 | 0 | 0 | 0 | 0
00 Ret.ExistWetFGD_ACI_DSI & SCR | 0 | 0 | 0 | 0 | 0 | 0 | 0 | 0
00 Ret.ExistWetFGD_ACI_DSI & SCR & CCS | 0 | 0 | 0 | 0 | 0 | 0 | 0 | 0
00 Ret.ExistWetFGD_ACI_DSI & SCR & HRI | 0 | 0 | 0 | 0 | 0 | 0 | 0 | 0
00 Ret.ExistWetFGD_ACI_DSI & SCR & HRI & CCS | 0 | 0 | 0 | 0 | 0 | 0 | 0 | 0
00 Ret.ExistWetFGD_ACI_DSI & SNCR | 0 | 0 | 0 | 0 | 0 | 0 | 0 | 0
00 Ret.ExistWetFGD_ACI_DSI & SNCR & CCS | 0 | 0 | 0 | 0 | 0 | 0 | 0 | 0
00 Ret.ExistWetFGD_ACI_DSI & SNCR & HRI | 0 | 0 | 0 | 0 | 0 | 0 | 0 | 0
00 Ret.ExistWetFGD_ACI_DSI & SNCR & HRI & CCS | 0 | 0 | 0 | 0 | 0 | 0 | 0 | 0
00 Ret.ExistWetFGD_DSI & HRI | 0 | 0 | 0 | 0 | 0 | 0 | 0 | 0
00 Ret.ExistWetFGD_DSI & SCR | 0 | 0 | 0 | 0 | 0 | 0 | 0 | 0
00 Ret.ExistSNCR_DSI & DryFGD & HRI | 0 | 0 | 0 | 0 | 0 | 0 | 0 | 0
00 Ret.ExistWetFGD_DSI & SCR & HRI | 0 | 0 | 0 | 0 | 0 | 0 | 0 | 0
00 Ret.ExistSNCR_DSI & HRI | 0 | 0 | 0 | 0 | 0 | 0 | 0 | 0
00 Ret.ExistWetFGD_DSI & SNCR | 0 | 0 | 0 | 0 | 0 | 0 | 0 | 0
00 Ret.ExistWetFGD_DSI & SNCR & HRI | 0 | 0 | 0 | 0 | 0 | 0 | 0 | 0
00 Ret.ExistWetFGD_SCR & CCS | 0 | 0 | 0 | 156.3411 | 211.641 | 211.641 | 186.1132 | 177.9133
00 Ret.ExistWetFGD_SCR_DSI & CCS | 0 | 0 | 0 | 0 | 22.4127 | 22.4127 | 22.4127 | 3.0765
00 Ret.ExistWetFGD_SNCR & CCS | 0 | 0 | 0 | 0 | 0 | 0 | 0 | 0
00 Ret.HRI | 0 | 0 | 0 | 0 | 0 | 0 | 0 | 0
00 Ret.SCR | 0 | 0 | 0 | 0 | 0 | 0 | 0 | 0
00 Ret.SCR & DryFGD | 0 | 0 | 0 | 0 | 0 | 0 | 0 | 0
00 Ret.SCR & DryFGD & ACI | 0 | 0 | 0 | 0 | 0 | 0 | 0 | 0
00 Ret.SCR & DryFGD & CCS | 0 | 0 | 0 | 0 | 0 | 0 | 0 | 0
00 Ret.SCR & DryFGD & HRI | 0 | 0 | 0 | 0 | 0 | 0 | 0 | 0
00 Ret.SCR & DSI | 0 | 0 | 0 | 0 | 0 | 0 | 0 | 0
00 Ret.SCR & DSI & DryFGD | 0 | 0 | 0 | 0 | 0 | 0 | 0 | 0
00 Ret.SCR & DSI & DryFGD & HRI | 0 | 0 | 0 | 0 | 0 | 0 | 0 | 0
00 Ret.SCR & DSI & HRI | 0 | 0 | 0 | 0 | 0 | 0 | 0 | 0
00 Ret.SCR & DSI & WetFGD | 0 | 0 | 0 | 0 | 0 | 0 | 0 | 0
00 Ret.SCR & DSI & WetFGD & HRI | 0 | 0 | 0 | 0 | 0 | 0 | 0 | 0
00 Ret.SCR & HRI | 0 | 0 | 0 | 0 | 0 | 0 | 0 | 0
00 Ret.SCR & WetFGD | 0 | 0 | 0 | 0 | 0 | 0 | 0 | 0
00 Ret.SCR & WetFGD & ACI | 0 | 0 | 0 | 0 | 0 | 0 | 0 | 0
00 Ret.SCR & WetFGD & CCS | 0 | 0 | 0 | 0 | 0 | 0 | 0 | 0
00 Ret.SCR & WetFGD & HRI | 0 | 0 | 0 | 0 | 0 | 0 | 0 | 0
00 Ret.SNCR | 0 | 0 | 0 | 0 | 0 | 0 | 0 | 0
00 Ret.SNCR & DryFGD | 0 | 0 | 0 | 0 | 0 | 0 | 0 | 0
00 Ret.SNCR & DryFGD & ACI | 0 | 0 | 0 | 0 | 0 | 0 | 0 | 0
00 Ret.SNCR & DryFGD & ACI & HRI | 0 | 0 | 0 | 0 | 0 | 0 | 0 | 0
00 Ret.SNCR & DryFGD & CCS | 0 | 0 | 0 | 0 | 0 | 0 | 0 | 0
00 Ret.SNCR & DryFGD & HRI | 0 | 0 | 0 | 0 | 0 | 0 | 0 | 0
00 Ret.SNCR & DSI | 0 | 0 | 0 | 0 | 0 | 0 | 0 | 0
00 Ret.SNCR & DSI & HRI | 0 | 0 | 0 | 0 | 0 | 0 | 0 | 0
00 Ret.SNCR & HRI | 0 | 0 | 0 | 0 | 0 | 0 | 0 | 0
00 Ret.SNCR & WetFGD | 0 | 0 | 0 | 0 | 0 | 0 | 0 | 0
00 Ret.SNCR & WetFGD & ACI | 0 | 0 | 0 | 0 | 0 | 0 | 0 | 0
00 Ret.SNCR & WetFGD & ACI & HRI | 0 | 0 | 0 | 0 | 0 | 0 | 0 | 0
00 Ret.SNCR & WetFGD & CCS | 0 | 0 | 0 | 0 | 0 | 0 | 0 | 0
00 Ret.SNCR & WetFGD & HRI | 0 | 0 | 0 | 0 | 0 | 0 | 0 | 0
00 Ret.WetFGD | 0 | 0 | 0 | 0 | 0 | 0 | 0 | 0
00 Ret.WetFGD & CCS | 0 | 0 | 0 | 0 | 0 | 0 | 0 | 0
00 Ret.WetFGD & HRI | 0 | 0 | 0 | 0 | 0 | 0 | 0 | 0
00 Ret.FB & HRI | 0 | 0 | 0 | 0 | 0 | 0 | 0 | 0
00 Ret.FB DryFGD | 0 | 0 | 0 | 0 | 0 | 0 | 0 | 0
00 Ret.FB DryFGD & HRI | 0 | 0 | 0 | 0 | 0 | 0 | 0 | 0
00 Ret.FB DryFGD & SNCR | 0 | 0 | 0 | 0 | 0 | 0 | 0 | 0
00 Ret.FB-Exist ACI & DryFGD & HRI | 0 | 0 | 0 | 0 | 0 | 0 | 0 | 0
00 Ret.FB-Exist ACI_DSI & DryFGD & SNCR | 0 | 0 | 0 | 0 | 0 | 0 | 0 | 0
00 Ret.FB-Exist ACI_DSI & SNCR | 0 | 0 | 0 | 0 | 0 | 0 | 0 | 0
00 Ret.FB-ExistACI & HRI | 0 | 0 | 0 | 0 | 0 | 0 | 0 | 0
00 Ret.FB-ExistACI_DSI & DryFGD | 0 | 0 | 0 | 0 | 0 | 0 | 0 | 0
00 Ret.FB-ExistACI_DSI & DryFGD & HRI | 0 | 0 | 0 | 0 | 0 | 0 | 0 | 0
00 Ret.FB-ExistACI_DSI & DryFGD & SNCR | 0 | 0 | 0 | 0 | 0 | 0 | 0 | 0
00 Ret.FB-ExistACI_DSI & DryFGD & SNCR & HRI | 0 | 0 | 0 | 0 | 0 | 0 | 0 | 0
00 Ret.FB-ExistACI_DSI & HRI | 0 | 0 | 0 | 0 | 0 | 0 | 0 | 0
00 Ret.FB-ExistACI_DSI & SNCR & HRI | 0 | 0 | 0 | 0 | 0 | 0 | 0 | 0
00 Ret.FB-ExistDryFGD & HRI | 0 | 0 | 0 | 0 | 0 | 0 | 0 | 0
00 Ret.FB-ExistDryFGD_ACI & HRI | 0 | 0 | 0 | 0 | 0 | 0 | 0 | 0
00 Ret.FB-ExistDryFGD_ACI & HRI & CCS | 0 | 0 | 0 | 0 | 0 | 0 | 0 | 0
00 Ret.FB-ExistDryFGD_ACI & SNCR | 0 | 0 | 0 | 0 | 0 | 0 | 0 | 0
00 Ret.FB-ExistDryFGD_ACI & SNCR & HRI | 0 | 0 | 0 | 0 | 0 | 0 | 0 | 0
00 Ret.FB-ExistDryFGD_DSI & HRI | 0 | 0 | 0 | 0 | 0 | 0 | 0 | 0
00 Ret.FB-ExistDryFGD_DSI & SNCR | 0 | 0 | 0 | 0 | 0 | 0 | 0 | 0
00 Ret.FB-ExistDryFGD_DSI & SNCR & HRI | 0 | 0 | 0 | 0 | 0 | 0 | 0 | 0
00 Ret.FB-ExistDryFGD_SNCR & HRI | 0 | 0 | 0 | 0 | 0 | 0 | 0 | 0
00 Ret.FB-ExistDryFGD_SNCR_ACI & HRI | 0 | 0 | 0 | 0 | 0 | 0 | 0 | 0
00 Ret.FB-ExistDryFGD_SNCR_ACI & HRI & CCS | 0 | 0 | 0 | 0 | 0 | 0 | 0 | 0
00 Ret.FB-ExistDryFGD_SNCR_ACI_DSI & HRI | 0 | 0 | 0 | 0 | 0 | 0 | 0 | 0
00 Ret.FB-ExistDryFGD_SNCR_ACI_DSI & HRI & CCS | 0 | 0 | 0 | 0 | 0 | 0 | 0 | 0
00 Ret.FB-ExistWetFGD_SNCR_ACI & HRI | 0 | 0 | 0 | 0 | 0 | 0 | 0 | 0
00 Ret.FB-ExistWetFGD_SNCR_ACI & HRI & CCS | 0 | 0 | 0 | 0 | 0 | 0 | 0 | 0
00 Ret.FB-ExistDryFGD_SNCR_DSI & HRI | 0 | 0 | 0 | 0 | 0 | 0 | 0 | 0
00 Ret.FB-ExistDSI & DryFGD | 0 | 0 | 0 | 0 | 0 | 0 | 0 | 0
00 Ret.FB-ExistDSI & DryFGD & HRI | 0 | 0 | 0 | 0 | 0 | 0 | 0 | 0
00 Ret.FB-ExistDSI & DryFGD & SNCR | 0 | 0 | 0 | 0 | 0 | 0 | 0 | 0
00 Ret.FB-ExistDSI & DryFGD & SNCR & HRI | 0 | 0 | 0 | 0 | 0 | 0 | 0 | 0
00 Ret.FB-ExistDSI & HRI | 0 | 0 | 0 | 0 | 0 | 0 | 0 | 0
00 Ret.FB-ExistDSI & SNCR | 0 | 0 | 0 | 0 | 0 | 0 | 0 | 0
00 Ret.FB-ExistDSI & SNCR & HRI | 0 | 0 | 0 | 0 | 0 | 0 | 0 | 0
00 Ret.FB-ExistSNCR & DryFGD | 0 | 0 | 0 | 0 | 0 | 0 | 0 | 0
00 Ret.FB-ExistSNCR & DryFGD & HRI | 0 | 0 | 0 | 0 | 0 | 0 | 0 | 0
00 Ret.FB-ExistSNCR & HRI | 0 | 0 | 0 | 0 | 0 | 0 | 0 | 0
00 Ret.FB-ExistSNCR_ACI & HRI | 0 | 0 | 0 | 0 | 0 | 0 | 0 | 0
00 Ret.FB-ExistSNCR_ACI_DSI & DryFGD | 0 | 0 | 0 | 0 | 0 | 0 | 0 | 0
00 Ret.FB-ExistSNCR_ACI_DSI & DryFGD & HRI | 0 | 0 | 0 | 0 | 0 | 0 | 0 | 0
00 Ret.FB-ExistSNCR_ACI_DSI & HRI | 0 | 0 | 0 | 0 | 0 | 0 | 0 | 0
00 Ret.FB-ExistSNCR_DryFGD & HRI | 0 | 0 | 0 | 0 | 0 | 0 | 0 | 0
00 Ret.FB-ExistSNCR_DryFGD_ACI & HRI | 0 | 0 | 0 | 0 | 0 | 0 | 0 | 0
00 Ret.FB-ExistSNCR_DryFGD_ACI & HRI & CCS | 0 | 0 | 0 | 0 | 0 | 0 | 0 | 0
00 Ret.FB-ExistSNCR_DSI & DryFGD | 0 | 0 | 0 | 0 | 0 | 0 | 0 | 0
00 Ret.FB-ExistSNCR_DSI & DryFGD & HRI | 0 | 0 | 0 | 0 | 0 | 0 | 0 | 0
00 Ret.FB-ExistSNCR_DSI & HRI | 0 | 0 | 0 | 0 | 0 | 0 | 0 | 0
00 Ret.FB-ExistSNCR_WetFGD & HRI | 0 | 0 | 0 | 0 | 0 | 0 | 0 | 0
00 Ret.FB-ExistSNCR_WetFGD & HRI & CCS | 0 | 0 | 0 | 0 | 0 | 0 | 0 | 0
00 Ret.FB-ExistWetFGD_DSI & HRI | 0 | 0 | 0 | 0 | 0 | 0 | 0 | 0
00 Ret.FB-ExistWetFGD_DSI & SNCR | 0 | 0 | 0 | 0 | 0 | 0 | 0 | 0
00 Ret.FB-ExistWetFGD_DSI & SNCR & HRI | 0 | 0 | 0 | 0 | 0 | 0 | 0 | 0
00 Ret.FB-SNCR | 0 | 0 | 0 | 0 | 0 | 0 | 0 | 0
00 Ret.Oil/Gas Steam SCR | 0 | 0 | 0 | 0 | 0 | 0 | 0 | 0
00 CC Retirement | 0 | 0 | 0 | 0 | 0 | 0 | 0 | 0
00 CT Retirement | 0 | 0 | 0 | 0 | 0 | 0 | 0 | 0
00 O/G Retirement | 0 | 0 | 0 | 0 | 0 | 0 | 0 | 0
00 Coal Retirement | 0 | 0 | 0 | 0 | 0 | 0 | 0 | 0
00 IGCC Retirement | 0 | 0 | 0 | 0 | 0 | 0 | 0 | 0
00 Nuke Retirement | 0 | 0 | 0 | 0 | 0 | 0 | 0 | 0
00 Biomass Retirement | 0 | 0 | 0 | 0 | 0 | 0 | 0 | 0
00 Fossil_Other Retirement | 0 | 0 | 0 | 0 | 0 | 0 | 0 | 0
00 Fuel Cell Retirement | 0 | 0 | 0 | 0 | 0 | 0 | 0 | 0
00 Geothermal Retirement | 0 | 0 | 0 | 0 | 0 | 0 | 0 | 0
00 Hydro Retirement | 0 | 0 | 0 | 0 | 0 | 0 | 0 | 0
00 Landfill Gas Retirement | 0 | 0 | 0 | 0 | 0 | 0 | 0 | 0
00 Non Fossil_Other Retirement | 0 | 0 | 0 | 0 | 0 | 0 | 0 | 0
Total | 4186507.8644 | 4250888.8596 | 4340515.0727 | 4437258.3407 | 4697764.3039 | 4959323.5062 | 5265669.7517 | 5639864.7974
12a. Generation by Fuel Type [GWh]
Biomass | 10753.5063 | 136.9509 | 143.9 | 102.8691 | 101.1139 | 23.9677 | 23.9677 | 23.9677
Coal | 1106887.4077 | 732165.4017 | 450538.0725 | 330416.0132 | 109208.3528 | 67866.9303 | 38510.1742 | 15844.8664
EnerStor | 24816.4675 | 30227.4474 | 31316.1608 | 51791.4385 | 85032.503 | 98010.3176 | 117177.3033 | 131030.344
Fwaste | 3892.453 | 3892.4529 | 3496.9517 | 3468.9447 | 3569.1775 | 3527.9585 | 3516.4327 | 3516.3141
Geothermal | 17322.1077 | 19602.3971 | 19602.3971 | 20017.4897 | 19961.4443 | 19961.4443 | 19925.5219 | 19705.1239
Hydro | 275585.7647 | 275430.3898 | 275339.8513 | 283825.788 | 306820.0922 | 320181.7565 | 320104.5376 | 316813.3312
LF Gas | 16739.829 | 19858.647 | 24560.1519 | 22946.0972 | 22185.966 | 20703.7025 | 20177.8435 | 18572.3131
MSW | 12769.9387 | 12570.2355 | 12570.2355 | 12271.3731 | 12249.2594 | 12191.8925 | 12190.7208 | 10827.2681
NaturalGas | 1118756.0155 | 1415711.1115 | 1714324.188 | 1664388.1647 | 1353633.0054 | 1248455.0712 | 1234631.4409 | 1166628.4246
Non-Fossil | 9799.9689 | 9409.6743 | 9409.6743 | 9409.6743 | 9409.6743 | 9184.1373 | 9138.8924 | 8737.5776
Nuclear | 775361.9644 | 747158.391 | 747158.391 | 724660.6703 | 665836.5773 | 621410.0455 | 498671.4065 | 354695.5401
Oil | 29.5117 | 5.9712 | 0.24854 | 0.51612 | 0.13212 | 0.022703 | 0.054845 | 0.39566
Pet. Coke | 18686.7819 | 17245.0391 | 10515.6716 | 10631.1673 | 709.7355 | 664.1835 | 63.4543 | 63.4543
Pumps | 13280.932 | 17266.3639 | 20641.5672 | 21388.91 | 28939.1692 | 33126.3971 | 33498.4635 | 33842.4712
Solar | 208759.0444 | 233648.8157 | 263852.7701 | 354287.7505 | 578730.3831 | 711280.7704 | 895239.7448 | 1116906.7725
Tires | 135.1384 | 135.1384 | 135.1384 | 135.1384 | 135.1384 | 135.1384 | 135.1384 | 135.1384
Waste Coal | 5817.7416 | 5204.7125 | 5572.517 | 5529.8703 | 3547.3656 | 2201.8662 | 1085.4377 | 0
Wind | 503208.2579 | 638816.3997 | 665289.8175 | 826699.1085 | 1382359.5211 | 1653906.1196 | 1903273.3238 | 2260679.5231
None | 0 | 0 | 0 | 0 | 0 | 0 | 0 | 0
Solar-DER | 63905.0331 | 72403.3198 | 86047.3683 | 95287.3568 | 115335.6927 | 136491.7844 | 158305.8927 | 181841.9712
Total | 4186507.8644 | 4250888.8596 | 4340515.0727 | 4437258.3407 | 4697764.3039 | 4959323.5062 | 5265669.7517 | 5639864.7974
13. Generation by Capacity Reporting Type [TBtu]
00 New Combined Cycle | 351.5581 | 642.2865 | 893.6629 | 971.783 | 996.5905 | 1105.9677 | 1198.1948 | 1289.062
00 New Combined Cycle with Carbon Capture | 0 | 0 | 0 | 0 | 18.2344 | 18.2344 | 18.2344 | 17.9646
00 New Combustion Turbine | 2.9443 | 7.7441 | 24.3839 | 26.0553 | 31.9942 | 131.5548 | 357.1583 | 551.3265
00 New Hydro | 0.020942 | 0.021129 | 0.021129 | 28.9751 | 107.4317 | 153.0217 | 152.8792 | 152.8792
00 New Nuclear | 0 | 0 | 0 | 0 | 0 | 0 | 0 | 0
00 New Biomass | 0.2707 | 0.051995 | 0.051995 | 0 | 0 | 0 | 0 | 0
00 New Geothermal | 2.3484 | 10.1287 | 10.1287 | 11.545 | 11.545 | 11.545 | 11.4225 | 11.4225
00 New Landfill Gas | 21.4396 | 32.3929 | 48.7767 | 45.4197 | 44.3386 | 41.652 | 40.6446 | 38.4697
00 New Battery Storage | 64.5522 | 83.1418 | 86.8561 | 156.3631 | 269.4947 | 314.1464 | 379.6142 | 426.7939
00 New Offshore Wind | 17.1673 | 33.4287 | 57.274 | 97.517 | 423.5822 | 567.2619 | 662.978 | 827.5822
00 New Onshore Wind | 545.4391 | 982.8237 | 1049.3057 | 1559.7913 | 3129.6393 | 3912.4766 | 4667.6015 | 5722.4672
00 New Solar PV | 411.0995 | 495.1905 | 598.2813 | 906.8455 | 1655.4592 | 2107.9035 | 2736.5574 | 3493.5032
00 New Solar Thermal | 0 | 0 | 0 | 0 | 17.2018 | 17.0195 | 16.0335 | 15.4157
00 New Fuel Cell | 2.389 | 2.3365 | 2.3684 | 2.3295 | 1.5608 | 1.5122 | 1.5911 | 1.3798
00 New Ultrasupercritical Coal without CCS | 0 | 0 | 0 | 0 | 0 | 0 | 0 | 0
00 New Ultrasupercritical Coal with 30% CCS | 0 | 0 | 0 | 0 | 0 | 0 | 0 | 0
00 New Ultrasupercritical Coal with 90% CCS | 0 | 0 | 0 | 0 | 0 | 0 | 0 | 0
00 Exist & New Distributed Solar PV | 218.044 | 247.0401 | 293.5936 | 325.1205 | 393.5254 | 465.71 | 540.1397 | 620.4448
00 Exist Combined Cycle | 3307.1841 | 4019.15 | 4722.5043 | 4458.9637 | 3400.2094 | 2865.1383 | 2536.5702 | 2041.3531
00 Exist Combustion Turbine | 62.0416 | 96.8313 | 140.6747 | 122.6396 | 97.8834 | 73.8935 | 61.9585 | 53.5718
00 Exist Coal Steam_Uncontrolled | 10.6577 | 10.7559 | 9.7499 | 9.2442 | 1.6296 | 0.87055 | 0.33356 | 0.022716
00 Exist Coal Steam_ACI | 318.0263 | 207.0137 | 139.9751 | 34.9097 | 22.5911 | 14.3133 | 8.9117 | 7.6158
00 Exist Coal Steam_ACI_DSI | 97.1491 | 64.6437 | 39.7895 | 15.7885 | 4.9994 | 1.9547 | 1.9547 | 1.9547
00 Exist Coal Steam_DryFGD | 0 | 0 | 0 | 0 | 0 | 0 | 0 | 0
00 Exist Coal Steam_DryFGD_ACI | 199.0598 | 152.6525 | 100.9936 | 56.0066 | 15.2414 | 8.7847 | 6.1639 | 0.29889
00 Exist Coal Steam_DryFGD_DSI | 6.1919 | 0 | 0 | 0 | 0 | 0 | 0 | 0
00 Exist Coal Steam_DryFGD_SCR | 9.7028 | 1.5697 | 0 | 0 | 0 | 0 | 0 | 0
00 Exist Coal Steam_DryFGD_SCR_ACI | 323.3122 | 196.5678 | 114.9543 | 115.2883 | 32.5412 | 22.9233 | 9.3825 | 1.4347
00 Exist Coal Steam_DryFGD_SCR_DSI | 6.5476 | 6.5476 | 3.4226 | 3.386 | 0 | 0 | 0 | 0
00 Exist Coal Steam_DryFGD_SCR_ACI_DSI | 32.6898 | 30.7799 | 19.3991 | 17.6081 | 2.7827 | 2.7827 | 2.7827 | 0
00 Exist Coal Steam_DryFGD_SNCR_ACI | 51.8286 | 51.8286 | 44.693 | 27.4426 | 4.058 | 0 | 0 | 0
00 Exist Coal Steam_DryFGD_SNCR_ACI_DSI | 13.8123 | 11.7826 | 10.9177 | 7.4768 | 0 | 0 | 0 | 0
00 Exist Coal Steam_DSI | 28.2271 | 21.3774 | 15.5013 | 0 | 0 | 0 | 0 | 0
00 Exist Coal Steam_SCR_ACI | 113.8566 | 103.1809 | 59.4565 | 56.4564 | 27.4662 | 15.4397 | 12.1746 | 8.2853
00 Exist Coal Steam_SCR_ACI_DSI | 53.5083 | 13.1865 | 1.749 | 1.6752 | 0 | 0 | 0 | 0
00 Exist Coal Steam_SNCR | 0.38149 | 0.38149 | 0.38149 | 0.38149 | 0.29713 | 0.18047 | 0.18047 | 0
00 Exist Coal Steam_SCR | 0 | 0 | 0 | 0 | 0 | 0 | 0 | 0
00 Exist Coal Steam_SNCR_ACI | 13.7177 | 5.9627 | 0 | 0 | 0 | 0 | 0 | 0
00 Exist Coal Steam_SNCR_ACI_DSI | 22.5014 | 1.8312 | 0 | 0 | 0 | 0 | 0 | 0
00 Exist Coal Steam_WetFGD | 124.0846 | 48.7861 | 49.9821 | 0.11088 | 0 | 0 | 0 | 0
00 Exist Coal Steam_WetFGD_ACI | 224.8201 | 149.1477 | 96.4339 | 66.2962 | 33.8093 | 20.2018 | 8.7173 | 4.288
00 Exist Coal Steam_WetFGD_ACI_DSI | 42.7483 | 15.989 | 9.1804 | 0.030831 | 0.0089667 | 0.0089667 | 0 | 0
00 Exist Coal Steam_WetFGD_DSI | 0 | 0 | 0 | 0 | 0 | 0 | 0 | 0
00 Exist Coal Steam_WetFGD_SCR | 1028.7188 | 756.3598 | 428.1752 | 383.1163 | 83.4488 | 21.5292 | 14.3429 | 0.029889
00 Exist Coal Steam_WetFGD_SCR_DSI | 95.5613 | 22.2946 | 3.7033 | 0.014799 | 0 | 0 | 0 | 0
00 Exist Coal Steam_WetFGD_SCR_ACI | 545.6296 | 335.4702 | 193.5945 | 203.5677 | 27.9418 | 15.2406 | 8.2483 | 5.6121
00 Exist Coal Steam_WetFGD_SCR_ACI_DSI | 156.5481 | 132.6939 | 101.7071 | 81.39 | 30.7349 | 26.5458 | 2.5944 | 0
00 Exist Coal Steam_WetFGD_SNCR | 50.3618 | 16.3036 | 12.3314 | 1.3609 | 1.3551 | 1.3431 | 0.32499 | 0.32499
00 Exist Coal Steam_WetFGD_SNCR_ACI | 184.4041 | 134.7933 | 94.2316 | 25.745 | 4.0097 | 1.3253 | 1.3253 | 1.3253
00 Exist Coal Steam_WetFGD_SNCR_ACI_DSI | 0 | 0 | 0 | 0 | 0 | 0 | 0 | 0
00 Exist FBC_ACI_DSI | 11.037 | 4.5258 | 1.3151 | 1.3151 | 1.3151 | 1.3151 | 0 | 0
00 Exist FBC_DryFGD_ACI | 3.3227 | 2.1849 | 0.56314 | 0.56314 | 0 | 0 | 0 | 0
00 Exist FBC_DryFGD_DSI | 0 | 0 | 0 | 0 | 0 | 0 | 0 | 0
00 Exist FBC_DryFGD_SNCR | 9.3512 | 9.1067 | 9.3535 | 9.1849 | 5.0893 | 4.8893 | 2.8396 | 0
00 Exist FBC_DryFGD_SNCR_ACI | 12.4566 | 10.4695 | 11.003 | 10.4691 | 7.784 | 3.3932 | 0 | 0
00 Exist FBC_DryFGD_SNCR_ACI_DSI | 17.0317 | 17.0317 | 2.284 | 2.284 | 0 | 0 | 0 | 0
00 Exist FBC_DryFGD_SNCR_DSI | 0 | 0 | 0 | 0 | 0 | 0 | 0 | 0
00 Exist FBC_DSI | 10.0831 | 3.6206 | 1.1119 | 1.446 | 1.1119 | 0.95645 | 0.95645 | 0.95645
00 Exist FBC_SCR | 0.048639 | 0.12787 | 0.035449 | 0 | 0 | 0 | 0 | 0
00 Exist FBC_SNCR | 0 | 0 | 0 | 0 | 0 | 0 | 0 | 0
00 Exist FBC_SNCR_ACI | 0.11977 | 0.12829 | 0.044653 | 0 | 0 | 0 | 0 | 0
00 Exist FBC_SNCR_ACI_DSI | 7.1752 | 0.91162 | 0.91162 | 0.91162 | 0.91162 | 0.91162 | 0 | 0
00 Exist FBC_SNCR_DSI | 16.0096 | 14.8456 | 10.2423 | 7.796 | 1.0345 | 0.17933 | 0.17933 | 0
00 Exist FBC_Uncontrolled | 0 | 0 | 0 | 0 | 0 | 0 | 0 | 0
00 Exist FBC_WetFGD_DSI | 0.30694 | 0.72301 | 0.72301 | 1.28 | 1.28 | 1.28 | 0.86392 | 0
00 Exist IGCC | 14.3594 | 14.2113 | 0 | 0 | 0 | 0 | 0 | 0
00 Exist Fossil_Other | 13.281 | 13.281 | 11.9316 | 11.836 | 12.178 | 12.0374 | 11.9981 | 11.9977
00 Exist Fuel Cell | 0.00044883 | 0.00070768 | 0.00073855 | 0.19665 | 0.29347 | 0.041014 | 0.13407 | 0.05151
00 Exist Hydro | 940.2777 | 939.7474 | 939.4384 | 939.4384 | 939.4384 | 939.4384 | 939.3175 | 928.0879
00 Exist Non Fossil_Other | 77.4696 | 75.4565 | 75.4565 | 74.4368 | 74.3614 | 73.3961 | 73.2377 | 67.2163
00 Exist Nuclear | 2645.535 | 2549.3044 | 2549.3044 | 2472.5422 | 2271.8344 | 2120.2511 | 1701.4668 | 1210.2212
00 Exist Oil/Gas Steam | 77.3721 | 50.0672 | 53.9133 | 30.7483 | 11.8012 | 3.4911 | 5.8453 | 4.4114
00 Exist Oil/Gas Steam_SCR | 9.4482 | 9.4704 | 9.4813 | 5.5415 | 0.11217 | 0.082634 | 0.046503 | 0.11223
00 Exist Oil/Gas Steam_SNCR | 2.6541 | 2.54 | 1.7448 | 0.86859 | 0.53043 | 0.57338 | 0.86859 | 0.86461
00 Exist Biomass | 36.4203 | 0.41528 | 0.43899 | 0.35099 | 0.345 | 0.081778 | 0.081778 | 0.081778
00 Exist Landfill Gas | 35.6767 | 35.3648 | 35.0225 | 32.8724 | 31.3599 | 28.989 | 28.2022 | 24.899
00 Exist Geothermal | 56.7546 | 56.7546 | 56.7546 | 56.7546 | 56.5634 | 56.5634 | 56.5634 | 55.8114
00 Exist Pump Storage | 45.3145 | 58.9128 | 70.429 | 72.979 | 98.7404 | 113.0273 | 114.2968 | 115.4705
00 Exist Energy Storage | 1.674 | 1.5467 | 1.547 | 1.9017 | 2.1887 | 2.7707 | 2.7007 | 2.7876
00 Exist Solar PV | 291.8619 | 292.6947 | 292.6598 | 292.6598 | 292.6425 | 292.6425 | 292.6425 | 292.6425
00 Exist Solar Thermal | 9.3245 | 9.3245 | 9.3245 | 9.3245 | 9.3245 | 9.3245 | 9.3245 | 9.3245
00 Exist Offshore Wind | 0.37832 | 0.37832 | 0.37832 | 0.37832 | 0.37832 | 0.37832 | 0.37832 | 0.37832
00 Exist Onshore Wind | 1153.9618 | 1163.0108 | 1163.0108 | 1163.0108 | 1163.0108 | 1163.0108 | 1163.0108 | 1163.0108
00 International Imports | 18.4476 | 18.4476 | 18.4476 | 18.4476 | 18.4476 | 17.4941 | 17.4941 | 17.4941
00 Ret.ACI | 0 | 0 | 0 | 0 | 0 | 0 | 0 | 0
00 Ret.ACI & DryFGD | 0 | 0 | 0 | 0 | 0 | 0 | 0 | 0
00 Ret.ACI & DryFGD & HRI | 0 | 0 | 0 | 0 | 0 | 0 | 0 | 0
00 Ret.ACI & DSI | 0 | 0 | 0 | 0 | 0 | 0 | 0 | 0
00 Ret.ACI & DSI & DryFGD | 0 | 0 | 0 | 0 | 0 | 0 | 0 | 0
00 Ret.ACI & DSI & DryFGD & HRI | 0 | 0 | 0 | 0 | 0 | 0 | 0 | 0
00 Ret.ACI & DSI & HRI | 0 | 0 | 0 | 0 | 0 | 0 | 0 | 0
00 Ret.ACI & DSI & WetFGD & HRI | 0 | 0 | 0 | 0 | 0 | 0 | 0 | 0
00 Ret.ACI & HRI | 0 | 0 | 0 | 0 | 0 | 0 | 0 | 0
00 Ret.ACI & SCR | 0 | 0 | 0 | 0 | 0 | 0 | 0 | 0
00 Ret.ACI & SCR & DryFGD & HRI | 0 | 0 | 0 | 0 | 0 | 0 | 0 | 0
00 Ret.ACI & SCR & DSI | 0 | 0 | 0 | 0 | 0 | 0 | 0 | 0
00 Ret.ACI & SCR & DSI & DryFGD | 0 | 0 | 0 | 0 | 0 | 0 | 0 | 0
00 Ret.ACI & SCR & DSI & DryFGD & HRI | 0 | 0 | 0 | 0 | 0 | 0 | 0 | 0
00 Ret.ACI & SCR & DSI & HRI | 0 | 0 | 0 | 0 | 0 | 0 | 0 | 0
00 Ret.ACI & SCR & DSI & WetFGD | 0 | 0 | 0 | 0 | 0 | 0 | 0 | 0
00 Ret.ACI & SCR & DSI & WetFGD & HRI | 0 | 0 | 0 | 0 | 0 | 0 | 0 | 0
00 Ret.ACI & SCR & HRI | 0 | 0 | 0 | 0 | 0 | 0 | 0 | 0
00 Ret.ACI & SCR & WetFGD & HRI | 0 | 0 | 0 | 0 | 0 | 0 | 0 | 0
00 Ret.ACI & SNCR | 0 | 0 | 0 | 0 | 0 | 0 | 0 | 0
00 Ret.ACI & SNCR & DSI | 0 | 0 | 0 | 0 | 0 | 0 | 0 | 0
00 Ret.ACI & SNCR & DSI & DryFGD | 0 | 0 | 0 | 0 | 0 | 0 | 0 | 0
00 Ret.ACI & SNCR & DSI & DryFGD & HRI | 0 | 0 | 0 | 0 | 0 | 0 | 0 | 0
00 Ret.ACI & SNCR & DSI & HRI | 0 | 0 | 0 | 0 | 0 | 0 | 0 | 0
00 Ret.ACI & SNCR & DSI & WetFGD | 0 | 0 | 0 | 0 | 0 | 0 | 0 | 0
00 Ret.ACI & SNCR & DSI & WetFGD & HRI | 0 | 0 | 0 | 0 | 0 | 0 | 0 | 0
00 Ret.ACI & SNCR & HRI | 0 | 0 | 0 | 0 | 0 | 0 | 0 | 0
00 Ret.ACI & WetFGD | 0 | 0 | 0 | 0 | 0 | 0 | 0 | 0
00 Ret.ACI & WetFGD & DSI | 0 | 0 | 0 | 0 | 0 | 0 | 0 | 0
00 Ret.ACI & WetFGD & HRI | 0 | 0 | 0 | 0 | 0 | 0 | 0 | 0
00 Ret.C2G | 1.7041 | 0 | 0.5406 | 0.5406 | 0.52382 | 0.37734 | 0.047813 | 0.047813
00 Ret.C2G & SCR | 0 | 0 | 0 | 0 | 0 | 0 | 0 | 0
00 Ret.CCG | 0 | 0 | 0 | 59.2275 | 58.8625 | 58.8625 | 31.9131 | 20.3922
00 Ret.DryFGD | 0 | 0 | 0 | 0 | 0 | 0 | 0 | 0
00 Ret.DryFGD & CCS | 0 | 0 | 0 | 0 | 0 | 0 | 0 | 0
00 Ret.DryFGD & HRI | 0 | 0 | 0 | 0 | 0 | 0 | 0 | 0
00 Ret.DSI | 0 | 0 | 0 | 0 | 0 | 0 | 0 | 0
00 Ret.DSI & DryFGD | 0 | 0 | 0 | 0 | 0 | 0 | 0 | 0
00 Ret.DSI & DryFGD & HRI | 0 | 0 | 0 | 0 | 0 | 0 | 0 | 0
00 Ret.DSI & HRI | 0 | 0 | 0 | 0 | 0 | 0 | 0 | 0
00 Ret.ExistACI & DryFGD | 0 | 0 | 0 | 0 | 0 | 0 | 0 | 0
00 Ret.ExistACI & DryFGD & CCS | 0 | 0 | 0 | 0 | 0 | 0 | 0 | 0
00 Ret.ExistACI & DryFGD & HRI | 0 | 0 | 0 | 0 | 0 | 0 | 0 | 0
00 Ret.ExistACI & DryFGD & HRI & CCS | 0 | 0 | 0 | 0 | 0 | 0 | 0 | 0
00 Ret.ExistACI & DSI | 0 | 0 | 0 | 0 | 0 | 0 | 0 | 0
00 Ret.ExistACI & DSI & DryFGD | 0 | 0 | 0 | 0 | 0 | 0 | 0 | 0
00 Ret.ExistACI & DSI & DryFGD & HRI | 0 | 0 | 0 | 0 | 0 | 0 | 0 | 0
00 Ret.ExistACI & DSI & HRI | 0 | 0 | 0 | 0 | 0 | 0 | 0 | 0
00 Ret.ExistACI & HRI | 0 | 0 | 0 | 0 | 0 | 0 | 0 | 0
00 Ret.ExistACI & HRI & WetFGD | 0 | 0 | 0 | 0 | 0 | 0 | 0 | 0
00 Ret.ExistACI & SCR | 0 | 0 | 0 | 0 | 0 | 0 | 0 | 0
00 Ret.ExistACI & SCR & DryFGD | 0 | 0 | 0 | 0 | 0 | 0 | 0 | 0
00 Ret.ExistACI & SCR & DryFGD & CCS | 0 | 0 | 0 | 0.06662 | 0.06662 | 0.06662 | 0.06662 | 0.06662
00 Ret.ExistACI & SCR & DryFGD & HRI | 0 | 0 | 0 | 0 | 0 | 0 | 0 | 0
00 Ret.ExistACI & SCR & DryFGD & HRI & CCS | 0 | 0 | 0 | 0 | 0 | 0 | 0 | 0
00 Ret.ExistACI & SCR & DSI | 0 | 0 | 0 | 0 | 0 | 0 | 0 | 0
00 Ret.ExistACI & SCR & DSI & DryFGD | 0 | 0 | 0 | 0 | 0 | 0 | 0 | 0
00 Ret.ExistACI & SCR & DSI & DryFGD & HRI | 0 | 0 | 0 | 0 | 0 | 0 | 0 | 0
00 Ret.ExistACI & SCR & DSI & HRI | 0 | 0 | 0 | 0 | 0 | 0 | 0 | 0
00 Ret.ExistACI & SCR & HRI | 0 | 0 | 0 | 0 | 0 | 0 | 0 | 0
00 Ret.ExistACI & SCR & WetFGD | 0 | 0 | 0 | 0 | 0 | 0 | 0 | 0
00 Ret.ExistACI & SCR & WetFGD & CCS | 0 | 0 | 0 | 0 | 0 | 0 | 0 | 0
00 Ret.ExistACI & SCR & WetFGD & HRI | 0 | 0 | 0 | 0 | 0 | 0 | 0 | 0
00 Ret.ExistACI & SCR & WetFGD & HRI & CCS | 0 | 0 | 0 | 0 | 0 | 0 | 0 | 0
00 Ret.ExistACI & SNCR | 0 | 0 | 0 | 0 | 0 | 0 | 0 | 0
00 Ret.ExistACI & SNCR & DryFGD | 0 | 0 | 0 | 0 | 0 | 0 | 0 | 0
00 Ret.ExistACI & SNCR & DryFGD & CCS | 0 | 0 | 0 | 0 | 0 | 0 | 0 | 0
00 Ret.ExistACI & SNCR & DryFGD & HRI | 0 | 0 | 0 | 0 | 0 | 0 | 0 | 0
00 Ret.ExistACI & SNCR & DryFGD & HRI & CCS | 0 | 0 | 0 | 0 | 0 | 0 | 0 | 0
00 Ret.ExistACI & SNCR & DSI | 0 | 0 | 0 | 0 | 0 | 0 | 0 | 0
00 Ret.ExistACI & SNCR & DSI & HRI | 0 | 0 | 0 | 0 | 0 | 0 | 0 | 0
00 Ret.ExistACI & SNCR & HRI | 0 | 0 | 0 | 0 | 0 | 0 | 0 | 0
00 Ret.ExistACI & SNCR & WetFGD | 0 | 0 | 0 | 0 | 0 | 0 | 0 | 0
00 Ret.ExistACI & SNCR & WetFGD & CCS | 0 | 0 | 0 | 0 | 0 | 0 | 0 | 0
00 Ret.ExistACI & SNCR & WetFGD & HRI | 0 | 0 | 0 | 0 | 0 | 0 | 0 | 0
00 Ret.ExistACI & SNCR & WetFGD & HRI & CCS | 0 | 0 | 0 | 0 | 0 | 0 | 0 | 0
00 Ret.ExistACI & WetFGD | 0 | 0 | 0 | 0 | 0 | 0 | 0 | 0
00 Ret.ExistACI & WetFGD & CCS | 0 | 0 | 0 | 0 | 0 | 0 | 0 | 0
00 Ret.ExistACI & WetFGD & HRI & CCS | 0 | 0 | 0 | 0 | 0 | 0 | 0 | 0
00 Ret.ExistACI_DSI & DryFGD | 0 | 0 | 0 | 0 | 0 | 0 | 0 | 0
00 Ret.ExistACI_DSI & DryFGD & CCS | 0 | 0 | 0 | 0 | 0 | 0 | 0 | 0
00 Ret.ExistACI_DSI & DryFGD & HRI | 0 | 0 | 0 | 0 | 0 | 0 | 0 | 0
00 Ret.ExistACI_DSI & DryFGD & HRI & CCS | 0 | 0 | 0 | 0 | 0 | 0 | 0 | 0
00 Ret.ExistACI_DSI & HRI | 0 | 0 | 0 | 0 | 0 | 0 | 0 | 0
00 Ret.ExistACI_DSI & SCR | 0 | 0 | 0 | 0 | 0 | 0 | 0 | 0
00 Ret.ExistACI_DSI & SCR & DryFGD | 0 | 0 | 0 | 0 | 0 | 0 | 0 | 0
00 Ret.ExistACI_DSI & SCR & DryFGD & CCS | 0 | 0 | 0 | 0 | 0 | 0 | 0 | 0
00 Ret.ExistACI_DSI & SCR & DryFGD & HRI | 0 | 0 | 0 | 0 | 0 | 0 | 0 | 0
00 Ret.ExistACI_DSI & SCR & DryFGD & HRI & CCS | 0 | 0 | 0 | 0 | 0 | 0 | 0 | 0
00 Ret.ExistACI_DSI & SCR & HRI | 0 | 0 | 0 | 0 | 0 | 0 | 0 | 0
00 Ret.ExistACI_DSI & SCR & WetFGD | 0 | 0 | 0 | 0 | 0 | 0 | 0 | 0
00 Ret.ExistACI_DSI & SCR & WetFGD & CCS | 0 | 0 | 0 | 0 | 0 | 0 | 0 | 0
00 Ret.ExistACI_DSI & SCR & WetFGD & HRI | 0 | 0 | 0 | 0 | 0 | 0 | 0 | 0
00 Ret.ExistACI_DSI & SCR & WetFGD & HRI & CCS | 0 | 0 | 0 | 0 | 0 | 0 | 0 | 0
00 Ret.ExistACI_DSI & SNCR | 0 | 0 | 0 | 0 | 0 | 0 | 0 | 0
00 Ret.ExistACI_DSI & SNCR & DryFGD | 0 | 0 | 0 | 0 | 0 | 0 | 0 | 0
00 Ret.ExistACI_DSI & SNCR & DryFGD & HRI & CCS | 0 | 0 | 0 | 0 | 0 | 0 | 0 | 0
00 Ret.ExistACI_DSI & SNCR & DryFGD & HRI | 0 | 0 | 0 | 0 | 0 | 0 | 0 | 0
00 Ret.ExistACI_DSI & SNCR & WetFGD & HRI & CCS | 0 | 0 | 0 | 0 | 0 | 0 | 0 | 0
00 Ret.ExistACI_DSI & SNCR & HRI | 0 | 0 | 0 | 0 | 0 | 0 | 0 | 0
00 Ret.ExistACI_DSI & SNCR & WetFGD | 0 | 0 | 0 | 0 | 0 | 0 | 0 | 0
00 Ret.ExistACI_DSI & SNCR & WetFGD & HRI | 0 | 0 | 0 | 0 | 0 | 0 | 0 | 0
00 Ret.ExistACI_DSI & WetFGD | 0 | 0 | 0 | 0 | 0 | 0 | 0 | 0
00 Ret.ExistACI_DSI & WetFGD & CCS | 0 | 0 | 0 | 0 | 0 | 0 | 0 | 0
00 Ret.ExistACI_DSI & WetFGD & HRI | 0 | 0 | 0 | 0 | 0 | 0 | 0 | 0
00 Ret.ExistACI_DSI & WetFGD & HRI & CCS | 0 | 0 | 0 | 0 | 0 | 0 | 0 | 0
00 Ret.ExistDryFGD & CCS | 0 | 0 | 0 | 0 | 0 | 0 | 0 | 0
00 Ret.ExistDryFGD & HRI | 0 | 0 | 0 | 0 | 0 | 0 | 0 | 0
00 Ret.ExistDryFGD & SCR | 0 | 0 | 0 | 0 | 0 | 0 | 0 | 0
00 Ret.ExistDryFGD & SCR & CCS | 0 | 0 | 0 | 0 | 0 | 0 | 0 | 0
00 Ret.ExistDryFGD & SCR & HRI | 0 | 0 | 0 | 0 | 0 | 0 | 0 | 0
00 Ret.ExistDryFGD & SNCR | 0 | 0 | 0 | 0 | 0 | 0 | 0 | 0
00 Ret.ExistDryFGD & SNCR & CCS | 0 | 0 | 0 | 0 | 0 | 0 | 0 | 0
00 Ret.ExistDryFGD & SNCR & HRI | 0 | 0 | 0 | 0 | 0 | 0 | 0 | 0
00 Ret.ExistDryFGD_ACI & CCS | 0 | 0 | 0 | 2.0552 | 2.0552 | 2.0552 | 1.3905 | 0.90013
00 Ret.ExistDryFGD_ACI & HRI | 0 | 0 | 0 | 0 | 0 | 0 | 0 | 0
00 Ret.ExistDryFGD_ACI & HRI & CCS | 0 | 0 | 0 | 0 | 0 | 0 | 0 | 0
00 Ret.ExistDryFGD_ACI & SCR | 0 | 0 | 0 | 0 | 0 | 0 | 0 | 0
00 Ret.ExistDryFGD_ACI & SCR & CCS | 0 | 0 | 0 | 0 | 0 | 0 | 0 | 0
00 Ret.ExistDryFGD_ACI & SCR & HRI | 0 | 0 | 0 | 0 | 0 | 0 | 0 | 0
00 Ret.ExistDryFGD_ACI & SCR & HRI & CCS | 0 | 0 | 0 | 0 | 0 | 0 | 0 | 0
00 Ret.ExistDryFGD_ACI & SNCR | 0 | 0 | 0 | 0 | 0 | 0 | 0 | 0
00 Ret.ExistDryFGD_ACI & SNCR & CCS | 0 | 0 | 0 | 0 | 0 | 0 | 0 | 0
00 Ret.ExistDryFGD_ACI & SNCR & HRI | 0 | 0 | 0 | 0 | 0 | 0 | 0 | 0
00 Ret.ExistDryFGD_ACI & SNCR & HRI & CCS | 0 | 0 | 0 | 0 | 0 | 0 | 0 | 0
00 Ret.ExistDryFGD_ACI_DSI & SCR | 0 | 0 | 0 | 0 | 0 | 0 | 0 | 0
00 Ret.ExistDryFGD_ACI_DSI & SCR & CCS | 0 | 0 | 0 | 0 | 0 | 0 | 0 | 0
00 Ret.ExistDryFGD_ACI_DSI & SCR & HRI | 0 | 0 | 0 | 0 | 0 | 0 | 0 | 0
00 Ret.ExistDryFGD_ACI_DSI & SCR & HRI & CCS | 0 | 0 | 0 | 0 | 0 | 0 | 0 | 0
00 Ret.ExistDryFGD_DSI & HRI | 0 | 0 | 0 | 0 | 0 | 0 | 0 | 0
00 Ret.ExistDryFGD_SNCR_ACI_DSI & CCS | 0 | 0 | 0 | 0 | 0 | 0 | 0 | 0
00 Ret.ExistDryFGD_SNCR_ACI_DSI & HRI | 0 | 0 | 0 | 0 | 0 | 0 | 0 | 0
00 Ret.ExistDryFGD_SNCR_ACI_DSI & HRI & CCS | 0 | 0 | 0 | 0 | 0 | 0 | 0 | 0
00 Ret.ExistDSI & DryFGD | 0 | 0 | 0 | 0 | 0 | 0 | 0 | 0
00 Ret.ExistDSI & DryFGD & HRI | 0 | 0 | 0 | 0 | 0 | 0 | 0 | 0
00 Ret.ExistDSI & HRI | 0 | 0 | 0 | 0 | 0 | 0 | 0 | 0
00 Ret.ExistDSI & SCR | 0 | 0 | 0 | 0 | 0 | 0 | 0 | 0
00 Ret.ExistDSI & SCR & DryFGD | 0 | 0 | 0 | 0 | 0 | 0 | 0 | 0
00 Ret.ExistDSI & SCR & DryFGD & HRI | 0 | 0 | 0 | 0 | 0 | 0 | 0 | 0
00 Ret.ExistDSI & SCR & HRI | 0 | 0 | 0 | 0 | 0 | 0 | 0 | 0
00 Ret.ExistDSI & SCR & WetFGD | 0 | 0 | 0 | 0 | 0 | 0 | 0 | 0
00 Ret.ExistDSI & SCR & WetFGD & HRI | 0 | 0 | 0 | 0 | 0 | 0 | 0 | 0
00 Ret.ExistDSI & SNCR | 0 | 0 | 0 | 0 | 0 | 0 | 0 | 0
00 Ret.ExistSCR & ACI | 0 | 0 | 0 | 0 | 0 | 0 | 0 | 0
00 Ret.ExistDSI & SNCR & DryFGD | 0 | 0 | 0 | 0 | 0 | 0 | 0 | 0
00 Ret.ExistSCR & ACI & DSI | 0 | 0 | 0 | 0 | 0 | 0 | 0 | 0
00 Ret.ExistSCR & ACI & DSI & DryFGD | 0 | 0 | 0 | 0 | 0 | 0 | 0 | 0
00 Ret.ExistSCR & ACI & DSI & DryFGD & HRI | 0 | 0 | 0 | 0 | 0 | 0 | 0 | 0
00 Ret.ExistDSI & SNCR & DryFGD & HRI | 0 | 0 | 0 | 0 | 0 | 0 | 0 | 0
00 Ret.ExistDSI & SNCR & HRI | 0 | 0 | 0 | 0 | 0 | 0 | 0 | 0
00 Ret.ExistSCR & ACI & DSI & HRI | 0 | 0 | 0 | 0 | 0 | 0 | 0 | 0
00 Ret.ExistDSI & SNCR & WetFGD | 0 | 0 | 0 | 0 | 0 | 0 | 0 | 0
00 Ret.ExistSCR & ACI & DSI & WetFGD | 0 | 0 | 0 | 0 | 0 | 0 | 0 | 0
00 Ret.ExistSCR & ACI & DSI & WetFGD & HRI | 0 | 0 | 0 | 0 | 0 | 0 | 0 | 0
00 Ret.ExistSCR & ACI & HRI | 0 | 0 | 0 | 0 | 0 | 0 | 0 | 0
00 Ret.ExistDSI & SNCR & WetFGD & HRI | 0 | 0 | 0 | 0 | 0 | 0 | 0 | 0
00 Ret.ExistDSI & WetFGD | 0 | 0 | 0 | 0 | 0 | 0 | 0 | 0
00 Ret.ExistDSI & WetFGD & HRI | 0 | 0 | 0 | 0 | 0 | 0 | 0 | 0
00 Ret.ExistDSI_ACI & SNCR & DryFGD & CCS | 0 | 0 | 0 | 0 | 0 | 0 | 0 | 0
00 Ret.ExistDSI_ACI & SNCR & WetFGD & CCS | 0 | 0 | 0 | 0 | 0 | 0 | 0 | 0
00 Ret.ExistSCR_ACI & DryFGD | 0 | 0 | 0 | 0 | 0 | 0 | 0 | 0
00 Ret.ExistSCR & DSI | 0 | 0 | 0 | 0 | 0 | 0 | 0 | 0
00 Ret.ExistSCR_ACI & DryFGD & CCS | 0 | 0 | 0 | 0 | 0 | 0 | 0 | 0
00 Ret.ExistSCR_ACI & DryFGD & HRI | 0 | 0 | 0 | 0 | 0 | 0 | 0 | 0
00 Ret.ExistSCR & DSI & DryFGD | 0 | 0 | 0 | 0 | 0 | 0 | 0 | 0
00 Ret.ExistSCR_ACI & DryFGD & HRI & CCS | 0 | 0 | 0 | 0 | 0 | 0 | 0 | 0
00 Ret.ExistSCR & DSI & DryFGD & HRI | 0 | 0 | 0 | 0 | 0 | 0 | 0 | 0
00 Ret.ExistSCR & DSI & HRI | 0 | 0 | 0 | 0 | 0 | 0 | 0 | 0
00 Ret.ExistSCR_ACI & DSI & HRI | 0 | 0 | 0 | 0 | 0 | 0 | 0 | 0
00 Ret.ExistSCR_ACI & HRI | 0 | 0 | 0 | 0 | 0 | 0 | 0 | 0
00 Ret.ExistSCR_ACI & WetFGD | 0 | 0 | 0 | 0 | 0 | 0 | 0 | 0
00 Ret.ExistSCR & HRI | 0 | 0 | 0 | 0 | 0 | 0 | 0 | 0
00 Ret.ExistSCR_ACI & WetFGD & CCS | 0 | 0 | 0 | 0 | 0 | 0 | 0 | 0
00 Ret.ExistSCR_ACI & WetFGD & HRI | 0 | 0 | 0 | 0 | 0 | 0 | 0 | 0
00 Ret.ExistSCR_ACI & WetFGD & HRI & CCS | 0 | 0 | 0 | 0 | 0 | 0 | 0 | 0
00 Ret.ExistSCR_ACI_DSI & DryFGD | 0 | 0 | 0 | 0 | 0 | 0 | 0 | 0
00 Ret.ExistSCR_ACI_DSI & DryFGD & CCS | 0 | 0 | 0 | 0 | 0 | 0 | 0 | 0
00 Ret.ExistSCR_ACI_DSI & DryFGD & HRI | 0 | 0 | 0 | 0 | 0 | 0 | 0 | 0
00 Ret.ExistSCR_ACI_DSI & DryFGD & HRI & CCS | 0 | 0 | 0 | 0 | 0 | 0 | 0 | 0
00 Ret.ExistSCR_ACI_DSI & HRI | 0 | 0 | 0 | 0 | 0 | 0 | 0 | 0
00 Ret.ExistSCR_ACI_DSI & WetFGD | 0 | 0 | 0 | 0 | 0 | 0 | 0 | 0
00 Ret.ExistSCR_ACI_DSI & WetFGD & CCS | 0 | 0 | 0 | 0 | 0 | 0 | 0 | 0
00 Ret.ExistSCR_ACI_DSI & WetFGD & HRI | 0 | 0 | 0 | 0 | 0 | 0 | 0 | 0
00 Ret.ExistSCR_ACI_DSI & WetFGD & HRI & CCS | 0 | 0 | 0 | 0 | 0 | 0 | 0 | 0
00 Ret.ExistSCR_DryFGD & HRI | 0 | 0 | 0 | 0 | 0 | 0 | 0 | 0
00 Ret.ExistSCR_DryFGD_ACI & CCS | 0 | 0 | 0 | 0.063517 | 0.063517 | 0.063517 | 0.063517 | 0.043168
00 Ret.ExistSCR_DryFGD_ACI & HRI | 0 | 0 | 0 | 0 | 0 | 0 | 0 | 0
00 Ret.ExistSCR_DryFGD_ACI & HRI & CCS | 0 | 0 | 0 | 0 | 0 | 0 | 0 | 0
00 Ret.ExistSCR_DryFGD_ACI_DSI & CCS | 0 | 0 | 0 | 0 | 0 | 0 | 0 | 0
00 Ret.ExistSCR_DryFGD_ACI_DSI & HRI | 0 | 0 | 0 | 0 | 0 | 0 | 0 | 0
00 Ret.ExistSCR_DryFGD_ACI_DSI & HRI & CCS | 0 | 0 | 0 | 0 | 0 | 0 | 0 | 0
00 Ret.ExistSCR_WetFGD & HRI | 0 | 0 | 0 | 0 | 0 | 0 | 0 | 0
00 Ret.ExistSCR_WetFGD & HRI & CCS | 0 | 0 | 0 | 0 | 0 | 0 | 0 | 0
00 Ret.ExistSCR_WetFGD_ACI & CCS | 0 | 0 | 0 | 15.3359 | 51.2215 | 51.2215 | 36.5099 | 6.9384
00 Ret.ExistSCR_WetFGD_ACI & HRI | 0 | 0 | 0 | 0 | 0 | 0 | 0 | 0
00 Ret.ExistSCR_WetFGD_ACI & HRI & CCS | 0 | 0 | 0 | 0 | 0 | 0 | 0 | 0
00 Ret.ExistSCR_WetFGD_ACI_DSI & CCS | 0 | 0 | 0 | 1.5306 | 2.1691 | 2.1691 | 1.5033 | 0.85502
00 Ret.ExistSCR_WetFGD_ACI_DSI & HRI | 0 | 0 | 0 | 0 | 0 | 0 | 0 | 0
00 Ret.ExistSCR_WetFGD_ACI_DSI & HRI & CCS | 0 | 0 | 0 | 0 | 0 | 0 | 0 | 0
00 Ret.ExistSCR_WetFGD_DSI & HRI | 0 | 0 | 0 | 0 | 0 | 0 | 0 | 0
00 Ret.ExistSCR_WetFGD_DSI & HRI & CCS | 0 | 0 | 0 | 0 | 0 | 0 | 0 | 0
00 Ret.ExistSNCR_ACI & DryFGD | 0 | 0 | 0 | 0 | 0 | 0 | 0 | 0
00 Ret.ExistSNCR_ACI & DryFGD & CCS | 0 | 0 | 0 | 0 | 0 | 0 | 0 | 0
00 Ret.ExistSNCR_ACI & DryFGD & HRI | 0 | 0 | 0 | 0 | 0 | 0 | 0 | 0
00 Ret.ExistSNCR_ACI & DryFGD & HRI & CCS | 0 | 0 | 0 | 0 | 0 | 0 | 0 | 0
00 Ret.ExistSNCR_ACI & DSI & HRI | 0 | 0 | 0 | 0 | 0 | 0 | 0 | 0
00 Ret.ExistSNCR_ACI & HRI | 0 | 0 | 0 | 0 | 0 | 0 | 0 | 0
00 Ret.ExistSNCR_ACI & WetFGD | 0 | 0 | 0 | 0 | 0 | 0 | 0 | 0
00 Ret.ExistSNCR_ACI & WetFGD & CCS | 0 | 0 | 0 | 0 | 0 | 0 | 0 | 0
00 Ret.ExistSNCR_ACI & WetFGD & HRI | 0 | 0 | 0 | 0 | 0 | 0 | 0 | 0
00 Ret.ExistSNCR_ACI & WetFGD & HRI & CCS | 0 | 0 | 0 | 0 | 0 | 0 | 0 | 0
00 Ret.ExistSNCR_ACI_DSI & DryFGD | 0 | 0 | 0 | 0 | 0 | 0 | 0 | 0
00 Ret.ExistSNCR_ACI_DSI & DryFGD & CCS | 0 | 0 | 0 | 0 | 0 | 0 | 0 | 0
00 Ret.ExistSNCR_ACI_DSI & DryFGD & HRI | 0 | 0 | 0 | 0 | 0 | 0 | 0 | 0
00 Ret.ExistSNCR_ACI_DSI & DryFGD & HRI & CCS | 0 | 0 | 0 | 0 | 0 | 0 | 0 | 0
00 Ret.ExistSNCR_ACI_DSI & HRI | 0 | 0 | 0 | 0 | 0 | 0 | 0 | 0
00 Ret.ExistSNCR_ACI_DSI & WetFGD | 0 | 0 | 0 | 0 | 0 | 0 | 0 | 0
00 Ret.ExistSNCR_ACI_DSI & WetFGD & CCS | 0 | 0 | 0 | 0 | 0 | 0 | 0 | 0
00 Ret.ExistSNCR_ACI_DSI & WetFGD & HRI | 0 | 0 | 0 | 0 | 0 | 0 | 0 | 0
00 Ret.ExistSNCR_ACI_DSI & WetFGD & HRI & CCS | 0 | 0 | 0 | 0 | 0 | 0 | 0 | 0
00 Ret.ExistSNCR_DryFGD & HRI | 0 | 0 | 0 | 0 | 0 | 0 | 0 | 0
00 Ret.ExistSNCR_DryFGD_ACI & CCS | 0 | 0 | 0 | 6.1552 | 9.9424 | 9.9424 | 7.3154 | 6.7571
00 Ret.ExistSNCR_DryFGD_ACI & HRI | 0 | 0 | 0 | 0 | 0 | 0 | 0 | 0
00 Ret.ExistSNCR_DryFGD_ACI & HRI & CCS | 0 | 0 | 0 | 0 | 0 | 0 | 0 | 0
00 Ret.ExistSNCR_WetFGD & HRI | 0 | 0 | 0 | 0 | 0 | 0 | 0 | 0
00 Ret.ExistSNCR_WetFGD & HRI & CCS | 0 | 0 | 0 | 0 | 0 | 0 | 0 | 0
00 Ret.ExistSNCR_WetFGD_ACI & CCS | 0 | 0 | 0 | 8.4129 | 8.4129 | 8.4129 | 5.2374 | 5.7177
00 Ret.ExistSNCR_WetFGD_ACI & HRI | 0 | 0 | 0 | 0 | 0 | 0 | 0 | 0
00 Ret.ExistSNCR_WetFGD_ACI & HRI & CCS | 0 | 0 | 0 | 0 | 0 | 0 | 0 | 0
00 Ret.ExistSNCR_WetFGD_ACI_DSI & CCS | 0 | 0 | 0 | 0 | 0 | 0 | 0 | 0
00 Ret.ExistSNCR_WetFGD_ACI_DSI & HRI | 0 | 0 | 0 | 0 | 0 | 0 | 0 | 0
00 Ret.ExistSNCR_WetFGD_ACI_DSI & HRI & CCS | 0 | 0 | 0 | 0 | 0 | 0 | 0 | 0
00 Ret.ExistSNCR & DryFGD & HRI | 0 | 0 | 0 | 0 | 0 | 0 | 0 | 0
00 Ret.ExistSNCR & HRI | 0 | 0 | 0 | 0 | 0 | 0 | 0 | 0
00 Ret.ExistWetFGD & CCS | 0 | 0 | 0 | 0.2421 | 0.2421 | 0.2421 | 0.2421 | 0.2346
00 Ret.ExistWetFGD & HRI | 0 | 0 | 0 | 0 | 0 | 0 | 0 | 0
00 Ret.ExistWetFGD & HRI & CCS | 0 | 0 | 0 | 0 | 0 | 0 | 0 | 0
00 Ret.ExistWetFGD & SCR | 0 | 0 | 0 | 3.4793 | 0 | 0 | 0 | 0
00 Ret.ExistWetFGD & SCR & CCS | 0 | 0 | 0 | 0 | 0 | 0 | 0 | 0
00 Ret.ExistWetFGD & SCR & HRI | 0 | 0 | 0 | 0 | 0 | 0 | 0 | 0
00 Ret.ExistWetFGD & SCR & HRI & CCS | 0 | 0 | 0 | 0 | 0 | 0 | 0 | 0
00 Ret.ExistWetFGD & SNCR | 0 | 0 | 0 | 0 | 0 | 0 | 0 | 0
00 Ret.ExistWetFGD & SNCR & CCS | 0 | 0 | 0 | 0 | 0 | 0 | 0 | 0
00 Ret.ExistWetFGD & SNCR & HRI | 0 | 0 | 0 | 0 | 0 | 0 | 0 | 0
00 Ret.ExistWetFGD & SNCR & HRI & CCS | 0 | 0 | 0 | 0 | 0 | 0 | 0 | 0
00 Ret.ExistWetFGD_ACI & CCS | 0 | 0 | 0 | 0 | 0 | 0 | 0 | 0
00 Ret.ExistWetFGD_ACI & HRI | 0 | 0 | 0 | 0 | 0 | 0 | 0 | 0
00 Ret.ExistWetFGD_ACI & HRI & CCS | 0 | 0 | 0 | 0 | 0 | 0 | 0 | 0
00 Ret.ExistWetFGD_ACI & SCR | 4.9598 | 4.9598 | 4.2188 | 2.0999 | 0.73077 | 0 | 0 | 0
00 Ret.ExistWetFGD_ACI & SCR & CCS | 0 | 0 | 0 | 0 | 0 | 0 | 0 | 0
00 Ret.ExistWetFGD_ACI & SCR & HRI | 0 | 0 | 0 | 0 | 0 | 0 | 0 | 0
00 Ret.ExistWetFGD_ACI & SCR & HRI & CCS | 0 | 0 | 0 | 0 | 0 | 0 | 0 | 0
00 Ret.ExistWetFGD_ACI & SNCR | 0 | 0 | 0 | 0 | 0 | 0 | 0 | 0
00 Ret.ExistWetFGD_ACI & SNCR & CCS | 0 | 0 | 0 | 0 | 0 | 0 | 0 | 0
00 Ret.ExistWetFGD_ACI & SNCR & HRI | 0 | 0 | 0 | 0 | 0 | 0 | 0 | 0
00 Ret.ExistWetFGD_ACI & SNCR & HRI & CCS | 0 | 0 | 0 | 0 | 0 | 0 | 0 | 0
00 Ret.ExistWetFGD_ACI_DSI & CCS | 0 | 0 | 0 | 0 | 0 | 0 | 0 | 0
00 Ret.ExistWetFGD_ACI_DSI & HRI | 0 | 0 | 0 | 0 | 0 | 0 | 0 | 0
00 Ret.ExistWetFGD_ACI_DSI & HRI & CCS | 0 | 0 | 0 | 0 | 0 | 0 | 0 | 0
00 Ret.ExistWetFGD_ACI_DSI & SCR | 0 | 0 | 0 | 0 | 0 | 0 | 0 | 0
00 Ret.ExistWetFGD_ACI_DSI & SCR & CCS | 0 | 0 | 0 | 0 | 0 | 0 | 0 | 0
00 Ret.ExistWetFGD_ACI_DSI & SCR & HRI | 0 | 0 | 0 | 0 | 0 | 0 | 0 | 0
00 Ret.ExistWetFGD_ACI_DSI & SCR & HRI & CCS | 0 | 0 | 0 | 0 | 0 | 0 | 0 | 0
00 Ret.ExistWetFGD_ACI_DSI & SNCR | 0 | 0 | 0 | 0 | 0 | 0 | 0 | 0
00 Ret.ExistWetFGD_ACI_DSI & SNCR & CCS | 0 | 0 | 0 | 0 | 0 | 0 | 0 | 0
00 Ret.ExistWetFGD_ACI_DSI & SNCR & HRI | 0 | 0 | 0 | 0 | 0 | 0 | 0 | 0
00 Ret.ExistWetFGD_ACI_DSI & SNCR & HRI & CCS | 0 | 0 | 0 | 0 | 0 | 0 | 0 | 0
00 Ret.ExistWetFGD_DSI & HRI | 0 | 0 | 0 | 0 | 0 | 0 | 0 | 0
00 Ret.ExistWetFGD_DSI & SCR | 0 | 0 | 0 | 0 | 0 | 0 | 0 | 0
00 Ret.ExistSNCR_DSI & DryFGD & HRI | 0 | 0 | 0 | 0 | 0 | 0 | 0 | 0
00 Ret.ExistWetFGD_DSI & SCR & HRI | 0 | 0 | 0 | 0 | 0 | 0 | 0 | 0
00 Ret.ExistSNCR_DSI & HRI | 0 | 0 | 0 | 0 | 0 | 0 | 0 | 0
00 Ret.ExistWetFGD_DSI & SNCR | 0 | 0 | 0 | 0 | 0 | 0 | 0 | 0
00 Ret.ExistWetFGD_DSI & SNCR & HRI | 0 | 0 | 0 | 0 | 0 | 0 | 0 | 0
00 Ret.ExistWetFGD_SCR & CCS | 0 | 0 | 0 | 0.53344 | 0.72212 | 0.72212 | 0.63502 | 0.60704
00 Ret.ExistWetFGD_SCR_DSI & CCS | 0 | 0 | 0 | 0 | 0.076472 | 0.076472 | 0.076472 | 0.010497
00 Ret.ExistWetFGD_SNCR & CCS | 0 | 0 | 0 | 0 | 0 | 0 | 0 | 0
00 Ret.HRI | 0 | 0 | 0 | 0 | 0 | 0 | 0 | 0
00 Ret.SCR | 0 | 0 | 0 | 0 | 0 | 0 | 0 | 0
00 Ret.SCR & DryFGD | 0 | 0 | 0 | 0 | 0 | 0 | 0 | 0
00 Ret.SCR & DryFGD & ACI | 0 | 0 | 0 | 0 | 0 | 0 | 0 | 0
00 Ret.SCR & DryFGD & CCS | 0 | 0 | 0 | 0 | 0 | 0 | 0 | 0
00 Ret.SCR & DryFGD & HRI | 0 | 0 | 0 | 0 | 0 | 0 | 0 | 0
00 Ret.SCR & DSI | 0 | 0 | 0 | 0 | 0 | 0 | 0 | 0
00 Ret.SCR & DSI & DryFGD | 0 | 0 | 0 | 0 | 0 | 0 | 0 | 0
00 Ret.SCR & DSI & DryFGD & HRI | 0 | 0 | 0 | 0 | 0 | 0 | 0 | 0
00 Ret.SCR & DSI & HRI | 0 | 0 | 0 | 0 | 0 | 0 | 0 | 0
00 Ret.SCR & DSI & WetFGD | 0 | 0 | 0 | 0 | 0 | 0 | 0 | 0
00 Ret.SCR & DSI & WetFGD & HRI | 0 | 0 | 0 | 0 | 0 | 0 | 0 | 0
00 Ret.SCR & HRI | 0 | 0 | 0 | 0 | 0 | 0 | 0 | 0
00 Ret.SCR & WetFGD | 0 | 0 | 0 | 0 | 0 | 0 | 0 | 0
00 Ret.SCR & WetFGD & ACI | 0 | 0 | 0 | 0 | 0 | 0 | 0 | 0
00 Ret.SCR & WetFGD & CCS | 0 | 0 | 0 | 0 | 0 | 0 | 0 | 0
00 Ret.SCR & WetFGD & HRI | 0 | 0 | 0 | 0 | 0 | 0 | 0 | 0
00 Ret.SNCR | 0 | 0 | 0 | 0 | 0 | 0 | 0 | 0
00 Ret.SNCR & DryFGD | 0 | 0 | 0 | 0 | 0 | 0 | 0 | 0
00 Ret.SNCR & DryFGD & ACI | 0 | 0 | 0 | 0 | 0 | 0 | 0 | 0
00 Ret.SNCR & DryFGD & ACI & HRI | 0 | 0 | 0 | 0 | 0 | 0 | 0 | 0
00 Ret.SNCR & DryFGD & CCS | 0 | 0 | 0 | 0 | 0 | 0 | 0 | 0
00 Ret.SNCR & DryFGD & HRI | 0 | 0 | 0 | 0 | 0 | 0 | 0 | 0
00 Ret.SNCR & DSI | 0 | 0 | 0 | 0 | 0 | 0 | 0 | 0
00 Ret.SNCR & DSI & HRI | 0 | 0 | 0 | 0 | 0 | 0 | 0 | 0
00 Ret.SNCR & HRI | 0 | 0 | 0 | 0 | 0 | 0 | 0 | 0
00 Ret.SNCR & WetFGD | 0 | 0 | 0 | 0 | 0 | 0 | 0 | 0
00 Ret.SNCR & WetFGD & ACI | 0 | 0 | 0 | 0 | 0 | 0 | 0 | 0
00 Ret.SNCR & WetFGD & ACI & HRI | 0 | 0 | 0 | 0 | 0 | 0 | 0 | 0
00 Ret.SNCR & WetFGD & CCS | 0 | 0 | 0 | 0 | 0 | 0 | 0 | 0
00 Ret.SNCR & WetFGD & HRI | 0 | 0 | 0 | 0 | 0 | 0 | 0 | 0
00 Ret.WetFGD | 0 | 0 | 0 | 0 | 0 | 0 | 0 | 0
00 Ret.WetFGD & CCS | 0 | 0 | 0 | 0 | 0 | 0 | 0 | 0
00 Ret.WetFGD & HRI | 0 | 0 | 0 | 0 | 0 | 0 | 0 | 0
00 Ret.FB & HRI | 0 | 0 | 0 | 0 | 0 | 0 | 0 | 0
00 Ret.FB DryFGD | 0 | 0 | 0 | 0 | 0 | 0 | 0 | 0
00 Ret.FB DryFGD & HRI | 0 | 0 | 0 | 0 | 0 | 0 | 0 | 0
00 Ret.FB DryFGD & SNCR | 0 | 0 | 0 | 0 | 0 | 0 | 0 | 0
00 Ret.FB-Exist ACI & DryFGD & HRI | 0 | 0 | 0 | 0 | 0 | 0 | 0 | 0
00 Ret.FB-Exist ACI_DSI & DryFGD & SNCR | 0 | 0 | 0 | 0 | 0 | 0 | 0 | 0
00 Ret.FB-Exist ACI_DSI & SNCR | 0 | 0 | 0 | 0 | 0 | 0 | 0 | 0
00 Ret.FB-ExistACI & HRI | 0 | 0 | 0 | 0 | 0 | 0 | 0 | 0
00 Ret.FB-ExistACI_DSI & DryFGD | 0 | 0 | 0 | 0 | 0 | 0 | 0 | 0
00 Ret.FB-ExistACI_DSI & DryFGD & HRI | 0 | 0 | 0 | 0 | 0 | 0 | 0 | 0
00 Ret.FB-ExistACI_DSI & DryFGD & SNCR | 0 | 0 | 0 | 0 | 0 | 0 | 0 | 0
00 Ret.FB-ExistACI_DSI & DryFGD & SNCR & HRI | 0 | 0 | 0 | 0 | 0 | 0 | 0 | 0
00 Ret.FB-ExistACI_DSI & HRI | 0 | 0 | 0 | 0 | 0 | 0 | 0 | 0
00 Ret.FB-ExistACI_DSI & SNCR & HRI | 0 | 0 | 0 | 0 | 0 | 0 | 0 | 0
00 Ret.FB-ExistDryFGD & HRI | 0 | 0 | 0 | 0 | 0 | 0 | 0 | 0
00 Ret.FB-ExistDryFGD_ACI & HRI | 0 | 0 | 0 | 0 | 0 | 0 | 0 | 0
00 Ret.FB-ExistDryFGD_ACI & HRI & CCS | 0 | 0 | 0 | 0 | 0 | 0 | 0 | 0
00 Ret.FB-ExistDryFGD_ACI & SNCR | 0 | 0 | 0 | 0 | 0 | 0 | 0 | 0
00 Ret.FB-ExistDryFGD_ACI & SNCR & HRI | 0 | 0 | 0 | 0 | 0 | 0 | 0 | 0
00 Ret.FB-ExistDryFGD_DSI & HRI | 0 | 0 | 0 | 0 | 0 | 0 | 0 | 0
00 Ret.FB-ExistDryFGD_DSI & SNCR | 0 | 0 | 0 | 0 | 0 | 0 | 0 | 0
00 Ret.FB-ExistDryFGD_DSI & SNCR & HRI | 0 | 0 | 0 | 0 | 0 | 0 | 0 | 0
00 Ret.FB-ExistDryFGD_SNCR & HRI | 0 | 0 | 0 | 0 | 0 | 0 | 0 | 0
00 Ret.FB-ExistDryFGD_SNCR_ACI & HRI | 0 | 0 | 0 | 0 | 0 | 0 | 0 | 0
00 Ret.FB-ExistDryFGD_SNCR_ACI & HRI & CCS | 0 | 0 | 0 | 0 | 0 | 0 | 0 | 0
00 Ret.FB-ExistDryFGD_SNCR_ACI_DSI & HRI | 0 | 0 | 0 | 0 | 0 | 0 | 0 | 0
00 Ret.FB-ExistDryFGD_SNCR_ACI_DSI & HRI & CCS | 0 | 0 | 0 | 0 | 0 | 0 | 0 | 0
00 Ret.FB-ExistWetFGD_SNCR_ACI & HRI | 0 | 0 | 0 | 0 | 0 | 0 | 0 | 0
00 Ret.FB-ExistWetFGD_SNCR_ACI & HRI & CCS | 0 | 0 | 0 | 0 | 0 | 0 | 0 | 0
00 Ret.FB-ExistDryFGD_SNCR_DSI & HRI | 0 | 0 | 0 | 0 | 0 | 0 | 0 | 0
00 Ret.FB-ExistDSI & DryFGD | 0 | 0 | 0 | 0 | 0 | 0 | 0 | 0
00 Ret.FB-ExistDSI & DryFGD & HRI | 0 | 0 | 0 | 0 | 0 | 0 | 0 | 0
00 Ret.FB-ExistDSI & DryFGD & SNCR | 0 | 0 | 0 | 0 | 0 | 0 | 0 | 0
00 Ret.FB-ExistDSI & DryFGD & SNCR & HRI | 0 | 0 | 0 | 0 | 0 | 0 | 0 | 0
00 Ret.FB-ExistDSI & HRI | 0 | 0 | 0 | 0 | 0 | 0 | 0 | 0
00 Ret.FB-ExistDSI & SNCR | 0 | 0 | 0 | 0 | 0 | 0 | 0 | 0
00 Ret.FB-ExistDSI & SNCR & HRI | 0 | 0 | 0 | 0 | 0 | 0 | 0 | 0
00 Ret.FB-ExistSNCR & DryFGD | 0 | 0 | 0 | 0 | 0 | 0 | 0 | 0
00 Ret.FB-ExistSNCR & DryFGD & HRI | 0 | 0 | 0 | 0 | 0 | 0 | 0 | 0
00 Ret.FB-ExistSNCR & HRI | 0 | 0 | 0 | 0 | 0 | 0 | 0 | 0
00 Ret.FB-ExistSNCR_ACI & HRI | 0 | 0 | 0 | 0 | 0 | 0 | 0 | 0
00 Ret.FB-ExistSNCR_ACI_DSI & DryFGD | 0 | 0 | 0 | 0 | 0 | 0 | 0 | 0
00 Ret.FB-ExistSNCR_ACI_DSI & DryFGD & HRI | 0 | 0 | 0 | 0 | 0 | 0 | 0 | 0
00 Ret.FB-ExistSNCR_ACI_DSI & HRI | 0 | 0 | 0 | 0 | 0 | 0 | 0 | 0
00 Ret.FB-ExistSNCR_DryFGD & HRI | 0 | 0 | 0 | 0 | 0 | 0 | 0 | 0
00 Ret.FB-ExistSNCR_DryFGD_ACI & HRI | 0 | 0 | 0 | 0 | 0 | 0 | 0 | 0
00 Ret.FB-ExistSNCR_DryFGD_ACI & HRI & CCS | 0 | 0 | 0 | 0 | 0 | 0 | 0 | 0
00 Ret.FB-ExistSNCR_DSI & DryFGD | 0 | 0 | 0 | 0 | 0 | 0 | 0 | 0
00 Ret.FB-ExistSNCR_DSI & DryFGD & HRI | 0 | 0 | 0 | 0 | 0 | 0 | 0 | 0
00 Ret.FB-ExistSNCR_DSI & HRI | 0 | 0 | 0 | 0 | 0 | 0 | 0 | 0
00 Ret.FB-ExistSNCR_WetFGD & HRI | 0 | 0 | 0 | 0 | 0 | 0 | 0 | 0
00 Ret.FB-ExistSNCR_WetFGD & HRI & CCS | 0 | 0 | 0 | 0 | 0 | 0 | 0 | 0
00 Ret.FB-ExistWetFGD_DSI & HRI | 0 | 0 | 0 | 0 | 0 | 0 | 0 | 0
00 Ret.FB-ExistWetFGD_DSI & SNCR | 0 | 0 | 0 | 0 | 0 | 0 | 0 | 0
00 Ret.FB-ExistWetFGD_DSI & SNCR & HRI | 0 | 0 | 0 | 0 | 0 | 0 | 0 | 0
00 Ret.FB-SNCR | 0 | 0 | 0 | 0 | 0 | 0 | 0 | 0
00 Ret.Oil/Gas Steam SCR | 0 | 0 | 0 | 0 | 0 | 0 | 0 | 0
00 CC Retirement | 0 | 0 | 0 | 0 | 0 | 0 | 0 | 0
00 CT Retirement | 0 | 0 | 0 | 0 | 0 | 0 | 0 | 0
00 O/G Retirement | 0 | 0 | 0 | 0 | 0 | 0 | 0 | 0
00 Coal Retirement | 0 | 0 | 0 | 0 | 0 | 0 | 0 | 0
00 IGCC Retirement | 0 | 0 | 0 | 0 | 0 | 0 | 0 | 0
00 Nuke Retirement | 0 | 0 | 0 | 0 | 0 | 0 | 0 | 0
00 Biomass Retirement | 0 | 0 | 0 | 0 | 0 | 0 | 0 | 0
00 Fossil_Other Retirement | 0 | 0 | 0 | 0 | 0 | 0 | 0 | 0
00 Fuel Cell Retirement | 0 | 0 | 0 | 0 | 0 | 0 | 0 | 0
00 Geothermal Retirement | 0 | 0 | 0 | 0 | 0 | 0 | 0 | 0
00 Hydro Retirement | 0 | 0 | 0 | 0 | 0 | 0 | 0 | 0
00 Landfill Gas Retirement | 0 | 0 | 0 | 0 | 0 | 0 | 0 | 0
00 Non Fossil_Other Retirement | 0 | 0 | 0 | 0 | 0 | 0 | 0 | 0
Total | 14284.3648 | 14504.0328 | 14809.8374 | 15139.9255 | 16028.7718 | 16921.2118 | 17966.4652 | 19243.2187
14. Capacity Factor by Capacity Reporting Type [%]
00 New Combined Cycle | 81.4814 | 83.569 | 85.1411 | 85.3149 | 82.3835 | 78.0189 | 75.4931 | 70.0731
00 New Combined Cycle with Carbon Capture | N/A | N/A | N/A | N/A | 87.0011 | 87.0011 | 87.0011 | 85.7137
00 New Combustion Turbine | 2.6548 | 6.3111 | 7.5638 | 7.924 | 5.1606 | 7.2688 | 8.4266 | 7.3169
00 New Hydro | 70.7733 | 70.6902 | 70.6902 | 65.3029 | 62.0035 | 61.9374 | 61.8797 | 61.8797
00 New Nuclear | N/A | N/A | N/A | N/A | N/A | N/A | N/A | N/A
00 New Biomass | 15.917 | 3.0573 | 3.0573 | 0 | 0 | 0 | 0 | 0
00 New Geothermal | 90 | 90 | 90 | 90 | 90 | 90 | 89.0445 | 89.0445
00 New Landfill Gas | 89.8738 | 89.6658 | 89.4449 | 83.2889 | 81.3065 | 76.3799 | 74.5325 | 70.5443
00 New Battery Storage | 16.1297 | 15.8059 | 16.3198 | 16.0935 | 16.4143 | 16.5583 | 16.3496 | 16.3746
00 New Offshore Wind | 50.829 | 49.0537 | 49.387 | 48.8417 | 50.6497 | 51.4226 | 51.7495 | 51.4033
00 New Onshore Wind | 55.0206 | 54.7547 | 54.8256 | 53.5456 | 53.9181 | 53.9008 | 53.9682 | 53.4353
00 New Solar PV | 30.4765 | 30.2008 | 30.1396 | 30.5407 | 30.311 | 30.3352 | 30.5188 | 30.4748
00 New Solar Thermal | N/A | N/A | N/A | N/A | 53.7736 | 53.2037 | 50.1215 | 48.19
00 New Fuel Cell | 73.2633 | 71.6515 | 72.6301 | 71.4386 | 47.8654 | 46.3744 | 48.793 | 42.3122
00 New Ultrasupercritical Coal without CCS | N/A | N/A | N/A | N/A | N/A | N/A | N/A | N/A
00 New Ultrasupercritical Coal with 30% CCS | N/A | N/A | N/A | N/A | N/A | N/A | N/A | N/A
00 New Ultrasupercritical Coal with 90% CCS | N/A | N/A | N/A | N/A | N/A | N/A | N/A | N/A
00 Exist & New Distributed Solar PV | 15.0297 | 14.9838 | 14.9341 | 14.9282 | 14.9348 | 14.948 | 14.9749 | 15.0222
00 Exist Combined Cycle | 40.0084 | 50.0598 | 59.0052 | 56.2643 | 43.083 | 36.3033 | 32.5806 | 27.1546
00 Exist Combustion Turbine | 1.4205 | 2.2775 | 3.315 | 2.9057 | 2.3277 | 1.7626 | 1.598 | 1.4352
00 Exist Coal Steam_Uncontrolled | 64.2943 | 64.8864 | 58.8175 | 58.2342 | 12.3603 | 10.0782 | 8.218 | 3.9583
00 Exist Coal Steam_ACI | 77.2395 | 63.0531 | 52.2986 | 80.7727 | 52.2704 | 33.2095 | 20.6766 | 17.6699
00 Exist Coal Steam_ACI_DSI | 75.2702 | 64.0976 | 47.9 | 49.4048 | 15.644 | 6.1167 | 6.2524 | 6.2524
00 Exist Coal Steam_DryFGD | 0 | 0 | 0 | N/A | N/A | N/A | N/A | N/A
00 Exist Coal Steam_DryFGD_ACI | 75.067 | 64.162 | 45.5997 | 54.3888 | 27.3023 | 36.107 | 25.3346 | 1.2376
00 Exist Coal Steam_DryFGD_DSI | 77.3 | N/A | N/A | N/A | N/A | N/A | N/A | N/A
00 Exist Coal Steam_DryFGD_SCR | 73.6114 | 74.2297 | N/A | N/A | N/A | N/A | N/A | N/A
00 Exist Coal Steam_DryFGD_SCR_ACI | 69.238 | 65.5934 | 45.7573 | 45.934 | 15.289 | 12.0381 | 5.4057 | 3.9834
00 Exist Coal Steam_DryFGD_SCR_DSI | 81.74 | 81.74 | 42.7272 | 42.2701 | N/A | N/A | N/A | N/A
00 Exist Coal Steam_DryFGD_SCR_ACI_DSI | 78.1216 | 73.5573 | 69.7138 | 63.2777 | 10 | 10 | 10 | N/A
00 Exist Coal Steam_DryFGD_SNCR_ACI | 79.6157 | 79.6157 | 68.6544 | 66.5055 | 11.7041 | 0 | 0 | 0
00 Exist Coal Steam_DryFGD_SNCR_ACI_DSI | 79.13 | 67.5017 | 62.5466 | 42.8341 | 0 | 0 | 0 | 0
00 Exist Coal Steam_DSI | 78.1137 | 74.8925 | 54.3065 | N/A | N/A | N/A | N/A | N/A
00 Exist Coal Steam_SCR_ACI | 79.6758 | 79.159 | 45.6142 | 43.3126 | 23.7036 | 13.3246 | 10.5068 | 10
00 Exist Coal Steam_SCR_ACI_DSI | 52.67 | 26.1053 | 3.4624 | 14.3711 | 0 | 0 | 0 | 0
00 Exist Coal Steam_SNCR | 83.97 | 83.97 | 83.97 | 83.97 | 65.4019 | 39.7236 | 39.7236 | 0
00 Exist Coal Steam_SCR | N/A | N/A | N/A | N/A | N/A | N/A | N/A | N/A
00 Exist Coal Steam_SNCR_ACI | 79.13 | 34.3953 | N/A | N/A | N/A | N/A | N/A | N/A
00 Exist Coal Steam_SNCR_ACI_DSI | 27.955 | 6.8915 | 0 | N/A | N/A | N/A | N/A | N/A
00 Exist Coal Steam_WetFGD | 76.1883 | 55.5749 | 56.9374 | 61.8293 | 0 | 0 | 0 | 0
00 Exist Coal Steam_WetFGD_ACI | 79.1686 | 64.8023 | 41.9175 | 77.2309 | 41.7555 | 24.9498 | 10.7661 | 7.5664
00 Exist Coal Steam_WetFGD_ACI_DSI | 46.3458 | 40.4647 | 29.8782 | 34.3841 | 10 | 10 | N/A | N/A
00 Exist Coal Steam_WetFGD_DSI | N/A | N/A | N/A | N/A | N/A | N/A | N/A | N/A
00 Exist Coal Steam_WetFGD_SCR | 72.7496 | 66.647 | 45.2412 | 45.1516 | 17.6976 | 7.9216 | 5.6503 | 0.018745
00 Exist Coal Steam_WetFGD_SCR_DSI | 54.1897 | 33.8282 | 10 | 12.378 | N/A | N/A | N/A | N/A
00 Exist Coal Steam_WetFGD_SCR_ACI | 70.6085 | 68.3712 | 45.3102 | 51.8244 | 15.7206 | 15.6285 | 9.2991 | 10
00 Exist Coal Steam_WetFGD_SCR_ACI_DSI | 53.9684 | 63.0437 | 48.3217 | 45.2221 | 23.54 | 24.5229 | 5.5163 | 0
00 Exist Coal Steam_WetFGD_SNCR | 65.1391 | 38.5246 | 29.81 | 78.5037 | 78.1654 | 83.2147 | 20.1357 | 20.1357
00 Exist Coal Steam_WetFGD_SNCR_ACI | 67.8626 | 56.3257 | 39.9548 | 32.3277 | 10 | 10 | 10 | 10
00 Exist Coal Steam_WetFGD_SNCR_ACI_DSI | N/A | N/A | N/A | N/A | N/A | N/A | N/A | N/A
00 Exist FBC_ACI_DSI | 77.2519 | 34.4138 | 10 | 10 | 10 | 10 | N/A | N/A
00 Exist FBC_DryFGD_ACI | 81.74 | 53.7511 | 13.8538 | 13.8538 | 0 | 0 | N/A | N/A
00 Exist FBC_DryFGD_DSI | 0 | N/A | N/A | N/A | N/A | N/A | N/A | N/A
00 Exist FBC_DryFGD_SNCR | 18.6896 | 18.2009 | 18.6942 | 18.3573 | 10.1715 | 9.7718 | 8.732 | N/A
00 Exist FBC_DryFGD_SNCR_ACI | 68.3216 | 57.4226 | 60.3489 | 57.4204 | 42.6935 | 18.6108 | 0 | N/A
00 Exist FBC_DryFGD_SNCR_ACI_DSI | 79.3633 | 79.3633 | 83.06 | 83.06 | N/A | N/A | N/A | N/A
00 Exist FBC_DryFGD_SNCR_DSI | 0 | N/A | N/A | N/A | N/A | N/A | N/A | N/A
00 Exist FBC_DSI | 41.04 | 21.03 | 6.4583 | 10.5095 | 10 | 10 | 10 | 10
00 Exist FBC_SCR | 15.3521 | 40.3601 | 11.1888 | N/A | N/A | N/A | N/A | N/A
00 Exist FBC_SNCR | 0 | N/A | N/A | N/A | N/A | N/A | N/A | N/A
00 Exist FBC_SNCR_ACI | 37.8025 | 40.492 | 14.0939 | N/A | N/A | N/A | N/A | N/A
00 Exist FBC_SNCR_ACI_DSI | 78.7082 | 10 | 10 | 10 | 10 | 10 | N/A | N/A
00 Exist FBC_SNCR_DSI | 48.082 | 54.1056 | 37.3287 | 32.6855 | 5.0306 | 0.87209 | 0.87209 | 0
00 Exist FBC_Uncontrolled | N/A | N/A | N/A | N/A | N/A | N/A | N/A | N/A
00 Exist FBC_WetFGD_DSI | 20.1357 | 47.4308 | 47.4308 | 83.97 | 83.97 | 83.97 | 56.6749 | N/A
00 Exist IGCC | 58.9476 | 79.9103 | N/A | N/A | N/A | N/A | N/A | N/A
00 Exist Fossil_Other | 32.2152 | 32.2152 | 28.9419 | 28.7101 | 29.5396 | 29.1985 | 29.1031 | 29.1021
00 Exist Fuel Cell | 0.0085906 | 0.013545 | 0.014136 | 3.7639 | 5.6172 | 0.78502 | 2.5661 | 0.98592
00 Exist Hydro | 39.6436 | 39.6353 | 39.6302 | 39.6302 | 39.6302 | 39.6302 | 39.6251 | 39.1514
00 Exist Non Fossil_Other | 59.9547 | 60.406 | 60.406 | 59.5897 | 59.5293 | 58.7566 | 58.6298 | 53.8094
00 Exist Nuclear | 91.3195 | 91.2749 | 91.2749 | 91.1624 | 90.9484 | 89.9073 | 87.9782 | 89.4872
00 Exist Oil/Gas Steam | 4.9236 | 3.9801 | 4.3775 | 2.5104 | 0.98027 | 0.2907 | 0.50433 | 0.41415
00 Exist Oil/Gas Steam_SCR | 3.6128 | 5.7194 | 5.726 | 3.3467 | 0.067745 | 0.049905 | 0.028085 | 0.092343
00 Exist Oil/Gas Steam_SNCR | 1.4154 | 1.7051 | 1.1713 | 0.58308 | 0.35608 | 0.38491 | 0.82256 | 1.0542
00 Exist Biomass | 35.8914 | 11.0886 | 11.7217 | 9.3719 | 9.212 | 2.1836 | 2.1836 | 2.1836
00 Exist Landfill Gas | 68.6628 | 68.3971 | 67.735 | 63.5766 | 60.6514 | 56.066 | 54.5443 | 51.9972
00 Exist Geothermal | 79.0656 | 79.0656 | 79.0656 | 79.0656 | 79.0824 | 79.0824 | 79.0824 | 79.005
00 Exist Pump Storage | 6.6437 | 8.6374 | 10.3258 | 10.6996 | 14.4766 | 16.5712 | 16.7573 | 16.9294
00 Exist Energy Storage | 5.4026 | 4.9964 | 4.9975 | 6.1433 | 7.0702 | 8.9504 | 8.7243 | 9.0049
00 Exist Solar PV | 24.5515 | 24.5111 | 24.5126 | 24.5126 | 24.5124 | 24.5124 | 24.5124 | 24.5124
00 Exist Solar Thermal | 20.9939 | 20.9939 | 20.9939 | 20.9939 | 20.9939 | 20.9939 | 20.9939 | 20.9939
00 Exist Offshore Wind | 43.1992 | 43.1992 | 43.1992 | 43.1992 | 43.1992 | 43.1992 | 43.1992 | 43.1992
00 Exist Onshore Wind | 34.3785 | 34.3362 | 34.3362 | 34.3362 | 34.3362 | 34.3362 | 34.3362 | 34.3362
00 International Imports | 61.72 | 61.72 | 61.72 | 61.72 | 61.72 | 58.53 | 58.53 | 58.53
00 Ret.ACI | N/A | N/A | N/A | N/A | N/A | N/A | N/A | N/A
00 Ret.ACI & DryFGD | N/A | N/A | N/A | N/A | N/A | N/A | N/A | N/A
00 Ret.ACI & DryFGD & HRI | N/A | N/A | N/A | N/A | N/A | N/A | N/A | N/A
00 Ret.ACI & DSI | N/A | N/A | N/A | N/A | N/A | N/A | N/A | N/A
00 Ret.ACI & DSI & DryFGD | N/A | N/A | N/A | N/A | N/A | N/A | N/A | N/A
00 Ret.ACI & DSI & DryFGD & HRI | N/A | N/A | N/A | N/A | N/A | N/A | N/A | N/A
00 Ret.ACI & DSI & HRI | N/A | N/A | N/A | N/A | N/A | N/A | N/A | N/A
00 Ret.ACI & DSI & WetFGD & HRI | N/A | N/A | N/A | N/A | N/A | N/A | N/A | N/A
00 Ret.ACI & HRI | N/A | N/A | N/A | N/A | N/A | N/A | N/A | N/A
00 Ret.ACI & SCR | N/A | N/A | N/A | N/A | N/A | N/A | N/A | N/A
00 Ret.ACI & SCR & DryFGD & HRI | N/A | N/A | N/A | N/A | N/A | N/A | N/A | N/A
00 Ret.ACI & SCR & DSI | N/A | N/A | N/A | N/A | N/A | N/A | N/A | N/A
00 Ret.ACI & SCR & DSI & DryFGD | N/A | N/A | N/A | N/A | N/A | N/A | N/A | N/A
00 Ret.ACI & SCR & DSI & DryFGD & HRI | N/A | N/A | N/A | N/A | N/A | N/A | N/A | N/A
00 Ret.ACI & SCR & DSI & HRI | N/A | N/A | N/A | N/A | N/A | N/A | N/A | N/A
00 Ret.ACI & SCR & DSI & WetFGD | N/A | N/A | N/A | N/A | N/A | N/A | N/A | N/A
00 Ret.ACI & SCR & DSI & WetFGD & HRI | N/A | N/A | N/A | N/A | N/A | N/A | N/A | N/A
00 Ret.ACI & SCR & HRI | N/A | N/A | N/A | N/A | N/A | N/A | N/A | N/A
00 Ret.ACI & SCR & WetFGD & HRI | N/A | N/A | N/A | N/A | N/A | N/A | N/A | N/A
00 Ret.ACI & SNCR | N/A | N/A | N/A | N/A | N/A | N/A | N/A | N/A
00 Ret.ACI & SNCR & DSI | N/A | N/A | N/A | N/A | N/A | N/A | N/A | N/A
00 Ret.ACI & SNCR & DSI & DryFGD | N/A | N/A | N/A | N/A | N/A | N/A | N/A | N/A
00 Ret.ACI & SNCR & DSI & DryFGD & HRI | N/A | N/A | N/A | N/A | N/A | N/A | N/A | N/A
00 Ret.ACI & SNCR & DSI & HRI | N/A | N/A | N/A | N/A | N/A | N/A | N/A | N/A
00 Ret.ACI & SNCR & DSI & WetFGD | N/A | N/A | N/A | N/A | N/A | N/A | N/A | N/A
00 Ret.ACI & SNCR & DSI & WetFGD & HRI | N/A | N/A | N/A | N/A | N/A | N/A | N/A | N/A
00 Ret.ACI & SNCR & HRI | N/A | N/A | N/A | N/A | N/A | N/A | N/A | N/A
00 Ret.ACI & WetFGD | N/A | N/A | N/A | N/A | N/A | N/A | N/A | N/A
00 Ret.ACI & WetFGD & DSI | N/A | N/A | N/A | N/A | N/A | N/A | N/A | N/A
00 Ret.ACI & WetFGD & HRI | N/A | N/A | N/A | N/A | N/A | N/A | N/A | N/A
00 Ret.C2G | 0.99277 | 0 | 0.17518 | 0.17518 | 0.15564 | 0.13746 | 0.018079 | 0.019212
00 Ret.C2G & SCR | N/A | N/A | N/A | 0 | 0 | 0 | 0 | 0
00 Ret.CCG | N/A | N/A | N/A | 84.9 | 84.3768 | 84.3768 | 45.746 | 29.2313
00 Ret.DryFGD | N/A | N/A | N/A | N/A | N/A | N/A | N/A | N/A
00 Ret.DryFGD & CCS | N/A | N/A | N/A | N/A | N/A | N/A | N/A | N/A
00 Ret.DryFGD & HRI | N/A | N/A | N/A | N/A | N/A | N/A | N/A | N/A
00 Ret.DSI | N/A | N/A | N/A | N/A | N/A | N/A | N/A | N/A
00 Ret.DSI & DryFGD | N/A | N/A | N/A | N/A | N/A | N/A | N/A | N/A
00 Ret.DSI & DryFGD & HRI | N/A | N/A | N/A | N/A | N/A | N/A | N/A | N/A
00 Ret.DSI & HRI | N/A | N/A | N/A | N/A | N/A | N/A | N/A | N/A
00 Ret.ExistACI & DryFGD | N/A | N/A | N/A | N/A | N/A | N/A | N/A | N/A
00 Ret.ExistACI & DryFGD & CCS | N/A | N/A | N/A | N/A | N/A | N/A | N/A | N/A
00 Ret.ExistACI & DryFGD & HRI | N/A | N/A | N/A | N/A | N/A | N/A | N/A | N/A
00 Ret.ExistACI & DryFGD & HRI & CCS | N/A | N/A | N/A | N/A | N/A | N/A | N/A | N/A
00 Ret.ExistACI & DSI | N/A | N/A | N/A | N/A | N/A | N/A | N/A | N/A
00 Ret.ExistACI & DSI & DryFGD | N/A | N/A | N/A | N/A | N/A | N/A | N/A | N/A
00 Ret.ExistACI & DSI & DryFGD & HRI | N/A | N/A | N/A | N/A | N/A | N/A | N/A | N/A
00 Ret.ExistACI & DSI & HRI | N/A | N/A | N/A | N/A | N/A | N/A | N/A | N/A
00 Ret.ExistACI & HRI | N/A | N/A | N/A | N/A | N/A | N/A | N/A | N/A
00 Ret.ExistACI & HRI & WetFGD | N/A | N/A | N/A | N/A | N/A | N/A | N/A | N/A
00 Ret.ExistACI & SCR | N/A | N/A | N/A | N/A | N/A | N/A | N/A | N/A
00 Ret.ExistACI & SCR & DryFGD | N/A | N/A | N/A | 0 | 0 | 0 | 0 | 0
00 Ret.ExistACI & SCR & DryFGD & CCS | N/A | N/A | N/A | 79.13 | 79.13 | 79.13 | 79.13 | 79.13
00 Ret.ExistACI & SCR & DryFGD & HRI | N/A | N/A | N/A | N/A | N/A | N/A | N/A | N/A
00 Ret.ExistACI & SCR & DryFGD & HRI & CCS | N/A | N/A | N/A | N/A | N/A | N/A | N/A | N/A
00 Ret.ExistACI & SCR & DSI | N/A | N/A | N/A | N/A | N/A | N/A | N/A | N/A
00 Ret.ExistACI & SCR & DSI & DryFGD | N/A | N/A | N/A | N/A | N/A | N/A | N/A | N/A
00 Ret.ExistACI & SCR & DSI & DryFGD & HRI | N/A | N/A | N/A | N/A | N/A | N/A | N/A | N/A
00 Ret.ExistACI & SCR & DSI & HRI | N/A | N/A | N/A | N/A | N/A | N/A | N/A | N/A
00 Ret.ExistACI & SCR & HRI | N/A | N/A | N/A | N/A | N/A | N/A | N/A | N/A
00 Ret.ExistACI & SCR & WetFGD | N/A | N/A | N/A | N/A | N/A | N/A | N/A | N/A
00 Ret.ExistACI & SCR & WetFGD & CCS | N/A | N/A | N/A | N/A | N/A | N/A | N/A | N/A
00 Ret.ExistACI & SCR & WetFGD & HRI | N/A | N/A | N/A | N/A | N/A | N/A | N/A | N/A
00 Ret.ExistACI & SCR & WetFGD & HRI & CCS | N/A | N/A | N/A | N/A | N/A | N/A | N/A | N/A
00 Ret.ExistACI & SNCR | N/A | N/A | N/A | N/A | N/A | N/A | N/A | N/A
00 Ret.ExistACI & SNCR & DryFGD | N/A | N/A | N/A | N/A | N/A | N/A | N/A | N/A
00 Ret.ExistACI & SNCR & DryFGD & CCS | N/A | N/A | N/A | N/A | N/A | N/A | N/A | N/A
00 Ret.ExistACI & SNCR & DryFGD & HRI | N/A | N/A | N/A | N/A | N/A | N/A | N/A | N/A
00 Ret.ExistACI & SNCR & DryFGD & HRI & CCS | N/A | N/A | N/A | N/A | N/A | N/A | N/A | N/A
00 Ret.ExistACI & SNCR & DSI | N/A | N/A | N/A | N/A | N/A | N/A | N/A | N/A
00 Ret.ExistACI & SNCR & DSI & HRI | N/A | N/A | N/A | N/A | N/A | N/A | N/A | N/A
00 Ret.ExistACI & SNCR & HRI | N/A | N/A | N/A | N/A | N/A | N/A | N/A | N/A
00 Ret.ExistACI & SNCR & WetFGD | N/A | N/A | N/A | N/A | N/A | N/A | N/A | N/A
00 Ret.ExistACI & SNCR & WetFGD & CCS | N/A | N/A | N/A | N/A | N/A | N/A | N/A | N/A
00 Ret.ExistACI & SNCR & WetFGD & HRI | N/A | N/A | N/A | N/A | N/A | N/A | N/A | N/A
00 Ret.ExistACI & SNCR & WetFGD & HRI & CCS | N/A | N/A | N/A | N/A | N/A | N/A | N/A | N/A
00 Ret.ExistACI & WetFGD | N/A | N/A | N/A | N/A | N/A | N/A | N/A | N/A
00 Ret.ExistACI & WetFGD & CCS | N/A | N/A | N/A | N/A | N/A | N/A | N/A | N/A
00 Ret.ExistACI & WetFGD & HRI & CCS | N/A | N/A | N/A | N/A | N/A | N/A | N/A | N/A
00 Ret.ExistACI_DSI & DryFGD | N/A | N/A | N/A | N/A | N/A | N/A | N/A | N/A
00 Ret.ExistACI_DSI & DryFGD & CCS | N/A | N/A | N/A | N/A | N/A | N/A | N/A | N/A
00 Ret.ExistACI_DSI & DryFGD & HRI | N/A | N/A | N/A | N/A | N/A | N/A | N/A | N/A
00 Ret.ExistACI_DSI & DryFGD & HRI & CCS | N/A | N/A | N/A | N/A | N/A | N/A | N/A | N/A
00 Ret.ExistACI_DSI & HRI | N/A | N/A | N/A | N/A | N/A | N/A | N/A | N/A
00 Ret.ExistACI_DSI & SCR | N/A | N/A | N/A | N/A | N/A | N/A | N/A | N/A
00 Ret.ExistACI_DSI & SCR & DryFGD | N/A | N/A | N/A | N/A | N/A | N/A | N/A | N/A
00 Ret.ExistACI_DSI & SCR & DryFGD & CCS | N/A | N/A | N/A | N/A | N/A | N/A | N/A | N/A
00 Ret.ExistACI_DSI & SCR & DryFGD & HRI | N/A | N/A | N/A | N/A | N/A | N/A | N/A | N/A
00 Ret.ExistACI_DSI & SCR & DryFGD & HRI & CCS | N/A | N/A | N/A | N/A | N/A | N/A | N/A | N/A
00 Ret.ExistACI_DSI & SCR & HRI | N/A | N/A | N/A | N/A | N/A | N/A | N/A | N/A
00 Ret.ExistACI_DSI & SCR & WetFGD | N/A | N/A | N/A | N/A | N/A | N/A | N/A | N/A
00 Ret.ExistACI_DSI & SCR & WetFGD & CCS | N/A | N/A | N/A | N/A | N/A | N/A | N/A | N/A
00 Ret.ExistACI_DSI & SCR & WetFGD & HRI | N/A | N/A | N/A | N/A | N/A | N/A | N/A | N/A
00 Ret.ExistACI_DSI & SCR & WetFGD & HRI & CCS | N/A | N/A | N/A | N/A | N/A | N/A | N/A | N/A
00 Ret.ExistACI_DSI & SNCR | N/A | N/A | N/A | N/A | N/A | N/A | N/A | N/A
00 Ret.ExistACI_DSI & SNCR & DryFGD | N/A | N/A | N/A | N/A | N/A | N/A | N/A | N/A
00 Ret.ExistACI_DSI & SNCR & DryFGD & HRI & CCS | N/A | N/A | N/A | N/A | N/A | N/A | N/A | N/A
00 Ret.ExistACI_DSI & SNCR & DryFGD & HRI | N/A | N/A | N/A | N/A | N/A | N/A | N/A | N/A
00 Ret.ExistACI_DSI & SNCR & WetFGD & HRI & CCS | N/A | N/A | N/A | N/A | N/A | N/A | N/A | N/A
00 Ret.ExistACI_DSI & SNCR & HRI | N/A | N/A | N/A | N/A | N/A | N/A | N/A | N/A
00 Ret.ExistACI_DSI & SNCR & WetFGD | N/A | N/A | N/A | N/A | N/A | N/A | N/A | N/A
00 Ret.ExistACI_DSI & SNCR & WetFGD & HRI | N/A | N/A | N/A | N/A | N/A | N/A | N/A | N/A
00 Ret.ExistACI_DSI & WetFGD | N/A | N/A | N/A | N/A | N/A | N/A | N/A | N/A
00 Ret.ExistACI_DSI & WetFGD & CCS | N/A | N/A | N/A | N/A | N/A | N/A | N/A | N/A
00 Ret.ExistACI_DSI & WetFGD & HRI | N/A | N/A | N/A | N/A | N/A | N/A | N/A | N/A
00 Ret.ExistACI_DSI & WetFGD & HRI & CCS | N/A | N/A | N/A | N/A | N/A | N/A | N/A | N/A
00 Ret.ExistDryFGD & CCS | N/A | N/A | N/A | N/A | N/A | N/A | N/A | N/A
00 Ret.ExistDryFGD & HRI | N/A | N/A | N/A | N/A | N/A | N/A | N/A | N/A
00 Ret.ExistDryFGD & SCR | N/A | N/A | N/A | N/A | N/A | N/A | N/A | N/A
00 Ret.ExistDryFGD & SCR & CCS | N/A | N/A | N/A | N/A | N/A | N/A | N/A | N/A
00 Ret.ExistDryFGD & SCR & HRI | N/A | N/A | N/A | N/A | N/A | N/A | N/A | N/A
00 Ret.ExistDryFGD & SNCR | N/A | N/A | N/A | N/A | N/A | N/A | N/A | N/A
00 Ret.ExistDryFGD & SNCR & CCS | N/A | N/A | N/A | N/A | N/A | N/A | N/A | N/A
00 Ret.ExistDryFGD & SNCR & HRI | N/A | N/A | N/A | N/A | N/A | N/A | N/A | N/A
00 Ret.ExistDryFGD_ACI & CCS | N/A | N/A | N/A | 83.06 | 83.06 | 83.06 | 56.1963 | 36.3789
00 Ret.ExistDryFGD_ACI & HRI | N/A | N/A | N/A | N/A | N/A | N/A | N/A | N/A
00 Ret.ExistDryFGD_ACI & HRI & CCS | N/A | N/A | N/A | N/A | N/A | N/A | N/A | N/A
00 Ret.ExistDryFGD_ACI & SCR | N/A | N/A | N/A | N/A | N/A | N/A | N/A | N/A
00 Ret.ExistDryFGD_ACI & SCR & CCS | N/A | N/A | N/A | N/A | N/A | N/A | N/A | N/A
00 Ret.ExistDryFGD_ACI & SCR & HRI | N/A | N/A | N/A | N/A | N/A | N/A | N/A | N/A
00 Ret.ExistDryFGD_ACI & SCR & HRI & CCS | N/A | N/A | N/A | N/A | N/A | N/A | N/A | N/A
00 Ret.ExistDryFGD_ACI & SNCR | N/A | N/A | N/A | N/A | N/A | N/A | N/A | N/A
00 Ret.ExistDryFGD_ACI & SNCR & CCS | N/A | N/A | N/A | N/A | N/A | N/A | N/A | N/A
00 Ret.ExistDryFGD_ACI & SNCR & HRI | N/A | N/A | N/A | N/A | N/A | N/A | N/A | N/A
00 Ret.ExistDryFGD_ACI & SNCR & HRI & CCS | N/A | N/A | N/A | N/A | N/A | N/A | N/A | N/A
00 Ret.ExistDryFGD_ACI_DSI & SCR | N/A | N/A | N/A | N/A | N/A | N/A | N/A | N/A
00 Ret.ExistDryFGD_ACI_DSI & SCR & CCS | N/A | N/A | N/A | N/A | N/A | N/A | N/A | N/A
00 Ret.ExistDryFGD_ACI_DSI & SCR & HRI | N/A | N/A | N/A | N/A | N/A | N/A | N/A | N/A
00 Ret.ExistDryFGD_ACI_DSI & SCR & HRI & CCS | N/A | N/A | N/A | N/A | N/A | N/A | N/A | N/A
00 Ret.ExistDryFGD_DSI & HRI | N/A | N/A | N/A | N/A | N/A | N/A | N/A | N/A
00 Ret.ExistDryFGD_SNCR_ACI_DSI & CCS | N/A | N/A | N/A | N/A | N/A | N/A | N/A | N/A
00 Ret.ExistDryFGD_SNCR_ACI_DSI & HRI | N/A | N/A | N/A | N/A | N/A | N/A | N/A | N/A
00 Ret.ExistDryFGD_SNCR_ACI_DSI & HRI & CCS | N/A | N/A | N/A | N/A | N/A | N/A | N/A | N/A
00 Ret.ExistDSI & DryFGD | N/A | N/A | N/A | N/A | N/A | N/A | N/A | N/A
00 Ret.ExistDSI & DryFGD & HRI | N/A | N/A | N/A | N/A | N/A | N/A | N/A | N/A
00 Ret.ExistDSI & HRI | N/A | N/A | N/A | N/A | N/A | N/A | N/A | N/A
00 Ret.ExistDSI & SCR | N/A | N/A | N/A | N/A | N/A | N/A | N/A | N/A
00 Ret.ExistDSI & SCR & DryFGD | N/A | N/A | N/A | N/A | N/A | N/A | N/A | N/A
00 Ret.ExistDSI & SCR & DryFGD & HRI | N/A | N/A | N/A | N/A | N/A | N/A | N/A | N/A
00 Ret.ExistDSI & SCR & HRI | N/A | N/A | N/A | N/A | N/A | N/A | N/A | N/A
00 Ret.ExistDSI & SCR & WetFGD | N/A | N/A | N/A | N/A | N/A | N/A | N/A | N/A
00 Ret.ExistDSI & SCR & WetFGD & HRI | N/A | N/A | N/A | N/A | N/A | N/A | N/A | N/A
00 Ret.ExistDSI & SNCR | N/A | N/A | N/A | N/A | N/A | N/A | N/A | N/A
00 Ret.ExistSCR & ACI | N/A | N/A | N/A | N/A | N/A | N/A | N/A | N/A
00 Ret.ExistDSI & SNCR & DryFGD | N/A | N/A | N/A | N/A | N/A | N/A | N/A | N/A
00 Ret.ExistSCR & ACI & DSI | N/A | N/A | N/A | N/A | N/A | N/A | N/A | N/A
00 Ret.ExistSCR & ACI & DSI & DryFGD | N/A | N/A | N/A | N/A | N/A | N/A | N/A | N/A
00 Ret.ExistSCR & ACI & DSI & DryFGD & HRI | N/A | N/A | N/A | N/A | N/A | N/A | N/A | N/A
00 Ret.ExistDSI & SNCR & DryFGD & HRI | N/A | N/A | N/A | N/A | N/A | N/A | N/A | N/A
00 Ret.ExistDSI & SNCR & HRI | N/A | N/A | N/A | N/A | N/A | N/A | N/A | N/A
00 Ret.ExistSCR & ACI & DSI & HRI | N/A | N/A | N/A | N/A | N/A | N/A | N/A | N/A
00 Ret.ExistDSI & SNCR & WetFGD | N/A | N/A | N/A | N/A | N/A | N/A | N/A | N/A
00 Ret.ExistSCR & ACI & DSI & WetFGD | N/A | N/A | N/A | N/A | N/A | N/A | N/A | N/A
00 Ret.ExistSCR & ACI & DSI & WetFGD & HRI | N/A | N/A | N/A | N/A | N/A | N/A | N/A | N/A
00 Ret.ExistSCR & ACI & HRI | N/A | N/A | N/A | N/A | N/A | N/A | N/A | N/A
00 Ret.ExistDSI & SNCR & WetFGD & HRI | N/A | N/A | N/A | N/A | N/A | N/A | N/A | N/A
00 Ret.ExistDSI & WetFGD | N/A | N/A | N/A | N/A | N/A | N/A | N/A | N/A
00 Ret.ExistDSI & WetFGD & HRI | N/A | N/A | N/A | N/A | N/A | N/A | N/A | N/A
00 Ret.ExistDSI_ACI & SNCR & DryFGD & CCS | N/A | N/A | N/A | N/A | N/A | N/A | N/A | N/A
00 Ret.ExistDSI_ACI & SNCR & WetFGD & CCS | N/A | N/A | N/A | N/A | N/A | N/A | N/A | N/A
00 Ret.ExistSCR_ACI & DryFGD | N/A | N/A | N/A | N/A | N/A | N/A | N/A | N/A
00 Ret.ExistSCR & DSI | N/A | N/A | N/A | N/A | N/A | N/A | N/A | N/A
00 Ret.ExistSCR_ACI & DryFGD & CCS | N/A | N/A | N/A | N/A | N/A | N/A | N/A | N/A
00 Ret.ExistSCR_ACI & DryFGD & HRI | N/A | N/A | N/A | N/A | N/A | N/A | N/A | N/A
00 Ret.ExistSCR & DSI & DryFGD | N/A | N/A | N/A | N/A | N/A | N/A | N/A | N/A
00 Ret.ExistSCR_ACI & DryFGD & HRI & CCS | N/A | N/A | N/A | N/A | N/A | N/A | N/A | N/A
00 Ret.ExistSCR & DSI & DryFGD & HRI | N/A | N/A | N/A | N/A | N/A | N/A | N/A | N/A
00 Ret.ExistSCR & DSI & HRI | N/A | N/A | N/A | N/A | N/A | N/A | N/A | N/A
00 Ret.ExistSCR_ACI & DSI & HRI | N/A | N/A | N/A | N/A | N/A | N/A | N/A | N/A
00 Ret.ExistSCR_ACI & HRI | N/A | N/A | N/A | N/A | N/A | N/A | N/A | N/A
00 Ret.ExistSCR_ACI & WetFGD | N/A | N/A | N/A | N/A | N/A | N/A | N/A | N/A
00 Ret.ExistSCR & HRI | N/A | N/A | N/A | N/A | N/A | N/A | N/A | N/A
00 Ret.ExistSCR_ACI & WetFGD & CCS | N/A | N/A | N/A | N/A | N/A | N/A | N/A | N/A
00 Ret.ExistSCR_ACI & WetFGD & HRI | N/A | N/A | N/A | N/A | N/A | N/A | N/A | N/A
00 Ret.ExistSCR_ACI & WetFGD & HRI & CCS | N/A | N/A | N/A | N/A | N/A | N/A | N/A | N/A
00 Ret.ExistSCR_ACI_DSI & DryFGD | N/A | N/A | N/A | N/A | N/A | N/A | N/A | N/A
00 Ret.ExistSCR_ACI_DSI & DryFGD & CCS | N/A | N/A | N/A | N/A | N/A | N/A | N/A | N/A
00 Ret.ExistSCR_ACI_DSI & DryFGD & HRI | N/A | N/A | N/A | N/A | N/A | N/A | N/A | N/A
00 Ret.ExistSCR_ACI_DSI & DryFGD & HRI & CCS | N/A | N/A | N/A | N/A | N/A | N/A | N/A | N/A
00 Ret.ExistSCR_ACI_DSI & HRI | N/A | N/A | N/A | N/A | N/A | N/A | N/A | N/A
00 Ret.ExistSCR_ACI_DSI & WetFGD | N/A | N/A | N/A | N/A | N/A | N/A | N/A | N/A
00 Ret.ExistSCR_ACI_DSI & WetFGD & CCS | N/A | N/A | N/A | N/A | N/A | N/A | N/A | N/A
00 Ret.ExistSCR_ACI_DSI & WetFGD & HRI | N/A | N/A | N/A | N/A | N/A | N/A | N/A | N/A
00 Ret.ExistSCR_ACI_DSI & WetFGD & HRI & CCS | N/A | N/A | N/A | N/A | N/A | N/A | N/A | N/A
00 Ret.ExistSCR_DryFGD & HRI | N/A | N/A | N/A | N/A | N/A | N/A | N/A | N/A
00 Ret.ExistSCR_DryFGD_ACI & CCS | N/A | N/A | N/A | 79.13 | 79.13 | 79.13 | 79.13 | 53.7793
00 Ret.ExistSCR_DryFGD_ACI & HRI | N/A | N/A | N/A | N/A | N/A | N/A | N/A | N/A
00 Ret.ExistSCR_DryFGD_ACI & HRI & CCS | N/A | N/A | N/A | N/A | N/A | N/A | N/A | N/A
00 Ret.ExistSCR_DryFGD_ACI_DSI & CCS | N/A | N/A | N/A | N/A | N/A | N/A | N/A | N/A
00 Ret.ExistSCR_DryFGD_ACI_DSI & HRI | N/A | N/A | N/A | N/A | N/A | N/A | N/A | N/A
00 Ret.ExistSCR_DryFGD_ACI_DSI & HRI & CCS | N/A | N/A | N/A | N/A | N/A | N/A | N/A | N/A
00 Ret.ExistSCR_WetFGD & HRI | N/A | N/A | N/A | N/A | N/A | N/A | N/A | N/A
00 Ret.ExistSCR_WetFGD & HRI & CCS | N/A | N/A | N/A | N/A | N/A | N/A | N/A | N/A
00 Ret.ExistSCR_WetFGD_ACI & CCS | N/A | N/A | N/A | 80.77 | 82.2972 | 82.2972 | 58.6603 | 11.1479
00 Ret.ExistSCR_WetFGD_ACI & HRI | N/A | N/A | N/A | N/A | N/A | N/A | N/A | N/A
00 Ret.ExistSCR_WetFGD_ACI & HRI & CCS | N/A | N/A | N/A | N/A | N/A | N/A | N/A | N/A
00 Ret.ExistSCR_WetFGD_ACI_DSI & CCS | N/A | N/A | N/A | 79.13 | 79.4627 | 79.4627 | 55.0718 | 31.3234
00 Ret.ExistSCR_WetFGD_ACI_DSI & HRI | N/A | N/A | N/A | N/A | N/A | N/A | N/A | N/A
00 Ret.ExistSCR_WetFGD_ACI_DSI & HRI & CCS | N/A | N/A | N/A | N/A | N/A | N/A | N/A | N/A
00 Ret.ExistSCR_WetFGD_DSI & HRI | N/A | N/A | N/A | N/A | N/A | N/A | N/A | N/A
00 Ret.ExistSCR_WetFGD_DSI & HRI & CCS | N/A | N/A | N/A | N/A | N/A | N/A | N/A | N/A
00 Ret.ExistSNCR_ACI & DryFGD | N/A | N/A | N/A | N/A | N/A | N/A | N/A | N/A
00 Ret.ExistSNCR_ACI & DryFGD & CCS | N/A | N/A | N/A | N/A | N/A | N/A | N/A | N/A
00 Ret.ExistSNCR_ACI & DryFGD & HRI | N/A | N/A | N/A | N/A | N/A | N/A | N/A | N/A
00 Ret.ExistSNCR_ACI & DryFGD & HRI & CCS | N/A | N/A | N/A | N/A | N/A | N/A | N/A | N/A
00 Ret.ExistSNCR_ACI & DSI & HRI | N/A | N/A | N/A | N/A | N/A | N/A | N/A | N/A
00 Ret.ExistSNCR_ACI & HRI | N/A | N/A | N/A | N/A | N/A | N/A | N/A | N/A
00 Ret.ExistSNCR_ACI & WetFGD | N/A | N/A | N/A | N/A | N/A | N/A | N/A | N/A
00 Ret.ExistSNCR_ACI & WetFGD & CCS | N/A | N/A | N/A | N/A | N/A | N/A | N/A | N/A
00 Ret.ExistSNCR_ACI & WetFGD & HRI | N/A | N/A | N/A | N/A | N/A | N/A | N/A | N/A
00 Ret.ExistSNCR_ACI & WetFGD & HRI & CCS | N/A | N/A | N/A | N/A | N/A | N/A | N/A | N/A
00 Ret.ExistSNCR_ACI_DSI & DryFGD | N/A | N/A | N/A | N/A | N/A | N/A | N/A | N/A
00 Ret.ExistSNCR_ACI_DSI & DryFGD & CCS | N/A | N/A | N/A | N/A | N/A | N/A | N/A | N/A
00 Ret.ExistSNCR_ACI_DSI & DryFGD & HRI | N/A | N/A | N/A | N/A | N/A | N/A | N/A | N/A
00 Ret.ExistSNCR_ACI_DSI & DryFGD & HRI & CCS | N/A | N/A | N/A | N/A | N/A | N/A | N/A | N/A
00 Ret.ExistSNCR_ACI_DSI & HRI | N/A | N/A | N/A | N/A | N/A | N/A | N/A | N/A
00 Ret.ExistSNCR_ACI_DSI & WetFGD | N/A | N/A | N/A | N/A | N/A | N/A | N/A | N/A
00 Ret.ExistSNCR_ACI_DSI & WetFGD & CCS | N/A | N/A | N/A | N/A | N/A | N/A | N/A | N/A
00 Ret.ExistSNCR_ACI_DSI & WetFGD & HRI | N/A | N/A | N/A | N/A | N/A | N/A | N/A | N/A
00 Ret.ExistSNCR_ACI_DSI & WetFGD & HRI & CCS | N/A | N/A | N/A | N/A | N/A | N/A | N/A | N/A
00 Ret.ExistSNCR_DryFGD & HRI | N/A | N/A | N/A | N/A | N/A | N/A | N/A | N/A
00 Ret.ExistSNCR_DryFGD_ACI & CCS | N/A | N/A | N/A | 79.13 | 79.13 | 79.13 | 58.2226 | 53.7793
00 Ret.ExistSNCR_DryFGD_ACI & HRI | N/A | N/A | N/A | N/A | N/A | N/A | N/A | N/A
00 Ret.ExistSNCR_DryFGD_ACI & HRI & CCS | N/A | N/A | N/A | N/A | N/A | N/A | N/A | N/A
00 Ret.ExistSNCR_WetFGD & HRI | N/A | N/A | N/A | N/A | N/A | N/A | N/A | N/A
00 Ret.ExistSNCR_WetFGD & HRI & CCS | N/A | N/A | N/A | N/A | N/A | N/A | N/A | N/A
00 Ret.ExistSNCR_WetFGD_ACI & CCS | N/A | N/A | N/A | 79.13 | 79.13 | 79.13 | 49.2619 | 53.7793
00 Ret.ExistSNCR_WetFGD_ACI & HRI | N/A | N/A | N/A | N/A | N/A | N/A | N/A | N/A
00 Ret.ExistSNCR_WetFGD_ACI & HRI & CCS | N/A | N/A | N/A | N/A | N/A | N/A | N/A | N/A
00 Ret.ExistSNCR_WetFGD_ACI_DSI & CCS | N/A | N/A | N/A | N/A | N/A | N/A | N/A | N/A
00 Ret.ExistSNCR_WetFGD_ACI_DSI & HRI | N/A | N/A | N/A | N/A | N/A | N/A | N/A | N/A
00 Ret.ExistSNCR_WetFGD_ACI_DSI & HRI & CCS | N/A | N/A | N/A | N/A | N/A | N/A | N/A | N/A
00 Ret.ExistSNCR & DryFGD & HRI | N/A | N/A | N/A | N/A | N/A | N/A | N/A | N/A
00 Ret.ExistSNCR & HRI | N/A | N/A | N/A | N/A | N/A | N/A | N/A | N/A
00 Ret.ExistWetFGD & CCS | N/A | N/A | N/A | 79.1626 | 79.1626 | 79.1626 | 79.1626 | 76.71
00 Ret.ExistWetFGD & HRI | N/A | N/A | N/A | N/A | N/A | N/A | N/A | N/A
00 Ret.ExistWetFGD & HRI & CCS | N/A | N/A | N/A | N/A | N/A | N/A | N/A | N/A
00 Ret.ExistWetFGD & SCR | N/A | N/A | N/A | 61.6292 | N/A | N/A | N/A | N/A
00 Ret.ExistWetFGD & SCR & CCS | N/A | N/A | N/A | N/A | N/A | N/A | N/A | N/A
00 Ret.ExistWetFGD & SCR & HRI | N/A | N/A | N/A | N/A | N/A | N/A | N/A | N/A
00 Ret.ExistWetFGD & SCR & HRI & CCS | N/A | N/A | N/A | N/A | N/A | N/A | N/A | N/A
00 Ret.ExistWetFGD & SNCR | N/A | N/A | N/A | N/A | N/A | N/A | N/A | N/A
00 Ret.ExistWetFGD & SNCR & CCS | N/A | N/A | N/A | N/A | N/A | N/A | N/A | N/A
00 Ret.ExistWetFGD & SNCR & HRI | N/A | N/A | N/A | N/A | N/A | N/A | N/A | N/A
00 Ret.ExistWetFGD & SNCR & HRI & CCS | N/A | N/A | N/A | N/A | N/A | N/A | N/A | N/A
00 Ret.ExistWetFGD_ACI & CCS | N/A | N/A | N/A | N/A | N/A | N/A | N/A | N/A
00 Ret.ExistWetFGD_ACI & HRI | N/A | N/A | N/A | N/A | N/A | N/A | N/A | N/A
00 Ret.ExistWetFGD_ACI & HRI & CCS | N/A | N/A | N/A | N/A | N/A | N/A | N/A | N/A
00 Ret.ExistWetFGD_ACI & SCR | 80.77 | 80.77 | 68.7027 | 60.6479 | 21.106 | N/A | N/A | N/A
00 Ret.ExistWetFGD_ACI & SCR & CCS | N/A | N/A | N/A | N/A | N/A | N/A | N/A | N/A
00 Ret.ExistWetFGD_ACI & SCR & HRI | N/A | N/A | N/A | N/A | N/A | N/A | N/A | N/A
00 Ret.ExistWetFGD_ACI & SCR & HRI & CCS | N/A | N/A | N/A | N/A | N/A | N/A | N/A | N/A
00 Ret.ExistWetFGD_ACI & SNCR | N/A | N/A | N/A | N/A | N/A | N/A | N/A | N/A
00 Ret.ExistWetFGD_ACI & SNCR & CCS | N/A | N/A | N/A | N/A | N/A | N/A | N/A | N/A
00 Ret.ExistWetFGD_ACI & SNCR & HRI | N/A | N/A | N/A | N/A | N/A | N/A | N/A | N/A
00 Ret.ExistWetFGD_ACI & SNCR & HRI & CCS | N/A | N/A | N/A | N/A | N/A | N/A | N/A | N/A
00 Ret.ExistWetFGD_ACI_DSI & CCS | N/A | N/A | N/A | N/A | N/A | N/A | N/A | N/A
00 Ret.ExistWetFGD_ACI_DSI & HRI | N/A | N/A | N/A | N/A | N/A | N/A | N/A | N/A
00 Ret.ExistWetFGD_ACI_DSI & HRI & CCS | N/A | N/A | N/A | N/A | N/A | N/A | N/A | N/A
00 Ret.ExistWetFGD_ACI_DSI & SCR | N/A | N/A | N/A | N/A | N/A | N/A | N/A | N/A
00 Ret.ExistWetFGD_ACI_DSI & SCR & CCS | N/A | N/A | N/A | N/A | N/A | N/A | N/A | N/A
00 Ret.ExistWetFGD_ACI_DSI & SCR & HRI | N/A | N/A | N/A | N/A | N/A | N/A | N/A | N/A
00 Ret.ExistWetFGD_ACI_DSI & SCR & HRI & CCS | N/A | N/A | N/A | N/A | N/A | N/A | N/A | N/A
00 Ret.ExistWetFGD_ACI_DSI & SNCR | N/A | N/A | N/A | N/A | N/A | N/A | N/A | N/A
00 Ret.ExistWetFGD_ACI_DSI & SNCR & CCS | N/A | N/A | N/A | N/A | N/A | N/A | N/A | N/A
00 Ret.ExistWetFGD_ACI_DSI & SNCR & HRI | N/A | N/A | N/A | N/A | N/A | N/A | N/A | N/A
00 Ret.ExistWetFGD_ACI_DSI & SNCR & HRI & CCS | N/A | N/A | N/A | N/A | N/A | N/A | N/A | N/A
00 Ret.ExistWetFGD_DSI & HRI | N/A | N/A | N/A | N/A | N/A | N/A | N/A | N/A
00 Ret.ExistWetFGD_DSI & SCR | N/A | N/A | N/A | N/A | N/A | N/A | N/A | N/A
00 Ret.ExistSNCR_DSI & DryFGD & HRI | N/A | N/A | N/A | N/A | N/A | N/A | N/A | N/A
00 Ret.ExistWetFGD_DSI & SCR & HRI | N/A | N/A | N/A | N/A | N/A | N/A | N/A | N/A
00 Ret.ExistSNCR_DSI & HRI | N/A | N/A | N/A | N/A | N/A | N/A | N/A | N/A
00 Ret.ExistWetFGD_DSI & SNCR | N/A | N/A | N/A | N/A | N/A | N/A | N/A | N/A
00 Ret.ExistWetFGD_DSI & SNCR & HRI | N/A | N/A | N/A | N/A | N/A | N/A | N/A | N/A
00 Ret.ExistWetFGD_SCR & CCS | N/A | N/A | N/A | 80.3163 | 80.0029 | 80.0029 | 70.3531 | 67.2534
00 Ret.ExistWetFGD_SCR_DSI & CCS | N/A | N/A | N/A | N/A | 72.85 | 72.85 | 72.85 | 10
00 Ret.ExistWetFGD_SNCR & CCS | N/A | N/A | N/A | N/A | N/A | N/A | N/A | N/A
00 Ret.HRI | N/A | N/A | N/A | N/A | N/A | N/A | N/A | N/A
00 Ret.SCR | N/A | N/A | N/A | N/A | N/A | N/A | N/A | N/A
00 Ret.SCR & DryFGD | N/A | N/A | N/A | N/A | N/A | N/A | N/A | N/A
00 Ret.SCR & DryFGD & ACI | N/A | N/A | N/A | N/A | N/A | N/A | N/A | N/A
00 Ret.SCR & DryFGD & CCS | N/A | N/A | N/A | N/A | N/A | N/A | N/A | N/A
00 Ret.SCR & DryFGD & HRI | N/A | N/A | N/A | N/A | N/A | N/A | N/A | N/A
00 Ret.SCR & DSI | N/A | N/A | N/A | N/A | N/A | N/A | N/A | N/A
00 Ret.SCR & DSI & DryFGD | N/A | N/A | N/A | N/A | N/A | N/A | N/A | N/A
00 Ret.SCR & DSI & DryFGD & HRI | N/A | N/A | N/A | N/A | N/A | N/A | N/A | N/A
00 Ret.SCR & DSI & HRI | N/A | N/A | N/A | N/A | N/A | N/A | N/A | N/A
00 Ret.SCR & DSI & WetFGD | N/A | N/A | N/A | N/A | N/A | N/A | N/A | N/A
00 Ret.SCR & DSI & WetFGD & HRI | N/A | N/A | N/A | N/A | N/A | N/A | N/A | N/A
00 Ret.SCR & HRI | N/A | N/A | N/A | N/A | N/A | N/A | N/A | N/A
00 Ret.SCR & WetFGD | N/A | N/A | N/A | N/A | N/A | N/A | N/A | N/A
00 Ret.SCR & WetFGD & ACI | N/A | N/A | N/A | N/A | N/A | N/A | N/A | N/A
00 Ret.SCR & WetFGD & CCS | N/A | N/A | N/A | N/A | N/A | N/A | N/A | N/A
00 Ret.SCR & WetFGD & HRI | N/A | N/A | N/A | N/A | N/A | N/A | N/A | N/A
00 Ret.SNCR | N/A | N/A | N/A | N/A | N/A | N/A | N/A | N/A
00 Ret.SNCR & DryFGD | N/A | N/A | N/A | N/A | N/A | N/A | N/A | N/A
00 Ret.SNCR & DryFGD & ACI | N/A | N/A | N/A | N/A | N/A | N/A | N/A | N/A
00 Ret.SNCR & DryFGD & ACI & HRI | N/A | N/A | N/A | N/A | N/A | N/A | N/A | N/A
00 Ret.SNCR & DryFGD & CCS | N/A | N/A | N/A | N/A | N/A | N/A | N/A | N/A
00 Ret.SNCR & DryFGD & HRI | N/A | N/A | N/A | N/A | N/A | N/A | N/A | N/A
00 Ret.SNCR & DSI | N/A | N/A | N/A | N/A | N/A | N/A | N/A | N/A
00 Ret.SNCR & DSI & HRI | N/A | N/A | N/A | N/A | N/A | N/A | N/A | N/A
00 Ret.SNCR & HRI | N/A | N/A | N/A | N/A | N/A | N/A | N/A | N/A
00 Ret.SNCR & WetFGD | N/A | N/A | N/A | N/A | N/A | N/A | N/A | N/A
00 Ret.SNCR & WetFGD & ACI | N/A | N/A | N/A | N/A | N/A | N/A | N/A | N/A
00 Ret.SNCR & WetFGD & ACI & HRI | N/A | N/A | N/A | N/A | N/A | N/A | N/A | N/A
00 Ret.SNCR & WetFGD & CCS | N/A | N/A | N/A | N/A | N/A | N/A | N/A | N/A
00 Ret.SNCR & WetFGD & HRI | N/A | N/A | N/A | N/A | N/A | N/A | N/A | N/A
00 Ret.WetFGD | N/A | N/A | N/A | N/A | N/A | N/A | N/A | N/A
00 Ret.WetFGD & CCS | N/A | N/A | N/A | N/A | N/A | N/A | N/A | N/A
00 Ret.WetFGD & HRI | N/A | N/A | N/A | N/A | N/A | N/A | N/A | N/A
00 Ret.FB & HRI | N/A | N/A | N/A | N/A | N/A | N/A | N/A | N/A
00 Ret.FB DryFGD | N/A | N/A | N/A | N/A | N/A | N/A | N/A | N/A
00 Ret.FB DryFGD & HRI | N/A | N/A | N/A | N/A | N/A | N/A | N/A | N/A
00 Ret.FB DryFGD & SNCR | N/A | N/A | N/A | N/A | N/A | N/A | N/A | N/A
00 Ret.FB-Exist ACI & DryFGD & HRI | N/A | N/A | N/A | N/A | N/A | N/A | N/A | N/A
00 Ret.FB-Exist ACI_DSI & DryFGD & SNCR | N/A | N/A | N/A | N/A | N/A | N/A | N/A | N/A
00 Ret.FB-Exist ACI_DSI & SNCR | N/A | N/A | N/A | N/A | N/A | N/A | N/A | N/A
00 Ret.FB-ExistACI & HRI | N/A | N/A | N/A | N/A | N/A | N/A | N/A | N/A
00 Ret.FB-ExistACI_DSI & DryFGD | N/A | N/A | N/A | N/A | N/A | N/A | N/A | N/A
00 Ret.FB-ExistACI_DSI & DryFGD & HRI | N/A | N/A | N/A | N/A | N/A | N/A | N/A | N/A
00 Ret.FB-ExistACI_DSI & DryFGD & SNCR | N/A | N/A | N/A | N/A | N/A | N/A | N/A | N/A
00 Ret.FB-ExistACI_DSI & DryFGD & SNCR & HRI | N/A | N/A | N/A | N/A | N/A | N/A | N/A | N/A
00 Ret.FB-ExistACI_DSI & HRI | N/A | N/A | N/A | N/A | N/A | N/A | N/A | N/A
00 Ret.FB-ExistACI_DSI & SNCR & HRI | N/A | N/A | N/A | N/A | N/A | N/A | N/A | N/A
00 Ret.FB-ExistDryFGD & HRI | N/A | N/A | N/A | N/A | N/A | N/A | N/A | N/A
00 Ret.FB-ExistDryFGD_ACI & HRI | N/A | N/A | N/A | N/A | N/A | N/A | N/A | N/A
00 Ret.FB-ExistDryFGD_ACI & HRI & CCS | N/A | N/A | N/A | N/A | N/A | N/A | N/A | N/A
00 Ret.FB-ExistDryFGD_ACI & SNCR | N/A | N/A | N/A | N/A | N/A | N/A | N/A | N/A
00 Ret.FB-ExistDryFGD_ACI & SNCR & HRI | N/A | N/A | N/A | N/A | N/A | N/A | N/A | N/A
00 Ret.FB-ExistDryFGD_DSI & HRI | N/A | N/A | N/A | N/A | N/A | N/A | N/A | N/A
00 Ret.FB-ExistDryFGD_DSI & SNCR | N/A | N/A | N/A | N/A | N/A | N/A | N/A | N/A
00 Ret.FB-ExistDryFGD_DSI & SNCR & HRI | N/A | N/A | N/A | N/A | N/A | N/A | N/A | N/A
00 Ret.FB-ExistDryFGD_SNCR & HRI | N/A | N/A | N/A | N/A | N/A | N/A | N/A | N/A
00 Ret.FB-ExistDryFGD_SNCR_ACI & HRI | N/A | N/A | N/A | N/A | N/A | N/A | N/A | N/A
00 Ret.FB-ExistDryFGD_SNCR_ACI & HRI & CCS | N/A | N/A | N/A | N/A | N/A | N/A | N/A | N/A
00 Ret.FB-ExistDryFGD_SNCR_ACI_DSI & HRI | N/A | N/A | N/A | N/A | N/A | N/A | N/A | N/A
00 Ret.FB-ExistDryFGD_SNCR_ACI_DSI & HRI & CCS | N/A | N/A | N/A | N/A | N/A | N/A | N/A | N/A
00 Ret.FB-ExistWetFGD_SNCR_ACI & HRI | N/A | N/A | N/A | N/A | N/A | N/A | N/A | N/A
00 Ret.FB-ExistWetFGD_SNCR_ACI & HRI & CCS | N/A | N/A | N/A | N/A | N/A | N/A | N/A | N/A
00 Ret.FB-ExistDryFGD_SNCR_DSI & HRI | N/A | N/A | N/A | N/A | N/A | N/A | N/A | N/A
00 Ret.FB-ExistDSI & DryFGD | N/A | N/A | N/A | N/A | N/A | N/A | N/A | N/A
00 Ret.FB-ExistDSI & DryFGD & HRI | N/A | N/A | N/A | N/A | N/A | N/A | N/A | N/A
00 Ret.FB-ExistDSI & DryFGD & SNCR | N/A | N/A | N/A | N/A | N/A | N/A | N/A | N/A
00 Ret.FB-ExistDSI & DryFGD & SNCR & HRI | N/A | N/A | N/A | N/A | N/A | N/A | N/A | N/A
00 Ret.FB-ExistDSI & HRI | N/A | N/A | N/A | N/A | N/A | N/A | N/A | N/A
00 Ret.FB-ExistDSI & SNCR | N/A | N/A | N/A | N/A | N/A | N/A | N/A | N/A
00 Ret.FB-ExistDSI & SNCR & HRI | N/A | N/A | N/A | N/A | N/A | N/A | N/A | N/A
00 Ret.FB-ExistSNCR & DryFGD | N/A | N/A | N/A | N/A | N/A | N/A | N/A | N/A
00 Ret.FB-ExistSNCR & DryFGD & HRI | N/A | N/A | N/A | N/A | N/A | N/A | N/A | N/A
00 Ret.FB-ExistSNCR & HRI | N/A | N/A | N/A | N/A | N/A | N/A | N/A | N/A
00 Ret.FB-ExistSNCR_ACI & HRI | N/A | N/A | N/A | N/A | N/A | N/A | N/A | N/A
00 Ret.FB-ExistSNCR_ACI_DSI & DryFGD | N/A | N/A | N/A | N/A | N/A | N/A | N/A | N/A
00 Ret.FB-ExistSNCR_ACI_DSI & DryFGD & HRI | N/A | N/A | N/A | N/A | N/A | N/A | N/A | N/A
00 Ret.FB-ExistSNCR_ACI_DSI & HRI | N/A | N/A | N/A | N/A | N/A | N/A | N/A | N/A
00 Ret.FB-ExistSNCR_DryFGD & HRI | N/A | N/A | N/A | N/A | N/A | N/A | N/A | N/A
00 Ret.FB-ExistSNCR_DryFGD_ACI & HRI | N/A | N/A | N/A | N/A | N/A | N/A | N/A | N/A
00 Ret.FB-ExistSNCR_DryFGD_ACI & HRI & CCS | N/A | N/A | N/A | N/A | N/A | N/A | N/A | N/A
00 Ret.FB-ExistSNCR_DSI & DryFGD | N/A | N/A | N/A | N/A | N/A | N/A | N/A | N/A
00 Ret.FB-ExistSNCR_DSI & DryFGD & HRI | N/A | N/A | N/A | N/A | N/A | N/A | N/A | N/A
00 Ret.FB-ExistSNCR_DSI & HRI | N/A | N/A | N/A | N/A | N/A | N/A | N/A | N/A
00 Ret.FB-ExistSNCR_WetFGD & HRI | N/A | N/A | N/A | N/A | N/A | N/A | N/A | N/A
00 Ret.FB-ExistSNCR_WetFGD & HRI & CCS | N/A | N/A | N/A | N/A | N/A | N/A | N/A | N/A
00 Ret.FB-ExistWetFGD_DSI & HRI | N/A | N/A | N/A | N/A | N/A | N/A | N/A | N/A
00 Ret.FB-ExistWetFGD_DSI & SNCR | N/A | N/A | N/A | N/A | N/A | N/A | N/A | N/A
00 Ret.FB-ExistWetFGD_DSI & SNCR & HRI | N/A | N/A | N/A | N/A | N/A | N/A | N/A | N/A
00 Ret.FB-SNCR | N/A | N/A | N/A | N/A | N/A | N/A | N/A | N/A
00 Ret.Oil/Gas Steam SCR | N/A | N/A | N/A | N/A | N/A | N/A | N/A | N/A
00 CC Retirement | 0 | 0 | 0 | 0 | 0 | 0 | 0 | 0
00 CT Retirement | 0 | 0 | 0 | 0 | 0 | 0 | 0 | 0
00 O/G Retirement | 0 | 0 | 0 | 0 | 0 | 0 | 0 | 0
00 Coal Retirement | 0 | 0 | 0 | 0 | 0 | 0 | 0 | 0
00 IGCC Retirement | N/A | 0 | 0 | 0 | 0 | 0 | 0 | 0
00 Nuke Retirement | N/A | 0 | 0 | 0 | 0 | 0 | 0 | 0
00 Biomass Retirement | 0 | 0 | 0 | 0 | 0 | 0 | 0 | 0
00 Fossil_Other Retirement | N/A | N/A | N/A | N/A | N/A | N/A | N/A | N/A
00 Fuel Cell Retirement | 0 | 0 | 0 | 0 | 0 | 0 | 0 | 0
00 Geothermal Retirement | 0 | 0 | 0 | 0 | 0 | 0 | 0 | 0
00 Hydro Retirement | 0 | 0 | 0 | 0 | 0 | 0 | 0 | 0
00 Landfill Gas Retirement | 0 | 0 | 0 | 0 | 0 | 0 | 0 | 0
00 Non Fossil_Other Retirement | 0 | 0 | 0 | 0 | 0 | 0 | 0 | 0
Average | 38.8414 | 37.6631 | 37.1696 | 35.4746 | 31.8301 | 30.3395 | 28.5756 | 26.6836
15. Total Annual Production Cost [Million US2019$](*)
Variable O&M | 9767.9986 | 8271.2282 | 7387.4012 | 6795.4618 | 4856.8247 | 4641.7145 | 4064.14 | 3978.0568
Fixed O&M | 54375.9572 | 51369.5575 | 51494.5278 | 51681.1818 | 59303.574 | 60925.638 | 61127.593 | 60411.6958
Fuel | 75376.7826 | 56543.4766 | 46459.2434 | 43589.0123 | 29303.8356 | 26009.8931 | 24097.5296 | 20160.3583
Capital | 9896.0313 | 14081.6239 | 16405.0646 | 22314.8567 | 34681.7104 | 38563.9201 | 44472.8059 | 52762.1362
Pollutant Transport & Storage | 0 | 0 | 0 | -1254.6069 | -2001.7852 | -2005.4789 | -280.1803 | -177.5671
Total | 149416.7697 | 130265.8863 | 121746.237 | 123125.9057 | 126144.1595 | 128135.6868 | 133481.8883 | 137134.6802
Sales Revenue | 0 | 0 | 0 | 0 | 0 | 0 | 0 | 0
(*) Costs include only those items that are important for determining incremental cost of pollution control
16. Emissions
CO2 Thousand Tonnes | 1621767.6339 | 1339559.0367 | 1170797.8527 | 1007836.7325 | 638111.5779 | 552965.2381 | 532116.0898 | 496238.3499
CO2 Thousand Tons | 1787692.3023 | 1476610.6613 | 1290583.3518 | 1110949.5165 | 703397.4116 | 609539.6645 | 586557.4191 | 547008.9917
Carbon Million Tonnes | 442.256 | 365.2978 | 319.2766 | 274.8371 | 174.013 | 150.7936 | 145.1081 | 135.3242
Carbon Million Tons | 487.5037 | 402.6717 | 351.9421 | 302.9559 | 191.8165 | 166.2215 | 159.9542 | 149.1694
HCL Thousand Tons | 5.7175 | 3.8695 | 2.3796 | 1.7888 | 0.67717 | 0.47986 | 0.32394 | 0.19527
MER lbs | 8858.7322 | 6644.9466 | 5015.6115 | 4276.63 | 3103.3291 | 2880.1207 | 2693.7963 | 2287.6387
NOX Thousand Tons | 874.1017 | 629.8141 | 490.8751 | 384.8006 | 212.344 | 166.1929 | 146.8202 | 124.473
SO2 Thousand Tons | 1187.4251 | 809.9674 | 455.4552 | 286.1943 | 111.1194 | 78.1234 | 55.5734 | 36.0659

## FuelReport_ToEPA
Fuel Consumption by Fuel and Fuel Type [Tbtu]
Fuel Type | 2023 | 2025 | 2028 | 2030 | 2035 | 2040 | 2045 | 2050
Biomass | 108.351 | 1.1554 | 1.2107 | 0.79856 | 0.78414 | 0.18587 | 0.18587 | 0.18587
EPA v6 Biomass | 108.351 | 1.1554 | 1.2107 | 0.79856 | 0.78414 | 0.18587 | 0.18587 | 0.18587
Coal | 11483.6538 | 7555.3704 | 4628.4414 | 3404.0485 | 1185.8025 | 763.7436 | 446.4811 | 192.7652
EPA v6 Coal BA | 116.1764 | 86.2206 | 112.8029 | 3.2672 | 0 | 0 | 0 | 0
EPA v6 Coal BB | 118.4889 | 43.8008 | 36.9601 | 19.3161 | 0 | 0 | 0 | 0
EPA v6 Coal BD | 246.7679 | 92.3047 | 25.7807 | 14.9842 | 5.6152 | 3.2672 | 0.79058 | 0.79058
EPA v6 Coal BE | 1000.1034 | 459.6383 | 385.3085 | 359.6742 | 194.616 | 66.3186 | 30.0983 | 3.4127
EPA v6 Coal BG | 663.349 | 852.8942 | 362.19 | 267.9026 | 74.0677 | 75.2046 | 25.1263 | 1.0085
EPA v6 Coal BH | 2389.061 | 1528.9243 | 816.0758 | 693.8756 | 84.3327 | 3.8226 | 0 | 0
EPA v6 Coal LA
EPA v6 Coal LD | 0 | 0 | 0 | 0 | 0 | 0 | 0 | 0
EPA v6 Coal LE | 700.0415 | 561.8532 | 396.0465 | 233.8069 | 82.0636 | 61.0596 | 45.0521 | 4.8377
EPA v6 Coal LG | 87.262 | 87.262 | 87.262 | 87.262 | 87.262 | 87.262 | 87.262 | 15.6372
EPA v6 Coal LH | 42.704 | 0 | 0 | 0 | 0 | 0 | 0 | 0
EPA v6 Coal SA | 4016.2657 | 2666.9687 | 1934.1863 | 1282.9173 | 403.3145 | 234.7229 | 137.4898 | 108.7791
EPA v6 Coal SB | 1707.9389 | 976.3014 | 354.0158 | 337.6765 | 246.3868 | 223.9422 | 112.762 | 57.8519
EPA v6 Coal SD | 149.4179 | 43.6331 | 0 | 0 | 0 | 0 | 0 | 0
EPA v6 Coal SE | 246.0772 | 155.569 | 117.8128 | 103.366 | 8.144 | 8.144 | 7.9002 | 0.44755
LF Gas | 197.8611 | 223.9421 | 263.4022 | 246.2586 | 237.0117 | 220.6586 | 215.0362 | 196.3504
EPA v6 LFG | 197.8611 | 223.9421 | 263.4022 | 246.2586 | 237.0117 | 220.6586 | 215.0362 | 196.3504
MSW | 239.4178 | 235.219 | 235.219 | 229.583 | 229.1705 | 228.0363 | 228.0195 | 203.475
EPA v6 MSW | 239.4178 | 235.219 | 235.219 | 229.583 | 229.1705 | 228.0363 | 228.0195 | 203.475
NaturalGas | 7948.6671 | 10044.7778 | 12228.4664 | 11829.543 | 9525.9665 | 8799.6639 | 8842.2979 | 8478.6768
EPA v6 Gas | 7948.6671 | 10044.7778 | 12228.4664 | 11829.543 | 9525.9665 | 8799.6639 | 8842.2979 | 8478.6768
Nuclear | 8107.1847 | 7812.2881 | 7812.2881 | 7577.052 | 6961.9873 | 6497.4634 | 5214.1082 | 3708.6966
EPA v6 Nuclear | 8107.1847 | 7812.2881 | 7812.2881 | 7577.052 | 6961.9873 | 6497.4634 | 5214.1082 | 3708.6966
Oil | 0.39942 | 0.053899 | 0.0029932 | 0.0070745 | 0.0016382 | 0.00032531 | 0.0006268 | 0.0063305
EPA v6 DFO | 0.36152 | 0.015998 | 0.0029932 | 0.0070745 | 0.0016382 | 0.00032531 | 0.0006268 | 0.0063305
EPA v6 RFO | 0.037901 | 0.037901 | 0 | 0 | 0 | 0 | 0 | 0
Pet. Coke | 191.655 | 174.4942 | 103.8608 | 105.3804 | 7.4759 | 6.9999 | 0.76613 | 0.76613
EPA v6 Pet Coke | 191.655 | 174.4942 | 103.8608 | 105.3804 | 7.4759 | 6.9999 | 0.76613 | 0.76613
Waste Coal | 60.2944 | 54.2312 | 58.1055 | 58.013 | 37.0637 | 23.6252 | 12.2391 | 0
EPA v6 Waste Coal | 60.2944 | 54.2312 | 58.1055 | 58.013 | 37.0637 | 23.6252 | 12.2391 | 0
Grand Total | 28337.4844 | 26101.5321 | 25330.9972 | 23450.6841 | 18185.2636 | 16540.3771 | 14959.1347 | 12780.9223
Fuel Costs by Fuel and Fuel Type[MMUS$]
Fuel Type | 2023 | 2025 | 2028 | 2030 | 2035 | 2040 | 2045 | 2050
Biomass | 434.8778 | 4.0637 | 4.2581 | 2.8087 | 2.758 | 0.65374 | 0.65374 | 0.65374
EPA v6 Biomass | 434.8778 | 4.0637 | 4.2581 | 2.8087 | 2.758 | 0.65374 | 0.65374 | 0.65374
Coal | 27264.3002 | 13339.8319 | 7085.4637 | 5091.8639 | 1600.3713 | 1034.0863 | 630.3616 | 253.4593
EPA v6 Coal BA | 249.9461 | 168.1298 | 154.5089 | 7.7239 | 0 | 0 | 0 | 0
EPA v6 Coal BB | 352.624 | 152.1045 | 125.9279 | 102.5597 | 0 | 0 | 0 | 0
EPA v6 Coal BD | 791.8714 | 212.7225 | 64.3509 | 45.1672 | 15.7694 | 7.995 | 1.9681 | 2.0029
EPA v6 Coal BE | 3082.8992 | 995.8138 | 668.0121 | 609.385 | 306.8357 | 115.1925 | 62.6706 | 6.4296
EPA v6 Coal BG | 1959.5243 | 1667.198 | 577.2348 | 436.7502 | 109.7359 | 107.5125 | 52.3803 | 1.4483
EPA v6 Coal BH | 6509.1115 | 2760.9692 | 1347.7799 | 1131.6749 | 132.1689 | 8.5467 | 0 | 0
EPA v6 Coal LA
EPA v6 Coal LD | 0 | 0 | 0 | 0 | 0 | 0 | 0 | 0
EPA v6 Coal LE | 1185.5414 | 925.6157 | 548.1219 | 313.9113 | 108.4777 | 84.1626 | 60.9162 | 7.1484
EPA v6 Coal LG | 154.9342 | 150.1619 | 114.8722 | 103.5506 | 107.723 | 112.1684 | 116.7189 | 21.5374
EPA v6 Coal LH | 75.8212 | 0 | 0 | 0 | 0 | 0 | 0 | 0
EPA v6 Coal SA | 8929.4215 | 4560.3946 | 2909.7146 | 1821.2669 | 487.7719 | 249.2119 | 147.8609 | 115.5925
EPA v6 Coal SB | 3314.168 | 1411.8175 | 424.9769 | 392.0498 | 317.6152 | 334.5939 | 173.3408 | 98.7025
EPA v6 Coal SD | 175.579 | 37.9339 | 0 | 0 | 0 | 0 | 0 | 0
EPA v6 Coal SE | 482.8584 | 296.9705 | 149.9637 | 127.8244 | 14.2736 | 14.7027 | 14.5058 | 0.59779
LF Gas | 0 | 0 | 0 | 0 | 0 | 0 | 0 | 0
EPA v6 LFG | 0 | 0 | 0 | 0 | 0 | 0 | 0 | 0
MSW | 0 | 0 | 0 | 0 | 0 | 0 | 0 | 0
EPA v6 MSW | 0 | 0 | 0 | 0 | 0 | 0 | 0 | 0
NaturalGas | 41619.2752 | 37426.5183 | 33715.0538 | 32968.9279 | 22765.7492 | 20319.4098 | 19698.3336 | 17190.7932
EPA v6 Gas | 41619.2752 | 37426.5183 | 33715.0538 | 32968.9279 | 22765.7492 | 20319.4098 | 19698.3336 | 17190.7932
Nuclear | 5533.1617 | 5353.2652 | 5383.0703 | 5254.0446 | 4874.635 | 4613.4887 | 3753.1228 | 2713.9783
EPA v6 Nuclear | 5533.1617 | 5353.2652 | 5383.0703 | 5254.0446 | 4874.635 | 4613.4887 | 3753.1228 | 2713.9783
Oil | 7.6323 | 0.68696 | 0.059497 | 0.14489 | 0.033092 | 0.0057638 | 0.013424 | 0.13444
EPA v6 DFO | 7.2369 | 0.30902 | 0.059497 | 0.14489 | 0.033092 | 0.0057638 | 0.013424 | 0.13444
EPA v6 RFO | 0.39539 | 0.37794 | 0 | 0 | 0 | 0 | 0 | 0
Pet. Coke | 336.38 | 306.1879 | 183.1394 | 185.7617 | 15.083 | 14.1976 | 1.3393 | 1.3394
EPA v6 Pet Coke | 336.38 | 306.1879 | 183.1394 | 185.7617 | 15.083 | 14.1976 | 1.3393 | 1.3394
Waste Coal | 181.1555 | 112.9226 | 88.1986 | 85.4606 | 45.2062 | 28.0513 | 13.7053 | 0
EPA v6 Waste Coal | 181.1555 | 112.9226 | 88.1986 | 85.4606 | 45.2062 | 28.0513 | 13.7053 | 0
Grand Total | 75376.7826 | 56543.4766 | 46459.2434 | 43589.0123 | 29303.8356 | 26009.8931 | 24097.5296 | 20160.3583
Fuel Costs by Fuel and Fuel Type[US$/MMBtu]
Fuel Type | 2023 | 2025 | 2028 | 2030 | 2035 | 2040 | 2045 | 2050
Biomass | 4.0136 | 3.5172 | 3.5172 | 3.5172 | 3.5172 | 3.5172 | 3.5172 | 3.5172
EPA v6 Biomass | 4.0136 | 3.5172 | 3.5172 | 3.5172 | 3.5172 | 3.5172 | 3.5172 | 3.5172
Coal | 2.3742 | 1.7656 | 1.5309 | 1.4958 | 1.3496 | 1.354 | 1.4118 | 1.3149
EPA v6 Coal BA | 2.1514 | 1.95 | 1.3697 | 2.3641 | 0 | 0 | 0 | 0
EPA v6 Coal BB | 2.976 | 3.4726 | 3.4071 | 5.3095 | 0 | 0 | 0 | 0
EPA v6 Coal BD | 3.209 | 2.3046 | 2.4961 | 3.0143 | 2.8083 | 2.447 | 2.4895 | 2.5334
EPA v6 Coal BE | 3.0826 | 2.1665 | 1.7337 | 1.6943 | 1.5766 | 1.737 | 2.0822 | 1.884
EPA v6 Coal BG | 2.954 | 1.9548 | 1.5937 | 1.6303 | 1.4816 | 1.4296 | 2.0847 | 1.4361
EPA v6 Coal BH | 2.7245 | 1.8058 | 1.6515 | 1.6309 | 1.5672 | 2.2359 | 0 | 0
EPA v6 Coal LA | 0 | 0 | 0 | 0 | 0 | 0 | 0 | 0
EPA v6 Coal LD | 0 | 0 | 0 | 0 | 0 | 0 | 0 | 0
EPA v6 Coal LE | 1.6935 | 1.6474 | 1.384 | 1.3426 | 1.3219 | 1.3784 | 1.3521 | 1.4777
EPA v6 Coal LG | 1.7755 | 1.7208 | 1.3164 | 1.1867 | 1.2345 | 1.2854 | 1.3376 | 1.3773
EPA v6 Coal LH | 1.7755 | 0 | 0 | 0 | 0 | 0 | 0 | 0
EPA v6 Coal SA | 2.2233 | 1.71 | 1.5044 | 1.4196 | 1.2094 | 1.0617 | 1.0754 | 1.0626
EPA v6 Coal SB | 1.9404 | 1.4461 | 1.2004 | 1.161 | 1.2891 | 1.4941 | 1.5372 | 1.7061
EPA v6 Coal SD | 1.1751 | 0.86938 | 0 | 0 | 0 | 0 | 0 | 0
EPA v6 Coal SE | 1.9622 | 1.9089 | 1.2729 | 1.2366 | 1.7527 | 1.8054 | 1.8361 | 1.3357
LF Gas | 0 | 0 | 0 | 0 | 0 | 0 | 0 | 0
EPA v6 LFG | 0 | 0 | 0 | 0 | 0 | 0 | 0 | 0
MSW | 0 | 0 | 0 | 0 | 0 | 0 | 0 | 0
EPA v6 MSW | 0 | 0 | 0 | 0 | 0 | 0 | 0 | 0
NaturalGas | 5.236 | 3.726 | 2.7571 | 2.787 | 2.3899 | 2.3091 | 2.2277 | 2.0275
EPA v6 Gas | 5.236 | 3.726 | 2.7571 | 2.787 | 2.3899 | 2.3091 | 2.2277 | 2.0275
Nuclear | 0.6825 | 0.68524 | 0.68905 | 0.69342 | 0.70018 | 0.71004 | 0.7198 | 0.73179
EPA v6 Nuclear | 0.6825 | 0.68524 | 0.68905 | 0.69342 | 0.70018 | 0.71004 | 0.7198 | 0.73179
Oil | 19.1083 | 12.7453 | 19.8775 | 20.481 | 20.1999 | 17.718 | 21.4162 | 21.2366
EPA v6 DFO | 20.0179 | 19.3159 | 19.8775 | 20.481 | 20.1999 | 17.718 | 21.4162 | 21.2366
EPA v6 RFO | 10.4322 | 9.9718 | 0 | 0 | 0 | 0 | 0 | 0
Pet. Coke | 1.7551 | 1.7547 | 1.7633 | 1.7628 | 2.0176 | 2.0283 | 1.7482 | 1.7482
EPA v6 Pet Coke | 1.7551 | 1.7547 | 1.7633 | 1.7628 | 2.0176 | 2.0283 | 1.7482 | 1.7482
Waste Coal | 3.0045 | 2.0822 | 1.5179 | 1.4731 | 1.2197 | 1.1873 | 1.1198 | 0
EPA v6 Waste Coal | 3.0045 | 2.0822 | 1.5179 | 1.4731 | 1.2197 | 1.1873 | 1.1198 | 0
Grand Total | 2.66 | 2.1663 | 1.8341 | 1.8588 | 1.6114 | 1.5725 | 1.6109 | 1.5774

## Coal Pivot Tables
Coal Prices (2019$/MMBtu) | [8 empty] | Total TBtu
Coal Region | 2023 | 2025 | 2028 | 2030 | 2035 | 2040 | 2045 | 2050 | 2023 | 2025 | 2028 | 2030 | 2035 | 2040 | 2045 | 2050
Appalachia | 2.4922 | 1.7505 | 1.7865 | 1.8782 | 2.1483 | 2.5376 | 2.6512 | 2.8282 | 3566.6834 | 2425.6603 | 1568.14 | 1377.4362 | 834.7018 | 654.9114 | 680.4692 | 655.8099
Imports | 7.3985 | 2.4929 | 2.3674 | 3.6202 |  |  |  |  | 15.3476 | 8.7315 | 2.8928 | 0.29036
Interior | 2.1378 | 1.4953 | 1.2884 | 1.2849 | 1.4965 | 1.3005 | 1.3182 | 1.4263 | 2034.1121 | 1767.8181 | 1121.9205 | 906.7023 | 466.2229 | 330.2929 | 259.6903 | 121.312
Waste Coal | 2.4744 | 1.5496 | 0.97227 | 0.92976 | 0.6603 | 0.64492 | 0.63316 |  | 60.2944 | 54.2312 | 58.1055 | 58.013 | 37.0637 | 23.6252 | 12.2391
West | 1.1029 | 0.8159 | 0.75048 | 0.77605 | 0.8359 | 0.90477 | 1.0197 | 1.1225 | 7287.2148 | 4857.3838 | 3366.6355 | 2547.3009 | 1303.476 | 1083.5276 | 865.759 | 770.0409
National | 1.6613 | 1.2024 | 1.1176 | 1.1829 | 1.3647 | 1.4754 | 1.6704 | 1.8693 | 12963.6523 | 9113.825 | 6117.6943 | 4889.7428 | 2641.4645 | 2092.3572 | 1818.1576 | 1547.1628
Coal Prices (2019$/Ton) | [8 empty] | Total Million Tons
Coal Region | 2023 | 2025 | 2028 | 2030 | 2035 | 2040 | 2045 | 2050 | 2023 | 2025 | 2028 | 2030 | 2035 | 2040 | 2045 | 2050
Appalachia | 62.0064 | 43.7176 | 44.8793 | 47.2793 | 54.149 | 63.7353 | 65.5254 | 69.8022 | 143.3528 | 97.1278 | 62.4241 | 54.7187 | 33.1151 | 26.0748 | 27.5323 | 26.5716
Imports | 153.4444 | 51.7027 | 49.1 | 75.0823 |  |  |  |  | 0.74 | 0.421 | 0.13948 | 0.014
Interior | 40.7511 | 29.3128 | 24.6776 | 26.3916 | 27.5497 | 22.0305 | 21.5781 | 28.8884 | 106.7075 | 90.1773 | 58.5735 | 44.1437 | 25.3246 | 19.498 | 15.8649 | 5.9893
Waste Coal | 33.1574 | 20.7642 | 13.0285 | 12.4588 | 8.848 | 8.642 | 8.4843 |  | 4.4996 | 4.0471 | 4.3362 | 4.3293 | 2.7659 | 1.7631 | 0.91337
West | 19.4014 | 14.2959 | 13.3181 | 13.575 | 14.9275 | 16.305 | 18.5606 | 20.5106 | 414.2562 | 277.221 | 189.7102 | 145.6237 | 72.9911 | 60.1249 | 47.5654 | 42.1439
National | 32.1663 | 23.3659 | 21.6919 | 23.2445 | 26.8627 | 28.7269 | 33.0553 | 38.7147 | 669.5561 | 468.9942 | 315.1836 | 248.8295 | 134.1968 | 107.4608 | 91.876 | 74.7049

## Final Wholesale Price
Wholesale Electricity Price (2019$/MWh)
Region Group | 2023 | 2025 | 2028 | 2030 | 2035 | 2040 | 2045 | 2050
ERCOT_Tenaska Frontier Generating Station | 36.5156 | 33.9709 | 29.2368 | 29.6729 | 0 | 0 | 0 | 0
ERCOT_Tenaska Gateway Generating Station | 0 | 34.0106 | 29.2617 | 29.6998 | 0 | 0 | 0 | 0
ERCOT_Panhandle | 34.0308 | 32.169 | 26.1765 | 27.4568 | 18.4205 | 16.4697 | 14.2459 | 11.6569
ERCOT_Rest | 36.3227 | 33.6147 | 28.731 | 31.4671 | 24.2349 | 20.6035 | 17.7913 | 14.5435
ERCOT_West | 35.0386 | 33.0039 | 26.8544 | 28.1969 | 19.0355 | 17.3152 | 15.0827 | 12.6253
FRCC | 42.563 | 33.3327 | 33.803 | 36.791 | 30.5483 | 29.1536 | 28.5059 | 26.4615
MISO_Amite South (including DSG) | 40.4779 | 37.9609 | 33.4605 | 35.4008 | 27.8564 | 25.9675 | 25.5893 | 23.0652
MISO_Arkansas | 38.0262 | 36.5969 | 32.4416 | 36.2519 | 27.6482 | 25.7756 | 23.5459 | 20.4377
MISO_Iowa | 39.1348 | 36.3836 | 33.1757 | 34.9884 | 24.4896 | 21.8908 | 19.0875 | 15.8662
MISO_Illinois | 41.1261 | 37.6354 | 33.9688 | 36.622 | 27.1955 | 25.2656 | 25.4436 | 21.5043
MISO_Indiana (including parts of Kentucky) | 44.1343 | 37.5147 | 34.6338 | 32.3529 | 27.2768 | 25.7806 | 24.1283 | 19.979
MISO_Louisiana | 39.5424 | 37.3619 | 33.0823 | 35.0023 | 27.6053 | 25.6488 | 24.6558 | 22.0777
MISO_Lower Michigan | 41.587 | 38.6897 | 36.7807 | 30.7064 | 23.6069 | 23.3919 | 22.0567 | 22.1657
MISO_MT, SD, ND | 38.6698 | 36.3016 | 32.7053 | 28.8938 | 20.2967 | 17.0893 | 14.7881 | 11.7858
MISO_Iowa-MidAmerican | 38.7765 | 35.7271 | 32.6124 | 34.7543 | 24.5707 | 22.0029 | 19.3731 | 15.9457
MISO_Minnesota and Western Wisconsin | 39.6219 | 37.1978 | 33.8911 | 35.7323 | 24.1315 | 21.2473 | 18.8235 | 15.7731
MISO_Missouri | 40.1681 | 37.2544 | 33.3841 | 36.3216 | 26.5393 | 24.6281 | 22.6525 | 18.7765
MISO_Mississippi | 40.4678 | 38.2501 | 33.8221 | 35.8442 | 28.3055 | 26.3904 | 25.8141 | 23.1186
MISO_WOTAB (including Western) | 39.3864 | 35.3829 | 30.7094 | 29.2274 | 24.091 | 25.3598 | 24.0223 | 20.1075
MISO_Wisconsin- Upper Michigan (WUMS) | 40.1643 | 38.2053 | 34.2329 | 36.8188 | 26.5964 | 23.2195 | 21.648 | 18.5699
ISONE_Connecticut | 47.7215 | 35.5815 | 26.9001 | 29.5797 | 24.9513 | 24.484 | 25.4658 | 23.5447
ISONE_Maine | 46.7437 | 33.5057 | 25.7101 | 29.0007 | 24.0109 | 20.1205 | 20.4896 | 18.9923
ISONE_MA, VT, NH, RI (Rest of ISO New England) | 48.2544 | 35.455 | 26.7341 | 29.8716 | 24.863 | 24.0405 | 24.9868 | 23.3726
NY_Zone A (West) | 45.6694 | 33.0705 | 25.195 | 28.621 | 21.3049 | 19.9584 | 22.2821 | 18.8378
NY_Zone B (Genesee) | 46.4975 | 33.6589 | 25.7106 | 29.0732 | 21.8256 | 20.2047 | 22.4415 | 19.1629
NY_Zone C&E | 48.3886 | 34.2091 | 26.1956 | 29.2554 | 21.9929 | 20.0674 | 19.7618 | 20.7133
NY_Zone D (North) | 47.2199 | 33.335 | 25.553 | 28.546 | 21.4604 | 19.6753 | 19.1404 | 17.29
NY_Zone F (Capital) | 50.0063 | 35.6119 | 26.9514 | 29.9898 | 22.5338 | 20.8621 | 20.7784 | 21.3223
NY_Zone G-I (Downstate NY) | 52.5437 | 37.1636 | 28.1006 | 31.0784 | 23.0907 | 21.6341 | 21.6707 | 22.4337
NY_Zone J (NYC) | 272.2787 | 40.3474 | 31.2827 | 34.4937 | 23.7078 | 22.4055 | 24.8305 | 25.4263
NY_Zone K (LI) | 56.5087 | 42.6501 | 34.3146 | 35.454 | 24.0409 | 22.3261 | 22.4342 | 25.8194
PJM_AP | 38.7792 | 31.8699 | 29.4721 | 30.5915 | 24.4641 | 23.7619 | 22.5551 | 19.9866
PJM_ATSI | 38.9665 | 32.6986 | 30.4979 | 31.7567 | 25.7684 | 24.4707 | 23.0291 | 20.0109
PJM_ComEd | 37.28 | 31.8639 | 27.7783 | 31.087 | 30.522 | 28.3918 | 28.9602 | 25.2137
PJM_Dominion | 39.6403 | 32.5142 | 29.7167 | 30.663 | 24.1517 | 23.8925 | 22.914 | 23.5385
PJM_EMAAC | 39.9012 | 28.7342 | 26.9428 | 27.9696 | 20.6348 | 23.6141 | 23.2595 | 20.884
PJM_PENELEC | 37.9168 | 27.91 | 27.18 | 28.3269 | 20.5758 | 23.1838 | 22.1593 | 19.6844
PJM_SWMAAC | 122.5254 | 64.32 | 29.4932 | 30.5251 | 24.3853 | 24.2856 | 25.5956 | 23.0865
PJM West | 38.7695 | 32.2761 | 30.0986 | 31.3566 | 25.446 | 24.5884 | 23.2178 | 19.9598
PJM_Western MAAC | 38.9071 | 28.239 | 26.6506 | 27.6813 | 20.3602 | 23.1278 | 22.7348 | 20.2504
SERC_Central_Kentucky | 40.2856 | 37.3199 | 31.0485 | 33.904 | 27.0963 | 25.6851 | 24.3817 | 21.7216
SERC_Central_TVA | 39.8588 | 37.4703 | 31.6119 | 33.9087 | 28.0175 | 26.7154 | 25.1455 | 22.0193
SERC_Delta_AECI | 36.4495 | 32.7606 | 28.4789 | 31.3071 | 23.0876 | 21.905 | 21.7234 | 18.6203
SERC_Southeastern | 40.0949 | 34.7662 | 30.6179 | 34.0108 | 29.4332 | 28.3515 | 27.2232 | 24.376
SERC_VACAR | 128.4871 | 39.9854 | 35.4602 | 36.6944 | 30.1687 | 28.726 | 28.3848 | 25.6674
SPP_Kiamichi Energy Facility | 0 | 33.9732 | 29.2368 | 29.6582 | 23.5101 | 0 | 0 | 15.1921
SPP North- (Kansas, Missouri) | 31.7646 | 32.3585 | 28.9218 | 29.1198 | 21.1934 | 18.6889 | 16.3376 | 13.2548
SPP Nebraska | 30.9578 | 29.1508 | 28.1752 | 28.4385 | 21.3975 | 18.7038 | 16.3851 | 13.4446
SPP SPS (Texas Panhandle) | 31.5672 | 31.76 | 24.3206 | 24.3867 | 15.309 | 13.5821 | 12.5015 | 9.7545
SPP_WAUE | 30.4701 | 28.4448 | 27.463 | 28.1088 | 21.0948 | 17.9839 | 15.9804 | 13.0285
SPP West (Oklahoma, Arkansas, Louisiana) | 32.2759 | 32.5179 | 28.9263 | 29.385 | 21.0871 | 18.5022 | 16.2102 | 13.153
WECC_BANC | 65.6983 | 59.6704 | 50.7525 | 71.1167 | 51.8033 | 48.6375 | 46.7742 | 46.0224
WECC_Northern California (not including BANC) | 53.5665 | 48.6702 | 41.1334 | 60.9536 | 49.5437 | 45.4173 | 43.2994 | 35.9502
WECC_LADWP | 50.7352 | 48.978 | 41.2144 | 59.6491 | 50.6041 | 46.6826 | 44.6549 | 39.176
WECC_San Diego Gas and Electric | 55.1264 | 49.5123 | 41.4104 | 59.6942 | 51.6983 | 48.97 | 45.859 | 41.5132
WECC_Arizona | 39.6476 | 33.7369 | 27.6037 | 29.056 | 23.6254 | 25.8482 | 22.8966 | 19.4025
WECC_Colorado | 35.7831 | 32.0147 | 32.5088 | 31.4719 | 22.8143 | 23.8706 | 20.827 | 17.9886
WECC_Idaho | 42.8426 | 39.3952 | 30.3391 | 29.4931 | 25.8434 | 24.2319 | 22.6286 | 19.0959
WECC_Imperial Irrigation District (IID) | 31.9351 | 31.1729 | 27.6278 | 40.6855 | 39.1581 | 37.0591 | 33.4674 | 29.7089
WECC_Montana | 37.3152 | 31.0369 | 27.0166 | 24.7796 | 22.4574 | 20.3691 | 19.2319 | 15.7682
WECC_New Mexico | 38.5573 | 33.0482 | 27.1457 | 28.5714 | 18.9707 | 20.2062 | 17.2181 | 14.3814
WECC_Northern Nevada | 38.7445 | 37.6629 | 31.105 | 30.557 | 24.554 | 25.2147 | 23.6746 | 18.9637
WECC_Pacific Northwest | 38.5798 | 34.2502 | 28.1423 | 27.9608 | 23.4326 | 20.8899 | 19.8243 | 15.6383
WECC_Southern California Edison | 55.2043 | 49.8023 | 41.7855 | 60.689 | 51.6437 | 47.9412 | 44.7621 | 38.7373
WECC_Southern Nevada | 40.1079 | 34.1587 | 27.6518 | 27.2479 | 23.5894 | 23.2515 | 22.2432 | 20.4887
WECC_Utah | 35.5646 | 39.5989 | 31.114 | 34.0765 | 27.5599 | 26.7156 | 24.1474 | 20.81
WECC_Wyoming | 26.7968 | 23.8753 | 17.8179 | 23.1148 | 19.2055 | 19.3963 | 16.9273 | 13.1179
National | 50.1703 | 36.111 | 31.3254 | 34.0103 | 27.1032 | 25.6664 | 24.368 | 21.4337

## Natural Gas
Natural Gas Results
| Delivered Natural Gas Price (2019$/MMBtu) | [24 empty] | Natural Gas Consumption in the Power Sector (Tcf)
| Winter | [7 empty] | Winter-Shoulder | [7 empty] | Summer | [8 empty] | Winter | [7 empty] | Winter-Shoulder | [7 empty] | Summer
| 2023 | 2025 | 2028 | 2030 | 2035 | 2040 | 2045 | 2050 | 2023 | 2025 | 2028 | 2030 | 2035 | 2040 | 2045 | 2050 | 2023 | 2025 | 2028 | 2030 | 2035 | 2040 | 2045 | 2050 |  | 2023 | 2025 | 2028 | 2030 | 2035 | 2040 | 2045 | 2050 | 2023 | 2025 | 2028 | 2030 | 2035 | 2040 | 2045 | 2050 | 2023 | 2025 | 2028 | 2030 | 2035 | 2040 | 2045 | 2050
ERC_FRNT | 5.3558 | 3.9056 | 3.0025 | 2.9448 | 2.5661 | 2.1766 | 1.8633 | 1.6352 | 5.1125 | 3.5833 | 2.6615 | 2.6409 | 2.219 | 2.0955 | 1.9598 | 1.7317 | 4.9244 | 3.4572 | 2.5191 | 2.578 | 2.1217 | 2.2277 | 2.1951 | 1.967 | ERC_FRNT | 0 | 0 | 0.01053 | 0.0015795 | 0 | 0 | 0 | 0 | 0 | 0 | 0.014274 | 0.0096649 | 0 | 0 | 0 | 0 | 0.009232 | 0.019738 | 0.019738 | 0.016879 | 0 | 0 | 0 | 0
ERC_GWAY | 5.3558 | 3.9056 | 3.0025 | 2.9448 | 2.5661 | 2.1766 | 1.8633 | 1.6352 | 5.1125 | 3.5833 | 2.6615 | 2.6409 | 2.219 | 2.0955 | 1.9598 | 1.7317 | 4.9244 | 3.4572 | 2.5191 | 2.578 | 2.1217 | 2.2277 | 2.1951 | 1.967 | ERC_GWAY | 0 | 0 | 0 | 0 | 0 | 0 | 0 | 0 | 0 | 0 | 0 | 0.0088846 | 0 | 0 | 0 | 0 | 0 | 0.0025074 | 0.02004 | 0.017137 | 0 | 0 | 0 | 0
ERC_PHDL | - | - | - | - | - | - | - | - | - | - | - | - | - | - | - | - | - | - | - | - | - | - | - | - | ERC_PHDL | - | - | - | - | - | - | - | - | - | - | - | - | - | - | - | - | - | - | - | - | - | - | - | -
ERC_REST | 5.3558 | 3.9056 | 3.0025 | 2.9448 | 2.5661 | 2.1766 | 1.8633 | 1.6352 | 5.1125 | 3.5833 | 2.6615 | 2.6409 | 2.219 | 2.0955 | 1.9598 | 1.7317 | 4.9244 | 3.4572 | 2.5191 | 2.578 | 2.1217 | 2.2277 | 2.1951 | 1.967 | ERC_REST | 0.090552 | 0.082213 | 0.11128 | 0.11661 | 0.055315 | 0.027204 | 0.016065 | 0.021556 | 0.095157 | 0.12015 | 0.21393 | 0.14864 | 0.06237 | 0.011177 | 0.0028125 | 0.0044986 | 0.32878 | 0.33993 | 0.48194 | 0.41485 | 0.30612 | 0.23801 | 0.18488 | 0.21393
ERC_WEST | 5.2584 | 3.804 | 2.9556 | 2.9125 | 2.5449 | 2.1333 | 1.8142 | 1.586 | 4.9771 | 3.4621 | 2.5918 | 2.5782 | 2.1634 | 2.0278 | 1.8711 | 1.643 | 4.7555 | 3.3311 | 2.4108 | 2.4367 | 2.0077 | 2.0928 | 2.05 | 1.8219 | ERC_WEST | 0.00037425 | 0.00037425 | 0.00051682 | 0 | 0.00031214 | 0.00036528 | 0 | 0.00033266 | 0.00049364 | 0.0030733 | 0.00011826 | 2.1209e-06 | 0 | 0 | 0 | 0 | 0.011011 | 0.018662 | 0.020687 | 0.019421 | 0.018406 | 0.016404 | 0.0025054 | 0.0030812
FRCC | 5.6103 | 4.2228 | 3.3144 | 3.3032 | 3.0016 | 2.5766 | 2.3363 | 2.1082 | 5.3702 | 3.8722 | 2.961 | 2.989 | 2.6021 | 2.4255 | 2.2405 | 2.0124 | 5.4308 | 3.9917 | 3.1831 | 3.4184 | 3.0356 | 3.1086 | 3.3848 | 3.1567 | FRCC | 0.26463 | 0.29044 | 0.29756 | 0.29466 | 0.27408 | 0.28375 | 0.29375 | 0.31131 | 0.37622 | 0.41225 | 0.41878 | 0.41638 | 0.38224 | 0.38837 | 0.39815 | 0.42099 | 0.61146 | 0.68367 | 0.70862 | 0.7014 | 0.66619 | 0.6889 | 0.71461 | 0.75871
MIS_AMSO | 5.4006 | 4.0093 | 3.1124 | 3.0853 | 2.7414 | 2.3226 | 2.009 | 1.7809 | 5.1762 | 3.6699 | 2.7566 | 2.7819 | 2.3837 | 2.2334 | 2.059 | 1.8308 | 5.001 | 3.5508 | 2.622 | 2.7354 | 2.3664 | 2.4996 | 2.6451 | 2.417 | MIS_AMSO | 0.03159 | 0.033451 | 0.033274 | 0.034554 | 0.030823 | 0.030847 | 0.031839 | 0.032298 | 0.03422 | 0.04812 | 0.051472 | 0.038026 | 0.037398 | 0.013929 | 0.02695 | 0.026893 | 0.071989 | 0.08203 | 0.060786 | 0.062836 | 0.05645 | 0.044171 | 0.062285 | 0.070114
MIS_AR | 5.3816 | 3.9848 | 3.0947 | 3.0581 | 2.688 | 2.2759 | 1.9584 | 1.7302 | 5.1816 | 3.6708 | 2.7543 | 2.77 | 2.3548 | 2.2132 | 2.0337 | 1.8056 | 4.9399 | 3.4664 | 2.5386 | 2.6315 | 2.1897 | 2.2956 | 2.2658 | 2.0377 | MIS_AR | 0.013037 | 0.024707 | 0.037686 | 0.046413 | 0.028223 | 0.031214 | 0.030347 | 0.023594 | 0.0026414 | 0.012267 | 0.051843 | 0.05264 | 0.0044503 | 0.0045938 | 0.00095782 | 0.00029078 | 0.044569 | 0.067125 | 0.09135 | 0.093919 | 0.07795 | 0.071315 | 0.054084 | 0.045808
MIS_IA | 5.6379 | 4.2774 | 3.3514 | 3.3112 | 2.8759 | 2.3975 | 2.0123 | 1.7842 | 5.351 | 3.845 | 2.9408 | 2.9699 | 2.4424 | 2.2448 | 1.9956 | 1.7675 | 4.7923 | 3.3651 | 2.4052 | 2.4473 | 1.9726 | 2.0318 | 1.9541 | 1.7259 | MIS_IA | 0.004149 | 0.0052585 | 0.010708 | 0.010683 | 9.836e-05 | 0.00022215 | 0.0067887 | 0.00022215 | 6.5338e-06 | 0.00030741 | 0.014466 | 0.00058429 | 0.00047165 | 0 | 0 | 0 | 0.010425 | 0.020364 | 0.028168 | 0.027661 | 0.013884 | 0.0080293 | 0.0080293 | 0.0083911
MIS_IL | 5.4882 | 4.1146 | 3.2132 | 3.175 | 2.7746 | 2.3219 | 1.9654 | 1.7373 | 5.2557 | 3.7526 | 2.8542 | 2.8812 | 2.4094 | 2.2402 | 2.0125 | 1.7844 | 4.7996 | 3.3643 | 2.424 | 2.4766 | 2.0199 | 2.0862 | 2.0148 | 1.7867 | MIS_IL | 0.0011594 | 0.0045726 | 0.0062401 | 0.0064172 | 0.00027675 | 0.00088332 | 0 | 0 | 0 | 0.00010634 | 0.0031655 | 0.0031655 | 0 | 0 | 0 | 0 | 0.0045636 | 0.012505 | 0.020949 | 0.016763 | 0.007462 | 0.0054796 | 0 | 0
MIS_INKY | 5.3985 | 4.0109 | 3.1181 | 3.0895 | 2.7188 | 2.2896 | 1.9634 | 1.7352 | 5.1849 | 3.6748 | 2.7656 | 2.7902 | 2.3683 | 2.2205 | 2.0233 | 1.7952 | 4.8486 | 3.3951 | 2.4615 | 2.5379 | 2.0943 | 2.1796 | 2.1348 | 1.9067 | MIS_INKY | 0.012234 | 0.050945 | 0.062985 | 0.063582 | 0.054405 | 0.060407 | 0.061064 | 0.045774 | 0.014967 | 0.06665 | 0.084156 | 0.077851 | 0.041972 | 0.023954 | 0.019583 | 0.0029428 | 0.027513 | 0.10404 | 0.12393 | 0.12076 | 0.12317 | 0.12512 | 0.13853 | 0.096999
MIS_LA | 5.334 | 3.9373 | 3.0458 | 3.0126 | 2.6494 | 2.236 | 1.9184 | 1.6903 | 5.124 | 3.6138 | 2.6996 | 2.7188 | 2.3077 | 2.1637 | 1.9875 | 1.7593 | 4.9082 | 3.4367 | 2.5121 | 2.6136 | 2.188 | 2.3015 | 2.3132 | 2.0851 | MIS_LA | 0.031252 | 0.050056 | 0.073145 | 0.09451 | 0.085787 | 0.083476 | 0.089633 | 0.086168 | 0.013262 | 0.055079 | 0.096002 | 0.11913 | 0.08565 | 0.077854 | 0.087322 | 0.092441 | 0.05914 | 0.10575 | 0.10295 | 0.155 | 0.17714 | 0.15273 | 0.19252 | 0.20682
MIS_LMI | 5.5683 | 4.1879 | 3.3092 | 3.2732 | 2.8437 | 2.3803 | 1.9895 | 1.7614 | 5.3596 | 3.8565 | 2.9895 | 3.028 | 2.5404 | 2.3559 | 2.0832 | 1.8551 | 4.843 | 3.4077 | 2.486 | 2.5439 | 2.0827 | 2.1424 | 2.0558 | 1.8277 | MIS_LMI | 0.054084 | 0.058791 | 0.066173 | 0.065698 | 0.046305 | 0.052078 | 0.060989 | 0.072003 | 0.03522 | 0.034561 | 0.069576 | 0.040826 | 0.02995 | 0.024211 | 0.027275 | 0.023984 | 0.091822 | 0.10656 | 0.13327 | 0.12585 | 0.12614 | 0.11806 | 0.12587 | 0.14694
MIS_MAPP | 5.6698 | 4.2971 | 3.3995 | 3.3367 | 2.9317 | 2.4644 | 2.0214 | 1.7933 | 5.4675 | 3.9717 | 3.0399 | 3.0739 | 2.5565 | 2.3651 | 2.1082 | 1.8801 | 4.923 | 3.5073 | 2.5227 | 2.5646 | 2.0948 | 2.1405 | 2.0464 | 1.8183 | MIS_MAPP | 0 | 0 | 2.7816e-06 | 0 | 0 | 0 | 0 | 0 | 0 | 0 | 8.6648e-06 | 1.1704e-05 | 6.0564e-06 | 0 | 0 | 0 | 5.9912e-05 | 0.00020016 | 0.00024632 | 0.00015331 | 6.8184e-05 | 0 | 0 | 0
MIS_MIDA | 5.5449 | 4.1766 | 3.2732 | 3.224 | 2.8015 | 2.3364 | 1.9614 | 1.7332 | 5.2862 | 3.785 | 2.886 | 2.9156 | 2.4016 | 2.2103 | 1.9674 | 1.7393 | 4.7544 | 3.3289 | 2.3713 | 2.4122 | 1.9452 | 2.0067 | 1.9304 | 1.7023 | MIS_MIDA | 2.7197e-05 | 0.00014807 | 0.00048049 | 0.00067087 | 0 | 0 | 0.00010275 | 0 | 0 | 1.185e-06 | 0.00020609 | 0.00026002 | 3.7172e-05 | 0 | 0 | 0 | 0.0015574 | 0.005036 | 0.011552 | 0.011704 | 0.0051713 | 0.0053514 | 0.0066969 | 0.0079173
MIS_MNWI | 5.9299 | 4.5723 | 3.631 | 3.5915 | 3.1542 | 2.6769 | 2.2808 | 2.0527 | 5.6482 | 4.1439 | 3.2555 | 3.2905 | 2.758 | 2.5453 | 2.2761 | 2.048 | 5.0973 | 3.664 | 2.719 | 2.7698 | 2.2694 | 2.317 | 2.2361 | 2.008 | MIS_MNWI | 0.0007069 | 0.0033081 | 0.0092755 | 0.01008 | 0 | 0 | 0 | 0 | 0.00015963 | 0.00015952 | 0.0022416 | 0.0010039 | 4.1137e-05 | 0 | 0 | 0 | 0.0084214 | 0.013154 | 0.042218 | 0.023533 | 0.012967 | 0.011074 | 0.012391 | 0.0096071
MIS_MO | 5.4769 | 4.0884 | 3.1813 | 3.1479 | 2.75 | 2.3002 | 1.9534 | 1.7253 | 5.2141 | 3.713 | 2.7995 | 2.8259 | 2.37 | 2.2037 | 1.9886 | 1.7605 | 4.8012 | 3.3649 | 2.421 | 2.4848 | 2.0331 | 2.11 | 2.0536 | 1.8254 | MIS_MO | 0.00062222 | 0.00063811 | 0.0029895 | 0.0043878 | 0.0020406 | 0.0020566 | 0.0020815 | 0.0017014 | 0.00083996 | 0.00084277 | 0.0027782 | 0.0028666 | 0.0013078 | 0.00040739 | 6.2183e-05 | 0 | 0.0016638 | 0.0043397 | 0.02101 | 0.021768 | 0.019965 | 0.022486 | 0.027295 | 0.023464
MIS_MS | 5.4664 | 4.0784 | 3.1731 | 3.15 | 2.8289 | 2.4069 | 2.1211 | 1.893 | 5.2237 | 3.723 | 2.8076 | 2.8318 | 2.4442 | 2.282 | 2.1034 | 1.8753 | 5.1905 | 3.75 | 2.8661 | 3.0099 | 2.6498 | 2.7475 | 2.9428 | 2.7147 | MIS_MS | 0.0085883 | 0.0098413 | 0.011857 | 0.012916 | 0.0072963 | 0.0071353 | 0.0077326 | 0.0071579 | 0.001829 | 0.0095707 | 0.015214 | 0.015188 | 0.0017788 | 0.0022336 | 0.00063815 | 0.00049156 | 0.011083 | 0.02011 | 0.026392 | 0.018894 | 0.0060383 | 0.0044858 | 0.007094 | 0.0033621
MIS_WOTA | 5.5081 | 4.1001 | 3.1655 | 3.1108 | 2.7302 | 2.3312 | 2.0131 | 1.785 | 5.2993 | 3.7783 | 2.8216 | 2.8208 | 2.3996 | 2.2652 | 2.1138 | 1.8857 | 5.0757 | 3.5919 | 2.6451 | 2.738 | 2.2764 | 2.3867 | 2.3521 | 2.124 | MIS_WOTA | 0.040193 | 0.047803 | 0.052809 | 0.04978 | 0.041196 | 0.036546 | 0.039213 | 0.029334 | 0.039832 | 0.049883 | 0.071678 | 0.064455 | 0.027075 | 0.028087 | 0.032989 | 0.011426 | 0.096508 | 0.10542 | 0.10364 | 0.10994 | 0.088796 | 0.067597 | 0.074686 | 0.057956
MIS_WUMS | 5.7227 | 4.3679 | 3.4112 | 3.3726 | 2.9333 | 2.4571 | 2.0501 | 1.822 | 5.4461 | 3.9435 | 3.0709 | 3.1118 | 2.5744 | 2.3466 | 2.0574 | 1.8292 | 4.9029 | 3.4637 | 2.5334 | 2.5929 | 2.0671 | 2.1029 | 2.0188 | 1.7907 | MIS_WUMS | 0.017224 | 0.025862 | 0.03537 | 0.037779 | 0.019466 | 0.016731 | 0.023122 | 0.016503 | 0.00032257 | 0.010923 | 0.042443 | 0.030293 | 0.010511 | 0.00026068 | 6.7315e-05 | 9.5553e-05 | 0.026458 | 0.056311 | 0.088862 | 0.080213 | 0.056624 | 0.036295 | 0.040414 | 0.043564
NENG_CT | 9.3676 | 7.4113 | 6.3705 | 6.4545 | 5.9271 | 5.2354 | 4.73 | 4.5019 | 5.9492 | 4.1249 | 3.0698 | 3.0599 | 2.6271 | 2.4501 | 2.191 | 1.9628 | 4.8142 | 3.2007 | 2.1307 | 2.17 | 1.7697 | 1.702 | 1.7353 | 1.5072 | NENG_CT | 0.026341 | 0.015153 | 0.015127 | 0.0061073 | 0.010152 | 0.0054527 | 0.010866 | 0.029442 | 0.022964 | 0.011434 | 0.0068237 | 0.0022303 | 0.00073077 | 0.00057135 | 7.2683e-05 | 0.00013624 | 0.06403 | 0.059503 | 0.058412 | 0.058749 | 0.05158 | 0.063351 | 0.06223 | 0.083301
NENG_ME | 9.3464 | 7.39 | 6.3492 | 6.4333 | 5.9058 | 5.2142 | 4.7088 | 4.4806 | 5.9279 | 4.1037 | 3.0486 | 3.0387 | 2.6059 | 2.4288 | 2.1697 | 1.9416 | 4.7929 | 3.1794 | 2.1094 | 2.1488 | 1.7484 | 1.6808 | 1.7141 | 1.486 | NENG_ME | 0.0033806 | 0.0012022 | 0.0012022 | 0.00096223 | 0.00069758 | 0.00063251 | 0 | 0 | 0.0017221 | 4.9527e-05 | 7.382e-05 | 0.00016922 | 0 | 0 | 0 | 0 | 0.015449 | 0.0027648 | 0.0017308 | 0.0012689 | 0.00087491 | 0.00096688 | 0 | 0
NENGREST | 9.3464 | 7.39 | 6.3492 | 6.4333 | 5.9058 | 5.2142 | 4.7088 | 4.4806 | 5.9279 | 4.1037 | 3.0486 | 3.0387 | 2.6059 | 2.4288 | 2.1697 | 1.9416 | 4.7929 | 3.1794 | 2.1094 | 2.1488 | 1.7484 | 1.6808 | 1.7141 | 1.486 | NENGREST | 0.03211 | 0.010873 | 0.0094405 | 0.015425 | 0.0095189 | 0.0056272 | 0.0067961 | 0.021958 | 0.014754 | 0.0042736 | 0.0029951 | 0.0021425 | 9.8527e-05 | 0.00010014 | 1.7485e-07 | 8.3525e-05 | 0.10109 | 0.086447 | 0.087299 | 0.088042 | 0.069374 | 0.052673 | 0.044855 | 0.069352
NY_Z_A | 5.2497 | 3.7414 | 2.8106 | 2.8528 | 2.5696 | 2.0787 | 1.802 | 1.5739 | 4.973 | 3.303 | 2.3139 | 2.2845 | 1.9735 | 1.8842 | 1.7745 | 1.5464 | 4.5633 | 3.0196 | 1.97 | 1.9721 | 1.6423 | 1.6963 | 1.7406 | 1.5125 | NY_Z_A | 0.005066 | 0.0052792 | 0.006134 | 0.0061236 | 0.0052616 | 0.00062821 | 0.00084894 | 1.2641e-05 | 0.0010414 | 0.0010919 | 0.0013206 | 0.0054556 | 0 | 0 | 0 | 0 | 0.0021951 | 0.0020902 | 0.006573 | 0.0097857 | 0.0018081 | 0 | 0 | 0
NY_Z_B | 5.1492 | 3.6349 | 2.7002 | 2.7092 | 2.452 | 2.0041 | 1.7349 | 1.5067 | 4.9177 | 3.2426 | 2.2564 | 2.2266 | 1.9282 | 1.8439 | 1.7333 | 1.5052 | 4.524 | 2.9699 | 1.9187 | 1.9169 | 1.5992 | 1.6564 | 1.7038 | 1.4757 | NY_Z_B | 0.0031014 | 0.0032589 | 0.0032877 | 0.0032877 | 0.0032488 | 0.0017244 | 0.0023467 | 0.00014293 | 0.00094244 | 0.0022255 | 0.0033852 | 0.0033982 | 1.9984e-06 | 0 | 0 | 0 | 0.0028668 | 0.0042715 | 0.0056788 | 0.0060276 | 0.004162 | 0 | 0 | 0
NY_Z_C&E | 5.832 | 4.3096 | 3.2969 | 3.3025 | 2.9203 | 2.4361 | 2.1075 | 1.8794 | 5.1869 | 3.4884 | 2.48 | 2.4497 | 2.1044 | 2.0019 | 1.8556 | 1.6274 | 4.6566 | 3.0838 | 2.0294 | 2.0414 | 1.6971 | 1.711 | 1.7547 | 1.5266 | NY_Z_C&E | 0.015709 | 0.012435 | 0.014794 | 0.015342 | 0.012392 | 0.011637 | 0.012223 | 0.012226 | 0.01657 | 0.01657 | 0.01657 | 0.01657 | 0.00034158 | 0 | 0 | 0 | 0.023538 | 0.023101 | 0.023581 | 0.025923 | 0.022913 | 0.0056441 | 0.0018476 | 0.0018463
NY_Z_D | 7.1977 | 5.6592 | 4.4903 | 4.4892 | 3.8569 | 3.3 | 2.8528 | 2.6247 | 5.7254 | 3.9799 | 2.9272 | 2.8957 | 2.4569 | 2.3177 | 2.1001 | 1.8719 | 4.9219 | 3.3117 | 2.2508 | 2.2904 | 1.8929 | 1.8201 | 1.8565 | 1.6284 | NY_Z_D | 0 | 0 | 0 | 0 | 0 | 0 | 0 | 0 | 0 | 0 | 0 | 0 | 0 | 0 | 0 | 0 | 0 | 0 | 0 | 0 | 0 | 0 | 0 | 0
NY_Z_F | 7.1977 | 5.6592 | 4.4903 | 4.4892 | 3.8569 | 3.3 | 2.8528 | 2.6247 | 5.7254 | 3.9799 | 2.9272 | 2.8957 | 2.4569 | 2.3177 | 2.1001 | 1.8719 | 4.9219 | 3.3117 | 2.2508 | 2.2904 | 1.8929 | 1.8201 | 1.8565 | 1.6284 | NY_Z_F | 0.033597 | 0.01683 | 0.018519 | 0.017953 | 0.0075047 | 0 | 0.00021109 | 0.00019241 | 0.021691 | 0.002544 | 0.0033488 | 0.01076 | 0 | 0 | 0 | 0 | 0.057349 | 0.045026 | 0.042188 | 0.04232 | 0.023326 | 0 | 0 | 2.1066e-05
NY_Z_G-I | 7.1977 | 5.6592 | 4.4903 | 4.4892 | 3.8569 | 3.3 | 2.8528 | 2.6247 | 5.7254 | 3.9799 | 2.9272 | 2.8957 | 2.4569 | 2.3177 | 2.1001 | 1.8719 | 4.9219 | 3.3117 | 2.2508 | 2.2904 | 1.8929 | 1.8201 | 1.8565 | 1.6284 | NY_Z_G-I | 0.020938 | 0.02093 | 0.02093 | 0.02093 | 0.016001 | 0.001412 | 0.0048686 | 0.0050477 | 0.028371 | 0.022111 | 0.023443 | 0.025795 | 1.2502e-05 | 1.6002e-06 | 3.687e-05 | 1.6002e-06 | 0.039334 | 0.039265 | 0.039279 | 0.039273 | 0.039231 | 0.019693 | 0.014293 | 0.0086348
NY_Z_J | 9.5079 | 7.5118 | 6.3643 | 6.4105 | 5.7157 | 4.9282 | 4.371 | 4.1429 | 6.0291 | 4.1934 | 3.0895 | 3.0569 | 2.6083 | 2.4567 | 2.2398 | 2.0117 | 4.9471 | 3.3341 | 2.2565 | 2.2935 | 1.8917 | 1.8381 | 1.8729 | 1.6447 | NY_Z_J | 0.020469 | 0.019205 | 0.01883 | 0.019751 | 2.2758e-05 | 0.00042792 | 0.00057298 | 0.00045646 | 0.031448 | 0.033408 | 0.034223 | 0.035439 | 0.00049455 | 4.8132e-05 | 4.8132e-05 | 5.6794e-05 | 0.094273 | 0.08902 | 0.085206 | 0.088159 | 0.066465 | 0.046016 | 0.054109 | 0.066488
NY_Z_K | 9.5079 | 7.5118 | 6.3643 | 6.4105 | 5.7157 | 4.9282 | 4.371 | 4.1429 | 6.0291 | 4.1934 | 3.0895 | 3.0569 | 2.6083 | 2.4567 | 2.2398 | 2.0117 | 4.9471 | 3.3341 | 2.2565 | 2.2935 | 1.8917 | 1.8381 | 1.8729 | 1.6447 | NY_Z_K | 0.0069576 | 0.0061402 | 0.0039446 | 0.0040121 | 8.9858e-05 | 2.971e-05 | 5.2344e-05 | 0.00018668 | 0.0087789 | 0.0059232 | 0.0059237 | 0.0056659 | 4.6909e-05 | 1.1739e-05 | 1.1739e-05 | 4.44e-05 | 0.025784 | 0.026338 | 0.030076 | 0.027524 | 0.009968 | 0.0053565 | 0.0052559 | 0.0052998
PJM_AP | 5.1309 | 3.6653 | 2.7268 | 2.699 | 2.3978 | 1.9781 | 1.7152 | 1.4871 | 4.8235 | 3.1564 | 2.1723 | 2.1509 | 1.8367 | 1.7454 | 1.6271 | 1.399 | 4.4389 | 2.8824 | 1.834 | 1.8355 | 1.5085 | 1.5657 | 1.6135 | 1.3854 | PJM_AP | 0.045702 | 0.045762 | 0.046105 | 0.046238 | 0.045712 | 0.095776 | 0.097576 | 0.13242 | 0.052982 | 0.052984 | 0.053066 | 0.053057 | 0.052987 | 0.1111 | 0.075929 | 0.08527 | 0.067081 | 0.069966 | 0.073626 | 0.074231 | 0.07301 | 0.14478 | 0.14704 | 0.23081
PJM_ATSI | 5.1687 | 3.73 | 2.8154 | 2.7975 | 2.4711 | 2.0302 | 1.7299 | 1.5018 | 4.9357 | 3.3445 | 2.3954 | 2.3926 | 2.0286 | 1.9079 | 1.7543 | 1.5262 | 4.5433 | 3.0503 | 2.0476 | 2.0723 | 1.6903 | 1.7525 | 1.7507 | 1.5226 | PJM_ATSI | 0.057115 | 0.057405 | 0.063821 | 0.063812 | 0.063687 | 0.091799 | 0.091675 | 0.091407 | 0.070384 | 0.068347 | 0.085838 | 0.085725 | 0.085646 | 0.078285 | 0.053268 | 0.047631 | 0.088998 | 0.1098 | 0.12266 | 0.12238 | 0.12501 | 0.17131 | 0.18013 | 0.18825
PJM_COMD | 5.5706 | 4.2002 | 3.2999 | 3.2546 | 2.8319 | 2.3672 | 1.9943 | 1.7662 | 5.3208 | 3.8196 | 2.9337 | 2.9656 | 2.4632 | 2.2744 | 2.0274 | 1.7993 | 4.8087 | 3.375 | 2.4364 | 2.4892 | 2.0289 | 2.0914 | 2.0151 | 1.787 | PJM_COMD | 0.023843 | 0.032811 | 0.039172 | 0.042192 | 0.033459 | 0.03974 | 0.00012619 | 0.00012435 | 0.015973 | 0.0055432 | 0.015097 | 0.018837 | 0.021461 | 0.0020166 | 5.0938e-06 | 0 | 0.052631 | 0.052452 | 0.079545 | 0.070176 | 0.084358 | 0.054186 | 0.00018509 | 0.00017945
PJM_Dom | 5.5774 | 4.1605 | 3.211 | 3.1782 | 2.7972 | 2.3653 | 2.1148 | 1.8867 | 5.0545 | 3.3654 | 2.3724 | 2.3573 | 2.0123 | 1.9117 | 1.7796 | 1.5515 | 4.6515 | 3.0677 | 2.0147 | 2.0229 | 1.6718 | 1.7211 | 1.7681 | 1.54 | PJM_Dom | 0.052802 | 0.059098 | 0.068513 | 0.067782 | 0.053573 | 0.05257 | 0.049583 | 0 | 0.060315 | 0.081964 | 0.10186 | 0.098027 | 0.077861 | 0.028943 | 0 | 0 | 0.11226 | 0.14643 | 0.17317 | 0.16882 | 0.16614 | 0.14628 | 0.13434 | 0
PJM_EMAC | 5.7875 | 4.3798 | 3.4192 | 3.3857 | 2.9994 | 2.5596 | 2.2979 | 2.0698 | 5.2065 | 3.5294 | 2.5269 | 2.5061 | 2.1583 | 2.0546 | 1.9208 | 1.6927 | 4.7527 | 3.1916 | 2.1307 | 2.1362 | 1.7837 | 1.8182 | 1.8622 | 1.6341 | PJM_EMAC | 0.061867 | 0.06373 | 0.069164 | 0.060136 | 0.032862 | 0.042391 | 0.052513 | 0.023518 | 0.030023 | 0.045929 | 0.080899 | 0.046023 | 0.015179 | 0.0064119 | 0.0062484 | 0.0036962 | 0.16123 | 0.17568 | 0.23521 | 0.23513 | 0.21371 | 0.18449 | 0.18811 | 0.16933
PJM_PENE | 4.9612 | 3.4578 | 2.5248 | 2.5164 | 2.2604 | 1.8331 | 1.5682 | 1.34 | 4.7427 | 3.0768 | 2.0941 | 2.0674 | 1.7686 | 1.6843 | 1.5741 | 1.3459 | 4.3597 | 2.8123 | 1.7635 | 1.7619 | 1.4439 | 1.5036 | 1.5512 | 1.3231 | PJM_PENE | 0.033737 | 0.033762 | 0.033916 | 0.033919 | 0.03378 | 0.033868 | 0.057312 | 0.057315 | 0.045682 | 0.045683 | 0.045746 | 0.04574 | 0.045689 | 0.045677 | 0.077455 | 0.033213 | 0.063396 | 0.063954 | 0.065452 | 0.064871 | 0.065116 | 0.064865 | 0.10787 | 0.10764
PJM_SMAC | 5.6549 | 4.2315 | 3.2812 | 3.2498 | 2.8705 | 2.4302 | 2.1637 | 1.9356 | 5.1275 | 3.4424 | 2.4485 | 2.4318 | 2.0896 | 1.9884 | 1.8586 | 1.6305 | 4.6963 | 3.1329 | 2.0787 | 2.0835 | 1.7384 | 1.781 | 1.8276 | 1.5994 | PJM_SMAC | 0.033589 | 0.048437 | 0.04969 | 0.048859 | 0.046735 | 0.048026 | 0.051401 | 0.041914 | 0.042307 | 0.063304 | 0.069215 | 0.069187 | 0.060247 | 0.015297 | 0.01396 | 0.011111 | 0.065168 | 0.093831 | 0.10118 | 0.101 | 0.10091 | 0.097313 | 0.097174 | 0.096101
PJM_West | 5.3153 | 3.9101 | 2.998 | 2.9659 | 2.5998 | 2.1676 | 1.8646 | 1.6365 | 5.0371 | 3.4618 | 2.5243 | 2.5321 | 2.1408 | 2.0074 | 1.8337 | 1.6056 | 4.6535 | 3.1595 | 2.175 | 2.2158 | 1.8117 | 1.8795 | 1.8665 | 1.6384 | PJM_West | 0.097315 | 0.10385 | 0.11028 | 0.11099 | 0.1096 | 0.11106 | 0.11233 | 0.10951 | 0.067668 | 0.089055 | 0.14036 | 0.14029 | 0.11265 | 0.056768 | 0.054331 | 0.0050241 | 0.15622 | 0.17877 | 0.21921 | 0.20613 | 0.21943 | 0.23533 | 0.28514 | 0.23487
PJM_WMAC | 5.0686 | 3.5876 | 2.6493 | 2.6215 | 2.3411 | 1.9262 | 1.6631 | 1.435 | 4.7861 | 3.1193 | 2.1337 | 2.1088 | 1.8023 | 1.7151 | 1.6003 | 1.3722 | 4.3926 | 2.8448 | 1.7926 | 1.7909 | 1.4685 | 1.5218 | 1.5688 | 1.3407 | PJM_WMAC | 0.10908 | 0.12481 | 0.12481 | 0.12481 | 0.12481 | 0.12481 | 0.16796 | 0.18116 | 0.11649 | 0.12168 | 0.14471 | 0.14333 | 0.12174 | 0.12155 | 0.13868 | 0.073344 | 0.15017 | 0.17429 | 0.19317 | 0.19307 | 0.19299 | 0.18164 | 0.2333 | 0.25922
S_C_KY | 5.4775 | 4.066 | 3.1501 | 3.1165 | 2.755 | 2.3281 | 2.0377 | 1.8096 | 5.165 | 3.5747 | 2.6239 | 2.626 | 2.2533 | 2.1274 | 1.9732 | 1.7451 | 4.8364 | 3.319 | 2.3324 | 2.3841 | 1.9885 | 2.0671 | 2.0734 | 1.8453 | S_C_KY | 0.0048522 | 0.011393 | 0.021963 | 0.034398 | 0.055349 | 0.056098 | 0.061169 | 0.063118 | 0.0088854 | 0.016662 | 0.028962 | 0.046148 | 0.072485 | 0.077867 | 0.071899 | 0.065107 | 0.01578 | 0.027396 | 0.047278 | 0.06941 | 0.10798 | 0.11089 | 0.11729 | 0.12524
S_C_TVA | 5.4234 | 4.03 | 3.1194 | 3.0923 | 2.7594 | 2.3325 | 2.0526 | 1.8245 | 5.1451 | 3.6146 | 2.6883 | 2.7081 | 2.322 | 2.175 | 2.002 | 1.7738 | 4.9454 | 3.4788 | 2.5378 | 2.6345 | 2.2664 | 2.3688 | 2.5362 | 2.3081 | S_C_TVA | 0.070151 | 0.11387 | 0.13286 | 0.13313 | 0.13192 | 0.13589 | 0.13696 | 0.10921 | 0.051149 | 0.14586 | 0.18266 | 0.15665 | 0.11363 | 0.095839 | 0.060392 | 0.013705 | 0.14312 | 0.22636 | 0.26841 | 0.25476 | 0.22838 | 0.22089 | 0.16677 | 0.12538
S_D_AECI | 5.4535 | 4.0549 | 3.146 | 3.1204 | 2.7349 | 2.2927 | 1.96 | 1.7319 | 5.1886 | 3.6876 | 2.7669 | 2.7917 | 2.3648 | 2.211 | 2.0099 | 1.7817 | 4.8352 | 3.3935 | 2.4565 | 2.5318 | 2.0877 | 2.1723 | 2.1257 | 1.8976 | S_D_AECI | 0.0017827 | 0.0026749 | 0.014007 | 0.01753 | 0.0050495 | 0.01505 | 0.017591 | 0.012812 | 0 | 3.2513e-05 | 0.0037553 | 0.0087922 | 0.000712 | 0 | 0 | 3.2687e-05 | 0.010539 | 0.026164 | 0.037914 | 0.035525 | 0.026127 | 0.025956 | 0.02553 | 0.027094
S_SOU | 5.4748 | 4.0886 | 3.1789 | 3.1555 | 2.8464 | 2.422 | 2.1599 | 1.9318 | 5.2182 | 3.7174 | 2.8016 | 2.828 | 2.4415 | 2.2783 | 2.0989 | 1.8708 | 5.1717 | 3.7306 | 2.8389 | 2.99 | 2.6415 | 2.7501 | 3.0373 | 2.8091 | S_SOU | 0.1256 | 0.20485 | 0.23279 | 0.24342 | 0.2374 | 0.25219 | 0.28084 | 0.28678 | 0.13836 | 0.21915 | 0.30559 | 0.31114 | 0.27057 | 0.28226 | 0.28711 | 0.28435 | 0.30417 | 0.41362 | 0.48377 | 0.47453 | 0.47634 | 0.48315 | 0.45821 | 0.44606
S_VACA | 5.8265 | 4.4367 | 3.517 | 3.4955 | 3.18 | 2.7576 | 2.5213 | 2.2932 | 5.4733 | 3.9268 | 2.9948 | 3.0202 | 2.6493 | 2.5066 | 2.3409 | 2.1128 | 5.2892 | 3.8096 | 2.8487 | 2.9488 | 2.6222 | 2.7417 | 3.047 | 2.8189 | S_VACA | 0.076158 | 0.11003 | 0.16965 | 0.18115 | 0.17224 | 0.15172 | 0.18306 | 0.21032 | 0.065088 | 0.13778 | 0.20524 | 0.20676 | 0.12159 | 0.084434 | 0.10353 | 0.098959 | 0.17038 | 0.25333 | 0.37302 | 0.37633 | 0.32982 | 0.2737 | 0.28301 | 0.31549
SPP_KIAM | 5.2384 | 3.8471 | 2.9452 | 2.8984 | 2.5321 | 2.109 | 1.7811 | 1.5529 | 5.0118 | 3.5075 | 2.5832 | 2.5928 | 2.1761 | 2.0307 | 1.8412 | 1.6131 | 4.7075 | 3.2617 | 2.3175 | 2.3815 | 1.9514 | 2.0467 | 2.0032 | 1.7751 | SPP_KIAM | 0 | 0 | 0 | 0 | 0 | 0 | 0 | 0 | 0 | 0 | 0.0036814 | 0.0035041 | 0 | 0 | 0 | 0 | 0 | 0.02453 | 0.028686 | 0.028686 | 0.02453 | 0 | 0 | 0.012983
SPP_N | 5.4008 | 4.0182 | 3.1092 | 3.0742 | 2.6913 | 2.2498 | 1.9113 | 1.6832 | 5.1525 | 3.6535 | 2.7306 | 2.7468 | 2.3141 | 2.1609 | 1.9572 | 1.7291 | 4.7789 | 3.3544 | 2.4023 | 2.4523 | 2.014 | 2.0949 | 2.0369 | 1.8088 | SPP_N | 2.1779e-05 | 0.00027202 | 0.00064228 | 0.0018033 | 6.8339e-05 | 7.3989e-07 | 7.3989e-07 | 7.3989e-07 | 6.8801e-06 | 0 | 6.8922e-05 | 7.4008e-05 | 0 | 0 | 0 | 0 | 0.005584 | 0.013949 | 0.027131 | 0.015462 | 0.0075465 | 0.0045097 | 0.0063997 | 0.0065229
SPP_NEBR | 5.7298 | 4.3607 | 3.4538 | 3.4122 | 3.0323 | 2.591 | 2.2465 | 2.0184 | 5.4946 | 3.9962 | 3.0735 | 3.0837 | 2.6445 | 2.4914 | 2.2828 | 2.0547 | 5.0866 | 3.6716 | 2.7116 | 2.7407 | 2.3018 | 2.3738 | 2.3023 | 2.0742 | SPP_NEBR | 0 | 0 | 0 | 0 | 0 | 0 | 0 | 0 | 0 | 0 | 0 | 0 | 0 | 0 | 0 | 0 | 0.00035068 | 0.0010019 | 0.0012181 | 0.00047737 | 0.00046805 | 6.9439e-05 | 0.00016671 | 0.00014173
SPP_SPS | 5.285 | 3.9079 | 3.0331 | 3.0014 | 2.6422 | 2.1739 | 1.8418 | 1.6136 | 5.0134 | 3.5123 | 2.622 | 2.6238 | 2.2051 | 2.0568 | 1.8803 | 1.6522 | 4.6883 | 3.2906 | 2.3488 | 2.3533 | 1.99 | 2.1623 | 2.0533 | 1.8252 | SPP_SPS | 0.0031327 | 0.0011417 | 0.00019425 | 0.00077124 | 0 | 0 | 0 | 0 | 0.0038886 | 0.00048379 | 3.785e-05 | 0 | 0 | 0 | 0 | 0 | 0.014563 | 0.016693 | 0.016579 | 0.015067 | 9.0619e-05 | 0 | 0 | 0
SPP_WAUE | 5.3857 | 4.0196 | 3.1051 | 3.0527 | 2.6334 | 2.1579 | 1.7308 | 1.5027 | 5.1457 | 3.645 | 2.7206 | 2.7528 | 2.2275 | 2.0319 | 1.7755 | 1.5474 | 4.5876 | 3.1674 | 2.1903 | 2.2327 | 1.7587 | 1.8081 | 1.719 | 1.4909 | SPP_WAUE | 0 | 0 | 0 | 8.639e-05 | 0 | 0 | 4.0599e-05 | 0 | 0 | 0 | 0 | 0 | 0 | 0 | 0 | 0 | 0.001076 | 0.0025241 | 0.0079437 | 0.0075685 | 0.0025308 | 0.0018119 | 0.0026175 | 0.0016647
SPP_WEST | 5.2384 | 3.8471 | 2.9452 | 2.8984 | 2.5321 | 2.109 | 1.7811 | 1.5529 | 5.0118 | 3.5075 | 2.5832 | 2.5928 | 2.1761 | 2.0307 | 1.8412 | 1.6131 | 4.7075 | 3.2617 | 2.3175 | 2.3815 | 1.9514 | 2.0467 | 2.0032 | 1.7751 | SPP_WEST | 0.0055467 | 0.0076881 | 0.027201 | 0.036521 | 0.0022875 | 0.00087996 | 0.0023802 | 0.00011079 | 0.0019531 | 0.0041553 | 0.046252 | 0.021161 | 0 | 0 | 0 | 0 | 0.042213 | 0.068615 | 0.11597 | 0.09689 | 0.044525 | 0.025604 | 0.026289 | 0.024821
WEC_BANC | 5.974 | 4.7509 | 3.5477 | 3.5582 | 3.0475 | 2.3617 | 2.0219 | 1.7938 | 5.5169 | 4.0299 | 3.1204 | 3.1757 | 2.595 | 2.3531 | 2.1297 | 1.9015 | 5.4936 | 4.1485 | 3.1136 | 3.0289 | 2.2899 | 1.9676 | 1.9472 | 1.7191 | WEC_BANC | 0.016735 | 0.017102 | 0.01948 | 0.016697 | 0.021407 | 0.023184 | 0.023667 | 0.02314 | 0.023888 | 0.025957 | 0.025834 | 0.023779 | 0.022104 | 0.021504 | 0.020743 | 0.020743 | 0.030691 | 0.03351 | 0.033461 | 0.030307 | 0.031053 | 0.030493 | 0.028798 | 0.016803
WEC_CALN | 5.8758 | 4.6788 | 3.5358 | 3.5524 | 3.0896 | 2.4151 | 2.0746 | 1.8465 | 5.3854 | 3.8921 | 2.9815 | 3.0292 | 2.514 | 2.3095 | 2.1235 | 1.8954 | 5.4969 | 4.1418 | 3.0295 | 2.9261 | 2.4478 | 3.3541 | 3.5049 | 3.2768 | WEC_CALN | 0.10668 | 0.11505 | 0.11974 | 0.1044 | 0.050371 | 0.039468 | 0.023246 | 0.015111 | 0.11066 | 0.15085 | 0.138 | 0.077724 | 0.0099719 | 0.0051155 | 0.0014702 | 0.00079712 | 0.080607 | 0.14412 | 0.13496 | 0.085369 | 0.0072061 | 0.0040179 | 0.00097002 | 0.00059026
WEC_LADW | 5.9807 | 4.7703 | 3.5752 | 3.5697 | 3.0925 | 2.4052 | 2.065 | 1.8369 | 5.4461 | 3.9445 | 3.0335 | 3.0759 | 2.5445 | 2.331 | 2.1365 | 1.9084 | 5.6237 | 4.2509 | 3.1052 | 2.9769 | 2.4459 | 3.7151 | 3.9856 | 3.7575 | WEC_LADW | 0.029317 | 0.036464 | 0.037284 | 0.031922 | 0.03117 | 0.03118 | 0.028427 | 0.024214 | 0.032667 | 0.040288 | 0.041374 | 0.036839 | 0.03169 | 0.031373 | 0.02868 | 0.013603 | 0.034807 | 0.047042 | 0.046967 | 0.044773 | 0.044182 | 0.039789 | 0.00014385 | 4.2659e-06
WEC_SDGE | 5.9964 | 4.7994 | 3.6125 | 3.5921 | 3.1481 | 2.4601 | 2.122 | 1.8939 | 5.3838 | 3.868 | 2.9559 | 2.9861 | 2.5038 | 2.32 | 2.1562 | 1.9281 | 5.7617 | 4.3612 | 3.106 | 2.9352 | 2.6118 | 5.4745 | 6.0357 | 5.8076 | WEC_SDGE | 0.014907 | 0.01491 | 0.020413 | 0.024564 | 0.018593 | 0.018627 | 0.013224 | 0.009841 | 0.026728 | 0.027232 | 0.027299 | 0.018945 | 0.011491 | 0.0097657 | 0.0074849 | 0.0073918 | 0.02103 | 0.022568 | 0.024541 | 0.012833 | 0.009653 | 0.0055513 | 0.0001482 | 0.00018577
WECC_AZ | 5.4507 | 4.2783 | 3.2363 | 3.2912 | 2.8568 | 2.2064 | 1.8645 | 1.6364 | 5.0259 | 3.5524 | 2.654 | 2.7084 | 2.2308 | 2.043 | 1.879 | 1.6509 | 5.0468 | 3.7293 | 2.6852 | 2.6482 | 2.2858 | 2.7207 | 2.373 | 2.1448 | WECC_AZ | 0.036988 | 0.065329 | 0.067738 | 0.059501 | 0.034347 | 0.029952 | 0.047909 | 0.042485 | 0.008245 | 0.046448 | 0.052004 | 0.054639 | 0.022337 | 0.0064045 | 0.0088302 | 0.0080255 | 0.08154 | 0.1242 | 0.1561 | 0.18181 | 0.14399 | 0.117 | 0.13418 | 0.12378
WECC_CO | 5.3041 | 4.0573 | 3.1573 | 3.1771 | 2.775 | 2.2012 | 1.8547 | 1.6266 | 4.9878 | 3.5013 | 2.6126 | 2.4414 | 2.2209 | 2.0687 | 1.9007 | 1.6726 | 4.3557 | 3.1008 | 2.2642 | 2.1757 | 2.0466 | 2.4415 | 2.2158 | 1.9876 | WECC_CO | 0.015075 | 0.026504 | 0.040982 | 0.049038 | 0.01208 | 0.012164 | 0.020895 | 0.024087 | 0.0033992 | 0.014528 | 0.034938 | 0.04635 | 0.0010346 | 0 | 0.00047863 | 0.0011491 | 0.024238 | 0.048392 | 0.074278 | 0.090393 | 0.038218 | 0.018204 | 0.023533 | 0.028552
WECC_ID | 5.2249 | 4.0302 | 3.1453 | 3.2255 | 2.7742 | 2.1396 | 1.809 | 1.5809 | 4.9654 | 3.4956 | 2.5772 | 2.634 | 2.1611 | 1.9648 | 1.8026 | 1.5745 | 4.5068 | 3.1244 | 2.1528 | 2.1952 | 1.929 | 1.9921 | 1.835 | 1.6069 | WECC_ID | 0.003609 | 0.003683 | 0.0036152 | 0.003622 | 0.0036067 | 0.0036067 | 0.011357 | 0.040114 | 0.00045259 | 0.0056969 | 0.0057973 | 0.0069198 | 0.0049361 | 0.00031993 | 0 | 0 | 0.005664 | 0.013617 | 0.012852 | 0.012819 | 0.0086556 | 0.0034662 | 0.0055445 | 0.0032887
WECC_IID | 5.9874 | 4.7898 | 3.6027 | 3.5813 | 3.1376 | 2.4487 | 2.1082 | 1.8801 | 5.3754 | 3.8591 | 2.9467 | 2.9761 | 2.4939 | 2.3089 | 2.1434 | 1.9153 | 5.7538 | 4.3533 | 3.0968 | 2.9248 | 2.6018 | 5.4626 | 6.024 | 5.7959 | WECC_IID | 0 | 0 | 0 | 0 | 0 | 0 | 0 | 0 | 0 | 0 | 0 | 0 | 0 | 0 | 0 | 0 | 0 | 0 | 0 | 0 | 1.6972e-05 | 0 | 0 | 0
WECC_MT | 5.5717 | 4.1944 | 3.3028 | 3.2263 | 2.8389 | 2.3693 | 1.8584 | 1.6302 | 5.4257 | 3.9354 | 2.9707 | 3.0091 | 2.4883 | 2.2968 | 2.0259 | 1.7978 | 4.8686 | 3.4626 | 2.4511 | 2.494 | 2.0214 | 2.0513 | 1.9394 | 1.7112 | WECC_MT | 0 | 0 | 0 | 0 | 0 | 0 | 0 | 0.0014412 | 0 | 0 | 0 | 0 | 0 | 0 | 0 | 0 | 0 | 9.3774e-05 | 0.00034757 | 0.00036685 | 9.3774e-05 | 0 | 0 | 0
WECC_NM | 5.0558 | 3.7397 | 2.8911 | 2.9227 | 2.5434 | 1.9854 | 1.6629 | 1.4348 | 4.732 | 3.239 | 2.3837 | 2.4078 | 1.9833 | 1.8349 | 1.6955 | 1.4674 | 4.4643 | 3.0868 | 2.1763 | 2.1849 | 1.9199 | 2.3068 | 2.0911 | 1.863 | WECC_NM | 0.0027918 | 0.0095201 | 0.0095734 | 0.0095744 | 0.00048192 | 0.00048192 | 0.00055257 | 0.0011482 | 0.0036013 | 0.007903 | 0.01449 | 0.021057 | 0.00225 | 0.00026684 | 0.0001541 | 0.00019903 | 0.029326 | 0.031492 | 0.034609 | 0.038926 | 0.022663 | 0.0083502 | 0.0079764 | 0.009154
WECC_NNV | 5.4036 | 4.2206 | 3.2621 | 3.3266 | 2.8978 | 2.2582 | 1.9215 | 1.6933 | 5.0723 | 3.5976 | 2.6897 | 2.7475 | 2.273 | 2.0942 | 1.9324 | 1.7043 | 4.8436 | 3.4898 | 2.4913 | 2.4891 | 2.1654 | 2.2752 | 2.1546 | 1.9265 | WECC_NNV | 0.0014415 | 0.0031864 | 0.0023871 | 0.0030328 | 0.0019779 | 0.0017102 | 0.0086053 | 0.0077317 | 0.0020637 | 0.0021182 | 0.0013341 | 0.0014158 | 0.0013067 | 0.0004701 | 0.000158 | 0 | 0.0026716 | 0.004554 | 0.0070557 | 0.0039614 | 0.0031403 | 0.0032645 | 0.0082011 | 0.0010599
WECC_PNW | 5.3019 | 4.1009 | 3.1361 | 3.2053 | 2.7286 | 2.081 | 2.8895 | 2.6613 | 5.0085 | 3.5485 | 2.6142 | 2.6727 | 2.1424 | 1.9385 | 1.7319 | 1.5038 | 4.5858 | 3.225 | 2.2046 | 2.2241 | 1.7037 | 1.6115 | 1.4729 | 1.2448 | WECC_PNW | 0.049801 | 0.080628 | 0.080938 | 0.07495 | 0.05962 | 0.070821 | 0.010685 | 0.0078798 | 0.0019106 | 0.0091748 | 0.026592 | 0.046599 | 0.015947 | 0.001206 | 1.1659e-06 | 0 | 0.0027718 | 0.010984 | 0.017515 | 0.024322 | 0.013037 | 0.0031533 | 0.0012012 | 0.00031044
WECC_SCE | 5.8267 | 4.6428 | 3.5298 | 3.5496 | 3.1107 | 2.4419 | 2.101 | 1.8729 | 5.3196 | 3.8232 | 2.9121 | 2.956 | 2.4735 | 2.2877 | 2.1204 | 1.8923 | 5.4985 | 4.1385 | 2.9875 | 2.8747 | 2.5267 | 4.0473 | 4.2838 | 4.0557 | WECC_SCE | 0.052958 | 0.053388 | 0.055919 | 0.055797 | 0.040928 | 0.040849 | 0.026127 | 0.026048 | 0.080619 | 0.08325 | 0.095502 | 0.053843 | 0.030312 | 0.029958 | 0.013988 | 0.013891 | 0.095365 | 0.096295 | 0.11743 | 0.064341 | 0.040093 | 0.040446 | 0.0029692 | 0.00063998
WECC_SNV | 5.4705 | 4.3007 | 3.2629 | 3.3187 | 2.8917 | 2.2492 | 1.9116 | 1.6835 | 5.0726 | 3.5965 | 2.6863 | 2.7409 | 2.2648 | 2.0847 | 1.9223 | 1.6942 | 5.0541 | 3.7368 | 2.6865 | 2.6272 | 2.2622 | 2.4456 | 2.3609 | 2.1328 | WECC_SNV | 0.036594 | 0.034697 | 0.033859 | 0.033108 | 0.026063 | 0.029326 | 0.034113 | 0.017935 | 0.034418 | 0.040407 | 0.040963 | 0.038833 | 0.031727 | 0.024596 | 0.022757 | 5.9664e-05 | 0.054811 | 0.060775 | 0.060738 | 0.060949 | 0.042646 | 0.053259 | 0.044031 | 0.013407
WECC_UT | 5.2458 | 4.0543 | 3.1616 | 3.2191 | 2.7976 | 2.164 | 1.8292 | 1.6011 | 4.9734 | 3.4986 | 2.5877 | 2.6375 | 2.1716 | 2.0101 | 1.8569 | 1.6288 | 4.5577 | 3.176 | 2.223 | 2.2559 | 2.0528 | 2.5283 | 2.3099 | 2.0818 | WECC_UT | 0.014782 | 0.021674 | 0.021541 | 0.021606 | 0.022026 | 0.022391 | 0.052721 | 0.054428 | 0.00020383 | 0.0052101 | 0.021111 | 0.032919 | 0.025683 | 0.0016498 | 0.00040148 | 0.00045038 | 0.00098004 | 0.044991 | 0.051505 | 0.049573 | 0.04961 | 0.028652 | 0.022471 | 0.025199
WECC_WY | 5.2803 | 3.9466 | 3.0441 | 3.0124 | 2.6137 | 2.1263 | 1.7542 | 1.5261 | 5.0408 | 3.5549 | 2.63 | 2.6562 | 2.1854 | 2.0164 | 1.8069 | 1.5788 | 4.5896 | 3.183 | 2.2127 | 2.2483 | 1.8344 | 1.947 | 1.9119 | 1.6837 | WECC_WY | 0 | 5.6263e-05 | 2.6936e-06 | 5.8885e-05 | 0 | 0 | 0 | 0 | 0 | 0 | 1.5844e-05 | 8.1161e-06 | 0 | 0 | 0 | 0 | 7.8354e-06 | 0.00017436 | 0.00031586 | 0.00053446 | 0.0010255 | 0.00071618 | 2.6942e-05 | 0.00027408