## Summary
EPA IPM Summary Run Results
Projections for Continental U.S.
Baseline Sens Low Gas
All costs and prices are in 2022-year dollars | Values in red are rounded to zero, not equal to zero
NATIONWIDE EMISSIONS | 2028 | 2030 | 2035 | 2040 | 2045 | 2050 | 2055
SO2 (million tons) | 0.41325 | 0.30732 | 0.17593 | 0.13107 | 0.042749 | 0.034726 | 0.052147
NOx (million tons) | 0.44679 | 0.38172 | 0.23763 | 0.18366 | 0.11779 | 0.097947 | 0.13158
CO2 (million metric tons) | 1150.042 | 1093.0937 | 722.8231 | 563.5806 | 405.1705 | 337.2869 | 477.2312
Hg (tons) | 2.8026 | 2.7006 | 2.028 | 1.8366 | 1.1969 | 1.133 | 1.338
HCL (Mtons) | 2.2707 | 2 | 1.1207 | 0.88665 | 0.2631 | 0.19148 | 0.31252
TOTAL COSTS | 2028 | 2030 | 2035 | 2040 | 2045 | 2050 | 2055
Total Costs (billion $) | 133.2162 | 139.2253 | 138.3587 | 145.8144 | 158.0121 | 160.3452 | 174.0638
PRICES | 2028 | 2030 | 2035 | 2040 | 2045 | 2050 | 2055
National Wholesale Electricity Price (mills/kWh) | 35.7836 | 39.7122 | 31.0114 | 31.184 | 27.7265 | 24.413 | 32.0228
Natural Gas Prices (2022 $/MMBtu)
Henry Hub | 3.0196 | 3.1084 | 2.6221 | 2.626 | 2.6879 | 2.4066 | 3.1291
Delivered | 3.0904 | 3.1772 | 2.6278 | 2.61 | 2.676 | 2.4002 | 3.1299
Minemouth Coal Prices (2022 $/MMBtu)
Appalachia | 1.452 | 1.4785 | 1.4788 | 1.5736 | 2.1208 | 2.393 | 2.138
Imports | 2028: 4.729; 2030: 4.4503
Interior | 1.5413 | 1.5748 | 1.7508 | 1.78 | 1.8667 | 1.976 | 2.0107
Waste Coal | 0.72591 | 0.85282 | 0.51434 | 0.7263 | 0.7191 | 0.52081 | 1.0066
West | 0.84853 | 0.88032 | 0.94656 | 1.0442 | 1.3481 | 1.2573 | 1.2048
National | 1.0876 | 1.1292 | 1.1716 | 1.3279 | 1.5806 | 1.5867 | 1.5421
TOTAL CAPACITY (Cumulative GW) | 2028 | 2030 | 2035 | 2040 | 2045 | 2050 | 2055
Hydro | 102.4067 | 103.6579 | 107.295 | 111.138 | 111.138 | 111.138 | 111.8108
Non-Hydro Renewables | 382.4163 | 427.8949 | 663.2767 | 848.8331 | 1121.7983 | 1391.3939 | 1393.0557
Biomass | 0.2029 | 0.2029 | 0.1136 | 0.1136 | 0.1136 | 0.1136 | 0.1136
Geothermal | 2.8986 | 2.8986 | 2.8986 | 2.8986 | 2.8986 | 2.8986 | 3.1997
Landfill Gas | 2.8673 | 2.8364 | 2.7461 | 2.7461 | 2.7461 | 2.7461 | 3.1012
Solar | 180.344 | 180.477 | 273.7155 | 312.5537 | 434.9136 | 614.7123 | 615.7179
Wind | 196.1034 | 241.48 | 383.803 | 530.5212 | 681.1265 | 770.9233 | 770.9233
Distributed Solar PV | 81.4385 | 92.2955 | 120.5102 | 151.5308 | 185.3559 | 223.7296 | 273.9191
Coal | 100.5489 | 79.598 | 43.7946 | 37.3709 | 21.3721 | 18.9108 | 18.3038
Coal without CCS | 99.9539 | 78.5466 | 32.9048 | 26.5307 | 21.0692 | 18.6078 | 18.0008
IGCC without CCS | 0.595 | 0.595 | 0 | 0 | 0 | 0 | 0
Coal with CCS | 0 | 0.45637 | 10.8899 | 10.8401 | 0.30293 | 0.30293 | 0.30293
Energy Storage | 46.1305 | 57.4916 | 112.6202 | 133.4063 | 166.289 | 189.5036 | 189.5036
Nuclear | 93.5696 | 90.882 | 83.6945 | 79.0619 | 64.844 | 45.3544 | 28.5216
Natural Gas | 478.5765 | 485.9182 | 483.2697 | 528.0001 | 581.6993 | 663.0833 | 744.4108
CC without CCS | 318.3353 | 319.3534 | 317.2645 | 318.191 | 312.2253 | 304.8805 | 326.4627
CC with CCS | 0 | 0 | 0.68153 | 0.68153 | 0.68153 | 0.68153 | 0.68153
CT | 160.2412 | 166.5648 | 165.3236 | 209.1276 | 268.7925 | 357.5213 | 417.2667
Oil/Gas Steam | 63.3728 | 65.777 | 60.5064 | 59.4364 | 59.4364 | 57.8048 | 57.7686
Other | 6.5003 | 6.5003 | 6.5003 | 6.5003 | 6.5003 | 6.5003 | 6.5003
Grand Total | 1273.5216 | 1317.7198 | 1560.9575 | 1803.7469 | 2133.0775 | 2483.6891 | 2549.8753
NEW MODELED CAPACITY (Cumulative GW) | 2028 | 2030 | 2035 | 2040 | 2045 | 2050 | 2055
Hydro | 0 | 1.2512 | 4.8883 | 8.7313 | 8.7313 | 8.7313 | 9.4041
Non-Hydro Renewables | 33.098 | 78.6075 | 314.1709 | 499.7273 | 772.6925 | 1042.2881 | 1043.9499
Biomass | 0 | 0 | 0 | 0 | 0 | 0 | 0
Geothermal | 0.28923 | 0.28923 | 0.28923 | 0.28923 | 0.28923 | 0.28923 | 0.59035
Landfill Gas | 1.2144 | 1.2144 | 1.2144 | 1.2144 | 1.2144 | 1.2144 | 1.5695
Solar | 9.5781 | 9.7111 | 102.9516 | 141.7898 | 264.1497 | 443.9484 | 444.954
Wind | 22.0162 | 67.3928 | 209.7158 | 356.434 | 507.0393 | 596.8361 | 596.8361
Coal | 0 | 0 | 0 | 0 | 0 | 0 | 0
Coal without CCS | 0 | 0 | 0 | 0 | 0 | 0 | 0
IGCC without CCS | 0 | 0 | 0 | 0 | 0 | 0 | 0
Coal with CCS | 0 | 0 | 0 | 0 | 0 | 0 | 0
Energy Storage | 2.6972 | 14.0583 | 69.1869 | 89.973 | 122.8557 | 146.0703 | 146.0703
Nuclear | 0 | 0 | 0 | 0 | 0 | 0 | 0
Natural Gas | 33.9195 | 41.7297 | 41.626 | 87.1032 | 158.1562 | 251.5074 | 333.4879
CC without CCS | 24.7891 | 25.8072 | 25.0594 | 26.5686 | 26.5686 | 26.7234 | 48.9586
CC with CCS | 0 | 0 | 0.6441 | 0.6441 | 0.6441 | 0.6441 | 0.6441
CT | 9.1304 | 15.9225 | 15.9225 | 59.8905 | 130.9436 | 224.1399 | 283.8853
Other | 0 | 0 | 0 | 0 | 0 | 0 | 0
Grand Total | 69.7147 | 135.6466 | 429.8722 | 685.5347 | 1062.4358 | 1448.5971 | 1532.9123
NEW HARDWIRED CAPACITY (Cumulative GW) | 2028 | 2030 | 2035 | 2040 | 2045 | 2050 | 2055
Hydro | 0 | 0 | 0 | 0 | 0 | 0 | 0
Non-Hydro Renewables | 34.1295 | 34.1295 | 34.1295 | 34.1295 | 34.1295 | 34.1295 | 34.1295
Biomass | 0 | 0 | 0 | 0 | 0 | 0 | 0
Geothermal | 0 | 0 | 0 | 0 | 0 | 0 | 0
Landfill Gas | 0 | 0 | 0 | 0 | 0 | 0 | 0
Solar | 27.4982 | 27.4982 | 27.4982 | 27.4982 | 27.4982 | 27.4982 | 27.4982
Wind | 6.6313 | 6.6313 | 6.6313 | 6.6313 | 6.6313 | 6.6313 | 6.6313
Coal | 0 | 0 | 0 | 0 | 0 | 0 | 0
Coal without CCS | 0 | 0 | 0 | 0 | 0 | 0 | 0
IGCC without CCS | 0 | 0 | 0 | 0 | 0 | 0 | 0
Coal with CCS | 0 | 0 | 0 | 0 | 0 | 0 | 0
Energy Storage | 13.3849 | 13.3849 | 13.3849 | 13.3849 | 13.3849 | 13.3849 | 13.3849
Nuclear | 0 | 0 | 0 | 0 | 0 | 0 | 0
Natural Gas | 7.5348 | 7.5348 | 7.5348 | 7.5348 | 7.5348 | 7.5348 | 7.5348
CC without CCS | 5.7411 | 5.7411 | 5.7411 | 5.7411 | 5.7411 | 5.7411 | 5.7411
CC with CCS | 0 | 0 | 0 | 0 | 0 | 0 | 0
CT | 1.7937 | 1.7937 | 1.7937 | 1.7937 | 1.7937 | 1.7937 | 1.7937
Other | 0 | 0 | 0 | 0 | 0 | 0 | 0
Grand Total | 55.0492 | 55.0492 | 55.0492 | 55.0492 | 55.0492 | 55.0492 | 55.0492
RETIREMENTS (GW) | 2028 | 2030 | 2035 | 2040 | 2045 | 2050 | 2055
CC Retirements | 0.92338 | 0.92338 | 2.2207 | 2.8035 | 8.7692 | 16.2688 | 16.9218
Coal Retirements | 42.7687 | 60.9183 | 89.2935 | 95.7173 | 111.716 | 114.1774 | 114.7844
CT Retirements | 0.4801 | 0.9486 | 2.1898 | 2.3538 | 13.742 | 18.2095 | 18.2095
Nuclear Retirements | 0 | 2.6876 | 9.8751 | 14.5077 | 28.7256 | 48.2152 | 65.048
O/G Retirements | 11.6552 | 11.8135 | 18.9066 | 19.9766 | 19.9766 | 21.6082 | 21.6444
IGCC Retirements | 0.22 | 0.22 | 0.815 | 0.815 | 0.815 | 0.815 | 0.815
Biomass Retirements | 2.9401 | 2.9401 | 3.0294 | 3.0294 | 3.0294 | 3.0294 | 3.0294
Fuel Cell Retirements | 0 | 0 | 0 | 0 | 0 | 0 | 0
Fossil_Other Retirements | 0 | 0 | 0 | 0 | 0 | 0 | 0
Geothermal Retirements | 0 | 0 | 0 | 0 | 0 | 0 | 0
Hydro Retirements | 0.055 | 0.055 | 0.055 | 0.055 | 0.055 | 0.055 | 0.055
Landfill Gas Retirements | 0.0064 | 0.037258 | 0.1276 | 0.1276 | 0.1276 | 0.1276 | 0.1276
Non Fossil_Other Retirements | 0 | 0 | 0 | 0 | 0 | 0 | 0
Energy Storage Retirements | 0 | 0 | 0 | 0 | 0 | 0 | 0
Grand Total | 59.0489 | 80.5438 | 126.5126 | 139.3858 | 186.9563 | 222.506 | 240.635
GENERATION MIX (thousand GWh) | 2028 | 2030 | 2035 | 2040 | 2045 | 2050 | 2055
Hydro | 293.2117 | 298.2188 | 317.0794 | 334.0687 | 337.1115 | 340.5341 | 346.7422
Non-Hydro Renewables | 1091.7575 | 1278.2754 | 2122.4392 | 2782.3588 | 3670.3482 | 4451.8532 | 4460.9179
Biomass | 0.26741 | 0.53452 | 0.015916 | 0.0023086 | 0 | 0 | 0.0023086
Biomass Co-firing | 0 | 0 | 0 | 0 | 0 | 0 | 0
Geothermal | 18.8057 | 18.8057 | 18.8057 | 18.8057 | 18.8057 | 18.7516 | 21.1797
Landfill Gas | 18.7829 | 18.6549 | 17.3723 | 17.1945 | 16.1294 | 12.468 | 17.0529
Solar | 397.4922 | 397.7922 | 641.3497 | 734.2546 | 1035.836 | 1487.8903 | 1489.9396
Wind | 656.4093 | 842.4881 | 1444.8955 | 2012.1018 | 2599.577 | 2932.7434 | 2932.7434
Distributed Solar PV | 120.9903 | 137.5139 | 180.1351 | 226.39 | 277.2776 | 334.7376 | 409.6672
Coal | 429.8231 | 371.7416 | 163.1603 | 119.2861 | 32.3228 | 18.0265 | 43.0934
Coal without CCS (Biomass Co-firing is included) | 426.3794 | 365.109 | 88.0055 | 44.47 | 30.2734 | 15.977 | 41.0439
IGCC without CCS | 3.4438 | 3.5238 | 0 | 0 | 0 | 0 | 0
Coal with CCS | 0 | 3.1088 | 75.1548 | 74.8161 | 2.0495 | 2.0495 | 2.0495
Energy Storage | 52.1076 | 68.025 | 144.6776 | 175.5208 | 251.0061 | 322.4242 | 324.4779
Nuclear | 751.0953 | 729.1116 | 667.0164 | 619.0869 | 499.4976 | 334.1281 | 220.5441
Natural Gas | 1737.9663 | 1757.567 | 1509.109 | 1244.3021 | 906.5395 | 763.9618 | 1058.7219
CC without CCS | 1692.5251 | 1718.9252 | 1457.086 | 1197.9559 | 872.2988 | 698.0493 | 962.2801
CC with CCS | 0 | 0 | 5.1856 | 5.1856 | 4.7292 | 4.6663 | 4.7255
CT | 45.4412 | 38.6418 | 46.8374 | 41.1606 | 29.5115 | 61.2461 | 91.7164
Oil/Gas Steam | 29.3859 | 24.7764 | 18.7883 | 6.1123 | 5.9164 | 5.3762 | 5.3294
Other | 30.7007 | 30.6661 | 30.5295 | 28.8625 | 28.0739 | 26.6329 | 27.7729
Grand Total | 4416.0482 | 4558.3819 | 4972.7998 | 5309.5982 | 5730.8161 | 6262.937 | 6487.5998
FUEL SUPPLY AND CONSUMPTION | 2028 | 2030 | 2035 | 2040 | 2045 | 2050 | 2055
Coal Use by Region (million tons) | 77 | 69.32 | 66.23 | 72.33 | 69.83 | 71.35 | 70.78
Power Sector
Appalachia | 33.0885 | 33.3621 | 19.5762 | 15.0663 | 1.047 | 0.10531 | 1.7485
Imports | 2028: 0.16041; 2030: 0.22339
Interior | 35.8273 | 31.6494 | 11.9499 | 10.1394 | 1.4849 | 1.4849 | 1.4849
Waste Coal | 7.2702 | 7.1457 | 6.8139 | 3.1732 | 2.9746 | 2.9981 | 2.9981
West | 156.2087 | 131.7267 | 71.7184 | 55.844 | 14.8038 | 7.993 | 19.8229
Non-Power Sector | 77 | 69.32 | 66.23 | 72.33 | 69.83 | 71.35 | 70.78
Appalachia | 5.26 | 5.11 | 4.69 | 4.13 | 3.63 | 3.37 | 3.37
Interior | 21.05 | 17.29 | 14.95 | 28.21 | 29.47 | 28.97 | 28.4
West | 50.69 | 46.92 | 46.59 | 39.99 | 36.73 | 39.01 | 39.01
Power Sector Coal Use by Rank (million tons) | 230.8788 | 199.2096 | 103.9018 | 81.7051 | 17.9783 | 9.8633 | 23.6555
Bituminous | 64.0741 | 54.0037 | 27.6245 | 22.2271 | 1.047 | 0.10531 | 1.7485
Subbituminous | 136.1699 | 116.0602 | 58.4217 | 42.7223 | 14.8038 | 7.993 | 19.8229
Lignite | 30.6349 | 29.1457 | 17.8556 | 16.7557 | 2.1275 | 1.765 | 2.0841
Natural Gas Use (Trillion cubic feet) | 12.2417 | 12.3005 | 10.5376 | 8.5631 | 6.2051 | 5.3262 | 7.3126
Note: Distributed Solar PV are not included in the Grand Total of "Total Capacity" and "Generation Mix"
Note on A9: ICFI: All tons are SHORT tons, unless otherwise noted as metric Mtons : thousand tons

## Retrofit Summary
EPA IPM Summary Run Results
Projections for Continental U.S.
Baseline Sens Low Gas
All costs and prices are in 2022-year dollars | Values in red are rounded to zero, not equal to zero
TOTAL CONTROLS (Cumulative GW) | 2028 | 2030 | 2035 | 2040 | 2045 | 2050 | 2055
FGD | 88.0931 | 78.9528 | 47.8454 | 40.3516 | 24.9029 | 21.9301 | 21.2869
Existing Scrubber | 88.0931 | 78.9528 | 47.8454 | 40.3516 | 24.9029 | 21.9301 | 21.2869
Existing Wet Scrubber | 65.5703 | 58.0616 | 33.4549 | 26.6231 | 13.2686 | 11.1573 | 11.1211
Existing Dry Scrubber | 22.5228 | 20.8911 | 14.3905 | 13.7285 | 11.6343 | 10.7728 | 10.1658
Retrofit Scrubber | 0 | 0 | 0 | 0 | 0 | 0 | 0
Retrofit Wet Scrubber | 0 | 0 | 0 | 0 | 0 | 0 | 0
Retrofit Dry Scrubber | 0 | 0 | 0 | 0 | 0 | 0 | 0
New Scrubber | 0 | 0 | 0 | 0 | 0 | 0 | 0
New Wet Scrubber | 0 | 0 | 0 | 0 | 0 | 0 | 0
New Dry Scrubber | 0 | 0 | 0 | 0 | 0 | 0 | 0
SCR | 71.5248 | 66.0136 | 40.6873 | 34.9255 | 19.5056 | 16.93 | 16.8938
Existing SCR | 71.4899 | 63.9776 | 37.642 | 31.8802 | 18.9677 | 16.392 | 16.3558
Retrofit SCR | 0.034867 | 2.036 | 3.0453 | 3.0453 | 0.53796 | 0.53796 | 0.53796
New SCR | 0 | 0 | 0 | 0 | 0 | 0 | 0
SNCR | 10.4789 | 9.0954 | 6.5981 | 6.5981 | 5.7768 | 5.4398 | 4.8328
Existing SNCR | 10.4789 | 9.0954 | 6.5981 | 6.5981 | 5.7768 | 5.4398 | 4.8328
Retrofit SNCR | 0 | 0 | 0 | 0 | 0 | 0 | 0
New SNCR | 0 | 0 | 0 | 0 | 0 | 0 | 0
ACI | 70.9425 | 58.846 | 39.3994 | 36.1126 | 25.7579 | 23.8439 | 23.7729
Existing ACI | 70.9425 | 58.846 | 39.3994 | 36.1126 | 25.7579 | 23.8439 | 23.7729
Retrofit ACI | 0 | 0 | 0 | 0 | 0 | 0 | 0
New ACI | 0 | 0 | 0 | 0 | 0 | 0 | 0
CCS | 0 | 0.45637 | 11.5714 | 11.5217 | 0.98446 | 0.98446 | 0.98446
Hardwired CCS | 0 | 0 | 0 | 0 | 0 | 0 | 0
Retrofit CCS | 0 | 0.45637 | 11.5714 | 11.5217 | 0.98446 | 0.98446 | 0.98446
New CCS | 0 | 0 | 0 | 0 | 0 | 0 | 0
DSI | 25.4218 | 20.1894 | 14.6081 | 14.0676 | 10.5174 | 9.7194 | 9.7194
Existing DSI | 25.4218 | 20.1894 | 14.6081 | 14.0676 | 10.5174 | 9.7194 | 9.7194
Retrofit DSI | 0 | 0 | 0 | 0 | 0 | 0 | 0
C2G | 10.6154 | 13.1778 | 13.9823 | 12.9123 | 12.9123 | 12.1143 | 12.0781
HRI | 0 | 0 | 0 | 0 | 0 | 0 | 0
NGC | 0 | 0 | 0 | 0 | 0 | 0 | 0
GPM | 0 | 0 | 0 | 0 | 0 | 0 | 0
RETROFITS (Cumulative GW) | 2028 | 2030 | 2035 | 2040 | 2045 | 2050 | 2055
FGD | 0 | 0 | 0 | 0 | 0 | 0 | 0
SCR | 0.034867 | 2.036 | 3.0453 | 3.0453 | 0.53796 | 0.53796 | 0.53796
SNCR | 0 | 0 | 0 | 0 | 0 | 0 | 0
ACI | 0 | 0 | 0 | 0 | 0 | 0 | 0
CCS | 0 | 0.45637 | 11.5714 | 11.5217 | 0.98446 | 0.98446 | 0.98446
DSI | 0 | 0 | 0 | 0 | 0 | 0 | 0
C2G | 10.6154 | 13.1778 | 13.9823 | 12.9123 | 12.9123 | 12.1143 | 12.0781
HRI | 0 | 0 | 0 | 0 | 0 | 0 | 0
NGC | 0 | 0 | 0 | 0 | 0 | 0 | 0
GPM | 0 | 0 | 0 | 0 | 0 | 0 | 0
TOTAL CONTROLS IN NEEDS (GW)
FGD | 2028: 120.659
SCR | 2028: 92.835
SNCR | 2028: 18.771
ACI | 2028: 91.464
DSI | 2028: 23.526
Note on A9: ICFI: All tons are SHORT tons, unless otherwise noted as metric Mtons : thousand tons

## All Constraints
Constraint Name | Constraint # | Constraint ID | Constraint Type | Neutralized | LimitType | Constraint Time Frame | Data Field | Unit of Measure | 2028-2029(RY 2028) | 2030-2031(RY 2030) | 2032-2037(RY 2035) | 2038-2041(RY 2040) | 2042-2047(RY 2045) | 2048-2052(RY 2050) | 2053-2059(RY 2055)
#1 - SO2 Title IV Annual Constraint v5.14 | 1 | 7117 | Rate Constraint in MTons | FALSE | L | Annual | Seasons Included | Seasons | Winter, Spring, Summer, Fall | Winter, Spring, Summer, Fall | Winter, Spring, Summer, Fall | Winter, Spring, Summer, Fall | Winter, Spring, Summer, Fall | Winter, Spring, Summer, Fall | Winter, Spring, Summer, Fall
#1 - SO2 Title IV Annual Constraint v5.14 | 1 | 7117 | Rate Constraint in MTons | FALSE | L | Annual | Standard SO2 | Thousand Tons | 7973.0011 | 7973.0011 | 7973.0011 | 7973.0011 | 7973.0011 | 7973.0011 | 7973.0011
#1 - SO2 Title IV Annual Constraint v5.14 | 1 | 7117 | Rate Constraint in MTons | FALSE | L | Annual | Emissions at Affected Plants SO2 | Thousand Tons | 398.8198 | 295.3465 | 166.8355 | 122.5491 | 34.5311 | 26.7164 | 44.0409
#1 - SO2 Title IV Annual Constraint v5.14 | 1 | 7117 | Rate Constraint in MTons | FALSE | L | Annual | Allowances Purchased SO2 | Thousand Tons | 0 | 0 | 0 | 0 | 0 | 0 | 0
#1 - SO2 Title IV Annual Constraint v5.14 | 1 | 7117 | Rate Constraint in MTons | FALSE | L | Annual | Allowances Sold SO2 | Thousand Tons | 0 | 0 | 0 | 0 | 0 | 0 | 0
#1 - SO2 Title IV Annual Constraint v5.14 | 1 | 7117 | Rate Constraint in MTons | FALSE | L | Annual | Allowances Banked | Thousand Tons | 0 | 0 | 0 | 0 | 0 | 0 | 0
#1 - SO2 Title IV Annual Constraint v5.14 | 1 | 7117 | Rate Constraint in MTons | FALSE | L | Annual | Allowances Withdrawn (1:1) | Thousand Tons | 0 | 0 | 0 | 0 | 0 | 0 | 0
#1 - SO2 Title IV Annual Constraint v5.14 | 1 | 7117 | Rate Constraint in MTons | FALSE | L | Annual | Allowances Withdrawn (n:1) | Thousand Tons | 0 | 0 | 0 | 0 | 0 | 0 | 0
#1 - SO2 Title IV Annual Constraint v5.14 | 1 | 7117 | Rate Constraint in MTons | FALSE | L | Annual | Net Emissions Allowance Position | Thousand Tons | 398.8198 | 295.3465 | 166.8355 | 122.5491 | 34.5311 | 26.7164 | 44.0409
#1 - SO2 Title IV Annual Constraint v5.14 | 1 | 7117 | Rate Constraint in MTons | FALSE | L | Annual | Fuel Consumed | TBtu | 16919.4719 | 16406.6331 | 12848.7659 | 10376.8568 | 6702.598 | 5667.4958 | 7952.8014
#1 - SO2 Title IV Annual Constraint v5.14 | 1 | 7117 | Rate Constraint in MTons | FALSE | L | Annual | Rate | lb/MMBtu | 0.047143 | 0.036003 | 0.025969 | 0.02362 | 0.010304 | 0.0094279 | 0.011076
#1 - SO2 Title IV Annual Constraint v5.14 | 1 | 7117 | Rate Constraint in MTons | FALSE | L | Annual | Generation | TWh | 2186.0206 | 2143.6925 | 1683.3535 | 1364.4045 | 941.3377 | 784.8768 | 1103.8996
#1 - SO2 Title IV Annual Constraint v5.14 | 1 | 7117 | Rate Constraint in MTons | FALSE | L | Annual | Qualifying Generation | TWh | 2186.0206 | 2143.6925 | 1683.3535 | 1364.4045 | 941.3377 | 784.8768 | 1103.8996
#1 - SO2 Title IV Annual Constraint v5.14 | 1 | 7117 | Rate Constraint in MTons | FALSE | L | Annual | Rate | lb/MWh | 0.36488 | 0.27555 | 0.19822 | 0.17964 | 0.073366 | 0.068078 | 0.079792
#1 - SO2 Title IV Annual Constraint v5.14 | 1 | 7117 | Rate Constraint in MTons | FALSE | L | Annual | Constraint Shadow Price | US2022$/Ton | 0 | 0 | 0 | 0 | 0 | 0 | 0
#4 - NOx SIPCall Constraint v5.16 | 2 | 7116 | Rate Constraint in MTons | FALSE | L | Annual | Seasons Included | Seasons | Summer | Summer | Summer | Summer | Summer | Summer | Summer
#4 - NOx SIPCall Constraint v5.16 | 2 | 7116 | Rate Constraint in MTons | FALSE | L | Annual | Standard NOX | Thousand Tons | 72.845 | 72.845 | 72.845 | 72.845 | 72.845 | 72.845 | 72.845
#4 - NOx SIPCall Constraint v5.16 | 2 | 7116 | Rate Constraint in MTons | FALSE | L | Annual | Emissions at Affected Plants NOX | Thousand Tons | 5.3892 | 5.2225 | 5.9594 | 5.7033 | 2.5451 | 2.2315 | 3.0186
#4 - NOx SIPCall Constraint v5.16 | 2 | 7116 | Rate Constraint in MTons | FALSE | L | Annual | Allowances Purchased NOX | Thousand Tons | 0 | 0 | 0 | 0 | 0 | 0 | 0
#4 - NOx SIPCall Constraint v5.16 | 2 | 7116 | Rate Constraint in MTons | FALSE | L | Annual | Allowances Sold NOX | Thousand Tons | 0 | 0 | 0 | 0 | 0 | 0 | 0
#4 - NOx SIPCall Constraint v5.16 | 2 | 7116 | Rate Constraint in MTons | FALSE | L | Annual | Allowances Banked | Thousand Tons | 0 | 0 | 48.5633 | 0 | 60.7042 | 0 | 0
#4 - NOx SIPCall Constraint v5.16 | 2 | 7116 | Rate Constraint in MTons | FALSE | L | Annual | Allowances Withdrawn (1:1) | Thousand Tons | 0 | 0 | 0 | -72.845 | 0 | -72.845 | 0
#4 - NOx SIPCall Constraint v5.16 | 2 | 7116 | Rate Constraint in MTons | FALSE | L | Annual | Allowances Withdrawn (n:1) | Thousand Tons | 0 | 0 | 0 | 0 | 0 | 0 | 0
#4 - NOx SIPCall Constraint v5.16 | 2 | 7116 | Rate Constraint in MTons | FALSE | L | Annual | Net Emissions Allowance Position | Thousand Tons | 5.3892 | 5.2225 | 54.5227 | -67.1417 | 63.2493 | -70.6135 | 3.0186
#4 - NOx SIPCall Constraint v5.16 | 2 | 7116 | Rate Constraint in MTons | FALSE | L | Annual | Fuel Consumed | TBtu | 543.746 | 521.2285 | 547.3513 | 497.6492 | 364.8962 | 357.8009 | 499.2937
#4 - NOx SIPCall Constraint v5.16 | 2 | 7116 | Rate Constraint in MTons | FALSE | L | Annual | Rate | lb/MMBtu | 0.019822 | 0.020039 | 0.021775 | 0.022921 | 0.01395 | 0.012473 | 0.012091
#4 - NOx SIPCall Constraint v5.16 | 2 | 7116 | Rate Constraint in MTons | FALSE | L | Annual | Generation | TWh | 82.7467 | 78.9943 | 79.2358 | 72.2066 | 59.2377 | 57.3234 | 88.0022
#4 - NOx SIPCall Constraint v5.16 | 2 | 7116 | Rate Constraint in MTons | FALSE | L | Annual | Qualifying Generation | TWh | 77.265 | 73.6773 | 73.9133 | 66.9836 | 53.5298 | 50.4042 | 73.1288
#4 - NOx SIPCall Constraint v5.16 | 2 | 7116 | Rate Constraint in MTons | FALSE | L | Annual | Rate | lb/MWh | 0.1395 | 0.14177 | 0.16125 | 0.17029 | 0.095093 | 0.088542 | 0.082556
#4 - NOx SIPCall Constraint v5.16 | 2 | 7116 | Rate Constraint in MTons | FALSE | L | Annual | Constraint Shadow Price | US2022$/Ton | 0 | 0 | 0 | 0 | 0 | 0 | 0
#6 - WRAP SO2 Policy Case Constraint | 3 | 7119 | Rate Constraint in MTons | FALSE | L | Annual | Seasons Included | Seasons | Winter, Spring, Summer, Fall | Winter, Spring, Summer, Fall | Winter, Spring, Summer, Fall | Winter, Spring, Summer, Fall | Winter, Spring, Summer, Fall | Winter, Spring, Summer, Fall | Winter, Spring, Summer, Fall
#6 - WRAP SO2 Policy Case Constraint | 3 | 7119 | Rate Constraint in MTons | FALSE | L | Annual | Standard SO2 | Thousand Tons | 89.572 | 89.572 | 89.572 | 89.572 | 89.572 | 89.572 | 89.572
#6 - WRAP SO2 Policy Case Constraint | 3 | 7119 | Rate Constraint in MTons | FALSE | L | Annual | Emissions at Affected Plants SO2 | Thousand Tons | 28.1299 | 18.5929 | 11.4362 | 6.1736 | 4.3577 | 2.3828 | 4.3196
#6 - WRAP SO2 Policy Case Constraint | 3 | 7119 | Rate Constraint in MTons | FALSE | L | Annual | Allowances Purchased SO2 | Thousand Tons | 0 | 0 | 0 | 0 | 0 | 0 | 0
#6 - WRAP SO2 Policy Case Constraint | 3 | 7119 | Rate Constraint in MTons | FALSE | L | Annual | Allowances Sold SO2 | Thousand Tons | 0 | 0 | 0 | 0 | 0 | 0 | 0
#6 - WRAP SO2 Policy Case Constraint | 3 | 7119 | Rate Constraint in MTons | FALSE | L | Annual | Allowances Banked | Thousand Tons | 0 | 0 | 0 | 0 | 74.6433 | 0 | 0
#6 - WRAP SO2 Policy Case Constraint | 3 | 7119 | Rate Constraint in MTons | FALSE | L | Annual | Allowances Withdrawn (1:1) | Thousand Tons | 0 | 0 | 0 | 0 | 0 | -89.572 | 0
#6 - WRAP SO2 Policy Case Constraint | 3 | 7119 | Rate Constraint in MTons | FALSE | L | Annual | Allowances Withdrawn (n:1) | Thousand Tons | 0 | 0 | 0 | 0 | 0 | 0 | 0
#6 - WRAP SO2 Policy Case Constraint | 3 | 7119 | Rate Constraint in MTons | FALSE | L | Annual | Net Emissions Allowance Position | Thousand Tons | 28.1299 | 18.5929 | 11.4362 | 6.1736 | 79.001 | -87.1892 | 4.3196
#6 - WRAP SO2 Policy Case Constraint | 3 | 7119 | Rate Constraint in MTons | FALSE | L | Annual | Fuel Consumed | TBtu | 673.1908 | 638.093 | 549.5242 | 513.639 | 398.3085 | 326.0675 | 468.4257
#6 - WRAP SO2 Policy Case Constraint | 3 | 7119 | Rate Constraint in MTons | FALSE | L | Annual | Rate | lb/MMBtu | 0.083572 | 0.058277 | 0.041622 | 0.024039 | 0.021881 | 0.014615 | 0.018443
#6 - WRAP SO2 Policy Case Constraint | 3 | 7119 | Rate Constraint in MTons | FALSE | L | Annual | Generation | TWh | 72.7089 | 72.2968 | 61.5907 | 60.8427 | 48.9607 | 39.6731 | 54.0397
#6 - WRAP SO2 Policy Case Constraint | 3 | 7119 | Rate Constraint in MTons | FALSE | L | Annual | Qualifying Generation | TWh | 72.7089 | 72.2968 | 61.5907 | 60.3519 | 48.3669 | 38.9891 | 53.2716
#6 - WRAP SO2 Policy Case Constraint | 3 | 7119 | Rate Constraint in MTons | FALSE | L | Annual | Rate | lb/MWh | 0.77377 | 0.51435 | 0.37136 | 0.20459 | 0.18019 | 0.12223 | 0.16217
#6 - WRAP SO2 Policy Case Constraint | 3 | 7119 | Rate Constraint in MTons | FALSE | L | Annual | Constraint Shadow Price | US2022$/Ton | 0 | 0 | 0 | 0 | 0 | 0 | 0
#CAN - #1 National - SO2 Cap Annual v3.1 | 4 | 7604 | Rate Constraint in MTons | FALSE | L | Annual | Seasons Included | Seasons | Winter, Spring, Summer, Fall | Winter, Spring, Summer, Fall | Winter, Spring, Summer, Fall | Winter, Spring, Summer, Fall | Winter, Spring, Summer, Fall | Winter, Spring, Summer, Fall | Winter, Spring, Summer, Fall
#CAN - #1 National - SO2 Cap Annual v3.1 | 4 | 7604 | Rate Constraint in MTons | FALSE | L | Annual | Standard SO2 | Thousand Tons | 948.21 | 948.21 | 948.21 | 948.21 | 948.21 | 948.21 | 948.21
#CAN - #1 National - SO2 Cap Annual v3.1 | 4 | 7604 | Rate Constraint in MTons | FALSE | L | Annual | Emissions at Affected Plants SO2 | Thousand Tons | 57.128 | 24.9427 | 6.7653 | 6.7462 | 6.6203 | 3.0557 | 6.1939
#CAN - #1 National - SO2 Cap Annual v3.1 | 4 | 7604 | Rate Constraint in MTons | FALSE | L | Annual | Allowances Purchased SO2 | Thousand Tons | 0 | 0 | 0 | 0 | 0 | 0 | 0
#CAN - #1 National - SO2 Cap Annual v3.1 | 4 | 7604 | Rate Constraint in MTons | FALSE | L | Annual | Allowances Sold SO2 | Thousand Tons | 0 | 0 | 0 | 0 | 0 | 0 | 0
#CAN - #1 National - SO2 Cap Annual v3.1 | 4 | 7604 | Rate Constraint in MTons | FALSE | L | Annual | Allowances Banked | Thousand Tons | 0 | 0 | 0 | 0 | 0 | 0 | 0
#CAN - #1 National - SO2 Cap Annual v3.1 | 4 | 7604 | Rate Constraint in MTons | FALSE | L | Annual | Allowances Withdrawn (1:1) | Thousand Tons | 0 | 0 | 0 | 0 | 0 | 0 | 0
#CAN - #1 National - SO2 Cap Annual v3.1 | 4 | 7604 | Rate Constraint in MTons | FALSE | L | Annual | Allowances Withdrawn (n:1) | Thousand Tons | 0 | 0 | 0 | 0 | 0 | 0 | 0
#CAN - #1 National - SO2 Cap Annual v3.1 | 4 | 7604 | Rate Constraint in MTons | FALSE | L | Annual | Net Emissions Allowance Position | Thousand Tons | 57.128 | 24.9427 | 6.7653 | 6.7462 | 6.6203 | 3.0557 | 6.1939
#CAN - #1 National - SO2 Cap Annual v3.1 | 4 | 7604 | Rate Constraint in MTons | FALSE | L | Annual | Fuel Consumed | TBtu | 575.035 | 581.9799 | 736.3142 | 880.9569 | 1065.6721 | 1126.7408 | 1038.6038
#CAN - #1 National - SO2 Cap Annual v3.1 | 4 | 7604 | Rate Constraint in MTons | FALSE | L | Annual | Rate | lb/MMBtu | 0.19869 | 0.085717 | 0.018376 | 0.015316 | 0.012425 | 0.005424 | 0.011927
#CAN - #1 National - SO2 Cap Annual v3.1 | 4 | 7604 | Rate Constraint in MTons | FALSE | L | Annual | Generation | TWh | 80.6993 | 83.5289 | 104.693 | 124.4057 | 151.4615 | 160.8981 | 151.2825
#CAN - #1 National - SO2 Cap Annual v3.1 | 4 | 7604 | Rate Constraint in MTons | FALSE | L | Annual | Qualifying Generation | TWh | 80.6993 | 83.5289 | 104.693 | 124.4057 | 151.4615 | 160.8981 | 151.2825
#CAN - #1 National - SO2 Cap Annual v3.1 | 4 | 7604 | Rate Constraint in MTons | FALSE | L | Annual | Rate | lb/MWh | 1.4158 | 0.59722 | 0.12924 | 0.10846 | 0.087419 | 0.037983 | 0.081885
#CAN - #1 National - SO2 Cap Annual v3.1 | 4 | 7604 | Rate Constraint in MTons | FALSE | L | Annual | Constraint Shadow Price | US2022$/Ton | 0 | 0 | 0 | 0 | 0 | 0 | 0
#CAN - AB - MER Cap Annual v4.12 | 5 | 7616 | Rate Constraint in MTons | FALSE | L | Annual | Seasons Included | Seasons | Winter, Spring, Summer, Fall | Winter, Spring, Summer, Fall | Winter, Spring, Summer, Fall | Winter, Spring, Summer, Fall | Winter, Spring, Summer, Fall | Winter, Spring, Summer, Fall | Winter, Spring, Summer, Fall
#CAN - AB - MER Cap Annual v4.12 | 5 | 7616 | Rate Constraint in MTons | FALSE | L | Annual | Standard MER | lbs | 1300.7273 | 1300.7273 | 1300.7273 | 1300.7273 | 1300.7273 | 1300.7273 | 1300.7273
#CAN - AB - MER Cap Annual v4.12 | 5 | 7616 | Rate Constraint in MTons | FALSE | L | Annual | Emissions at Affected Plants MER | lbs | 0 | 0 | 0 | 0 | 0 | 0 | 0
#CAN - AB - MER Cap Annual v4.12 | 5 | 7616 | Rate Constraint in MTons | FALSE | L | Annual | Allowances Purchased MER | lbs | 0 | 0 | 0 | 0 | 0 | 0 | 0
#CAN - AB - MER Cap Annual v4.12 | 5 | 7616 | Rate Constraint in MTons | FALSE | L | Annual | Allowances Sold MER | lbs | 0 | 0 | 0 | 0 | 0 | 0 | 0
#CAN - AB - MER Cap Annual v4.12 | 5 | 7616 | Rate Constraint in MTons | FALSE | L | Annual | Allowances Banked | lbs | 0 | 0 | 0 | 0 | 0 | 0 | 0
#CAN - AB - MER Cap Annual v4.12 | 5 | 7616 | Rate Constraint in MTons | FALSE | L | Annual | Allowances Withdrawn (1:1) | lbs | 0 | 0 | 0 | 0 | 0 | 0 | 0
#CAN - AB - MER Cap Annual v4.12 | 5 | 7616 | Rate Constraint in MTons | FALSE | L | Annual | Allowances Withdrawn (n:1) | lbs | 0 | 0 | 0 | 0 | 0 | 0 | 0
#CAN - AB - MER Cap Annual v4.12 | 5 | 7616 | Rate Constraint in MTons | FALSE | L | Annual | Net Emissions Allowance Position | lbs | 0 | 0 | 0 | 0 | 0 | 0 | 0
#CAN - AB - MER Cap Annual v4.12 | 5 | 7616 | Rate Constraint in MTons | FALSE | L | Annual | Fuel Consumed | TBtu | 0 | 0 | 0 | 0 | 0 | 0 | 0
#CAN - AB - MER Cap Annual v4.12 | 5 | 7616 | Rate Constraint in MTons | FALSE | L | Annual | Rate | lb/MMBtu | 0 | 0 | 0 | 0 | 0 | 0 | 0
#CAN - AB - MER Cap Annual v4.12 | 5 | 7616 | Rate Constraint in MTons | FALSE | L | Annual | Generation | TWh | 0 | 0 | 0 | 0 | 0 | 0 | 0
#CAN - AB - MER Cap Annual v4.12 | 5 | 7616 | Rate Constraint in MTons | FALSE | L | Annual | Qualifying Generation | TWh | 0 | 0 | 0 | 0 | 0 | 0 | 0
#CAN - AB - MER Cap Annual v4.12 | 5 | 7616 | Rate Constraint in MTons | FALSE | L | Annual | Rate | lb/MWh | 0 | 0 | 0 | 0 | 0 | 0 | 0
#CAN - AB - MER Cap Annual v4.12 | 5 | 7616 | Rate Constraint in MTons | FALSE | L | Annual | Constraint Shadow Price | US2022$/Lb | 0 | 0 | 0 | 0 | 0 | 0 | 0
#CAN - BC - CO2 Constraint- v.6.17 | 6 | 7617 | Rate Constraint in MTons | FALSE | L | Annual | Seasons Included | Seasons | Winter, Spring, Summer, Fall | Winter, Spring, Summer, Fall | Winter, Spring, Summer, Fall | Winter, Spring, Summer, Fall | Winter, Spring, Summer, Fall | Winter, Spring, Summer, Fall | Winter, Spring, Summer, Fall
#CAN - BC - CO2 Constraint- v.6.17 | 6 | 7617 | Rate Constraint in MTons | FALSE | L | Annual | Standard CO2 | Thousand Tons | 0 | 0 | 0 | 0 | 0 | 0 | 0
#CAN - BC - CO2 Constraint- v.6.17 | 6 | 7617 | Rate Constraint in MTons | FALSE | L | Annual | Emissions at Affected Plants CO2 | Thousand Tons | 0 | 0 | 0 | 204.6164 | 1086.9611 | 1423.304 | 4285.4295
#CAN - BC - CO2 Constraint- v.6.17 | 6 | 7617 | Rate Constraint in MTons | FALSE | L | Annual | Allowances Purchased CO2 | Thousand Tons | 0 | 0 | 0 | -204.6164 | -1086.9611 | -1423.304 | -4285.4295
#CAN - BC - CO2 Constraint- v.6.17 | 6 | 7617 | Rate Constraint in MTons | FALSE | L | Annual | Allowances Sold CO2 | Thousand Tons | 0 | 0 | 0 | 0 | 0 | 0 | 0
#CAN - BC - CO2 Constraint- v.6.17 | 6 | 7617 | Rate Constraint in MTons | FALSE | L | Annual | Allowances Banked | Thousand Tons | 0 | 0 | 0 | 0 | 0 | 0 | 0
#CAN - BC - CO2 Constraint- v.6.17 | 6 | 7617 | Rate Constraint in MTons | FALSE | L | Annual | Allowances Withdrawn (1:1) | Thousand Tons | 0 | 0 | 0 | 0 | 0 | 0 | 0
#CAN - BC - CO2 Constraint- v.6.17 | 6 | 7617 | Rate Constraint in MTons | FALSE | L | Annual | Allowances Withdrawn (n:1) | Thousand Tons | 0 | 0 | 0 | 0 | 0 | 0 | 0
#CAN - BC - CO2 Constraint- v.6.17 | 6 | 7617 | Rate Constraint in MTons | FALSE | L | Annual | Net Emissions Allowance Position | Thousand Tons | 0 | 0 | 0 | -1.8901e-07 | 6.722e-07 | -5.24e-09 | 8.3608e-07
#CAN - BC - CO2 Constraint- v.6.17 | 6 | 7617 | Rate Constraint in MTons | FALSE | L | Annual | Fuel Consumed | TBtu | 0 | 0 | 0 | 2.787 | 16.6361 | 23.0204 | 71.2734
#CAN - BC - CO2 Constraint- v.6.17 | 6 | 7617 | Rate Constraint in MTons | FALSE | L | Annual | Rate | lb/MMBtu | 0 | 0 | 0 | 146.835 | 130.6752 | 123.6556 | 120.2533
#CAN - BC - CO2 Constraint- v.6.17 | 6 | 7617 | Rate Constraint in MTons | FALSE | L | Annual | Generation | TWh | 0 | 0 | 0 | 0.41267 | 2.529 | 3.5552 | 11.1063
#CAN - BC - CO2 Constraint- v.6.17 | 6 | 7617 | Rate Constraint in MTons | FALSE | L | Annual | Qualifying Generation | TWh | 0 | 0 | 0 | 0.41267 | 2.529 | 3.5552 | 11.1063
#CAN - BC - CO2 Constraint- v.6.17 | 6 | 7617 | Rate Constraint in MTons | FALSE | L | Annual | Rate | lb/MWh | 0 | 0 | 0 | 991.6676 | 859.6027 | 800.6942 | 771.7135
#CAN - BC - CO2 Constraint- v.6.17 | 6 | 7617 | Rate Constraint in MTons | FALSE | L | Annual | Constraint Shadow Price | US2022$/Ton | 34.7664 | 33.5748 | 30.7694 | 28.1991 | 25.8436 | 23.6849 | 21.7061
#CAN - MB - Acid Rain - SO2 Cap Annual v3.1 | 7 | 7618 | Rate Constraint in MTons | FALSE | L | Annual | Seasons Included | Seasons | Winter, Spring, Summer, Fall | Winter, Spring, Summer, Fall | Winter, Spring, Summer, Fall | Winter, Spring, Summer, Fall | Winter, Spring, Summer, Fall | Winter, Spring, Summer, Fall | Winter, Spring, Summer, Fall
#CAN - MB - Acid Rain - SO2 Cap Annual v3.1 | 7 | 7618 | Rate Constraint in MTons | FALSE | L | Annual | Standard SO2 | Thousand Tons | 4.41 | 4.41 | 4.41 | 4.41 | 4.41 | 4.41 | 4.41
#CAN - MB - Acid Rain - SO2 Cap Annual v3.1 | 7 | 7618 | Rate Constraint in MTons | FALSE | L | Annual | Emissions at Affected Plants SO2 | Thousand Tons | 0 | 0 | 0 | 0 | 0 | 0 | 0
#CAN - MB - Acid Rain - SO2 Cap Annual v3.1 | 7 | 7618 | Rate Constraint in MTons | FALSE | L | Annual | Allowances Purchased SO2 | Thousand Tons | 0 | 0 | 0 | 0 | 0 | 0 | 0
#CAN - MB - Acid Rain - SO2 Cap Annual v3.1 | 7 | 7618 | Rate Constraint in MTons | FALSE | L | Annual | Allowances Sold SO2 | Thousand Tons | 0 | 0 | 0 | 0 | 0 | 0 | 0
#CAN - MB - Acid Rain - SO2 Cap Annual v3.1 | 7 | 7618 | Rate Constraint in MTons | FALSE | L | Annual | Allowances Banked | Thousand Tons | 0 | 0 | 0 | 0 | 0 | 0 | 0
#CAN - MB - Acid Rain - SO2 Cap Annual v3.1 | 7 | 7618 | Rate Constraint in MTons | FALSE | L | Annual | Allowances Withdrawn (1:1) | Thousand Tons | 0 | 0 | 0 | 0 | 0 | 0 | 0
#CAN - MB - Acid Rain - SO2 Cap Annual v3.1 | 7 | 7618 | Rate Constraint in MTons | FALSE | L | Annual | Allowances Withdrawn (n:1) | Thousand Tons | 0 | 0 | 0 | 0 | 0 | 0 | 0
#CAN - MB - Acid Rain - SO2 Cap Annual v3.1 | 7 | 7618 | Rate Constraint in MTons | FALSE | L | Annual | Net Emissions Allowance Position | Thousand Tons | 0 | 0 | 0 | 0 | 0 | 0 | 0
#CAN - MB - Acid Rain - SO2 Cap Annual v3.1 | 7 | 7618 | Rate Constraint in MTons | FALSE | L | Annual | Fuel Consumed | TBtu | 0 | 0 | 0 | 0 | 0.14771 | 0.2889 | 1.1397
#CAN - MB - Acid Rain - SO2 Cap Annual v3.1 | 7 | 7618 | Rate Constraint in MTons | FALSE | L | Annual | Rate | lb/MMBtu | 0 | 0 | 0 | 0 | 0 | 0 | 0
#CAN - MB - Acid Rain - SO2 Cap Annual v3.1 | 7 | 7618 | Rate Constraint in MTons | FALSE | L | Annual | Generation | TWh | 0 | 0 | 0 | 0 | 0.013384 | 0.028389 | 0.11407
#CAN - MB - Acid Rain - SO2 Cap Annual v3.1 | 7 | 7618 | Rate Constraint in MTons | FALSE | L | Annual | Qualifying Generation | TWh | 0 | 0 | 0 | 0 | 0.013384 | 0.028389 | 0.11407
#CAN - MB - Acid Rain - SO2 Cap Annual v3.1 | 7 | 7618 | Rate Constraint in MTons | FALSE | L | Annual | Rate | lb/MWh | 0 | 0 | 0 | 0 | 0 | 0 | 0
#CAN - MB - Acid Rain - SO2 Cap Annual v3.1 | 7 | 7618 | Rate Constraint in MTons | FALSE | L | Annual | Constraint Shadow Price | US2022$/Ton | 0 | 0 | 0 | 0 | 0 | 0 | 0
#CAN - MB - CO2 Constraint- v.6.17 | 8 | 7620 | Rate Constraint in MTons | FALSE | L | Annual | Seasons Included | Seasons | Winter, Spring, Summer, Fall | Winter, Spring, Summer, Fall | Winter, Spring, Summer, Fall | Winter, Spring, Summer, Fall | Winter, Spring, Summer, Fall | Winter, Spring, Summer, Fall | Winter, Spring, Summer, Fall
#CAN - MB - CO2 Constraint- v.6.17 | 8 | 7620 | Rate Constraint in MTons | FALSE | L | Annual | Standard CO2 | Thousand Tons | 0 | 0 | 0 | 0 | 0 | 0 | 0
#CAN - MB - CO2 Constraint- v.6.17 | 8 | 7620 | Rate Constraint in MTons | FALSE | L | Annual | Emissions at Affected Plants CO2 | Thousand Tons | 0 | 0 | 0 | 0 | 0 | 0 | 0
#CAN - MB - CO2 Constraint- v.6.17 | 8 | 7620 | Rate Constraint in MTons | FALSE | L | Annual | Allowances Purchased CO2 | Thousand Tons | 0 | 0 | 0 | 0 | 0 | 0 | 0
#CAN - MB - CO2 Constraint- v.6.17 | 8 | 7620 | Rate Constraint in MTons | FALSE | L | Annual | Allowances Sold CO2 | Thousand Tons | 0 | 0 | 0 | 0 | 0 | 0 | 0
#CAN - MB - CO2 Constraint- v.6.17 | 8 | 7620 | Rate Constraint in MTons | FALSE | L | Annual | Allowances Banked | Thousand Tons | 0 | 0 | 0 | 0 | 0 | 0 | 0
#CAN - MB - CO2 Constraint- v.6.17 | 8 | 7620 | Rate Constraint in MTons | FALSE | L | Annual | Allowances Withdrawn (1:1) | Thousand Tons | 0 | 0 | 0 | 0 | 0 | 0 | 0
#CAN - MB - CO2 Constraint- v.6.17 | 8 | 7620 | Rate Constraint in MTons | FALSE | L | Annual | Allowances Withdrawn (n:1) | Thousand Tons | 0 | 0 | 0 | 0 | 0 | 0 | 0
#CAN - MB - CO2 Constraint- v.6.17 | 8 | 7620 | Rate Constraint in MTons | FALSE | L | Annual | Net Emissions Allowance Position | Thousand Tons | 0 | 0 | 0 | 0 | 0 | 0 | 0
#CAN - MB - CO2 Constraint- v.6.17 | 8 | 7620 | Rate Constraint in MTons | FALSE | L | Annual | Fuel Consumed | TBtu | 0 | 0 | 0 | 0 | 0 | 0 | 0
#CAN - MB - CO2 Constraint- v.6.17 | 8 | 7620 | Rate Constraint in MTons | FALSE | L | Annual | Rate | lb/MMBtu | 0 | 0 | 0 | 0 | 0 | 0 | 0
#CAN - MB - CO2 Constraint- v.6.17 | 8 | 7620 | Rate Constraint in MTons | FALSE | L | Annual | Generation | TWh | 0 | 0 | 0 | 0 | 0 | 0 | 0
#CAN - MB - CO2 Constraint- v.6.17 | 8 | 7620 | Rate Constraint in MTons | FALSE | L | Annual | Qualifying Generation | TWh | 0 | 0 | 0 | 0 | 0 | 0 | 0
#CAN - MB - CO2 Constraint- v.6.17 | 8 | 7620 | Rate Constraint in MTons | FALSE | L | Annual | Rate | lb/MWh | 0 | 0 | 0 | 0 | 0 | 0 | 0
#CAN - MB - CO2 Constraint- v.6.17 | 8 | 7620 | Rate Constraint in MTons | FALSE | L | Annual | Constraint Shadow Price | US2022$/Ton | 0 | 6.7154 | 6.1541 | 5.6402 | 5.1688 | 4.7372 | 4.3414
#CAN - NB - Acid Rain - SO2 Cap Annual v3.1 | 9 | 7622 | Rate Constraint in MTons | FALSE | L | Annual | Seasons Included | Seasons | Winter, Spring, Summer, Fall | Winter, Spring, Summer, Fall | Winter, Spring, Summer, Fall | Winter, Spring, Summer, Fall | Winter, Spring, Summer, Fall | Winter, Spring, Summer, Fall | Winter, Spring, Summer, Fall
#CAN - NB - Acid Rain - SO2 Cap Annual v3.1 | 9 | 7622 | Rate Constraint in MTons | FALSE | L | Annual | Standard SO2 | Thousand Tons | 135.58 | 135.58 | 135.58 | 135.58 | 135.58 | 135.58 | 135.58
#CAN - NB - Acid Rain - SO2 Cap Annual v3.1 | 9 | 7622 | Rate Constraint in MTons | FALSE | L | Annual | Emissions at Affected Plants SO2 | Thousand Tons | 0 | 0 | 0 | 0 | 0 | 0 | 0
#CAN - NB - Acid Rain - SO2 Cap Annual v3.1 | 9 | 7622 | Rate Constraint in MTons | FALSE | L | Annual | Allowances Purchased SO2 | Thousand Tons | 0 | 0 | 0 | 0 | 0 | 0 | 0
#CAN - NB - Acid Rain - SO2 Cap Annual v3.1 | 9 | 7622 | Rate Constraint in MTons | FALSE | L | Annual | Allowances Sold SO2 | Thousand Tons | 0 | 0 | 0 | 0 | 0 | 0 | 0
#CAN - NB - Acid Rain - SO2 Cap Annual v3.1 | 9 | 7622 | Rate Constraint in MTons | FALSE | L | Annual | Allowances Banked | Thousand Tons | 0 | 0 | 0 | 0 | 0 | 0 | 0
#CAN - NB - Acid Rain - SO2 Cap Annual v3.1 | 9 | 7622 | Rate Constraint in MTons | FALSE | L | Annual | Allowances Withdrawn (1:1) | Thousand Tons | 0 | 0 | 0 | 0 | 0 | 0 | 0
#CAN - NB - Acid Rain - SO2 Cap Annual v3.1 | 9 | 7622 | Rate Constraint in MTons | FALSE | L | Annual | Allowances Withdrawn (n:1) | Thousand Tons | 0 | 0 | 0 | 0 | 0 | 0 | 0
#CAN - NB - Acid Rain - SO2 Cap Annual v3.1 | 9 | 7622 | Rate Constraint in MTons | FALSE | L | Annual | Net Emissions Allowance Position | Thousand Tons | 0 | 0 | 0 | 0 | 0 | 0 | 0
#CAN - NB - Acid Rain - SO2 Cap Annual v3.1 | 9 | 7622 | Rate Constraint in MTons | FALSE | L | Annual | Fuel Consumed | TBtu | 0.44565 | 0.19562 | 1.8529 | 2.2616 | 2.3092 | 0.28932 | 0.092358
#CAN - NB - Acid Rain - SO2 Cap Annual v3.1 | 9 | 7622 | Rate Constraint in MTons | FALSE | L | Annual | Rate | lb/MMBtu | 0 | 0 | 0 | 0 | 0 | 0 | 0
#CAN - NB - Acid Rain - SO2 Cap Annual v3.1 | 9 | 7622 | Rate Constraint in MTons | FALSE | L | Annual | Generation | TWh | 0.060203 | 0.026252 | 0.25141 | 0.30672 | 0.31247 | 0.03921 | 0.012532
#CAN - NB - Acid Rain - SO2 Cap Annual v3.1 | 9 | 7622 | Rate Constraint in MTons | FALSE | L | Annual | Qualifying Generation | TWh | 0.060203 | 0.026252 | 0.25141 | 0.30672 | 0.31247 | 0.03921 | 0.012532
#CAN - NB - Acid Rain - SO2 Cap Annual v3.1 | 9 | 7622 | Rate Constraint in MTons | FALSE | L | Annual | Rate | lb/MWh | 0 | 0 | 0 | 0 | 0 | 0 | 0
#CAN - NB - Acid Rain - SO2 Cap Annual v3.1 | 9 | 7622 | Rate Constraint in MTons | FALSE | L | Annual | Constraint Shadow Price | US2022$/Ton | 0 | 0 | 0 | 0 | 0 | 0 | 0
#CAN - NB - MER Cap Annual v4.12 | 10 | 7623 | Rate Constraint in MTons | FALSE | L | Annual | Seasons Included | Seasons | Winter, Spring, Summer, Fall | Winter, Spring, Summer, Fall | Winter, Spring, Summer, Fall | Winter, Spring, Summer, Fall | Winter, Spring, Summer, Fall | Winter, Spring, Summer, Fall | Winter, Spring, Summer, Fall
#CAN - NB - MER Cap Annual v4.12 | 10 | 7623 | Rate Constraint in MTons | FALSE | L | Annual | Standard MER | lbs | 55.1156 | 55.1156 | 55.1156 | 55.1156 | 55.1156 | 55.1156 | 55.1156
#CAN - NB - MER Cap Annual v4.12 | 10 | 7623 | Rate Constraint in MTons | FALSE | L | Annual | Emissions at Affected Plants MER | lbs | 0 | 0 | 0 | 0 | 0 | 0 | 0
#CAN - NB - MER Cap Annual v4.12 | 10 | 7623 | Rate Constraint in MTons | FALSE | L | Annual | Allowances Purchased MER | lbs | 0 | 0 | 0 | 0 | 0 | 0 | 0
#CAN - NB - MER Cap Annual v4.12 | 10 | 7623 | Rate Constraint in MTons | FALSE | L | Annual | Allowances Sold MER | lbs | 0 | 0 | 0 | 0 | 0 | 0 | 0
#CAN - NB - MER Cap Annual v4.12 | 10 | 7623 | Rate Constraint in MTons | FALSE | L | Annual | Allowances Banked | lbs | 0 | 0 | 0 | 0 | 0 | 0 | 0
#CAN - NB - MER Cap Annual v4.12 | 10 | 7623 | Rate Constraint in MTons | FALSE | L | Annual | Allowances Withdrawn (1:1) | lbs | 0 | 0 | 0 | 0 | 0 | 0 | 0
#CAN - NB - MER Cap Annual v4.12 | 10 | 7623 | Rate Constraint in MTons | FALSE | L | Annual | Allowances Withdrawn (n:1) | lbs | 0 | 0 | 0 | 0 | 0 | 0 | 0
#CAN - NB - MER Cap Annual v4.12 | 10 | 7623 | Rate Constraint in MTons | FALSE | L | Annual | Net Emissions Allowance Position | lbs | 0 | 0 | 0 | 0 | 0 | 0 | 0
#CAN - NB - MER Cap Annual v4.12 | 10 | 7623 | Rate Constraint in MTons | FALSE | L | Annual | Fuel Consumed | TBtu | 0 | 0 | 0 | 0 | 0 | 0 | 0
#CAN - NB - MER Cap Annual v4.12 | 10 | 7623 | Rate Constraint in MTons | FALSE | L | Annual | Rate | lb/MMBtu | 0 | 0 | 0 | 0 | 0 | 0 | 0
#CAN - NB - MER Cap Annual v4.12 | 10 | 7623 | Rate Constraint in MTons | FALSE | L | Annual | Generation | TWh | 0 | 0 | 0 | 0 | 0 | 0 | 0
#CAN - NB - MER Cap Annual v4.12 | 10 | 7623 | Rate Constraint in MTons | FALSE | L | Annual | Qualifying Generation | TWh | 0 | 0 | 0 | 0 | 0 | 0 | 0
#CAN - NB - MER Cap Annual v4.12 | 10 | 7623 | Rate Constraint in MTons | FALSE | L | Annual | Rate | lb/MWh | 0 | 0 | 0 | 0 | 0 | 0 | 0
#CAN - NB - MER Cap Annual v4.12 | 10 | 7623 | Rate Constraint in MTons | FALSE | L | Annual | Constraint Shadow Price | US2022$/Lb | 0 | 0 | 0 | 0 | 0 | 0 | 0
#CAN - NL&NF - SO2 Cap Annual v3.1 | 11 | 7621 | Rate Constraint in MTons | FALSE | L | Annual | Seasons Included | Seasons | Winter, Spring, Summer, Fall | Winter, Spring, Summer, Fall | Winter, Spring, Summer, Fall | Winter, Spring, Summer, Fall | Winter, Spring, Summer, Fall | Winter, Spring, Summer, Fall | Winter, Spring, Summer, Fall
#CAN - NL&NF - SO2 Cap Annual v3.1 | 11 | 7621 | Rate Constraint in MTons | FALSE | L | Annual | Standard SO2 | Thousand Tons | 16.53 | 16.53 | 16.53 | 16.53 | 16.53 | 16.53 | 16.53
#CAN - NL&NF - SO2 Cap Annual v3.1 | 11 | 7621 | Rate Constraint in MTons | FALSE | L | Annual | Emissions at Affected Plants SO2 | Thousand Tons | 0 | 0 | 0 | 0 | 0 | 0 | 0
#CAN - NL&NF - SO2 Cap Annual v3.1 | 11 | 7621 | Rate Constraint in MTons | FALSE | L | Annual | Allowances Purchased SO2 | Thousand Tons | 0 | 0 | 0 | 0 | 0 | 0 | 0
#CAN - NL&NF - SO2 Cap Annual v3.1 | 11 | 7621 | Rate Constraint in MTons | FALSE | L | Annual | Allowances Sold SO2 | Thousand Tons | 0 | 0 | 0 | 0 | 0 | 0 | 0
#CAN - NL&NF - SO2 Cap Annual v3.1 | 11 | 7621 | Rate Constraint in MTons | FALSE | L | Annual | Allowances Banked | Thousand Tons | 0 | 0 | 0 | 0 | 0 | 0 | 0
#CAN - NL&NF - SO2 Cap Annual v3.1 | 11 | 7621 | Rate Constraint in MTons | FALSE | L | Annual | Allowances Withdrawn (1:1) | Thousand Tons | 0 | 0 | 0 | 0 | 0 | 0 | 0
#CAN - NL&NF - SO2 Cap Annual v3.1 | 11 | 7621 | Rate Constraint in MTons | FALSE | L | Annual | Allowances Withdrawn (n:1) | Thousand Tons | 0 | 0 | 0 | 0 | 0 | 0 | 0
#CAN - NL&NF - SO2 Cap Annual v3.1 | 11 | 7621 | Rate Constraint in MTons | FALSE | L | Annual | Net Emissions Allowance Position | Thousand Tons | 0 | 0 | 0 | 0 | 0 | 0 | 0
#CAN - NL&NF - SO2 Cap Annual v3.1 | 11 | 7621 | Rate Constraint in MTons | FALSE | L | Annual | Fuel Consumed | TBtu | 0 | 0 | 0 | 0 | 0 | 0 | 0.0074573
#CAN - NL&NF - SO2 Cap Annual v3.1 | 11 | 7621 | Rate Constraint in MTons | FALSE | L | Annual | Rate | lb/MMBtu | 0 | 0 | 0 | 0 | 0 | 0 | 0
#CAN - NL&NF - SO2 Cap Annual v3.1 | 11 | 7621 | Rate Constraint in MTons | FALSE | L | Annual | Generation | TWh | 0 | 0 | 0 | 0 | 0 | 0 | 0.00075288
#CAN - NL&NF - SO2 Cap Annual v3.1 | 11 | 7621 | Rate Constraint in MTons | FALSE | L | Annual | Qualifying Generation | TWh | 0 | 0 | 0 | 0 | 0 | 0 | 0.00075288
#CAN - NL&NF - SO2 Cap Annual v3.1 | 11 | 7621 | Rate Constraint in MTons | FALSE | L | Annual | Rate | lb/MWh | 0 | 0 | 0 | 0 | 0 | 0 | 0
#CAN - NL&NF - SO2 Cap Annual v3.1 | 11 | 7621 | Rate Constraint in MTons | FALSE | L | Annual | Constraint Shadow Price | US2022$/Ton | 0 | 0 | 0 | 0 | 0 | 0 | 0
#CAN - NS - CO2 Cap Annual v6.20 | 12 | 7675 | Rate Constraint in MTons | FALSE | L | Annual | Seasons Included | Seasons | Winter, Spring, Summer, Fall | Winter, Spring, Summer, Fall | Winter, Spring, Summer, Fall | Winter, Spring, Summer, Fall | Winter, Spring, Summer, Fall | Winter, Spring, Summer, Fall | Winter, Spring, Summer, Fall
#CAN - NS - CO2 Cap Annual v6.20 | 12 | 7675 | Rate Constraint in MTons | FALSE | L | Annual | Standard CO2 | Thousand Tons | 5924.9163 | 5924.9163 | NA | NA | NA | NA | NA
#CAN - NS - CO2 Cap Annual v6.20 | 12 | 7675 | Rate Constraint in MTons | FALSE | L | Annual | Emissions at Affected Plants CO2 | Thousand Tons | 343.9269 | 478.9548 | 0 | 0 | 0 | 0 | 0
#CAN - NS - CO2 Cap Annual v6.20 | 12 | 7675 | Rate Constraint in MTons | FALSE | L | Annual | Allowances Purchased CO2 | Thousand Tons | 0 | 0 | 0 | 0 | 0 | 0 | 0
#CAN - NS - CO2 Cap Annual v6.20 | 12 | 7675 | Rate Constraint in MTons | FALSE | L | Annual | Allowances Sold CO2 | Thousand Tons | 0 | 0 | 0 | 0 | 0 | 0 | 0
#CAN - NS - CO2 Cap Annual v6.20 | 12 | 7675 | Rate Constraint in MTons | FALSE | L | Annual | Allowances Banked | Thousand Tons | 0 | 0 | 0 | 0 | 0 | 0 | 0
#CAN - NS - CO2 Cap Annual v6.20 | 12 | 7675 | Rate Constraint in MTons | FALSE | L | Annual | Allowances Withdrawn (1:1) | Thousand Tons | 0 | 0 | 0 | 0 | 0 | 0 | 0
#CAN - NS - CO2 Cap Annual v6.20 | 12 | 7675 | Rate Constraint in MTons | FALSE | L | Annual | Allowances Withdrawn (n:1) | Thousand Tons | 0 | 0 | 0 | 0 | 0 | 0 | 0
#CAN - NS - CO2 Cap Annual v6.20 | 12 | 7675 | Rate Constraint in MTons | FALSE | L | Annual | Net Emissions Allowance Position | Thousand Tons | 343.9269 | 478.9548 | 0 | 0 | 0 | 0 | 0
#CAN - NS - CO2 Cap Annual v6.20 | 12 | 7675 | Rate Constraint in MTons | FALSE | L | Annual | Fuel Consumed | TBtu | 3.327 | 4.6332 | 0 | 0 | 0 | 0 | 0
#CAN - NS - CO2 Cap Annual v6.20 | 12 | 7675 | Rate Constraint in MTons | FALSE | L | Annual | Rate | lb/MMBtu | 206.75 | 206.75 | 0 | 0 | 0 | 0 | 0
#CAN - NS - CO2 Cap Annual v6.20 | 12 | 7675 | Rate Constraint in MTons | FALSE | L | Annual | Generation | TWh | 0.31874 | 0.44388 | 0 | 0 | 0 | 0 | 0
#CAN - NS - CO2 Cap Annual v6.20 | 12 | 7675 | Rate Constraint in MTons | FALSE | L | Annual | Qualifying Generation | TWh | 0.31874 | 0.44388 | 0 | 0 | 0 | 0 | 0
#CAN - NS - CO2 Cap Annual v6.20 | 12 | 7675 | Rate Constraint in MTons | FALSE | L | Annual | Rate | lb/MWh | 2158.0565 | 2158.0565 | 0 | 0 | 0 | 0 | 0
#CAN - NS - CO2 Cap Annual v6.20 | 12 | 7675 | Rate Constraint in MTons | FALSE | L | Annual | Constraint Shadow Price | US2022$/Ton | 0 | 0 | 0 | 0 | 0 | 0 | 0
#CAN - NS - MER Cap Annual v4.12 | 13 | 7627 | Rate Constraint in MTons | FALSE | L | Annual | Seasons Included | Seasons | Winter, Spring, Summer, Fall | Winter, Spring, Summer, Fall | Winter, Spring, Summer, Fall | Winter, Spring, Summer, Fall | Winter, Spring, Summer, Fall | Winter, Spring, Summer, Fall | Winter, Spring, Summer, Fall
#CAN - NS - MER Cap Annual v4.12 | 13 | 7627 | Rate Constraint in MTons | FALSE | L | Annual | Standard MER | lbs | 77.1618 | 77.1618 | 77.1618 | 77.1618 | 77.1618 | 77.1618 | 77.1618
#CAN - NS - MER Cap Annual v4.12 | 13 | 7627 | Rate Constraint in MTons | FALSE | L | Annual | Emissions at Affected Plants MER | lbs | 14.3603 | 19.9983 | 0 | 0 | 0 | 0 | 0
#CAN - NS - MER Cap Annual v4.12 | 13 | 7627 | Rate Constraint in MTons | FALSE | L | Annual | Allowances Purchased MER | lbs | 0 | 0 | 0 | 0 | 0 | 0 | 0
#CAN - NS - MER Cap Annual v4.12 | 13 | 7627 | Rate Constraint in MTons | FALSE | L | Annual | Allowances Sold MER | lbs | 0 | 0 | 0 | 0 | 0 | 0 | 0
#CAN - NS - MER Cap Annual v4.12 | 13 | 7627 | Rate Constraint in MTons | FALSE | L | Annual | Allowances Banked | lbs | 0 | 0 | 0 | 0 | 0 | 0 | 0
#CAN - NS - MER Cap Annual v4.12 | 13 | 7627 | Rate Constraint in MTons | FALSE | L | Annual | Allowances Withdrawn (1:1) | lbs | 0 | 0 | 0 | 0 | 0 | 0 | 0
#CAN - NS - MER Cap Annual v4.12 | 13 | 7627 | Rate Constraint in MTons | FALSE | L | Annual | Allowances Withdrawn (n:1) | lbs | 0 | 0 | 0 | 0 | 0 | 0 | 0
#CAN - NS - MER Cap Annual v4.12 | 13 | 7627 | Rate Constraint in MTons | FALSE | L | Annual | Net Emissions Allowance Position | lbs | 14.3603 | 19.9983 | 0 | 0 | 0 | 0 | 0
#CAN - NS - MER Cap Annual v4.12 | 13 | 7627 | Rate Constraint in MTons | FALSE | L | Annual | Fuel Consumed | TBtu | 3.327 | 4.6332 | 0 | 0 | 0 | 0 | 0
#CAN - NS - MER Cap Annual v4.12 | 13 | 7627 | Rate Constraint in MTons | FALSE | L | Annual | Rate | lb/MMBtu | 4.3163e-06 | 4.3163e-06 | 0 | 0 | 0 | 0 | 0
#CAN - NS - MER Cap Annual v4.12 | 13 | 7627 | Rate Constraint in MTons | FALSE | L | Annual | Generation | TWh | 0.31874 | 0.44388 | 0 | 0 | 0 | 0 | 0
#CAN - NS - MER Cap Annual v4.12 | 13 | 7627 | Rate Constraint in MTons | FALSE | L | Annual | Qualifying Generation | TWh | 0.31874 | 0.44388 | 0 | 0 | 0 | 0 | 0
#CAN - NS - MER Cap Annual v4.12 | 13 | 7627 | Rate Constraint in MTons | FALSE | L | Annual | Rate | lb/MWh | 4.5054e-05 | 4.5054e-05 | 0 | 0 | 0 | 0 | 0
#CAN - NS - MER Cap Annual v4.12 | 13 | 7627 | Rate Constraint in MTons | FALSE | L | Annual | Constraint Shadow Price | US2022$/Lb | 0 | 0 | 0 | 0 | 0 | 0 | 0
#CAN - NS - NS Power - NOX Cap Annual v3.1 | 14 | 7624 | Rate Constraint in MTons | FALSE | L | Annual | Seasons Included | Seasons | Winter, Spring, Summer, Fall | Winter, Spring, Summer, Fall | Winter, Spring, Summer, Fall | Winter, Spring, Summer, Fall | Winter, Spring, Summer, Fall | Winter, Spring, Summer, Fall | Winter, Spring, Summer, Fall
#CAN - NS - NS Power - NOX Cap Annual v3.1 | 14 | 7624 | Rate Constraint in MTons | FALSE | L | Annual | Standard NOX | Thousand Tons | 16.485 | 16.485 | 16.485 | 16.485 | 16.485 | 16.485 | 16.485
#CAN - NS - NS Power - NOX Cap Annual v3.1 | 14 | 7624 | Rate Constraint in MTons | FALSE | L | Annual | Emissions at Affected Plants NOX | Thousand Tons | 1.0849 | 1.4003 | 0.11003 | 0.10094 | 0.089108 | 0.076788 | 0.046419
#CAN - NS - NS Power - NOX Cap Annual v3.1 | 14 | 7624 | Rate Constraint in MTons | FALSE | L | Annual | Allowances Purchased NOX | Thousand Tons | 0 | 0 | 0 | 0 | 0 | 0 | 0
#CAN - NS - NS Power - NOX Cap Annual v3.1 | 14 | 7624 | Rate Constraint in MTons | FALSE | L | Annual | Allowances Sold NOX | Thousand Tons | 0 | 0 | 0 | 0 | 0 | 0 | 0
#CAN - NS - NS Power - NOX Cap Annual v3.1 | 14 | 7624 | Rate Constraint in MTons | FALSE | L | Annual | Allowances Banked | Thousand Tons | 0 | 0 | 0 | 0 | 0 | 0 | 0
#CAN - NS - NS Power - NOX Cap Annual v3.1 | 14 | 7624 | Rate Constraint in MTons | FALSE | L | Annual | Allowances Withdrawn (1:1) | Thousand Tons | 0 | 0 | 0 | 0 | 0 | 0 | 0
#CAN - NS - NS Power - NOX Cap Annual v3.1 | 14 | 7624 | Rate Constraint in MTons | FALSE | L | Annual | Allowances Withdrawn (n:1) | Thousand Tons | 0 | 0 | 0 | 0 | 0 | 0 | 0
#CAN - NS - NS Power - NOX Cap Annual v3.1 | 14 | 7624 | Rate Constraint in MTons | FALSE | L | Annual | Net Emissions Allowance Position | Thousand Tons | 1.0849 | 1.4003 | 0.11003 | 0.10094 | 0.089108 | 0.076788 | 0.046419
#CAN - NS - NS Power - NOX Cap Annual v3.1 | 14 | 7624 | Rate Constraint in MTons | FALSE | L | Annual | Fuel Consumed | TBtu | 20.1843 | 22.7206 | 17.4874 | 16.4724 | 14.8884 | 13.1879 | 8.2298
#CAN - NS - NS Power - NOX Cap Annual v3.1 | 14 | 7624 | Rate Constraint in MTons | FALSE | L | Annual | Rate | lb/MMBtu | 0.1075 | 0.12326 | 0.012584 | 0.012256 | 0.01197 | 0.011645 | 0.011281
#CAN - NS - NS Power - NOX Cap Annual v3.1 | 14 | 7624 | Rate Constraint in MTons | FALSE | L | Annual | Generation | TWh | 2.817 | 3.1158 | 2.6573 | 2.5009 | 2.2613 | 2.0025 | 1.2578
#CAN - NS - NS Power - NOX Cap Annual v3.1 | 14 | 7624 | Rate Constraint in MTons | FALSE | L | Annual | Qualifying Generation | TWh | 2.817 | 3.1158 | 2.6573 | 2.5009 | 2.2613 | 2.0025 | 1.2578
#CAN - NS - NS Power - NOX Cap Annual v3.1 | 14 | 7624 | Rate Constraint in MTons | FALSE | L | Annual | Rate | lb/MWh | 0.77026 | 0.89881 | 0.082813 | 0.080723 | 0.078811 | 0.076692 | 0.073811
#CAN - NS - NS Power - NOX Cap Annual v3.1 | 14 | 7624 | Rate Constraint in MTons | FALSE | L | Annual | Constraint Shadow Price | US2022$/Ton | 0 | 0 | 0 | 0 | 0 | 0 | 0
#CAN - NS - NS Power - SO2 Cap Annual v3.1 | 15 | 7625 | Rate Constraint in MTons | FALSE | L | Annual | Seasons Included | Seasons | Winter, Spring, Summer, Fall | Winter, Spring, Summer, Fall | Winter, Spring, Summer, Fall | Winter, Spring, Summer, Fall | Winter, Spring, Summer, Fall | Winter, Spring, Summer, Fall | Winter, Spring, Summer, Fall
#CAN - NS - NS Power - SO2 Cap Annual v3.1 | 15 | 7625 | Rate Constraint in MTons | FALSE | L | Annual | Standard SO2 | Thousand Tons | 39.9587 | 39.9587 | 39.9587 | 39.9587 | 39.9587 | 39.9587 | 39.9587
#CAN - NS - NS Power - SO2 Cap Annual v3.1 | 15 | 7625 | Rate Constraint in MTons | FALSE | L | Annual | Emissions at Affected Plants SO2 | Thousand Tons | 1.8224 | 2.5378 | 0 | 0 | 0 | 0 | 0
#CAN - NS - NS Power - SO2 Cap Annual v3.1 | 15 | 7625 | Rate Constraint in MTons | FALSE | L | Annual | Allowances Purchased SO2 | Thousand Tons | 0 | 0 | 0 | 0 | 0 | 0 | 0
#CAN - NS - NS Power - SO2 Cap Annual v3.1 | 15 | 7625 | Rate Constraint in MTons | FALSE | L | Annual | Allowances Sold SO2 | Thousand Tons | 0 | 0 | 0 | 0 | 0 | 0 | 0
#CAN - NS - NS Power - SO2 Cap Annual v3.1 | 15 | 7625 | Rate Constraint in MTons | FALSE | L | Annual | Allowances Banked | Thousand Tons | 0 | 0 | 0 | 0 | 0 | 0 | 0
#CAN - NS - NS Power - SO2 Cap Annual v3.1 | 15 | 7625 | Rate Constraint in MTons | FALSE | L | Annual | Allowances Withdrawn (1:1) | Thousand Tons | 0 | 0 | 0 | 0 | 0 | 0 | 0
#CAN - NS - NS Power - SO2 Cap Annual v3.1 | 15 | 7625 | Rate Constraint in MTons | FALSE | L | Annual | Allowances Withdrawn (n:1) | Thousand Tons | 0 | 0 | 0 | 0 | 0 | 0 | 0
#CAN - NS - NS Power - SO2 Cap Annual v3.1 | 15 | 7625 | Rate Constraint in MTons | FALSE | L | Annual | Net Emissions Allowance Position | Thousand Tons | 1.8224 | 2.5378 | 0 | 0 | 0 | 0 | 0
#CAN - NS - NS Power - SO2 Cap Annual v3.1 | 15 | 7625 | Rate Constraint in MTons | FALSE | L | Annual | Fuel Consumed | TBtu | 20.1843 | 22.7206 | 17.4874 | 16.4724 | 14.8884 | 13.1879 | 8.2298
#CAN - NS - NS Power - SO2 Cap Annual v3.1 | 15 | 7625 | Rate Constraint in MTons | FALSE | L | Annual | Rate | lb/MMBtu | 0.18057 | 0.2234 | 0 | 0 | 0 | 0 | 0
#CAN - NS - NS Power - SO2 Cap Annual v3.1 | 15 | 7625 | Rate Constraint in MTons | FALSE | L | Annual | Generation | TWh | 2.817 | 3.1158 | 2.6573 | 2.5009 | 2.2613 | 2.0025 | 1.2578
#CAN - NS - NS Power - SO2 Cap Annual v3.1 | 15 | 7625 | Rate Constraint in MTons | FALSE | L | Annual | Qualifying Generation | TWh | 2.817 | 3.1158 | 2.6573 | 2.5009 | 2.2613 | 2.0025 | 1.2578
#CAN - NS - NS Power - SO2 Cap Annual v3.1 | 15 | 7625 | Rate Constraint in MTons | FALSE | L | Annual | Rate | lb/MWh | 1.2939 | 1.629 | 0 | 0 | 0 | 0 | 0
#CAN - NS - NS Power - SO2 Cap Annual v3.1 | 15 | 7625 | Rate Constraint in MTons | FALSE | L | Annual | Constraint Shadow Price | US2022$/Ton | 0 | 0 | 0 | 0 | 0 | 0 | 0
#CAN - NS - SO2 Cap Annual v3.1 | 16 | 7626 | Rate Constraint in MTons | FALSE | L | Annual | Seasons Included | Seasons | Winter, Spring, Summer, Fall | Winter, Spring, Summer, Fall | Winter, Spring, Summer, Fall | Winter, Spring, Summer, Fall | Winter, Spring, Summer, Fall | Winter, Spring, Summer, Fall | Winter, Spring, Summer, Fall
#CAN - NS - SO2 Cap Annual v3.1 | 16 | 7626 | Rate Constraint in MTons | FALSE | L | Annual | Standard SO2 | Thousand Tons | 131.2522 | 131.2522 | 131.2522 | 131.2522 | 131.2522 | 131.2522 | 131.2522
#CAN - NS - SO2 Cap Annual v3.1 | 16 | 7626 | Rate Constraint in MTons | FALSE | L | Annual | Emissions at Affected Plants SO2 | Thousand Tons | 1.8224 | 2.5378 | 0 | 0 | 0 | 0 | 0
#CAN - NS - SO2 Cap Annual v3.1 | 16 | 7626 | Rate Constraint in MTons | FALSE | L | Annual | Allowances Purchased SO2 | Thousand Tons | 0 | 0 | 0 | 0 | 0 | 0 | 0
#CAN - NS - SO2 Cap Annual v3.1 | 16 | 7626 | Rate Constraint in MTons | FALSE | L | Annual | Allowances Sold SO2 | Thousand Tons | 0 | 0 | 0 | 0 | 0 | 0 | 0
#CAN - NS - SO2 Cap Annual v3.1 | 16 | 7626 | Rate Constraint in MTons | FALSE | L | Annual | Allowances Banked | Thousand Tons | 0 | 0 | 0 | 0 | 0 | 0 | 0
#CAN - NS - SO2 Cap Annual v3.1 | 16 | 7626 | Rate Constraint in MTons | FALSE | L | Annual | Allowances Withdrawn (1:1) | Thousand Tons | 0 | 0 | 0 | 0 | 0 | 0 | 0
#CAN - NS - SO2 Cap Annual v3.1 | 16 | 7626 | Rate Constraint in MTons | FALSE | L | Annual | Allowances Withdrawn (n:1) | Thousand Tons | 0 | 0 | 0 | 0 | 0 | 0 | 0
#CAN - NS - SO2 Cap Annual v3.1 | 16 | 7626 | Rate Constraint in MTons | FALSE | L | Annual | Net Emissions Allowance Position | Thousand Tons | 1.8224 | 2.5378 | 0 | 0 | 0 | 0 | 0
#CAN - NS - SO2 Cap Annual v3.1 | 16 | 7626 | Rate Constraint in MTons | FALSE | L | Annual | Fuel Consumed | TBtu | 20.1843 | 22.7206 | 17.4874 | 16.4724 | 14.8884 | 13.1879 | 8.2298
#CAN - NS - SO2 Cap Annual v3.1 | 16 | 7626 | Rate Constraint in MTons | FALSE | L | Annual | Rate | lb/MMBtu | 0.18057 | 0.2234 | 0 | 0 | 0 | 0 | 0
#CAN - NS - SO2 Cap Annual v3.1 | 16 | 7626 | Rate Constraint in MTons | FALSE | L | Annual | Generation | TWh | 2.817 | 3.1158 | 2.6573 | 2.5009 | 2.2613 | 2.0025 | 1.2578
#CAN - NS - SO2 Cap Annual v3.1 | 16 | 7626 | Rate Constraint in MTons | FALSE | L | Annual | Qualifying Generation | TWh | 2.817 | 3.1158 | 2.6573 | 2.5009 | 2.2613 | 2.0025 | 1.2578
#CAN - NS - SO2 Cap Annual v3.1 | 16 | 7626 | Rate Constraint in MTons | FALSE | L | Annual | Rate | lb/MWh | 1.2939 | 1.629 | 0 | 0 | 0 | 0 | 0
#CAN - NS - SO2 Cap Annual v3.1 | 16 | 7626 | Rate Constraint in MTons | FALSE | L | Annual | Constraint Shadow Price | US2022$/Ton | 0 | 0 | 0 | 0 | 0 | 0 | 0
#CAN - ON - NOX Cap Annual v3.1 | 17 | 7628 | Rate Constraint in MTons | FALSE | L | Annual | Seasons Included | Seasons | Winter, Spring, Summer, Fall | Winter, Spring, Summer, Fall | Winter, Spring, Summer, Fall | Winter, Spring, Summer, Fall | Winter, Spring, Summer, Fall | Winter, Spring, Summer, Fall | Winter, Spring, Summer, Fall
#CAN - ON - NOX Cap Annual v3.1 | 17 | 7628 | Rate Constraint in MTons | FALSE | L | Annual | Standard NOX | Thousand Tons | 47.2891 | 47.2891 | 47.2891 | 47.2891 | 47.2891 | 47.2891 | 47.2891
#CAN - ON - NOX Cap Annual v3.1 | 17 | 7628 | Rate Constraint in MTons | FALSE | L | Annual | Emissions at Affected Plants NOX | Thousand Tons | 0.38959 | 0.51068 | 0.93537 | 1.3466 | 2.3637 | 2.7593 | 1.4936
#CAN - ON - NOX Cap Annual v3.1 | 17 | 7628 | Rate Constraint in MTons | FALSE | L | Annual | Allowances Purchased NOX | Thousand Tons | 0 | 0 | 0 | 0 | 0 | 0 | 0
#CAN - ON - NOX Cap Annual v3.1 | 17 | 7628 | Rate Constraint in MTons | FALSE | L | Annual | Allowances Sold NOX | Thousand Tons | 0 | 0 | 0 | 0 | 0 | 0 | 0
#CAN - ON - NOX Cap Annual v3.1 | 17 | 7628 | Rate Constraint in MTons | FALSE | L | Annual | Allowances Banked | Thousand Tons | 0 | 0 | 0 | 0 | 0 | 0 | 0
#CAN - ON - NOX Cap Annual v3.1 | 17 | 7628 | Rate Constraint in MTons | FALSE | L | Annual | Allowances Withdrawn (1:1) | Thousand Tons | 0 | 0 | 0 | 0 | 0 | 0 | 0
#CAN - ON - NOX Cap Annual v3.1 | 17 | 7628 | Rate Constraint in MTons | FALSE | L | Annual | Allowances Withdrawn (n:1) | Thousand Tons | 0 | 0 | 0 | 0 | 0 | 0 | 0
#CAN - ON - NOX Cap Annual v3.1 | 17 | 7628 | Rate Constraint in MTons | FALSE | L | Annual | Net Emissions Allowance Position | Thousand Tons | 0.38959 | 0.51068 | 0.93537 | 1.3466 | 2.3637 | 2.7593 | 1.4936
#CAN - ON - NOX Cap Annual v3.1 | 17 | 7628 | Rate Constraint in MTons | FALSE | L | Annual | Fuel Consumed | TBtu | 35.1062 | 54.5115 | 118.4153 | 188.5989 | 321.5059 | 351.6908 | 187.4554
#CAN - ON - NOX Cap Annual v3.1 | 17 | 7628 | Rate Constraint in MTons | FALSE | L | Annual | Rate | lb/MMBtu | 0.022195 | 0.018737 | 0.015798 | 0.01428 | 0.014704 | 0.015692 | 0.015935
#CAN - ON - NOX Cap Annual v3.1 | 17 | 7628 | Rate Constraint in MTons | FALSE | L | Annual | Generation | TWh | 5.0193 | 7.6918 | 16.9578 | 26.5872 | 44.8615 | 48.8737 | 26.4944
#CAN - ON - NOX Cap Annual v3.1 | 17 | 7628 | Rate Constraint in MTons | FALSE | L | Annual | Qualifying Generation | TWh | 5.0193 | 7.6918 | 16.9578 | 26.5872 | 44.8615 | 48.8737 | 26.4944
#CAN - ON - NOX Cap Annual v3.1 | 17 | 7628 | Rate Constraint in MTons | FALSE | L | Annual | Rate | lb/MWh | 0.15524 | 0.13278 | 0.11032 | 0.10129 | 0.10538 | 0.11291 | 0.11275
#CAN - ON - NOX Cap Annual v3.1 | 17 | 7628 | Rate Constraint in MTons | FALSE | L | Annual | Constraint Shadow Price | US2022$/Ton | 0 | 0 | 0 | 0 | 0 | 0 | 0
#CAN - ON - O3 Annex - NOX Cap Annual v3.1 | 18 | 7629 | Rate Constraint in MTons | FALSE | L | Annual | Seasons Included | Seasons | Winter, Spring, Summer, Fall | Winter, Spring, Summer, Fall | Winter, Spring, Summer, Fall | Winter, Spring, Summer, Fall | Winter, Spring, Summer, Fall | Winter, Spring, Summer, Fall | Winter, Spring, Summer, Fall
#CAN - ON - O3 Annex - NOX Cap Annual v3.1 | 18 | 7629 | Rate Constraint in MTons | FALSE | L | Annual | Standard NOX | Thousand Tons | 42.9901 | 42.9901 | 42.9901 | 42.9901 | 42.9901 | 42.9901 | 42.9901
#CAN - ON - O3 Annex - NOX Cap Annual v3.1 | 18 | 7629 | Rate Constraint in MTons | FALSE | L | Annual | Emissions at Affected Plants NOX | Thousand Tons | 0.38959 | 0.51068 | 0.93537 | 1.3466 | 2.3346 | 2.7202 | 1.4704
#CAN - ON - O3 Annex - NOX Cap Annual v3.1 | 18 | 7629 | Rate Constraint in MTons | FALSE | L | Annual | Allowances Purchased NOX | Thousand Tons | 0 | 0 | 0 | 0 | 0 | 0 | 0
#CAN - ON - O3 Annex - NOX Cap Annual v3.1 | 18 | 7629 | Rate Constraint in MTons | FALSE | L | Annual | Allowances Sold NOX | Thousand Tons | 0 | 0 | 0 | 0 | 0 | 0 | 0
#CAN - ON - O3 Annex - NOX Cap Annual v3.1 | 18 | 7629 | Rate Constraint in MTons | FALSE | L | Annual | Allowances Banked | Thousand Tons | 0 | 0 | 0 | 0 | 0 | 0 | 0
#CAN - ON - O3 Annex - NOX Cap Annual v3.1 | 18 | 7629 | Rate Constraint in MTons | FALSE | L | Annual | Allowances Withdrawn (1:1) | Thousand Tons | 0 | 0 | 0 | 0 | 0 | 0 | 0
#CAN - ON - O3 Annex - NOX Cap Annual v3.1 | 18 | 7629 | Rate Constraint in MTons | FALSE | L | Annual | Allowances Withdrawn (n:1) | Thousand Tons | 0 | 0 | 0 | 0 | 0 | 0 | 0
#CAN - ON - O3 Annex - NOX Cap Annual v3.1 | 18 | 7629 | Rate Constraint in MTons | FALSE | L | Annual | Net Emissions Allowance Position | Thousand Tons | 0.38959 | 0.51068 | 0.93537 | 1.3466 | 2.3346 | 2.7202 | 1.4704
#CAN - ON - O3 Annex - NOX Cap Annual v3.1 | 18 | 7629 | Rate Constraint in MTons | FALSE | L | Annual | Fuel Consumed | TBtu | 35.1062 | 54.5115 | 118.4153 | 188.5989 | 316.2089 | 344.5862 | 183.2349
#CAN - ON - O3 Annex - NOX Cap Annual v3.1 | 18 | 7629 | Rate Constraint in MTons | FALSE | L | Annual | Rate | lb/MMBtu | 0.022195 | 0.018737 | 0.015798 | 0.01428 | 0.014766 | 0.015788 | 0.016049
#CAN - ON - O3 Annex - NOX Cap Annual v3.1 | 18 | 7629 | Rate Constraint in MTons | FALSE | L | Annual | Generation | TWh | 5.0193 | 7.6918 | 16.9578 | 26.5872 | 44.0854 | 47.9151 | 25.861
#CAN - ON - O3 Annex - NOX Cap Annual v3.1 | 18 | 7629 | Rate Constraint in MTons | FALSE | L | Annual | Qualifying Generation | TWh | 5.0193 | 7.6918 | 16.9578 | 26.5872 | 44.0854 | 47.9151 | 25.861
#CAN - ON - O3 Annex - NOX Cap Annual v3.1 | 18 | 7629 | Rate Constraint in MTons | FALSE | L | Annual | Rate | lb/MWh | 0.15524 | 0.13278 | 0.11032 | 0.10129 | 0.10591 | 0.11354 | 0.11371
#CAN - ON - O3 Annex - NOX Cap Annual v3.1 | 18 | 7629 | Rate Constraint in MTons | FALSE | L | Annual | Constraint Shadow Price | US2022$/Ton | 0 | 0 | 0 | 0 | 0 | 0 | 0
#CAN - ON - SO2 Cap Annual v3.1 | 19 | 7630 | Rate Constraint in MTons | FALSE | L | Annual | Seasons Included | Seasons | Winter, Spring, Summer, Fall | Winter, Spring, Summer, Fall | Winter, Spring, Summer, Fall | Winter, Spring, Summer, Fall | Winter, Spring, Summer, Fall | Winter, Spring, Summer, Fall | Winter, Spring, Summer, Fall
#CAN - ON - SO2 Cap Annual v3.1 | 19 | 7630 | Rate Constraint in MTons | FALSE | L | Annual | Standard SO2 | Thousand Tons | 144.4026 | 144.4026 | 144.4026 | 144.4026 | 144.4026 | 144.4026 | 144.4026
#CAN - ON - SO2 Cap Annual v3.1 | 19 | 7630 | Rate Constraint in MTons | FALSE | L | Annual | Emissions at Affected Plants SO2 | Thousand Tons | 0.25581 | 0.25581 | 0.25581 | 0.25581 | 0.25581 | 0.25581 | 0.25581
#CAN - ON - SO2 Cap Annual v3.1 | 19 | 7630 | Rate Constraint in MTons | FALSE | L | Annual | Allowances Purchased SO2 | Thousand Tons | 0 | 0 | 0 | 0 | 0 | 0 | 0
#CAN - ON - SO2 Cap Annual v3.1 | 19 | 7630 | Rate Constraint in MTons | FALSE | L | Annual | Allowances Sold SO2 | Thousand Tons | 0 | 0 | 0 | 0 | 0 | 0 | 0
#CAN - ON - SO2 Cap Annual v3.1 | 19 | 7630 | Rate Constraint in MTons | FALSE | L | Annual | Allowances Banked | Thousand Tons | 0 | 0 | 0 | 0 | 0 | 0 | 0
#CAN - ON - SO2 Cap Annual v3.1 | 19 | 7630 | Rate Constraint in MTons | FALSE | L | Annual | Allowances Withdrawn (1:1) | Thousand Tons | 0 | 0 | 0 | 0 | 0 | 0 | 0
#CAN - ON - SO2 Cap Annual v3.1 | 19 | 7630 | Rate Constraint in MTons | FALSE | L | Annual | Allowances Withdrawn (n:1) | Thousand Tons | 0 | 0 | 0 | 0 | 0 | 0 | 0
#CAN - ON - SO2 Cap Annual v3.1 | 19 | 7630 | Rate Constraint in MTons | FALSE | L | Annual | Net Emissions Allowance Position | Thousand Tons | 0.25581 | 0.25581 | 0.25581 | 0.25581 | 0.25581 | 0.25581 | 0.25581
#CAN - ON - SO2 Cap Annual v3.1 | 19 | 7630 | Rate Constraint in MTons | FALSE | L | Annual | Fuel Consumed | TBtu | 35.1062 | 54.5115 | 118.4153 | 188.5989 | 321.5059 | 351.6908 | 187.4554
#CAN - ON - SO2 Cap Annual v3.1 | 19 | 7630 | Rate Constraint in MTons | FALSE | L | Annual | Rate | lb/MMBtu | 0.014573 | 0.0093855 | 0.0043205 | 0.0027127 | 0.0015913 | 0.0014547 | 0.0027293
#CAN - ON - SO2 Cap Annual v3.1 | 19 | 7630 | Rate Constraint in MTons | FALSE | L | Annual | Generation | TWh | 5.0193 | 7.6918 | 16.9578 | 26.5872 | 44.8615 | 48.8737 | 26.4944
#CAN - ON - SO2 Cap Annual v3.1 | 19 | 7630 | Rate Constraint in MTons | FALSE | L | Annual | Qualifying Generation | TWh | 5.0193 | 7.6918 | 16.9578 | 26.5872 | 44.8615 | 48.8737 | 26.4944
#CAN - ON - SO2 Cap Annual v3.1 | 19 | 7630 | Rate Constraint in MTons | FALSE | L | Annual | Rate | lb/MWh | 0.10193 | 0.066515 | 0.03017 | 0.019243 | 0.011404 | 0.010468 | 0.01931
#CAN - ON - SO2 Cap Annual v3.1 | 19 | 7630 | Rate Constraint in MTons | FALSE | L | Annual | Constraint Shadow Price | US2022$/Ton | 0 | 0 | 0 | 0 | 0 | 0 | 0
#CAN - PE - Acid Rain - SO2 Cap Annual v3.1 | 20 | 7634 | Rate Constraint in MTons | FALSE | L | Annual | Seasons Included | Seasons | Winter, Spring, Summer, Fall | Winter, Spring, Summer, Fall | Winter, Spring, Summer, Fall | Winter, Spring, Summer, Fall | Winter, Spring, Summer, Fall | Winter, Spring, Summer, Fall | Winter, Spring, Summer, Fall
#CAN - PE - Acid Rain - SO2 Cap Annual v3.1 | 20 | 7634 | Rate Constraint in MTons | FALSE | L | Annual | Standard SO2 | Thousand Tons | 3.31 | 3.31 | 3.31 | 3.31 | 3.31 | 3.31 | 3.31
#CAN - PE - Acid Rain - SO2 Cap Annual v3.1 | 20 | 7634 | Rate Constraint in MTons | FALSE | L | Annual | Emissions at Affected Plants SO2 | Thousand Tons | 0 | 0 | 0 | 0 | 0 | 0 | 0
#CAN - PE - Acid Rain - SO2 Cap Annual v3.1 | 20 | 7634 | Rate Constraint in MTons | FALSE | L | Annual | Allowances Purchased SO2 | Thousand Tons | 0 | 0 | 0 | 0 | 0 | 0 | 0
#CAN - PE - Acid Rain - SO2 Cap Annual v3.1 | 20 | 7634 | Rate Constraint in MTons | FALSE | L | Annual | Allowances Sold SO2 | Thousand Tons | 0 | 0 | 0 | 0 | 0 | 0 | 0
#CAN - PE - Acid Rain - SO2 Cap Annual v3.1 | 20 | 7634 | Rate Constraint in MTons | FALSE | L | Annual | Allowances Banked | Thousand Tons | 0 | 0 | 0 | 0 | 0 | 0 | 0
#CAN - PE - Acid Rain - SO2 Cap Annual v3.1 | 20 | 7634 | Rate Constraint in MTons | FALSE | L | Annual | Allowances Withdrawn (1:1) | Thousand Tons | 0 | 0 | 0 | 0 | 0 | 0 | 0
#CAN - PE - Acid Rain - SO2 Cap Annual v3.1 | 20 | 7634 | Rate Constraint in MTons | FALSE | L | Annual | Allowances Withdrawn (n:1) | Thousand Tons | 0 | 0 | 0 | 0 | 0 | 0 | 0
#CAN - PE - Acid Rain - SO2 Cap Annual v3.1 | 20 | 7634 | Rate Constraint in MTons | FALSE | L | Annual | Net Emissions Allowance Position | Thousand Tons | 0 | 0 | 0 | 0 | 0 | 0 | 0
#CAN - PE - Acid Rain - SO2 Cap Annual v3.1 | 20 | 7634 | Rate Constraint in MTons | FALSE | L | Annual | Fuel Consumed | TBtu | 4.9026 | 7.337 | 8.7397 | 8.8175 | 11.7957 | 8.8448 | 4.747
#CAN - PE - Acid Rain - SO2 Cap Annual v3.1 | 20 | 7634 | Rate Constraint in MTons | FALSE | L | Annual | Rate | lb/MMBtu | 0 | 0 | 0 | 0 | 0 | 0 | 0
#CAN - PE - Acid Rain - SO2 Cap Annual v3.1 | 20 | 7634 | Rate Constraint in MTons | FALSE | L | Annual | Generation | TWh | 0.76965 | 1.1518 | 1.3259 | 1.3268 | 1.6918 | 1.1966 | 0.72421
#CAN - PE - Acid Rain - SO2 Cap Annual v3.1 | 20 | 7634 | Rate Constraint in MTons | FALSE | L | Annual | Qualifying Generation | TWh | 0.76965 | 1.1518 | 1.3259 | 1.3268 | 1.6918 | 1.1966 | 0.72421
#CAN - PE - Acid Rain - SO2 Cap Annual v3.1 | 20 | 7634 | Rate Constraint in MTons | FALSE | L | Annual | Rate | lb/MWh | 0 | 0 | 0 | 0 | 0 | 0 | 0
#CAN - PE - Acid Rain - SO2 Cap Annual v3.1 | 20 | 7634 | Rate Constraint in MTons | FALSE | L | Annual | Constraint Shadow Price | US2022$/Ton | 0 | 0 | 0 | 0 | 0 | 0 | 0
#CAN - PQ - Acid Rain - SO2 Cap Annual v3.1 | 21 | 7632 | Rate Constraint in MTons | FALSE | L | Annual | Seasons Included | Seasons | Winter, Spring, Summer, Fall | Winter, Spring, Summer, Fall | Winter, Spring, Summer, Fall | Winter, Spring, Summer, Fall | Winter, Spring, Summer, Fall | Winter, Spring, Summer, Fall | Winter, Spring, Summer, Fall
#CAN - PQ - Acid Rain - SO2 Cap Annual v3.1 | 21 | 7632 | Rate Constraint in MTons | FALSE | L | Annual | Standard SO2 | Thousand Tons | 6.61 | 6.61 | 6.61 | 6.61 | 6.61 | 6.61 | 6.61
#CAN - PQ - Acid Rain - SO2 Cap Annual v3.1 | 21 | 7632 | Rate Constraint in MTons | FALSE | L | Annual | Emissions at Affected Plants SO2 | Thousand Tons | 0 | 0 | 0 | 0 | 0 | 0 | 0
#CAN - PQ - Acid Rain - SO2 Cap Annual v3.1 | 21 | 7632 | Rate Constraint in MTons | FALSE | L | Annual | Allowances Purchased SO2 | Thousand Tons | 0 | 0 | 0 | 0 | 0 | 0 | 0
#CAN - PQ - Acid Rain - SO2 Cap Annual v3.1 | 21 | 7632 | Rate Constraint in MTons | FALSE | L | Annual | Allowances Sold SO2 | Thousand Tons | 0 | 0 | 0 | 0 | 0 | 0 | 0
#CAN - PQ - Acid Rain - SO2 Cap Annual v3.1 | 21 | 7632 | Rate Constraint in MTons | FALSE | L | Annual | Allowances Banked | Thousand Tons | 0 | 0 | 0 | 0 | 0 | 0 | 0
#CAN - PQ - Acid Rain - SO2 Cap Annual v3.1 | 21 | 7632 | Rate Constraint in MTons | FALSE | L | Annual | Allowances Withdrawn (1:1) | Thousand Tons | 0 | 0 | 0 | 0 | 0 | 0 | 0
#CAN - PQ - Acid Rain - SO2 Cap Annual v3.1 | 21 | 7632 | Rate Constraint in MTons | FALSE | L | Annual | Allowances Withdrawn (n:1) | Thousand Tons | 0 | 0 | 0 | 0 | 0 | 0 | 0
#CAN - PQ - Acid Rain - SO2 Cap Annual v3.1 | 21 | 7632 | Rate Constraint in MTons | FALSE | L | Annual | Net Emissions Allowance Position | Thousand Tons | 0 | 0 | 0 | 0 | 0 | 0 | 0
#CAN - PQ - Acid Rain - SO2 Cap Annual v3.1 | 21 | 7632 | Rate Constraint in MTons | FALSE | L | Annual | Fuel Consumed | TBtu | 0 | 0 | 0 | 0 | 0 | 0 | 0
#CAN - PQ - Acid Rain - SO2 Cap Annual v3.1 | 21 | 7632 | Rate Constraint in MTons | FALSE | L | Annual | Rate | lb/MMBtu | 0 | 0 | 0 | 0 | 0 | 0 | 0
#CAN - PQ - Acid Rain - SO2 Cap Annual v3.1 | 21 | 7632 | Rate Constraint in MTons | FALSE | L | Annual | Generation | TWh | 0 | 0 | 0 | 0 | 0 | 0 | 0
#CAN - PQ - Acid Rain - SO2 Cap Annual v3.1 | 21 | 7632 | Rate Constraint in MTons | FALSE | L | Annual | Qualifying Generation | TWh | 0 | 0 | 0 | 0 | 0 | 0 | 0
#CAN - PQ - Acid Rain - SO2 Cap Annual v3.1 | 21 | 7632 | Rate Constraint in MTons | FALSE | L | Annual | Rate | lb/MWh | 0 | 0 | 0 | 0 | 0 | 0 | 0
#CAN - PQ - Acid Rain - SO2 Cap Annual v3.1 | 21 | 7632 | Rate Constraint in MTons | FALSE | L | Annual | Constraint Shadow Price | US2022$/Ton | 0 | 0 | 0 | 0 | 0 | 0 | 0
#CAN - PQ - CO2 Constraint- v.6.17 | 22 | 7633 | Rate Constraint in MTons | FALSE | L | Annual | Seasons Included | Seasons | Winter, Spring, Summer, Fall | Winter, Spring, Summer, Fall | Winter, Spring, Summer, Fall | Winter, Spring, Summer, Fall | Winter, Spring, Summer, Fall | Winter, Spring, Summer, Fall | Winter, Spring, Summer, Fall
#CAN - PQ - CO2 Constraint- v.6.17 | 22 | 7633 | Rate Constraint in MTons | FALSE | L | Annual | Standard CO2 | Thousand Tons | 0 | 0 | 0 | 0 | 0 | 0 | 0
#CAN - PQ - CO2 Constraint- v.6.17 | 22 | 7633 | Rate Constraint in MTons | FALSE | L | Annual | Emissions at Affected Plants CO2 | Thousand Tons | 0 | 0 | 0 | 0 | 0 | 0 | 0
#CAN - PQ - CO2 Constraint- v.6.17 | 22 | 7633 | Rate Constraint in MTons | FALSE | L | Annual | Allowances Purchased CO2 | Thousand Tons | 0 | 0 | 0 | 0 | 0 | 0 | 0
#CAN - PQ - CO2 Constraint- v.6.17 | 22 | 7633 | Rate Constraint in MTons | FALSE | L | Annual | Allowances Sold CO2 | Thousand Tons | 0 | 0 | 0 | 0 | 0 | 0 | 0
#CAN - PQ - CO2 Constraint- v.6.17 | 22 | 7633 | Rate Constraint in MTons | FALSE | L | Annual | Allowances Banked | Thousand Tons | 0 | 0 | 0 | 0 | 0 | 0 | 0
#CAN - PQ - CO2 Constraint- v.6.17 | 22 | 7633 | Rate Constraint in MTons | FALSE | L | Annual | Allowances Withdrawn (1:1) | Thousand Tons | 0 | 0 | 0 | 0 | 0 | 0 | 0
#CAN - PQ - CO2 Constraint- v.6.17 | 22 | 7633 | Rate Constraint in MTons | FALSE | L | Annual | Allowances Withdrawn (n:1) | Thousand Tons | 0 | 0 | 0 | 0 | 0 | 0 | 0
#CAN - PQ - CO2 Constraint- v.6.17 | 22 | 7633 | Rate Constraint in MTons | FALSE | L | Annual | Net Emissions Allowance Position | Thousand Tons | 0 | 0 | 0 | 0 | 0 | 0 | 0
#CAN - PQ - CO2 Constraint- v.6.17 | 22 | 7633 | Rate Constraint in MTons | FALSE | L | Annual | Fuel Consumed | TBtu | 0 | 0 | 0 | 0 | 0 | 0 | 0
#CAN - PQ - CO2 Constraint- v.6.17 | 22 | 7633 | Rate Constraint in MTons | FALSE | L | Annual | Rate | lb/MMBtu | 0 | 0 | 0 | 0 | 0 | 0 | 0
#CAN - PQ - CO2 Constraint- v.6.17 | 22 | 7633 | Rate Constraint in MTons | FALSE | L | Annual | Generation | TWh | 0 | 0 | 0 | 0 | 0 | 0 | 0
#CAN - PQ - CO2 Constraint- v.6.17 | 22 | 7633 | Rate Constraint in MTons | FALSE | L | Annual | Qualifying Generation | TWh | 0 | 0 | 0 | 0 | 0 | 0 | 0
#CAN - PQ - CO2 Constraint- v.6.17 | 22 | 7633 | Rate Constraint in MTons | FALSE | L | Annual | Rate | lb/MWh | 0 | 0 | 0 | 0 | 0 | 0 | 0
#CAN - PQ - CO2 Constraint- v.6.17 | 22 | 7633 | Rate Constraint in MTons | FALSE | L | Annual | Constraint Shadow Price | US2022$/Ton | 15.9587 | 73.0525 | 81.1728 | 81.1728 | 81.1729 | 81.1729 | 81.1731
#CAN - PQ - O3 Annex - NOX Cap Annual v3.1 | 23 | 7631 | Rate Constraint in MTons | FALSE | L | Annual | Seasons Included | Seasons | Winter, Spring, Summer, Fall | Winter, Spring, Summer, Fall | Winter, Spring, Summer, Fall | Winter, Spring, Summer, Fall | Winter, Spring, Summer, Fall | Winter, Spring, Summer, Fall | Winter, Spring, Summer, Fall
#CAN - PQ - O3 Annex - NOX Cap Annual v3.1 | 23 | 7631 | Rate Constraint in MTons | FALSE | L | Annual | Standard NOX | Thousand Tons | 5.5115 | 5.5115 | 5.5115 | 5.5115 | 5.5115 | 5.5115 | 5.5115
#CAN - PQ - O3 Annex - NOX Cap Annual v3.1 | 23 | 7631 | Rate Constraint in MTons | FALSE | L | Annual | Emissions at Affected Plants NOX | Thousand Tons | 0 | 0 | 0 | 0 | 0 | 0 | 0
#CAN - PQ - O3 Annex - NOX Cap Annual v3.1 | 23 | 7631 | Rate Constraint in MTons | FALSE | L | Annual | Allowances Purchased NOX | Thousand Tons | 0 | 0 | 0 | 0 | 0 | 0 | 0
#CAN - PQ - O3 Annex - NOX Cap Annual v3.1 | 23 | 7631 | Rate Constraint in MTons | FALSE | L | Annual | Allowances Sold NOX | Thousand Tons | 0 | 0 | 0 | 0 | 0 | 0 | 0
#CAN - PQ - O3 Annex - NOX Cap Annual v3.1 | 23 | 7631 | Rate Constraint in MTons | FALSE | L | Annual | Allowances Banked | Thousand Tons | 0 | 0 | 0 | 0 | 0 | 0 | 0
#CAN - PQ - O3 Annex - NOX Cap Annual v3.1 | 23 | 7631 | Rate Constraint in MTons | FALSE | L | Annual | Allowances Withdrawn (1:1) | Thousand Tons | 0 | 0 | 0 | 0 | 0 | 0 | 0
#CAN - PQ - O3 Annex - NOX Cap Annual v3.1 | 23 | 7631 | Rate Constraint in MTons | FALSE | L | Annual | Allowances Withdrawn (n:1) | Thousand Tons | 0 | 0 | 0 | 0 | 0 | 0 | 0
#CAN - PQ - O3 Annex - NOX Cap Annual v3.1 | 23 | 7631 | Rate Constraint in MTons | FALSE | L | Annual | Net Emissions Allowance Position | Thousand Tons | 0 | 0 | 0 | 0 | 0 | 0 | 0
#CAN - PQ - O3 Annex - NOX Cap Annual v3.1 | 23 | 7631 | Rate Constraint in MTons | FALSE | L | Annual | Fuel Consumed | TBtu | 0 | 0 | 0 | 0 | 0 | 0 | 0
#CAN - PQ - O3 Annex - NOX Cap Annual v3.1 | 23 | 7631 | Rate Constraint in MTons | FALSE | L | Annual | Rate | lb/MMBtu | 0 | 0 | 0 | 0 | 0 | 0 | 0
#CAN - PQ - O3 Annex - NOX Cap Annual v3.1 | 23 | 7631 | Rate Constraint in MTons | FALSE | L | Annual | Generation | TWh | 0 | 0 | 0 | 0 | 0 | 0 | 0
#CAN - PQ - O3 Annex - NOX Cap Annual v3.1 | 23 | 7631 | Rate Constraint in MTons | FALSE | L | Annual | Qualifying Generation | TWh | 0 | 0 | 0 | 0 | 0 | 0 | 0
#CAN - PQ - O3 Annex - NOX Cap Annual v3.1 | 23 | 7631 | Rate Constraint in MTons | FALSE | L | Annual | Rate | lb/MWh | 0 | 0 | 0 | 0 | 0 | 0 | 0
#CAN - PQ - O3 Annex - NOX Cap Annual v3.1 | 23 | 7631 | Rate Constraint in MTons | FALSE | L | Annual | Constraint Shadow Price | US2022$/Ton | 0 | 0 | 0 | 0 | 0 | 0 | 0
#CAN - SK - MER Cap Annual v4.12 | 24 | 7635 | Rate Constraint in MTons | FALSE | L | Annual | Seasons Included | Seasons | Winter, Spring, Summer, Fall | Winter, Spring, Summer, Fall | Winter, Spring, Summer, Fall | Winter, Spring, Summer, Fall | Winter, Spring, Summer, Fall | Winter, Spring, Summer, Fall | Winter, Spring, Summer, Fall
#CAN - SK - MER Cap Annual v4.12 | 24 | 7635 | Rate Constraint in MTons | FALSE | L | Annual | Standard MER | lbs | 947.9877 | 947.9877 | 947.9877 | 947.9877 | 947.9877 | 947.9877 | 947.9877
#CAN - SK - MER Cap Annual v4.12 | 24 | 7635 | Rate Constraint in MTons | FALSE | L | Annual | Emissions at Affected Plants MER | lbs | 545.9846 | 218.4972 | 62.824 | 62.6345 | 61.3831 | 26.7602 | 57.2528
#CAN - SK - MER Cap Annual v4.12 | 24 | 7635 | Rate Constraint in MTons | FALSE | L | Annual | Allowances Purchased MER | lbs | 0 | 0 | 0 | 0 | 0 | 0 | 0
#CAN - SK - MER Cap Annual v4.12 | 24 | 7635 | Rate Constraint in MTons | FALSE | L | Annual | Allowances Sold MER | lbs | 0 | 0 | 0 | 0 | 0 | 0 | 0
#CAN - SK - MER Cap Annual v4.12 | 24 | 7635 | Rate Constraint in MTons | FALSE | L | Annual | Allowances Banked | lbs | 0 | 0 | 0 | 0 | 0 | 0 | 0
#CAN - SK - MER Cap Annual v4.12 | 24 | 7635 | Rate Constraint in MTons | FALSE | L | Annual | Allowances Withdrawn (1:1) | lbs | 0 | 0 | 0 | 0 | 0 | 0 | 0
#CAN - SK - MER Cap Annual v4.12 | 24 | 7635 | Rate Constraint in MTons | FALSE | L | Annual | Allowances Withdrawn (n:1) | lbs | 0 | 0 | 0 | 0 | 0 | 0 | 0
#CAN - SK - MER Cap Annual v4.12 | 24 | 7635 | Rate Constraint in MTons | FALSE | L | Annual | Net Emissions Allowance Position | lbs | 545.9846 | 218.4972 | 62.824 | 62.6345 | 61.3831 | 26.7602 | 57.2528
#CAN - SK - MER Cap Annual v4.12 | 24 | 7635 | Rate Constraint in MTons | FALSE | L | Annual | Fuel Consumed | TBtu | 72.7213 | 29.223 | 8.5458 | 8.5207 | 8.3542 | 3.6414 | 7.7904
#CAN - SK - MER Cap Annual v4.12 | 24 | 7635 | Rate Constraint in MTons | FALSE | L | Annual | Rate | lb/MMBtu | 7.5079e-06 | 7.4769e-06 | 7.3514e-06 | 7.3509e-06 | 7.3476e-06 | 7.3489e-06 | 7.3491e-06
#CAN - SK - MER Cap Annual v4.12 | 24 | 7635 | Rate Constraint in MTons | FALSE | L | Annual | Generation | TWh | 6.967 | 2.7997 | 0.81872 | 0.81631 | 0.80036 | 0.34886 | 0.74635
#CAN - SK - MER Cap Annual v4.12 | 24 | 7635 | Rate Constraint in MTons | FALSE | L | Annual | Qualifying Generation | TWh | 6.967 | 2.7997 | 0.81872 | 0.81631 | 0.80036 | 0.34886 | 0.74635
#CAN - SK - MER Cap Annual v4.12 | 24 | 7635 | Rate Constraint in MTons | FALSE | L | Annual | Rate | lb/MWh | 7.8368e-05 | 7.8044e-05 | 7.6734e-05 | 7.6729e-05 | 7.6694e-05 | 7.6707e-05 | 7.671e-05
#CAN - SK - MER Cap Annual v4.12 | 24 | 7635 | Rate Constraint in MTons | FALSE | L | Annual | Constraint Shadow Price | US2022$/Lb | 0 | 0 | 0 | 0 | 0 | 0 | 0
#CAN Aconi 1 - SO2 Rate Annual v3.1 | 25 | 7636 | Rate Constraint in lbs/MMBtu | FALSE | L | Annual | Seasons Included | Seasons | Winter, Spring, Summer, Fall | Winter, Spring, Summer, Fall | Winter, Spring, Summer, Fall | Winter, Spring, Summer, Fall | Winter, Spring, Summer, Fall | Winter, Spring, Summer, Fall | Winter, Spring, Summer, Fall
#CAN Aconi 1 - SO2 Rate Annual v3.1 | 25 | 7636 | Rate Constraint in lbs/MMBtu | FALSE | L | Annual | Standard SO2 | lb/MMBtu | 0.58146 | 0.58146 | 0.58146 | 0.58146 | 0.58146 | 0.58146 | 0.58146
#CAN Aconi 1 - SO2 Rate Annual v3.1 | 25 | 7636 | Rate Constraint in lbs/MMBtu | FALSE | L | Annual | Emissions at Affected Plants SO2 | Thousand Tons | 0 | 0 | 0 | 0 | 0 | 0 | 0
#CAN Aconi 1 - SO2 Rate Annual v3.1 | 25 | 7636 | Rate Constraint in lbs/MMBtu | FALSE | L | Annual | Allowances Purchased SO2 | Thousand Tons | 0 | 0 | 0 | 0 | 0 | 0 | 0
#CAN Aconi 1 - SO2 Rate Annual v3.1 | 25 | 7636 | Rate Constraint in lbs/MMBtu | FALSE | L | Annual | Allowances Sold SO2 | Thousand Tons | 0 | 0 | 0 | 0 | 0 | 0 | 0
#CAN Aconi 1 - SO2 Rate Annual v3.1 | 25 | 7636 | Rate Constraint in lbs/MMBtu | FALSE | L | Annual | Allowances Banked | Thousand Tons | 0 | 0 | 0 | 0 | 0 | 0 | 0
#CAN Aconi 1 - SO2 Rate Annual v3.1 | 25 | 7636 | Rate Constraint in lbs/MMBtu | FALSE | L | Annual | Allowances Withdrawn (1:1) | Thousand Tons | 0 | 0 | 0 | 0 | 0 | 0 | 0
#CAN Aconi 1 - SO2 Rate Annual v3.1 | 25 | 7636 | Rate Constraint in lbs/MMBtu | FALSE | L | Annual | Allowances Withdrawn (n:1) | Thousand Tons | 0 | 0 | 0 | 0 | 0 | 0 | 0
#CAN Aconi 1 - SO2 Rate Annual v3.1 | 25 | 7636 | Rate Constraint in lbs/MMBtu | FALSE | L | Annual | Net Emissions Allowance Position | Thousand Tons | 0 | 0 | 0 | 0 | 0 | 0 | 0
#CAN Aconi 1 - SO2 Rate Annual v3.1 | 25 | 7636 | Rate Constraint in lbs/MMBtu | FALSE | L | Annual | Fuel Consumed | TBtu | 0 | 0 | 0 | 0 | 0 | 0 | 0
#CAN Aconi 1 - SO2 Rate Annual v3.1 | 25 | 7636 | Rate Constraint in lbs/MMBtu | FALSE | L | Annual | Rate | lb/MMBtu | 0 | 0 | 0 | 0 | 0 | 0 | 0
#CAN Aconi 1 - SO2 Rate Annual v3.1 | 25 | 7636 | Rate Constraint in lbs/MMBtu | FALSE | L | Annual | Generation | TWh | 0 | 0 | 0 | 0 | 0 | 0 | 0
#CAN Aconi 1 - SO2 Rate Annual v3.1 | 25 | 7636 | Rate Constraint in lbs/MMBtu | FALSE | L | Annual | Qualifying Generation | TWh | 0 | 0 | 0 | 0 | 0 | 0 | 0
#CAN Aconi 1 - SO2 Rate Annual v3.1 | 25 | 7636 | Rate Constraint in lbs/MMBtu | FALSE | L | Annual | Rate | lb/MWh | 0 | 0 | 0 | 0 | 0 | 0 | 0
#CAN Aconi 1 - SO2 Rate Annual v3.1 | 25 | 7636 | Rate Constraint in lbs/MMBtu | FALSE | L | Annual | Constraint Shadow Price | US2022$/Ton | 1306732.3229 | 1008880.2509 | 28028.2177 | 23404.881 | 20580.3629 | 19541.703 | 22209.2855
#CAN Lingan 1-4 - SO2 Rate Annual v3.1 | 26 | 7637 | Rate Constraint in lbs/MMBtu | FALSE | L | Annual | Seasons Included | Seasons | Winter, Spring, Summer, Fall | Winter, Spring, Summer, Fall | Winter, Spring, Summer, Fall | Winter, Spring, Summer, Fall | Winter, Spring, Summer, Fall | Winter, Spring, Summer, Fall | Winter, Spring, Summer, Fall
#CAN Lingan 1-4 - SO2 Rate Annual v3.1 | 26 | 7637 | Rate Constraint in lbs/MMBtu | FALSE | L | Annual | Standard SO2 | lb/MMBtu | 3.7214 | 3.7214 | 3.7214 | 3.7214 | 3.7214 | 3.7214 | 3.7214
#CAN Lingan 1-4 - SO2 Rate Annual v3.1 | 26 | 7637 | Rate Constraint in lbs/MMBtu | FALSE | L | Annual | Emissions at Affected Plants SO2 | Thousand Tons | 1.8224 | 2.5378 | 0 | 0 | 0 | 0 | 0
#CAN Lingan 1-4 - SO2 Rate Annual v3.1 | 26 | 7637 | Rate Constraint in lbs/MMBtu | FALSE | L | Annual | Allowances Purchased SO2 | Thousand Tons | 0 | 0 | 0 | 0 | 0 | 0 | 0
#CAN Lingan 1-4 - SO2 Rate Annual v3.1 | 26 | 7637 | Rate Constraint in lbs/MMBtu | FALSE | L | Annual | Allowances Sold SO2 | Thousand Tons | 0 | 0 | 0 | 0 | 0 | 0 | 0
#CAN Lingan 1-4 - SO2 Rate Annual v3.1 | 26 | 7637 | Rate Constraint in lbs/MMBtu | FALSE | L | Annual | Allowances Banked | Thousand Tons | 0 | 0 | 0 | 0 | 0 | 0 | 0
#CAN Lingan 1-4 - SO2 Rate Annual v3.1 | 26 | 7637 | Rate Constraint in lbs/MMBtu | FALSE | L | Annual | Allowances Withdrawn (1:1) | Thousand Tons | 0 | 0 | 0 | 0 | 0 | 0 | 0
#CAN Lingan 1-4 - SO2 Rate Annual v3.1 | 26 | 7637 | Rate Constraint in lbs/MMBtu | FALSE | L | Annual | Allowances Withdrawn (n:1) | Thousand Tons | 0 | 0 | 0 | 0 | 0 | 0 | 0
#CAN Lingan 1-4 - SO2 Rate Annual v3.1 | 26 | 7637 | Rate Constraint in lbs/MMBtu | FALSE | L | Annual | Net Emissions Allowance Position | Thousand Tons | 1.8224 | 2.5378 | 0 | 0 | 0 | 0 | 0
#CAN Lingan 1-4 - SO2 Rate Annual v3.1 | 26 | 7637 | Rate Constraint in lbs/MMBtu | FALSE | L | Annual | Fuel Consumed | TBtu | 3.327 | 4.6332 | 0 | 0 | 0 | 0 | 0
#CAN Lingan 1-4 - SO2 Rate Annual v3.1 | 26 | 7637 | Rate Constraint in lbs/MMBtu | FALSE | L | Annual | Rate | lb/MMBtu | 1.0955 | 1.0955 | 0 | 0 | 0 | 0 | 0
#CAN Lingan 1-4 - SO2 Rate Annual v3.1 | 26 | 7637 | Rate Constraint in lbs/MMBtu | FALSE | L | Annual | Generation | TWh | 0.31874 | 0.44388 | 0 | 0 | 0 | 0 | 0
#CAN Lingan 1-4 - SO2 Rate Annual v3.1 | 26 | 7637 | Rate Constraint in lbs/MMBtu | FALSE | L | Annual | Qualifying Generation | TWh | 0.31874 | 0.44388 | 0 | 0 | 0 | 0 | 0
#CAN Lingan 1-4 - SO2 Rate Annual v3.1 | 26 | 7637 | Rate Constraint in lbs/MMBtu | FALSE | L | Annual | Rate | lb/MWh | 11.4349 | 11.4349 | 0 | 0 | 0 | 0 | 0
#CAN Lingan 1-4 - SO2 Rate Annual v3.1 | 26 | 7637 | Rate Constraint in lbs/MMBtu | FALSE | L | Annual | Constraint Shadow Price | US2022$/Ton | 0 | 0 | 0 | 0 | 0 | 0 | 0
#CAN -National Coal CO2 Rate Limit- 2030- v6.20 | 27 | 7650 | Rate Constraint in lbs/MWh | FALSE | L | Annual | Seasons Included | Seasons | Winter, Spring, Summer, Fall | Winter, Spring, Summer, Fall | Winter, Spring, Summer, Fall | Winter, Spring, Summer, Fall | Winter, Spring, Summer, Fall | Winter, Spring, Summer, Fall | Winter, Spring, Summer, Fall
#CAN -National Coal CO2 Rate Limit- 2030- v6.20 | 27 | 7650 | Rate Constraint in lbs/MWh | FALSE | L | Annual | Standard CO2 | lb/MWh | 0 | 925.94 | 925.94 | 925.94 | 925.94 | 925.94 | 925.94
#CAN -National Coal CO2 Rate Limit- 2030- v6.20 | 27 | 7650 | Rate Constraint in lbs/MWh | FALSE | L | Annual | Emissions at Affected Plants CO2 | Thousand Tons | 0 | 0 | 0 | 0 | 0 | 0 | 0
#CAN -National Coal CO2 Rate Limit- 2030- v6.20 | 27 | 7650 | Rate Constraint in lbs/MWh | FALSE | L | Annual | Allowances Purchased CO2 | Thousand Tons | 0 | 0 | 0 | 0 | 0 | 0 | 0
#CAN -National Coal CO2 Rate Limit- 2030- v6.20 | 27 | 7650 | Rate Constraint in lbs/MWh | FALSE | L | Annual | Allowances Sold CO2 | Thousand Tons | 0 | 0 | 0 | 0 | 0 | 0 | 0
#CAN -National Coal CO2 Rate Limit- 2030- v6.20 | 27 | 7650 | Rate Constraint in lbs/MWh | FALSE | L | Annual | Allowances Banked | Thousand Tons | 0 | 0 | 0 | 0 | 0 | 0 | 0
#CAN -National Coal CO2 Rate Limit- 2030- v6.20 | 27 | 7650 | Rate Constraint in lbs/MWh | FALSE | L | Annual | Allowances Withdrawn (1:1) | Thousand Tons | 0 | 0 | 0 | 0 | 0 | 0 | 0
#CAN -National Coal CO2 Rate Limit- 2030- v6.20 | 27 | 7650 | Rate Constraint in lbs/MWh | FALSE | L | Annual | Allowances Withdrawn (n:1) | Thousand Tons | 0 | 0 | 0 | 0 | 0 | 0 | 0
#CAN -National Coal CO2 Rate Limit- 2030- v6.20 | 27 | 7650 | Rate Constraint in lbs/MWh | FALSE | L | Annual | Net Emissions Allowance Position | Thousand Tons | 0 | 0 | 0 | 0 | 0 | 0 | 0
#CAN -National Coal CO2 Rate Limit- 2030- v6.20 | 27 | 7650 | Rate Constraint in lbs/MWh | FALSE | L | Annual | Fuel Consumed | TBtu | 0 | 0 | 0 | 0 | 0 | 0 | 0
#CAN -National Coal CO2 Rate Limit- 2030- v6.20 | 27 | 7650 | Rate Constraint in lbs/MWh | FALSE | L | Annual | Rate | lb/MMBtu | 0 | 0 | 0 | 0 | 0 | 0 | 0
#CAN -National Coal CO2 Rate Limit- 2030- v6.20 | 27 | 7650 | Rate Constraint in lbs/MWh | FALSE | L | Annual | Generation | TWh | 0 | 0 | 0 | 0 | 0 | 0 | 0
#CAN -National Coal CO2 Rate Limit- 2030- v6.20 | 27 | 7650 | Rate Constraint in lbs/MWh | FALSE | L | Annual | Qualifying Generation | TWh | 0 | 0 | 0 | 0 | 0 | 0 | 0
#CAN -National Coal CO2 Rate Limit- 2030- v6.20 | 27 | 7650 | Rate Constraint in lbs/MWh | FALSE | L | Annual | Constraint Shadow Price | US2022$/Ton | 503.593 | 1733.9519 | 178.1869 | 225.217 | 176.1195 | 264.7892 | 212.587
#CAN -National Coal CO2 Rate Limit- NewUnit- v6.20 | 28 | 7655 | Rate Constraint in lbs/MWh | FALSE | L | Annual | Seasons Included | Seasons | Winter, Spring, Summer, Fall | Winter, Spring, Summer, Fall | Winter, Spring, Summer, Fall | Winter, Spring, Summer, Fall | Winter, Spring, Summer, Fall | Winter, Spring, Summer, Fall | Winter, Spring, Summer, Fall
#CAN -National Coal CO2 Rate Limit- NewUnit- v6.20 | 28 | 7655 | Rate Constraint in lbs/MWh | FALSE | L | Annual | Standard CO2 | lb/MWh | 925.94 | 925.94 | 925.94 | 925.94 | 925.94 | 925.94 | 925.94
#CAN -National Coal CO2 Rate Limit- NewUnit- v6.20 | 28 | 7655 | Rate Constraint in lbs/MWh | FALSE | L | Annual | Emissions at Affected Plants CO2 | Thousand Tons | 0 | 0 | 0 | 0 | 0 | 0 | 0
#CAN -National Coal CO2 Rate Limit- NewUnit- v6.20 | 28 | 7655 | Rate Constraint in lbs/MWh | FALSE | L | Annual | Allowances Purchased CO2 | Thousand Tons | 0 | 0 | 0 | 0 | 0 | 0 | 0
#CAN -National Coal CO2 Rate Limit- NewUnit- v6.20 | 28 | 7655 | Rate Constraint in lbs/MWh | FALSE | L | Annual | Allowances Sold CO2 | Thousand Tons | 0 | 0 | 0 | 0 | 0 | 0 | 0
#CAN -National Coal CO2 Rate Limit- NewUnit- v6.20 | 28 | 7655 | Rate Constraint in lbs/MWh | FALSE | L | Annual | Allowances Banked | Thousand Tons | 0 | 0 | 0 | 0 | 0 | 0 | 0
#CAN -National Coal CO2 Rate Limit- NewUnit- v6.20 | 28 | 7655 | Rate Constraint in lbs/MWh | FALSE | L | Annual | Allowances Withdrawn (1:1) | Thousand Tons | 0 | 0 | 0 | 0 | 0 | 0 | 0
#CAN -National Coal CO2 Rate Limit- NewUnit- v6.20 | 28 | 7655 | Rate Constraint in lbs/MWh | FALSE | L | Annual | Allowances Withdrawn (n:1) | Thousand Tons | 0 | 0 | 0 | 0 | 0 | 0 | 0
#CAN -National Coal CO2 Rate Limit- NewUnit- v6.20 | 28 | 7655 | Rate Constraint in lbs/MWh | FALSE | L | Annual | Net Emissions Allowance Position | Thousand Tons | 0 | 0 | 0 | 0 | 0 | 0 | 0
#CAN -National Coal CO2 Rate Limit- NewUnit- v6.20 | 28 | 7655 | Rate Constraint in lbs/MWh | FALSE | L | Annual | Fuel Consumed | TBtu | 0 | 0 | 0 | 0 | 0 | 0 | 0
#CAN -National Coal CO2 Rate Limit- NewUnit- v6.20 | 28 | 7655 | Rate Constraint in lbs/MWh | FALSE | L | Annual | Rate | lb/MMBtu | 0 | 0 | 0 | 0 | 0 | 0 | 0
#CAN -National Coal CO2 Rate Limit- NewUnit- v6.20 | 28 | 7655 | Rate Constraint in lbs/MWh | FALSE | L | Annual | Generation | TWh | 0 | 0 | 0 | 0 | 0 | 0 | 0
#CAN -National Coal CO2 Rate Limit- NewUnit- v6.20 | 28 | 7655 | Rate Constraint in lbs/MWh | FALSE | L | Annual | Qualifying Generation | TWh | 0 | 0 | 0 | 0 | 0 | 0 | 0
#CAN -National Coal CO2 Rate Limit- NewUnit- v6.20 | 28 | 7655 | Rate Constraint in lbs/MWh | FALSE | L | Annual | Constraint Shadow Price | US2022$/Ton | 816.2199 | 794.5707 | 123.4409 | 64.5936 | 88.6954 | 83.8736 | 68.8746
#CAN -National Large NGas CO2 Rate Limit- v6.20 | 29 | 7673 | Rate Constraint in lbs/MWh | FALSE | L | Annual | Seasons Included | Seasons | Winter, Spring, Summer, Fall | Winter, Spring, Summer, Fall | Winter, Spring, Summer, Fall | Winter, Spring, Summer, Fall | Winter, Spring, Summer, Fall | Winter, Spring, Summer, Fall | Winter, Spring, Summer, Fall
#CAN -National Large NGas CO2 Rate Limit- v6.20 | 29 | 7673 | Rate Constraint in lbs/MWh | FALSE | L | Annual | Standard CO2 | lb/MWh | 925.9404 | 925.9404 | 925.9404 | 925.9404 | 925.9404 | 925.9404 | 925.9404
#CAN -National Large NGas CO2 Rate Limit- v6.20 | 29 | 7673 | Rate Constraint in lbs/MWh | FALSE | L | Annual | Emissions at Affected Plants CO2 | Thousand Tons | 24524.2486 | 26952.9613 | 35088.1356 | 43012.5331 | 53168.3511 | 56910.9513 | 52322.8564
#CAN -National Large NGas CO2 Rate Limit- v6.20 | 29 | 7673 | Rate Constraint in lbs/MWh | FALSE | L | Annual | Allowances Purchased CO2 | Thousand Tons | 0 | 0 | 0 | 0 | 0 | 0 | 0
#CAN -National Large NGas CO2 Rate Limit- v6.20 | 29 | 7673 | Rate Constraint in lbs/MWh | FALSE | L | Annual | Allowances Sold CO2 | Thousand Tons | 0 | 0 | 0 | 0 | 0 | 0 | 0
#CAN -National Large NGas CO2 Rate Limit- v6.20 | 29 | 7673 | Rate Constraint in lbs/MWh | FALSE | L | Annual | Allowances Banked | Thousand Tons | 0 | 0 | 0 | 0 | 0 | 0 | 0
#CAN -National Large NGas CO2 Rate Limit- v6.20 | 29 | 7673 | Rate Constraint in lbs/MWh | FALSE | L | Annual | Allowances Withdrawn (1:1) | Thousand Tons | 0 | 0 | 0 | 0 | 0 | 0 | 0
#CAN -National Large NGas CO2 Rate Limit- v6.20 | 29 | 7673 | Rate Constraint in lbs/MWh | FALSE | L | Annual | Allowances Withdrawn (n:1) | Thousand Tons | 0 | 0 | 0 | 0 | 0 | 0 | 0
#CAN -National Large NGas CO2 Rate Limit- v6.20 | 29 | 7673 | Rate Constraint in lbs/MWh | FALSE | L | Annual | Net Emissions Allowance Position | Thousand Tons | 24524.2486 | 26952.9613 | 35088.1356 | 43012.5331 | 53168.3511 | 56910.9513 | 52322.8564
#CAN -National Large NGas CO2 Rate Limit- v6.20 | 29 | 7673 | Rate Constraint in lbs/MWh | FALSE | L | Annual | Fuel Consumed | TBtu | 387.7665 | 428.7201 | 559.6143 | 690.7785 | 860.8923 | 926.2485 | 848.3315
#CAN -National Large NGas CO2 Rate Limit- v6.20 | 29 | 7673 | Rate Constraint in lbs/MWh | FALSE | L | Annual | Rate | lb/MMBtu | 126.4898 | 125.7369 | 125.4011 | 124.5335 | 123.5192 | 122.8848 | 123.3547
#CAN -National Large NGas CO2 Rate Limit- v6.20 | 29 | 7673 | Rate Constraint in lbs/MWh | FALSE | L | Annual | Generation | TWh | 57.3865 | 63.1863 | 80.0789 | 98.1043 | 123.1388 | 132.923 | 124.9601
#CAN -National Large NGas CO2 Rate Limit- v6.20 | 29 | 7673 | Rate Constraint in lbs/MWh | FALSE | L | Annual | Qualifying Generation | TWh | 57.3865 | 63.1863 | 80.0789 | 98.1043 | 123.1388 | 132.923 | 124.9601
#CAN -National Large NGas CO2 Rate Limit- v6.20 | 29 | 7673 | Rate Constraint in lbs/MWh | FALSE | L | Annual | Constraint Shadow Price | US2022$/Ton | 0 | 0 | 0 | 0 | 0 | 0 | 0
#CAN -National NOx Rate Limit v4.12 | 30 | 7606 | Rate Constraint in lbs/MWh | FALSE | L | Annual | Seasons Included | Seasons | Winter, Spring, Summer, Fall | Winter, Spring, Summer, Fall | Winter, Spring, Summer, Fall | Winter, Spring, Summer, Fall | Winter, Spring, Summer, Fall | Winter, Spring, Summer, Fall | Winter, Spring, Summer, Fall
#CAN -National NOx Rate Limit v4.12 | 30 | 7606 | Rate Constraint in lbs/MWh | FALSE | L | Annual | Standard NOX | lb/MWh | 1.5212 | 1.5212 | 1.5212 | 1.5212 | 1.5212 | 1.5212 | 1.5212
#CAN -National NOx Rate Limit v4.12 | 30 | 7606 | Rate Constraint in lbs/MWh | FALSE | L | Annual | Emissions at Affected Plants NOX | Thousand Tons | 2.9396 | 3.4759 | 10.7863 | 14.446 | 12.8969 | 13.4184 | 10.0148
#CAN -National NOx Rate Limit v4.12 | 30 | 7606 | Rate Constraint in lbs/MWh | FALSE | L | Annual | Allowances Purchased NOX | Thousand Tons | 0 | 0 | 0 | 0 | 0 | 0 | 0
#CAN -National NOx Rate Limit v4.12 | 30 | 7606 | Rate Constraint in lbs/MWh | FALSE | L | Annual | Allowances Sold NOX | Thousand Tons | 0 | 0 | 0 | 0 | 0 | 0 | 0
#CAN -National NOx Rate Limit v4.12 | 30 | 7606 | Rate Constraint in lbs/MWh | FALSE | L | Annual | Allowances Banked | Thousand Tons | 0 | 0 | 0 | 0 | 0 | 0 | 0
#CAN -National NOx Rate Limit v4.12 | 30 | 7606 | Rate Constraint in lbs/MWh | FALSE | L | Annual | Allowances Withdrawn (1:1) | Thousand Tons | 0 | 0 | 0 | 0 | 0 | 0 | 0
#CAN -National NOx Rate Limit v4.12 | 30 | 7606 | Rate Constraint in lbs/MWh | FALSE | L | Annual | Allowances Withdrawn (n:1) | Thousand Tons | 0 | 0 | 0 | 0 | 0 | 0 | 0
#CAN -National NOx Rate Limit v4.12 | 30 | 7606 | Rate Constraint in lbs/MWh | FALSE | L | Annual | Net Emissions Allowance Position | Thousand Tons | 2.9396 | 3.4759 | 10.7863 | 14.446 | 12.8969 | 13.4184 | 10.0148
#CAN -National NOx Rate Limit v4.12 | 30 | 7606 | Rate Constraint in lbs/MWh | FALSE | L | Annual | Fuel Consumed | TBtu | 387.5671 | 434.2352 | 582.9794 | 721.9961 | 890.397 | 956.1122 | 877.8562
#CAN -National NOx Rate Limit v4.12 | 30 | 7606 | Rate Constraint in lbs/MWh | FALSE | L | Annual | Rate | lb/MMBtu | 0.01517 | 0.016009 | 0.037004 | 0.040017 | 0.028969 | 0.028069 | 0.022816
#CAN -National NOx Rate Limit v4.12 | 30 | 7606 | Rate Constraint in lbs/MWh | FALSE | L | Annual | Generation | TWh | 57.0944 | 63.6551 | 82.8345 | 101.6682 | 126.4219 | 136.3771 | 128.2373
#CAN -National NOx Rate Limit v4.12 | 30 | 7606 | Rate Constraint in lbs/MWh | FALSE | L | Annual | Qualifying Generation | TWh | 57.0944 | 63.6551 | 82.8345 | 101.6682 | 126.4219 | 136.3771 | 128.2373
#CAN -National NOx Rate Limit v4.12 | 30 | 7606 | Rate Constraint in lbs/MWh | FALSE | L | Annual | Constraint Shadow Price | US2022$/Ton | 0 | 0 | 0 | 0 | 0 | 0 | 0
#CAN -National Small NGas CO2 Rate Limit- v6.20 | 31 | 7674 | Rate Constraint in lbs/MWh | FALSE | L | Annual | Seasons Included | Seasons | Winter, Spring, Summer, Fall | Winter, Spring, Summer, Fall | Winter, Spring, Summer, Fall | Winter, Spring, Summer, Fall | Winter, Spring, Summer, Fall | Winter, Spring, Summer, Fall | Winter, Spring, Summer, Fall
#CAN -National Small NGas CO2 Rate Limit- v6.20 | 31 | 7674 | Rate Constraint in lbs/MWh | FALSE | L | Annual | Standard CO2 | lb/MWh | 1212.541 | 1212.541 | 1212.541 | 1212.541 | 1212.541 | 1212.541 | 1212.541
#CAN -National Small NGas CO2 Rate Limit- v6.20 | 31 | 7674 | Rate Constraint in lbs/MWh | FALSE | L | Annual | Emissions at Affected Plants CO2 | Thousand Tons | 8231.9537 | 8872.3173 | 13170.6691 | 14254.8139 | 15462.3924 | 15567.7858 | 14396.0165
#CAN -National Small NGas CO2 Rate Limit- v6.20 | 31 | 7674 | Rate Constraint in lbs/MWh | FALSE | L | Annual | Allowances Purchased CO2 | Thousand Tons | 0 | 0 | 0 | 0 | 0 | 0 | 0
#CAN -National Small NGas CO2 Rate Limit- v6.20 | 31 | 7674 | Rate Constraint in lbs/MWh | FALSE | L | Annual | Allowances Sold CO2 | Thousand Tons | 0 | 0 | 0 | 0 | 0 | 0 | 0
#CAN -National Small NGas CO2 Rate Limit- v6.20 | 31 | 7674 | Rate Constraint in lbs/MWh | FALSE | L | Annual | Allowances Banked | Thousand Tons | 0 | 0 | 0 | 0 | 0 | 0 | 0
#CAN -National Small NGas CO2 Rate Limit- v6.20 | 31 | 7674 | Rate Constraint in lbs/MWh | FALSE | L | Annual | Allowances Withdrawn (1:1) | Thousand Tons | 0 | 0 | 0 | 0 | 0 | 0 | 0
#CAN -National Small NGas CO2 Rate Limit- v6.20 | 31 | 7674 | Rate Constraint in lbs/MWh | FALSE | L | Annual | Allowances Withdrawn (n:1) | Thousand Tons | 0 | 0 | 0 | 0 | 0 | 0 | 0
#CAN -National Small NGas CO2 Rate Limit- v6.20 | 31 | 7674 | Rate Constraint in lbs/MWh | FALSE | L | Annual | Net Emissions Allowance Position | Thousand Tons | 8231.9537 | 8872.3173 | 13170.6691 | 14254.8139 | 15462.3924 | 15567.7858 | 14396.0165
#CAN -National Small NGas CO2 Rate Limit- v6.20 | 31 | 7674 | Rate Constraint in lbs/MWh | FALSE | L | Annual | Fuel Consumed | TBtu | 105.6936 | 113.9158 | 162.9481 | 176.204 | 191.0104 | 191.4859 | 177.0667
#CAN -National Small NGas CO2 Rate Limit- v6.20 | 31 | 7674 | Rate Constraint in lbs/MWh | FALSE | L | Annual | Rate | lb/MMBtu | 155.7701 | 155.7697 | 161.6548 | 161.799 | 161.9011 | 162.5998 | 162.6056
#CAN -National Small NGas CO2 Rate Limit- v6.20 | 31 | 7674 | Rate Constraint in lbs/MWh | FALSE | L | Annual | Generation | TWh | 15.3404 | 16.4167 | 23.1436 | 24.8039 | 26.8457 | 26.9556 | 24.8994
#CAN -National Small NGas CO2 Rate Limit- v6.20 | 31 | 7674 | Rate Constraint in lbs/MWh | FALSE | L | Annual | Qualifying Generation | TWh | 15.3404 | 16.4167 | 23.1436 | 24.8039 | 26.8457 | 26.9556 | 24.8994
#CAN -National Small NGas CO2 Rate Limit- v6.20 | 31 | 7674 | Rate Constraint in lbs/MWh | FALSE | L | Annual | Constraint Shadow Price | US2022$/Ton | 0 | 0 | 0 | 0 | 0 | 0 | 0
#CAN -National SO2 Rate Limit v4.12 | 32 | 7605 | Rate Constraint in lbs/MWh | FALSE | L | Annual | Seasons Included | Seasons | Winter, Spring, Summer, Fall | Winter, Spring, Summer, Fall | Winter, Spring, Summer, Fall | Winter, Spring, Summer, Fall | Winter, Spring, Summer, Fall | Winter, Spring, Summer, Fall | Winter, Spring, Summer, Fall
#CAN -National SO2 Rate Limit v4.12 | 32 | 7605 | Rate Constraint in lbs/MWh | FALSE | L | Annual | Standard SO2 | lb/MWh | 9.3476 | 9.3476 | 9.3476 | 9.3476 | 9.3476 | 9.3476 | 9.3476
#CAN -National SO2 Rate Limit v4.12 | 32 | 7605 | Rate Constraint in lbs/MWh | FALSE | L | Annual | Emissions at Affected Plants SO2 | Thousand Tons | 0.25581 | 0.25581 | 0.25581 | 0.25581 | 0.25581 | 0.25581 | 0.25581
#CAN -National SO2 Rate Limit v4.12 | 32 | 7605 | Rate Constraint in lbs/MWh | FALSE | L | Annual | Allowances Purchased SO2 | Thousand Tons | 0 | 0 | 0 | 0 | 0 | 0 | 0
#CAN -National SO2 Rate Limit v4.12 | 32 | 7605 | Rate Constraint in lbs/MWh | FALSE | L | Annual | Allowances Sold SO2 | Thousand Tons | 0 | 0 | 0 | 0 | 0 | 0 | 0
#CAN -National SO2 Rate Limit v4.12 | 32 | 7605 | Rate Constraint in lbs/MWh | FALSE | L | Annual | Allowances Banked | Thousand Tons | 0 | 0 | 0 | 0 | 0 | 0 | 0
#CAN -National SO2 Rate Limit v4.12 | 32 | 7605 | Rate Constraint in lbs/MWh | FALSE | L | Annual | Allowances Withdrawn (1:1) | Thousand Tons | 0 | 0 | 0 | 0 | 0 | 0 | 0
#CAN -National SO2 Rate Limit v4.12 | 32 | 7605 | Rate Constraint in lbs/MWh | FALSE | L | Annual | Allowances Withdrawn (n:1) | Thousand Tons | 0 | 0 | 0 | 0 | 0 | 0 | 0
#CAN -National SO2 Rate Limit v4.12 | 32 | 7605 | Rate Constraint in lbs/MWh | FALSE | L | Annual | Net Emissions Allowance Position | Thousand Tons | 0.25581 | 0.25581 | 0.25581 | 0.25581 | 0.25581 | 0.25581 | 0.25581
#CAN -National SO2 Rate Limit v4.12 | 32 | 7605 | Rate Constraint in lbs/MWh | FALSE | L | Annual | Fuel Consumed | TBtu | 387.5671 | 434.2352 | 582.9794 | 721.9961 | 890.397 | 956.1122 | 877.8562
#CAN -National SO2 Rate Limit v4.12 | 32 | 7605 | Rate Constraint in lbs/MWh | FALSE | L | Annual | Rate | lb/MMBtu | 0.0013201 | 0.0011782 | 0.00087759 | 0.00070862 | 0.0005746 | 0.0005351 | 0.0005828
#CAN -National SO2 Rate Limit v4.12 | 32 | 7605 | Rate Constraint in lbs/MWh | FALSE | L | Annual | Generation | TWh | 57.0944 | 63.6551 | 82.8345 | 101.6682 | 126.4219 | 136.3771 | 128.2373
#CAN -National SO2 Rate Limit v4.12 | 32 | 7605 | Rate Constraint in lbs/MWh | FALSE | L | Annual | Qualifying Generation | TWh | 57.0944 | 63.6551 | 82.8345 | 101.6682 | 126.4219 | 136.3771 | 128.2373
#CAN -National SO2 Rate Limit v4.12 | 32 | 7605 | Rate Constraint in lbs/MWh | FALSE | L | Annual | Constraint Shadow Price | US2022$/Ton | 0 | 0 | 0 | 0 | 0 | 0 | 0
#CAN RPS v6.20- CNAB | 33 | 7565 | Generation Constraint in GWh | FALSE | G | Annual | Seasons Included | Seasons | Winter, Spring, Summer, Fall | Winter, Spring, Summer, Fall | Winter, Spring, Summer, Fall | Winter, Spring, Summer, Fall | Winter, Spring, Summer, Fall | Winter, Spring, Summer, Fall | Winter, Spring, Summer, Fall
#CAN RPS v6.20- CNAB | 33 | 7565 | Generation Constraint in GWh | FALSE | G | Annual | Standard GWh | GWh | 0 | 25428.5463 | 26329.738 | 26715.1733 | 27433.762 | 28612.0969 | 29838.2331
#CAN RPS v6.20- CNAB | 33 | 7565 | Generation Constraint in GWh | FALSE | G | Annual | Emissions at Affected Plants | GWh | 29244.314 | 29244.314 | 29244.314 | 29244.314 | 29244.314 | 29244.314 | 29838.2331
#CAN RPS v6.20- CNAB | 33 | 7565 | Generation Constraint in GWh | FALSE | G | Annual | Allowances Purchased | GWh | 0 | 0 | 0 | 0 | 0 | 0 | 0
#CAN RPS v6.20- CNAB | 33 | 7565 | Generation Constraint in GWh | FALSE | G | Annual | Allowances Sold | GWh | 0 | 0 | 0 | 0 | 0 | 0 | 0
#CAN RPS v6.20- CNAB | 33 | 7565 | Generation Constraint in GWh | FALSE | G | Annual | Allowances Banked | GWh | 0 | 0 | 0 | 0 | 0 | 0 | 0
#CAN RPS v6.20- CNAB | 33 | 7565 | Generation Constraint in GWh | FALSE | G | Annual | Allowances Withdrawn (1:1) | GWh | 0 | 0 | 0 | 0 | 0 | 0 | 0
#CAN RPS v6.20- CNAB | 33 | 7565 | Generation Constraint in GWh | FALSE | G | Annual | Allowances Withdrawn (n:1) | GWh | 0 | 0 | 0 | 0 | 0 | 0 | 0
#CAN RPS v6.20- CNAB | 33 | 7565 | Generation Constraint in GWh | FALSE | G | Annual | Net Emissions Allowance Position | GWh | 29244.314 | 29244.314 | 29244.314 | 29244.314 | 29244.314 | 29244.314 | 29838.2331
#CAN RPS v6.20- CNAB | 33 | 7565 | Generation Constraint in GWh | FALSE | G | Annual | Constraint Shadow Price | US2022$/MWh | 0 | 0 | 0 | 0 | 0 | 0 | 15.3236
#CAN RPS v6.20- CNBC | 34 | 7564 | Generation Constraint in GWh | FALSE | G | Annual | Seasons Included | Seasons | Winter, Spring, Summer, Fall | Winter, Spring, Summer, Fall | Winter, Spring, Summer, Fall | Winter, Spring, Summer, Fall | Winter, Spring, Summer, Fall | Winter, Spring, Summer, Fall | Winter, Spring, Summer, Fall
#CAN RPS v6.20- CNBC | 34 | 7564 | Generation Constraint in GWh | FALSE | G | Annual | Standard GWh | GWh | 59884.5412 | 60675.4012 | 64507.8531 | 67783.2878 | 70844.7612 | 73445.6106 | 76134.7712
#CAN RPS v6.20- CNBC | 34 | 7564 | Generation Constraint in GWh | FALSE | G | Annual | Emissions at Affected Plants | GWh | 76028.9453 | 76028.9453 | 76028.9453 | 76494.1013 | 76494.1013 | 76494.1013 | 76494.1013
#CAN RPS v6.20- CNBC | 34 | 7564 | Generation Constraint in GWh | FALSE | G | Annual | Allowances Purchased | GWh | 0 | 0 | 0 | 0 | 0 | 0 | 0
#CAN RPS v6.20- CNBC | 34 | 7564 | Generation Constraint in GWh | FALSE | G | Annual | Allowances Sold | GWh | 0 | 0 | 0 | 0 | 0 | 0 | 0
#CAN RPS v6.20- CNBC | 34 | 7564 | Generation Constraint in GWh | FALSE | G | Annual | Allowances Banked | GWh | 0 | 0 | 0 | 0 | 0 | 0 | 0
#CAN RPS v6.20- CNBC | 34 | 7564 | Generation Constraint in GWh | FALSE | G | Annual | Allowances Withdrawn (1:1) | GWh | 0 | 0 | 0 | 0 | 0 | 0 | 0
#CAN RPS v6.20- CNBC | 34 | 7564 | Generation Constraint in GWh | FALSE | G | Annual | Allowances Withdrawn (n:1) | GWh | 0 | 0 | 0 | 0 | 0 | 0 | 0
#CAN RPS v6.20- CNBC | 34 | 7564 | Generation Constraint in GWh | FALSE | G | Annual | Net Emissions Allowance Position | GWh | 76028.9453 | 76028.9453 | 76028.9453 | 76494.1013 | 76494.1013 | 76494.1013 | 76494.1013
#CAN RPS v6.20- CNBC | 34 | 7564 | Generation Constraint in GWh | FALSE | G | Annual | Constraint Shadow Price | US2022$/MWh | 0 | 0 | 0 | 0 | 0 | 0 | 0
#CAN RPS v6.20- CNNB | 35 | 7567 | Generation Constraint in GWh | FALSE | G | Annual | Seasons Included | Seasons | Winter, Spring, Summer, Fall | Winter, Spring, Summer, Fall | Winter, Spring, Summer, Fall | Winter, Spring, Summer, Fall | Winter, Spring, Summer, Fall | Winter, Spring, Summer, Fall | Winter, Spring, Summer, Fall
#CAN RPS v6.20- CNNB | 35 | 7567 | Generation Constraint in GWh | FALSE | G | Annual | Standard GWh | GWh | 5349.8881 | 5316.2436 | 3917.3106 | 3996.2795 | 4100.8027 | 4205.9395 | 4203.4708
#CAN RPS v6.20- CNNB | 35 | 7567 | Generation Constraint in GWh | FALSE | G | Annual | Emissions at Affected Plants | GWh | 5349.8881 | 5316.2436 | 4126.5304 | 4126.5304 | 4185.4088 | 6838.513 | 9777.6368
#CAN RPS v6.20- CNNB | 35 | 7567 | Generation Constraint in GWh | FALSE | G | Annual | Allowances Purchased | GWh | 0 | 0 | 0 | 0 | 0 | 0 | 0
#CAN RPS v6.20- CNNB | 35 | 7567 | Generation Constraint in GWh | FALSE | G | Annual | Allowances Sold | GWh | 0 | 0 | 0 | 0 | 0 | 0 | 0
#CAN RPS v6.20- CNNB | 35 | 7567 | Generation Constraint in GWh | FALSE | G | Annual | Allowances Banked | GWh | 0 | 0 | 0 | 0 | 0 | 0 | 0
#CAN RPS v6.20- CNNB | 35 | 7567 | Generation Constraint in GWh | FALSE | G | Annual | Allowances Withdrawn (1:1) | GWh | 0 | 0 | 0 | 0 | 0 | 0 | 0
#CAN RPS v6.20- CNNB | 35 | 7567 | Generation Constraint in GWh | FALSE | G | Annual | Allowances Withdrawn (n:1) | GWh | 0 | 0 | 0 | 0 | 0 | 0 | 0
#CAN RPS v6.20- CNNB | 35 | 7567 | Generation Constraint in GWh | FALSE | G | Annual | Net Emissions Allowance Position | GWh | 5349.8881 | 5316.2436 | 4126.5304 | 4126.5304 | 4185.4088 | 6838.513 | 9777.6368
#CAN RPS v6.20- CNNB | 35 | 7567 | Generation Constraint in GWh | FALSE | G | Annual | Constraint Shadow Price | US2022$/MWh | 12.032 | 4.2741 | 0 | 0 | 0 | 0 | 0
#CAN RPS v6.20- CNNS | 36 | 7568 | Generation Constraint in GWh | FALSE | G | Annual | Seasons Included | Seasons | Winter, Spring, Summer, Fall | Winter, Spring, Summer, Fall | Winter, Spring, Summer, Fall | Winter, Spring, Summer, Fall | Winter, Spring, Summer, Fall | Winter, Spring, Summer, Fall | Winter, Spring, Summer, Fall
#CAN RPS v6.20- CNNS | 36 | 7568 | Generation Constraint in GWh | FALSE | G | Annual | Standard GWh | GWh | 4401.5942 | 4402.0311 | 4566.0724 | 4649.1405 | 4609.2545 | 4642.704 | 4675.9557
#CAN RPS v6.20- CNNS | 36 | 7568 | Generation Constraint in GWh | FALSE | G | Annual | Emissions at Affected Plants | GWh | 4401.5942 | 4402.0311 | 5113.3568 | 6277.539 | 7869.2581 | 8670.6795 | 9856.1761
#CAN RPS v6.20- CNNS | 36 | 7568 | Generation Constraint in GWh | FALSE | G | Annual | Allowances Purchased | GWh | 0 | 0 | 0 | 0 | 0 | 0 | 0
#CAN RPS v6.20- CNNS | 36 | 7568 | Generation Constraint in GWh | FALSE | G | Annual | Allowances Sold | GWh | 0 | 0 | 0 | 0 | 0 | 0 | 0
#CAN RPS v6.20- CNNS | 36 | 7568 | Generation Constraint in GWh | FALSE | G | Annual | Allowances Banked | GWh | 0 | 0 | 0 | 0 | 0 | 0 | 0
#CAN RPS v6.20- CNNS | 36 | 7568 | Generation Constraint in GWh | FALSE | G | Annual | Allowances Withdrawn (1:1) | GWh | 0 | 0 | 0 | 0 | 0 | 0 | 0
#CAN RPS v6.20- CNNS | 36 | 7568 | Generation Constraint in GWh | FALSE | G | Annual | Allowances Withdrawn (n:1) | GWh | 0 | 0 | 0 | 0 | 0 | 0 | 0
#CAN RPS v6.20- CNNS | 36 | 7568 | Generation Constraint in GWh | FALSE | G | Annual | Net Emissions Allowance Position | GWh | 4401.5942 | 4402.0311 | 5113.3568 | 6277.539 | 7869.2581 | 8670.6795 | 9856.1761
#CAN RPS v6.20- CNNS | 36 | 7568 | Generation Constraint in GWh | FALSE | G | Annual | Constraint Shadow Price | US2022$/MWh | 14.0221 | 3.381 | 0 | 0 | 0 | 0 | 0
#CAN RPS v6.20- CNPE | 37 | 7569 | Generation Constraint in GWh | FALSE | G | Annual | Seasons Included | Seasons | Winter, Spring, Summer, Fall | Winter, Spring, Summer, Fall | Winter, Spring, Summer, Fall | Winter, Spring, Summer, Fall | Winter, Spring, Summer, Fall | Winter, Spring, Summer, Fall | Winter, Spring, Summer, Fall
#CAN RPS v6.20- CNPE | 37 | 7569 | Generation Constraint in GWh | FALSE | G | Annual | Standard GWh | GWh | 572.7527 | 581.3031 | 627.8733 | 676.6798 | 714.5161 | 759.3255 | 806.869
#CAN RPS v6.20- CNPE | 37 | 7569 | Generation Constraint in GWh | FALSE | G | Annual | Emissions at Affected Plants | GWh | 572.7527 | 581.3031 | 702.4893 | 702.4893 | 714.5161 | 759.3255 | 2046.9025
#CAN RPS v6.20- CNPE | 37 | 7569 | Generation Constraint in GWh | FALSE | G | Annual | Allowances Purchased | GWh | 0 | 0 | 0 | 0 | 0 | 0 | 0
#CAN RPS v6.20- CNPE | 37 | 7569 | Generation Constraint in GWh | FALSE | G | Annual | Allowances Sold | GWh | 0 | 0 | 0 | 0 | 0 | 0 | 0
#CAN RPS v6.20- CNPE | 37 | 7569 | Generation Constraint in GWh | FALSE | G | Annual | Allowances Banked | GWh | 0 | 0 | 0 | 0 | 0 | 0 | 0
#CAN RPS v6.20- CNPE | 37 | 7569 | Generation Constraint in GWh | FALSE | G | Annual | Allowances Withdrawn (1:1) | GWh | 0 | 0 | 0 | 0 | 0 | 0 | 0
#CAN RPS v6.20- CNPE | 37 | 7569 | Generation Constraint in GWh | FALSE | G | Annual | Allowances Withdrawn (n:1) | GWh | 0 | 0 | 0 | 0 | 0 | 0 | 0
#CAN RPS v6.20- CNPE | 37 | 7569 | Generation Constraint in GWh | FALSE | G | Annual | Net Emissions Allowance Position | GWh | 572.7527 | 581.3031 | 702.4893 | 702.4893 | 714.5161 | 759.3255 | 2046.9025
#CAN RPS v6.20- CNPE | 37 | 7569 | Generation Constraint in GWh | FALSE | G | Annual | Constraint Shadow Price | US2022$/MWh | 12.032 | 3.381 | 0 | 0 | 1.2753 | 0.69417 | 0
#CAN RPS v6.20- CNSK | 38 | 7566 | Generation Constraint in GWh | FALSE | G | Annual | Seasons Included | Seasons | Winter, Spring, Summer, Fall | Winter, Spring, Summer, Fall | Winter, Spring, Summer, Fall | Winter, Spring, Summer, Fall | Winter, Spring, Summer, Fall | Winter, Spring, Summer, Fall | Winter, Spring, Summer, Fall
#CAN RPS v6.20- CNSK | 38 | 7566 | Generation Constraint in GWh | FALSE | G | Annual | Standard GWh | GWh | 9340.9993 | 11796.5543 | 12107.253 | 12352.2781 | 12790.3311 | 13395.1774 | 14027.3052
#CAN RPS v6.20- CNSK | 38 | 7566 | Generation Constraint in GWh | FALSE | G | Annual | Emissions at Affected Plants | GWh | 9340.9993 | 11796.5543 | 12107.253 | 12352.2781 | 12790.3311 | 13395.1774 | 14027.3052
#CAN RPS v6.20- CNSK | 38 | 7566 | Generation Constraint in GWh | FALSE | G | Annual | Allowances Purchased | GWh | 0 | 0 | 0 | 0 | 0 | 0 | 0
#CAN RPS v6.20- CNSK | 38 | 7566 | Generation Constraint in GWh | FALSE | G | Annual | Allowances Sold | GWh | 0 | 0 | 0 | 0 | 0 | 0 | 0
#CAN RPS v6.20- CNSK | 38 | 7566 | Generation Constraint in GWh | FALSE | G | Annual | Allowances Banked | GWh | 0 | 0 | 0 | 0 | 0 | 0 | 0
#CAN RPS v6.20- CNSK | 38 | 7566 | Generation Constraint in GWh | FALSE | G | Annual | Allowances Withdrawn (1:1) | GWh | 0 | 0 | 0 | 0 | 0 | 0 | 0
#CAN RPS v6.20- CNSK | 38 | 7566 | Generation Constraint in GWh | FALSE | G | Annual | Allowances Withdrawn (n:1) | GWh | 0 | 0 | 0 | 0 | 0 | 0 | 0
#CAN RPS v6.20- CNSK | 38 | 7566 | Generation Constraint in GWh | FALSE | G | Annual | Net Emissions Allowance Position | GWh | 9340.9993 | 11796.5543 | 12107.253 | 12352.2781 | 12790.3311 | 13395.1774 | 14027.3052
#CAN RPS v6.20- CNSK | 38 | 7566 | Generation Constraint in GWh | FALSE | G | Annual | Constraint Shadow Price | US2022$/MWh | 27.3287 | 29.0907 | 18.7851 | 13.417 | 9 | 7.9404 | 2.1897
#CAN Trenton 1-2 - SO2 Rate Annual v3.1 | 39 | 7638 | Rate Constraint in lbs/MMBtu | FALSE | L | Annual | Seasons Included | Seasons | Winter, Spring, Summer, Fall | Winter, Spring, Summer, Fall | Winter, Spring, Summer, Fall | Winter, Spring, Summer, Fall | Winter, Spring, Summer, Fall | Winter, Spring, Summer, Fall | Winter, Spring, Summer, Fall
#CAN Trenton 1-2 - SO2 Rate Annual v3.1 | 39 | 7638 | Rate Constraint in lbs/MMBtu | FALSE | L | Annual | Standard SO2 | lb/MMBtu | 3.2097 | 3.2097 | 3.2097 | 3.2097 | 3.2097 | 3.2097 | 3.2097
#CAN Trenton 1-2 - SO2 Rate Annual v3.1 | 39 | 7638 | Rate Constraint in lbs/MMBtu | FALSE | L | Annual | Emissions at Affected Plants SO2 | Thousand Tons | 0 | 0 | 0 | 0 | 0 | 0 | 0
#CAN Trenton 1-2 - SO2 Rate Annual v3.1 | 39 | 7638 | Rate Constraint in lbs/MMBtu | FALSE | L | Annual | Allowances Purchased SO2 | Thousand Tons | 0 | 0 | 0 | 0 | 0 | 0 | 0
#CAN Trenton 1-2 - SO2 Rate Annual v3.1 | 39 | 7638 | Rate Constraint in lbs/MMBtu | FALSE | L | Annual | Allowances Sold SO2 | Thousand Tons | 0 | 0 | 0 | 0 | 0 | 0 | 0
#CAN Trenton 1-2 - SO2 Rate Annual v3.1 | 39 | 7638 | Rate Constraint in lbs/MMBtu | FALSE | L | Annual | Allowances Banked | Thousand Tons | 0 | 0 | 0 | 0 | 0 | 0 | 0
#CAN Trenton 1-2 - SO2 Rate Annual v3.1 | 39 | 7638 | Rate Constraint in lbs/MMBtu | FALSE | L | Annual | Allowances Withdrawn (1:1) | Thousand Tons | 0 | 0 | 0 | 0 | 0 | 0 | 0
#CAN Trenton 1-2 - SO2 Rate Annual v3.1 | 39 | 7638 | Rate Constraint in lbs/MMBtu | FALSE | L | Annual | Allowances Withdrawn (n:1) | Thousand Tons | 0 | 0 | 0 | 0 | 0 | 0 | 0
#CAN Trenton 1-2 - SO2 Rate Annual v3.1 | 39 | 7638 | Rate Constraint in lbs/MMBtu | FALSE | L | Annual | Net Emissions Allowance Position | Thousand Tons | 0 | 0 | 0 | 0 | 0 | 0 | 0
#CAN Trenton 1-2 - SO2 Rate Annual v3.1 | 39 | 7638 | Rate Constraint in lbs/MMBtu | FALSE | L | Annual | Fuel Consumed | TBtu | 0 | 0 | 0 | 0 | 0 | 0 | 0
#CAN Trenton 1-2 - SO2 Rate Annual v3.1 | 39 | 7638 | Rate Constraint in lbs/MMBtu | FALSE | L | Annual | Rate | lb/MMBtu | 0 | 0 | 0 | 0 | 0 | 0 | 0
#CAN Trenton 1-2 - SO2 Rate Annual v3.1 | 39 | 7638 | Rate Constraint in lbs/MMBtu | FALSE | L | Annual | Generation | TWh | 0 | 0 | 0 | 0 | 0 | 0 | 0
#CAN Trenton 1-2 - SO2 Rate Annual v3.1 | 39 | 7638 | Rate Constraint in lbs/MMBtu | FALSE | L | Annual | Qualifying Generation | TWh | 0 | 0 | 0 | 0 | 0 | 0 | 0
#CAN Trenton 1-2 - SO2 Rate Annual v3.1 | 39 | 7638 | Rate Constraint in lbs/MMBtu | FALSE | L | Annual | Rate | lb/MWh | 0 | 0 | 0 | 0 | 0 | 0 | 0
#CAN Trenton 1-2 - SO2 Rate Annual v3.1 | 39 | 7638 | Rate Constraint in lbs/MMBtu | FALSE | L | Annual | Constraint Shadow Price | US2022$/Ton | 0 | 0 | 0 | 0 | 0 | 0 | 0
#MATS - HCL Rate in 2015 | 40 | 7120 | MACT Fuel Choice Floor in lbs/MMBtu | FALSE | L | Annual | Seasons Included | Seasons | Winter, Spring, Summer, Fall | Winter, Spring, Summer, Fall | Winter, Spring, Summer, Fall | Winter, Spring, Summer, Fall | Winter, Spring, Summer, Fall | Winter, Spring, Summer, Fall | Winter, Spring, Summer, Fall
#MATS - HCL Rate in 2015 | 40 | 7120 | MACT Fuel Choice Floor in lbs/MMBtu | FALSE | L | Annual | Emission Floor | lb/MMBtu | 0.002 | 0.002 | 0.002 | 0.002 | 0.002 | 0.002 | 0.002
#MATS - HCL Rate in 2015 | 40 | 7120 | MACT Fuel Choice Floor in lbs/MMBtu | FALSE | L | Annual | Emissions at Affected Plants HCL | Thousand Tons | 2.1398 | 1.9067 | 1.0392 | 0.80516 | 0.19029 | 0.1199 | 0.23973
#MATS - HCL Rate in 2015 | 40 | 7120 | MACT Fuel Choice Floor in lbs/MMBtu | FALSE | L | Annual | Allowances Purchased HCL | Thousand Tons | 0 | 0 | 0 | 0 | 0 | 0 | 0
#MATS - HCL Rate in 2015 | 40 | 7120 | MACT Fuel Choice Floor in lbs/MMBtu | FALSE | L | Annual | Allowances Sold HCL | Thousand Tons | 0 | 0 | 0 | 0 | 0 | 0 | 0
#MATS - HCL Rate in 2015 | 40 | 7120 | MACT Fuel Choice Floor in lbs/MMBtu | FALSE | L | Annual | Allowances Banked | Thousand Tons | 0 | 0 | 0 | 0 | 0 | 0 | 0
#MATS - HCL Rate in 2015 | 40 | 7120 | MACT Fuel Choice Floor in lbs/MMBtu | FALSE | L | Annual | Allowances Withdrawn (1:1) | Thousand Tons | 0 | 0 | 0 | 0 | 0 | 0 | 0
#MATS - HCL Rate in 2015 | 40 | 7120 | MACT Fuel Choice Floor in lbs/MMBtu | FALSE | L | Annual | Allowances Withdrawn (n:1) | Thousand Tons | 0 | 0 | 0 | 0 | 0 | 0 | 0
#MATS - HCL Rate in 2015 | 40 | 7120 | MACT Fuel Choice Floor in lbs/MMBtu | FALSE | L | Annual | Net Emissions Allowance Position | Thousand Tons | 2.1398 | 1.9067 | 1.0392 | 0.80516 | 0.19029 | 0.1199 | 0.23973
#MATS - HCL Rate in 2015 | 40 | 7120 | MACT Fuel Choice Floor in lbs/MMBtu | FALSE | L | Annual | Fuel Consumed | TBtu | 4405.1514 | 3839.4583 | 2109.9353 | 1613.6651 | 352.9379 | 210.9193 | 457.0723
#MATS - HCL Rate in 2015 | 40 | 7120 | MACT Fuel Choice Floor in lbs/MMBtu | FALSE | L | Annual | Rate | lb/MMBtu | 0.00097152 | 0.00099322 | 0.00098506 | 0.00099792 | 0.0010783 | 0.0011369 | 0.001049
#MATS - HCL Rate in 2015 | 40 | 7120 | MACT Fuel Choice Floor in lbs/MMBtu | FALSE | L | Annual | Generation | TWh | 428.9955 | 372.5534 | 167.3587 | 119.9137 | 32.8848 | 18.5885 | 43.6554
#MATS - HCL Rate in 2015 | 40 | 7120 | MACT Fuel Choice Floor in lbs/MMBtu | FALSE | L | Annual | Qualifying Generation | TWh | 428.9955 | 372.5534 | 167.3587 | 119.9137 | 32.8848 | 18.5885 | 43.6554
#MATS - HCL Rate in 2015 | 40 | 7120 | MACT Fuel Choice Floor in lbs/MMBtu | FALSE | L | Annual | Constraint Shadow Price | US2022$/Ton | 0 | 0 | 0 | 0 | 0 | 0 | 0
#MATS - HCL Rate in 2015 (IGCC) | 41 | 7121 | MACT Fuel Choice Floor in lbs/MMBtu | FALSE | L | Annual | Seasons Included | Seasons | Winter, Spring, Summer, Fall | Winter, Spring, Summer, Fall | Winter, Spring, Summer, Fall | Winter, Spring, Summer, Fall | Winter, Spring, Summer, Fall | Winter, Spring, Summer, Fall | Winter, Spring, Summer, Fall
#MATS - HCL Rate in 2015 (IGCC) | 41 | 7121 | MACT Fuel Choice Floor in lbs/MMBtu | FALSE | L | Annual | Emission Floor | lb/MMBtu | 0.005 | 0.005 | 0.005 | 0.005 | 0.005 | 0.005 | 0.005
#MATS - HCL Rate in 2015 (IGCC) | 41 | 7121 | MACT Fuel Choice Floor in lbs/MMBtu | FALSE | L | Annual | Emissions at Affected Plants HCL | Thousand Tons | 0.013273 | 0.010612 | 0 | 0 | 0 | 0 | 0
#MATS - HCL Rate in 2015 (IGCC) | 41 | 7121 | MACT Fuel Choice Floor in lbs/MMBtu | FALSE | L | Annual | Allowances Purchased HCL | Thousand Tons | 0 | 0 | 0 | 0 | 0 | 0 | 0
#MATS - HCL Rate in 2015 (IGCC) | 41 | 7121 | MACT Fuel Choice Floor in lbs/MMBtu | FALSE | L | Annual | Allowances Sold HCL | Thousand Tons | 0 | 0 | 0 | 0 | 0 | 0 | 0
#MATS - HCL Rate in 2015 (IGCC) | 41 | 7121 | MACT Fuel Choice Floor in lbs/MMBtu | FALSE | L | Annual | Allowances Banked | Thousand Tons | 0 | 0 | 0 | 0 | 0 | 0 | 0
#MATS - HCL Rate in 2015 (IGCC) | 41 | 7121 | MACT Fuel Choice Floor in lbs/MMBtu | FALSE | L | Annual | Allowances Withdrawn (1:1) | Thousand Tons | 0 | 0 | 0 | 0 | 0 | 0 | 0
#MATS - HCL Rate in 2015 (IGCC) | 41 | 7121 | MACT Fuel Choice Floor in lbs/MMBtu | FALSE | L | Annual | Allowances Withdrawn (n:1) | Thousand Tons | 0 | 0 | 0 | 0 | 0 | 0 | 0
#MATS - HCL Rate in 2015 (IGCC) | 41 | 7121 | MACT Fuel Choice Floor in lbs/MMBtu | FALSE | L | Annual | Net Emissions Allowance Position | Thousand Tons | 0.013273 | 0.010612 | 0 | 0 | 0 | 0 | 0
#MATS - HCL Rate in 2015 (IGCC) | 41 | 7121 | MACT Fuel Choice Floor in lbs/MMBtu | FALSE | L | Annual | Fuel Consumed | TBtu | 39.1592 | 40.0695 | 0 | 0 | 0 | 0 | 0
#MATS - HCL Rate in 2015 (IGCC) | 41 | 7121 | MACT Fuel Choice Floor in lbs/MMBtu | FALSE | L | Annual | Rate | lb/MMBtu | 0.00067788 | 0.00052968 | 0 | 0 | 0 | 0 | 0
#MATS - HCL Rate in 2015 (IGCC) | 41 | 7121 | MACT Fuel Choice Floor in lbs/MMBtu | FALSE | L | Annual | Generation | TWh | 3.4438 | 3.5238 | 0 | 0 | 0 | 0 | 0
#MATS - HCL Rate in 2015 (IGCC) | 41 | 7121 | MACT Fuel Choice Floor in lbs/MMBtu | FALSE | L | Annual | Qualifying Generation | TWh | 3.4438 | 3.5238 | 0 | 0 | 0 | 0 | 0
#MATS - HCL Rate in 2015 (IGCC) | 41 | 7121 | MACT Fuel Choice Floor in lbs/MMBtu | FALSE | L | Annual | Constraint Shadow Price | US2022$/Ton | 0 | 0 | 0 | 0 | 0 | 0 | 0
#MATS - HCL Rate in 2015 (PK) | 42 | 7122 | MACT Fuel Choice Floor in lbs/MMBtu | FALSE | L | Annual | Seasons Included | Seasons | Winter, Spring, Summer, Fall | Winter, Spring, Summer, Fall | Winter, Spring, Summer, Fall | Winter, Spring, Summer, Fall | Winter, Spring, Summer, Fall | Winter, Spring, Summer, Fall | Winter, Spring, Summer, Fall
#MATS - HCL Rate in 2015 (PK) | 42 | 7122 | MACT Fuel Choice Floor in lbs/MMBtu | FALSE | L | Annual | Emission Floor | lb/MMBtu | 0.0005 | 0.0005 | 0.0005 | 0.0005 | 0.0005 | 0.0005 | 0.0005
#MATS - HCL Rate in 2015 (PK) | 42 | 7122 | MACT Fuel Choice Floor in lbs/MMBtu | FALSE | L | Annual | Emissions at Affected Plants HCL | Thousand Tons | 2.0413 | 1.8092 | 0.97128 | 0.7558 | 0.16829 | 0.1015 | 0.20975
#MATS - HCL Rate in 2015 (PK) | 42 | 7122 | MACT Fuel Choice Floor in lbs/MMBtu | FALSE | L | Annual | Allowances Purchased HCL | Thousand Tons | 0 | 0 | 0 | 0 | 0 | 0 | 0
#MATS - HCL Rate in 2015 (PK) | 42 | 7122 | MACT Fuel Choice Floor in lbs/MMBtu | FALSE | L | Annual | Allowances Sold HCL | Thousand Tons | 0 | 0 | 0 | 0 | 0 | 0 | 0
#MATS - HCL Rate in 2015 (PK) | 42 | 7122 | MACT Fuel Choice Floor in lbs/MMBtu | FALSE | L | Annual | Allowances Banked | Thousand Tons | 0 | 0 | 0 | 0 | 0 | 0 | 0
#MATS - HCL Rate in 2015 (PK) | 42 | 7122 | MACT Fuel Choice Floor in lbs/MMBtu | FALSE | L | Annual | Allowances Withdrawn (1:1) | Thousand Tons | 0 | 0 | 0 | 0 | 0 | 0 | 0
#MATS - HCL Rate in 2015 (PK) | 42 | 7122 | MACT Fuel Choice Floor in lbs/MMBtu | FALSE | L | Annual | Allowances Withdrawn (n:1) | Thousand Tons | 0 | 0 | 0 | 0 | 0 | 0 | 0
#MATS - HCL Rate in 2015 (PK) | 42 | 7122 | MACT Fuel Choice Floor in lbs/MMBtu | FALSE | L | Annual | Net Emissions Allowance Position | Thousand Tons | 2.0413 | 1.8092 | 0.97128 | 0.7558 | 0.16829 | 0.1015 | 0.20975
#MATS - HCL Rate in 2015 (PK) | 42 | 7122 | MACT Fuel Choice Floor in lbs/MMBtu | FALSE | L | Annual | Fuel Consumed | TBtu | 4198.6306 | 3642.5551 | 1974.089 | 1514.9462 | 308.925 | 174.1255 | 397.1019
#MATS - HCL Rate in 2015 (PK) | 42 | 7122 | MACT Fuel Choice Floor in lbs/MMBtu | FALSE | L | Annual | Rate | lb/MMBtu | 0.00097236 | 0.00099336 | 0.00098403 | 0.00099779 | 0.0010895 | 0.0011658 | 0.0010564
#MATS - HCL Rate in 2015 (PK) | 42 | 7122 | MACT Fuel Choice Floor in lbs/MMBtu | FALSE | L | Annual | Generation | TWh | 409.7728 | 354.2257 | 154.8983 | 110.7799 | 28.8178 | 15.19 | 38.1104
#MATS - HCL Rate in 2015 (PK) | 42 | 7122 | MACT Fuel Choice Floor in lbs/MMBtu | FALSE | L | Annual | Qualifying Generation | TWh | 409.7728 | 354.2257 | 154.8983 | 110.7799 | 28.8178 | 15.19 | 38.1104
#MATS - HCL Rate in 2015 (PK) | 42 | 7122 | MACT Fuel Choice Floor in lbs/MMBtu | FALSE | L | Annual | Constraint Shadow Price | US2022$/Ton | 0 | 0 | 0 | 0 | 0 | 0 | 0
#MATS - MER Rate in 2015 (Bit and Subbit) | 43 | 7123 | MACT Fuel Choice Floor in lbs/MMBtu | FALSE | L | Annual | Seasons Included | Seasons | Winter, Spring, Summer, Fall | Winter, Spring, Summer, Fall | Winter, Spring, Summer, Fall | Winter, Spring, Summer, Fall | Winter, Spring, Summer, Fall | Winter, Spring, Summer, Fall | Winter, Spring, Summer, Fall
#MATS - MER Rate in 2015 (Bit and Subbit) | 43 | 7123 | MACT Fuel Choice Floor in lbs/MMBtu | FALSE | L | Annual | Emission Floor | lbs/MMBtu | 1.2e-06 | 1.2e-06 | 1.2e-06 | 1.2e-06 | 1.2e-06 | 1.2e-06 | 1.2e-06
#MATS - MER Rate in 2015 (Bit and Subbit) | 43 | 7123 | MACT Fuel Choice Floor in lbs/MMBtu | FALSE | L | Annual | Emissions at Affected Plants MER | lbs | 3279.1267 | 3087.98 | 1787.2907 | 1492.9026 | 246.5669 | 167.676 | 303.8619
#MATS - MER Rate in 2015 (Bit and Subbit) | 43 | 7123 | MACT Fuel Choice Floor in lbs/MMBtu | FALSE | L | Annual | Allowances Purchased MER | lbs | 0 | 0 | 0 | 0 | 0 | 0 | 0
#MATS - MER Rate in 2015 (Bit and Subbit) | 43 | 7123 | MACT Fuel Choice Floor in lbs/MMBtu | FALSE | L | Annual | Allowances Sold MER | lbs | 0 | 0 | 0 | 0 | 0 | 0 | 0
#MATS - MER Rate in 2015 (Bit and Subbit) | 43 | 7123 | MACT Fuel Choice Floor in lbs/MMBtu | FALSE | L | Annual | Allowances Banked | lbs | 0 | 0 | 0 | 0 | 0 | 0 | 0
#MATS - MER Rate in 2015 (Bit and Subbit) | 43 | 7123 | MACT Fuel Choice Floor in lbs/MMBtu | FALSE | L | Annual | Allowances Withdrawn (1:1) | lbs | 0 | 0 | 0 | 0 | 0 | 0 | 0
#MATS - MER Rate in 2015 (Bit and Subbit) | 43 | 7123 | MACT Fuel Choice Floor in lbs/MMBtu | FALSE | L | Annual | Allowances Withdrawn (n:1) | lbs | 0 | 0 | 0 | 0 | 0 | 0 | 0
#MATS - MER Rate in 2015 (Bit and Subbit) | 43 | 7123 | MACT Fuel Choice Floor in lbs/MMBtu | FALSE | L | Annual | Net Emissions Allowance Position | lbs | 3279.1267 | 3087.98 | 1787.2907 | 1492.9026 | 246.5669 | 167.676 | 303.8619
#MATS - MER Rate in 2015 (Bit and Subbit) | 43 | 7123 | MACT Fuel Choice Floor in lbs/MMBtu | FALSE | L | Annual | Fuel Consumed | TBtu | 4405.1514 | 3839.4583 | 2109.9353 | 1613.6651 | 352.9379 | 210.9193 | 457.0723
#MATS - MER Rate in 2015 (Bit and Subbit) | 43 | 7123 | MACT Fuel Choice Floor in lbs/MMBtu | FALSE | L | Annual | Rate | lb/MMBtu | 7.4438e-07 | 8.0427e-07 | 8.4708e-07 | 9.2516e-07 | 6.9861e-07 | 7.9498e-07 | 6.648e-07
#MATS - MER Rate in 2015 (Bit and Subbit) | 43 | 7123 | MACT Fuel Choice Floor in lbs/MMBtu | FALSE | L | Annual | Generation | TWh | 428.9955 | 372.5534 | 167.3587 | 119.9137 | 32.8848 | 18.5885 | 43.6554
#MATS - MER Rate in 2015 (Bit and Subbit) | 43 | 7123 | MACT Fuel Choice Floor in lbs/MMBtu | FALSE | L | Annual | Qualifying Generation | TWh | 428.9955 | 372.5534 | 167.3587 | 119.9137 | 32.8848 | 18.5885 | 43.6554
#MATS - MER Rate in 2015 (Bit and Subbit) | 43 | 7123 | MACT Fuel Choice Floor in lbs/MMBtu | FALSE | L | Annual | Constraint Shadow Price | US2022$/Lb | 0 | 0 | 0 | 0 | 0 | 0 | 0
#MATS - MER Rate in 2015 (IGCC) | 44 | 7124 | MACT Fuel Choice Floor in lbs/MMBtu | FALSE | L | Annual | Seasons Included | Seasons | Winter, Spring, Summer, Fall | Winter, Spring, Summer, Fall | Winter, Spring, Summer, Fall | Winter, Spring, Summer, Fall | Winter, Spring, Summer, Fall | Winter, Spring, Summer, Fall | Winter, Spring, Summer, Fall
#MATS - MER Rate in 2015 (IGCC) | 44 | 7124 | MACT Fuel Choice Floor in lbs/MMBtu | FALSE | L | Annual | Emission Floor | lbs/MMBtu | 3e-06 | 3e-06 | 3e-06 | 3e-06 | 3e-06 | 3e-06 | 3e-06
#MATS - MER Rate in 2015 (IGCC) | 44 | 7124 | MACT Fuel Choice Floor in lbs/MMBtu | FALSE | L | Annual | Emissions at Affected Plants MER | lbs | 28.2097 | 30.5788 | 0 | 0 | 0 | 0 | 0
#MATS - MER Rate in 2015 (IGCC) | 44 | 7124 | MACT Fuel Choice Floor in lbs/MMBtu | FALSE | L | Annual | Allowances Purchased MER | lbs | 0 | 0 | 0 | 0 | 0 | 0 | 0
#MATS - MER Rate in 2015 (IGCC) | 44 | 7124 | MACT Fuel Choice Floor in lbs/MMBtu | FALSE | L | Annual | Allowances Sold MER | lbs | 0 | 0 | 0 | 0 | 0 | 0 | 0
#MATS - MER Rate in 2015 (IGCC) | 44 | 7124 | MACT Fuel Choice Floor in lbs/MMBtu | FALSE | L | Annual | Allowances Banked | lbs | 0 | 0 | 0 | 0 | 0 | 0 | 0
#MATS - MER Rate in 2015 (IGCC) | 44 | 7124 | MACT Fuel Choice Floor in lbs/MMBtu | FALSE | L | Annual | Allowances Withdrawn (1:1) | lbs | 0 | 0 | 0 | 0 | 0 | 0 | 0
#MATS - MER Rate in 2015 (IGCC) | 44 | 7124 | MACT Fuel Choice Floor in lbs/MMBtu | FALSE | L | Annual | Allowances Withdrawn (n:1) | lbs | 0 | 0 | 0 | 0 | 0 | 0 | 0
#MATS - MER Rate in 2015 (IGCC) | 44 | 7124 | MACT Fuel Choice Floor in lbs/MMBtu | FALSE | L | Annual | Net Emissions Allowance Position | lbs | 28.2097 | 30.5788 | 0 | 0 | 0 | 0 | 0
#MATS - MER Rate in 2015 (IGCC) | 44 | 7124 | MACT Fuel Choice Floor in lbs/MMBtu | FALSE | L | Annual | Fuel Consumed | TBtu | 39.1592 | 40.0695 | 0 | 0 | 0 | 0 | 0
#MATS - MER Rate in 2015 (IGCC) | 44 | 7124 | MACT Fuel Choice Floor in lbs/MMBtu | FALSE | L | Annual | Rate | lb/MMBtu | 7.2039e-07 | 7.6314e-07 | 0 | 0 | 0 | 0 | 0
#MATS - MER Rate in 2015 (IGCC) | 44 | 7124 | MACT Fuel Choice Floor in lbs/MMBtu | FALSE | L | Annual | Generation | TWh | 3.4438 | 3.5238 | 0 | 0 | 0 | 0 | 0
#MATS - MER Rate in 2015 (IGCC) | 44 | 7124 | MACT Fuel Choice Floor in lbs/MMBtu | FALSE | L | Annual | Qualifying Generation | TWh | 3.4438 | 3.5238 | 0 | 0 | 0 | 0 | 0
#MATS - MER Rate in 2015 (IGCC) | 44 | 7124 | MACT Fuel Choice Floor in lbs/MMBtu | FALSE | L | Annual | Constraint Shadow Price | US2022$/Lb | 0 | 0 | 0 | 0 | 0 | 0 | 0
#MATS - MER Rate in 2015 (Lig) | 45 | 7125 | MACT Fuel Choice Floor in lbs/MMBtu | FALSE | L | Annual | Seasons Included | Seasons | Winter, Spring, Summer, Fall | Winter, Spring, Summer, Fall | Winter, Spring, Summer, Fall | Winter, Spring, Summer, Fall | Winter, Spring, Summer, Fall | Winter, Spring, Summer, Fall | Winter, Spring, Summer, Fall
#MATS - MER Rate in 2015 (Lig) | 45 | 7125 | MACT Fuel Choice Floor in lbs/MMBtu | FALSE | L | Annual | Emission Floor | lbs/MMBtu | 4e-06 | 4e-06 | 4e-06 | 4e-06 | 4e-06 | 4e-06 | 4e-06
#MATS - MER Rate in 2015 (Lig) | 45 | 7125 | MACT Fuel Choice Floor in lbs/MMBtu | FALSE | L | Annual | Emissions at Affected Plants MER | lbs | 3173.9542 | 2987.6604 | 1720.722 | 1444.1025 | 224.8099 | 149.4875 | 274.2812
#MATS - MER Rate in 2015 (Lig) | 45 | 7125 | MACT Fuel Choice Floor in lbs/MMBtu | FALSE | L | Annual | Allowances Purchased MER | lbs | 0 | 0 | 0 | 0 | 0 | 0 | 0
#MATS - MER Rate in 2015 (Lig) | 45 | 7125 | MACT Fuel Choice Floor in lbs/MMBtu | FALSE | L | Annual | Allowances Sold MER | lbs | 0 | 0 | 0 | 0 | 0 | 0 | 0
#MATS - MER Rate in 2015 (Lig) | 45 | 7125 | MACT Fuel Choice Floor in lbs/MMBtu | FALSE | L | Annual | Allowances Banked | lbs | 0 | 0 | 0 | 0 | 0 | 0 | 0
#MATS - MER Rate in 2015 (Lig) | 45 | 7125 | MACT Fuel Choice Floor in lbs/MMBtu | FALSE | L | Annual | Allowances Withdrawn (1:1) | lbs | 0 | 0 | 0 | 0 | 0 | 0 | 0
#MATS - MER Rate in 2015 (Lig) | 45 | 7125 | MACT Fuel Choice Floor in lbs/MMBtu | FALSE | L | Annual | Allowances Withdrawn (n:1) | lbs | 0 | 0 | 0 | 0 | 0 | 0 | 0
#MATS - MER Rate in 2015 (Lig) | 45 | 7125 | MACT Fuel Choice Floor in lbs/MMBtu | FALSE | L | Annual | Net Emissions Allowance Position | lbs | 3173.9542 | 2987.6604 | 1720.722 | 1444.1025 | 224.8099 | 149.4875 | 274.2812
#MATS - MER Rate in 2015 (Lig) | 45 | 7125 | MACT Fuel Choice Floor in lbs/MMBtu | FALSE | L | Annual | Fuel Consumed | TBtu | 4198.6306 | 3642.5551 | 1974.089 | 1514.9462 | 308.925 | 174.1255 | 397.1019
#MATS - MER Rate in 2015 (Lig) | 45 | 7125 | MACT Fuel Choice Floor in lbs/MMBtu | FALSE | L | Annual | Rate | lb/MMBtu | 7.5595e-07 | 8.2021e-07 | 8.7165e-07 | 9.5324e-07 | 7.2772e-07 | 8.585e-07 | 6.9071e-07
#MATS - MER Rate in 2015 (Lig) | 45 | 7125 | MACT Fuel Choice Floor in lbs/MMBtu | FALSE | L | Annual | Generation | TWh | 409.7728 | 354.2257 | 154.8983 | 110.7799 | 28.8178 | 15.19 | 38.1104
#MATS - MER Rate in 2015 (Lig) | 45 | 7125 | MACT Fuel Choice Floor in lbs/MMBtu | FALSE | L | Annual | Qualifying Generation | TWh | 409.7728 | 354.2257 | 154.8983 | 110.7799 | 28.8178 | 15.19 | 38.1104
#MATS - MER Rate in 2015 (Lig) | 45 | 7125 | MACT Fuel Choice Floor in lbs/MMBtu | FALSE | L | Annual | Constraint Shadow Price | US2022$/Lb | 0 | 0 | 0 | 0 | 0 | 0 | 0
#MATS - MER Rate in 2015 (PK) | 46 | 7126 | MACT Fuel Choice Floor in lbs/MMBtu | FALSE | L | Annual | Seasons Included | Seasons | Winter, Spring, Summer, Fall | Winter, Spring, Summer, Fall | Winter, Spring, Summer, Fall | Winter, Spring, Summer, Fall | Winter, Spring, Summer, Fall | Winter, Spring, Summer, Fall | Winter, Spring, Summer, Fall
#MATS - MER Rate in 2015 (PK) | 46 | 7126 | MACT Fuel Choice Floor in lbs/MMBtu | FALSE | L | Annual | Emission Floor | lbs/MMBtu | 2e-07 | 2e-07 | 2e-07 | 2e-07 | 2e-07 | 2e-07 | 2e-07
#MATS - MER Rate in 2015 (PK) | 46 | 7126 | MACT Fuel Choice Floor in lbs/MMBtu | FALSE | L | Annual | Emissions at Affected Plants MER | lbs | 3173.9542 | 2987.6604 | 1720.722 | 1444.1025 | 224.8099 | 149.4875 | 274.2812
#MATS - MER Rate in 2015 (PK) | 46 | 7126 | MACT Fuel Choice Floor in lbs/MMBtu | FALSE | L | Annual | Allowances Purchased MER | lbs | 0 | 0 | 0 | 0 | 0 | 0 | 0
#MATS - MER Rate in 2015 (PK) | 46 | 7126 | MACT Fuel Choice Floor in lbs/MMBtu | FALSE | L | Annual | Allowances Sold MER | lbs | 0 | 0 | 0 | 0 | 0 | 0 | 0
#MATS - MER Rate in 2015 (PK) | 46 | 7126 | MACT Fuel Choice Floor in lbs/MMBtu | FALSE | L | Annual | Allowances Banked | lbs | 0 | 0 | 0 | 0 | 0 | 0 | 0
#MATS - MER Rate in 2015 (PK) | 46 | 7126 | MACT Fuel Choice Floor in lbs/MMBtu | FALSE | L | Annual | Allowances Withdrawn (1:1) | lbs | 0 | 0 | 0 | 0 | 0 | 0 | 0
#MATS - MER Rate in 2015 (PK) | 46 | 7126 | MACT Fuel Choice Floor in lbs/MMBtu | FALSE | L | Annual | Allowances Withdrawn (n:1) | lbs | 0 | 0 | 0 | 0 | 0 | 0 | 0
#MATS - MER Rate in 2015 (PK) | 46 | 7126 | MACT Fuel Choice Floor in lbs/MMBtu | FALSE | L | Annual | Net Emissions Allowance Position | lbs | 3173.9542 | 2987.6604 | 1720.722 | 1444.1025 | 224.8099 | 149.4875 | 274.2812
#MATS - MER Rate in 2015 (PK) | 46 | 7126 | MACT Fuel Choice Floor in lbs/MMBtu | FALSE | L | Annual | Fuel Consumed | TBtu | 4198.6306 | 3642.5551 | 1974.089 | 1514.9462 | 308.925 | 174.1255 | 397.1019
#MATS - MER Rate in 2015 (PK) | 46 | 7126 | MACT Fuel Choice Floor in lbs/MMBtu | FALSE | L | Annual | Rate | lb/MMBtu | 7.5595e-07 | 8.2021e-07 | 8.7165e-07 | 9.5324e-07 | 7.2772e-07 | 8.585e-07 | 6.9071e-07
#MATS - MER Rate in 2015 (PK) | 46 | 7126 | MACT Fuel Choice Floor in lbs/MMBtu | FALSE | L | Annual | Generation | TWh | 409.7728 | 354.2257 | 154.8983 | 110.7799 | 28.8178 | 15.19 | 38.1104
#MATS - MER Rate in 2015 (PK) | 46 | 7126 | MACT Fuel Choice Floor in lbs/MMBtu | FALSE | L | Annual | Qualifying Generation | TWh | 409.7728 | 354.2257 | 154.8983 | 110.7799 | 28.8178 | 15.19 | 38.1104
#MATS - MER Rate in 2015 (PK) | 46 | 7126 | MACT Fuel Choice Floor in lbs/MMBtu | FALSE | L | Annual | Constraint Shadow Price | US2022$/Lb | 0 | 0 | 0 | 0 | 0 | 0 | 0
111(b) - 1000lbs/MWh CO2 - New CC | 47 | 7703 | Rate Constraint in lbs/MWh | FALSE | L | Annual | Seasons Included | Seasons | Winter, Spring, Summer, Fall | Winter, Spring, Summer, Fall | Winter, Spring, Summer, Fall | Winter, Spring, Summer, Fall | Winter, Spring, Summer, Fall | Winter, Spring, Summer, Fall | Winter, Spring, Summer, Fall
111(b) - 1000lbs/MWh CO2 - New CC | 47 | 7703 | Rate Constraint in lbs/MWh | FALSE | L | Annual | Standard CO2 | lb/MWh | 1000 | 1000 | 1000 | 1000 | 1000 | 1000 | 1000
111(b) - 1000lbs/MWh CO2 - New CC | 47 | 7703 | Rate Constraint in lbs/MWh | FALSE | L | Annual | Emissions at Affected Plants CO2 | Thousand Tons | 83352.7462 | 88789.9326 | 85655.9978 | 83773.2519 | 69480.8256 | 59138.6178 | 121684.055
111(b) - 1000lbs/MWh CO2 - New CC | 47 | 7703 | Rate Constraint in lbs/MWh | FALSE | L | Annual | Allowances Purchased CO2 | Thousand Tons | 0 | 0 | 0 | 0 | 0 | 0 | 0
111(b) - 1000lbs/MWh CO2 - New CC | 47 | 7703 | Rate Constraint in lbs/MWh | FALSE | L | Annual | Allowances Sold CO2 | Thousand Tons | 0 | 0 | 0 | 0 | 0 | 0 | 0
111(b) - 1000lbs/MWh CO2 - New CC | 47 | 7703 | Rate Constraint in lbs/MWh | FALSE | L | Annual | Allowances Banked | Thousand Tons | 0 | 0 | 0 | 0 | 0 | 0 | 0
111(b) - 1000lbs/MWh CO2 - New CC | 47 | 7703 | Rate Constraint in lbs/MWh | FALSE | L | Annual | Allowances Withdrawn (1:1) | Thousand Tons | 0 | 0 | 0 | 0 | 0 | 0 | 0
111(b) - 1000lbs/MWh CO2 - New CC | 47 | 7703 | Rate Constraint in lbs/MWh | FALSE | L | Annual | Allowances Withdrawn (n:1) | Thousand Tons | 0 | 0 | 0 | 0 | 0 | 0 | 0
111(b) - 1000lbs/MWh CO2 - New CC | 47 | 7703 | Rate Constraint in lbs/MWh | FALSE | L | Annual | Net Emissions Allowance Position | Thousand Tons | 83352.7462 | 88789.9326 | 85655.9978 | 83773.2519 | 69480.8256 | 59138.6178 | 121684.055
111(b) - 1000lbs/MWh CO2 - New CC | 47 | 7703 | Rate Constraint in lbs/MWh | FALSE | L | Annual | Fuel Consumed | TBtu | 1423.8597 | 1516.7395 | 1495.8778 | 1463.7161 | 1217.3607 | 1040.275 | 2109.1062
111(b) - 1000lbs/MWh CO2 - New CC | 47 | 7703 | Rate Constraint in lbs/MWh | FALSE | L | Annual | Rate | lb/MMBtu | 117.08 | 117.08 | 114.5227 | 114.4665 | 114.1499 | 113.698 | 115.3892
111(b) - 1000lbs/MWh CO2 - New CC | 47 | 7703 | Rate Constraint in lbs/MWh | FALSE | L | Annual | Generation | TWh | 223.3507 | 237.9313 | 233.8762 | 228.8414 | 190.2414 | 162.4776 | 330.2139
111(b) - 1000lbs/MWh CO2 - New CC | 47 | 7703 | Rate Constraint in lbs/MWh | FALSE | L | Annual | Qualifying Generation | TWh | 223.3507 | 237.9313 | 233.8762 | 228.8414 | 190.2414 | 162.4776 | 330.2139
111(b) - 1000lbs/MWh CO2 - New CC | 47 | 7703 | Rate Constraint in lbs/MWh | FALSE | L | Annual | Constraint Shadow Price | US2022$/Ton | 0 | 0 | 0 | 0 | 0 | 0 | 0
111(b) - 1000lbs/MWh CO2 - New CC with CCS | 48 | 7704 | Rate Constraint in lbs/MWh | FALSE | L | Annual | Seasons Included | Seasons | Winter, Spring, Summer, Fall | Winter, Spring, Summer, Fall | Winter, Spring, Summer, Fall | Winter, Spring, Summer, Fall | Winter, Spring, Summer, Fall | Winter, Spring, Summer, Fall | Winter, Spring, Summer, Fall
111(b) - 1000lbs/MWh CO2 - New CC with CCS | 48 | 7704 | Rate Constraint in lbs/MWh | FALSE | L | Annual | Standard CO2 | lb/MWh | 1000 | 1000 | 1000 | 1000 | 1000 | 1000 | 1000
111(b) - 1000lbs/MWh CO2 - New CC with CCS | 48 | 7704 | Rate Constraint in lbs/MWh | FALSE | L | Annual | Emissions at Affected Plants CO2 | Thousand Tons | 0 | 0 | 0 | 0 | 0 | 0 | 0
111(b) - 1000lbs/MWh CO2 - New CC with CCS | 48 | 7704 | Rate Constraint in lbs/MWh | FALSE | L | Annual | Allowances Purchased CO2 | Thousand Tons | 0 | 0 | 0 | 0 | 0 | 0 | 0
111(b) - 1000lbs/MWh CO2 - New CC with CCS | 48 | 7704 | Rate Constraint in lbs/MWh | FALSE | L | Annual | Allowances Sold CO2 | Thousand Tons | 0 | 0 | 0 | 0 | 0 | 0 | 0
111(b) - 1000lbs/MWh CO2 - New CC with CCS | 48 | 7704 | Rate Constraint in lbs/MWh | FALSE | L | Annual | Allowances Banked | Thousand Tons | 0 | 0 | 0 | 0 | 0 | 0 | 0
111(b) - 1000lbs/MWh CO2 - New CC with CCS | 48 | 7704 | Rate Constraint in lbs/MWh | FALSE | L | Annual | Allowances Withdrawn (1:1) | Thousand Tons | 0 | 0 | 0 | 0 | 0 | 0 | 0
111(b) - 1000lbs/MWh CO2 - New CC with CCS | 48 | 7704 | Rate Constraint in lbs/MWh | FALSE | L | Annual | Allowances Withdrawn (n:1) | Thousand Tons | 0 | 0 | 0 | 0 | 0 | 0 | 0
111(b) - 1000lbs/MWh CO2 - New CC with CCS | 48 | 7704 | Rate Constraint in lbs/MWh | FALSE | L | Annual | Net Emissions Allowance Position | Thousand Tons | 0 | 0 | 0 | 0 | 0 | 0 | 0
111(b) - 1000lbs/MWh CO2 - New CC with CCS | 48 | 7704 | Rate Constraint in lbs/MWh | FALSE | L | Annual | Fuel Consumed | TBtu | 0 | 0 | 0 | 0 | 0 | 0 | 0
111(b) - 1000lbs/MWh CO2 - New CC with CCS | 48 | 7704 | Rate Constraint in lbs/MWh | FALSE | L | Annual | Rate | lb/MMBtu | 0 | 0 | 0 | 0 | 0 | 0 | 0
111(b) - 1000lbs/MWh CO2 - New CC with CCS | 48 | 7704 | Rate Constraint in lbs/MWh | FALSE | L | Annual | Generation | TWh | 0 | 0 | 0 | 0 | 0 | 0 | 0
111(b) - 1000lbs/MWh CO2 - New CC with CCS | 48 | 7704 | Rate Constraint in lbs/MWh | FALSE | L | Annual | Qualifying Generation | TWh | 0 | 0 | 0 | 0 | 0 | 0 | 0
111(b) - 1000lbs/MWh CO2 - New CC with CCS | 48 | 7704 | Rate Constraint in lbs/MWh | FALSE | L | Annual | Constraint Shadow Price | US2022$/Ton | 0 | 0 | 0 | 0 | 0 | 0 | 0
111(b) - 1400lbs/MWh CO2 - New UPC with 30% CCS | 49 | 7700 | Rate Constraint in lbs/MWh | FALSE | L | Annual | Seasons Included | Seasons | Winter, Spring, Summer, Fall | Winter, Spring, Summer, Fall | Winter, Spring, Summer, Fall | Winter, Spring, Summer, Fall | Winter, Spring, Summer, Fall | Winter, Spring, Summer, Fall | Winter, Spring, Summer, Fall
111(b) - 1400lbs/MWh CO2 - New UPC with 30% CCS | 49 | 7700 | Rate Constraint in lbs/MWh | FALSE | L | Annual | Standard CO2 | lb/MWh | 1400 | 1400 | 1400 | 1400 | 1400 | 1400 | 1400
111(b) - 1400lbs/MWh CO2 - New UPC with 30% CCS | 49 | 7700 | Rate Constraint in lbs/MWh | FALSE | L | Annual | Emissions at Affected Plants CO2 | Thousand Tons | 0 | 0 | 0 | 0 | 0 | 0 | 0
111(b) - 1400lbs/MWh CO2 - New UPC with 30% CCS | 49 | 7700 | Rate Constraint in lbs/MWh | FALSE | L | Annual | Allowances Purchased CO2 | Thousand Tons | 0 | 0 | 0 | 0 | 0 | 0 | 0
111(b) - 1400lbs/MWh CO2 - New UPC with 30% CCS | 49 | 7700 | Rate Constraint in lbs/MWh | FALSE | L | Annual | Allowances Sold CO2 | Thousand Tons | 0 | 0 | 0 | 0 | 0 | 0 | 0
111(b) - 1400lbs/MWh CO2 - New UPC with 30% CCS | 49 | 7700 | Rate Constraint in lbs/MWh | FALSE | L | Annual | Allowances Banked | Thousand Tons | 0 | 0 | 0 | 0 | 0 | 0 | 0
111(b) - 1400lbs/MWh CO2 - New UPC with 30% CCS | 49 | 7700 | Rate Constraint in lbs/MWh | FALSE | L | Annual | Allowances Withdrawn (1:1) | Thousand Tons | 0 | 0 | 0 | 0 | 0 | 0 | 0
111(b) - 1400lbs/MWh CO2 - New UPC with 30% CCS | 49 | 7700 | Rate Constraint in lbs/MWh | FALSE | L | Annual | Allowances Withdrawn (n:1) | Thousand Tons | 0 | 0 | 0 | 0 | 0 | 0 | 0
111(b) - 1400lbs/MWh CO2 - New UPC with 30% CCS | 49 | 7700 | Rate Constraint in lbs/MWh | FALSE | L | Annual | Net Emissions Allowance Position | Thousand Tons | 0 | 0 | 0 | 0 | 0 | 0 | 0
111(b) - 1400lbs/MWh CO2 - New UPC with 30% CCS | 49 | 7700 | Rate Constraint in lbs/MWh | FALSE | L | Annual | Fuel Consumed | TBtu | 0 | 0 | 0 | 0 | 0 | 0 | 0
111(b) - 1400lbs/MWh CO2 - New UPC with 30% CCS | 49 | 7700 | Rate Constraint in lbs/MWh | FALSE | L | Annual | Rate | lb/MMBtu | 0 | 0 | 0 | 0 | 0 | 0 | 0
111(b) - 1400lbs/MWh CO2 - New UPC with 30% CCS | 49 | 7700 | Rate Constraint in lbs/MWh | FALSE | L | Annual | Generation | TWh | 0 | 0 | 0 | 0 | 0 | 0 | 0
111(b) - 1400lbs/MWh CO2 - New UPC with 30% CCS | 49 | 7700 | Rate Constraint in lbs/MWh | FALSE | L | Annual | Qualifying Generation | TWh | 0 | 0 | 0 | 0 | 0 | 0 | 0
111(b) - 1400lbs/MWh CO2 - New UPC with 30% CCS | 49 | 7700 | Rate Constraint in lbs/MWh | FALSE | L | Annual | Constraint Shadow Price | US2022$/Ton | 0 | 0 | 0 | 0 | 0 | 0 | 0
111(b) - 1400lbs/MWh CO2 - New UPC with 90% CCS | 50 | 7701 | Rate Constraint in lbs/MWh | FALSE | L | Annual | Seasons Included | Seasons | Winter, Spring, Summer, Fall | Winter, Spring, Summer, Fall | Winter, Spring, Summer, Fall | Winter, Spring, Summer, Fall | Winter, Spring, Summer, Fall | Winter, Spring, Summer, Fall | Winter, Spring, Summer, Fall
111(b) - 1400lbs/MWh CO2 - New UPC with 90% CCS | 50 | 7701 | Rate Constraint in lbs/MWh | FALSE | L | Annual | Standard CO2 | lb/MWh | 1400 | 1400 | 1400 | 1400 | 1400 | 1400 | 1400
111(b) - 1400lbs/MWh CO2 - New UPC with 90% CCS | 50 | 7701 | Rate Constraint in lbs/MWh | FALSE | L | Annual | Emissions at Affected Plants CO2 | Thousand Tons | 0 | 0 | 0 | 0 | 0 | 0 | 0
111(b) - 1400lbs/MWh CO2 - New UPC with 90% CCS | 50 | 7701 | Rate Constraint in lbs/MWh | FALSE | L | Annual | Allowances Purchased CO2 | Thousand Tons | 0 | 0 | 0 | 0 | 0 | 0 | 0
111(b) - 1400lbs/MWh CO2 - New UPC with 90% CCS | 50 | 7701 | Rate Constraint in lbs/MWh | FALSE | L | Annual | Allowances Sold CO2 | Thousand Tons | 0 | 0 | 0 | 0 | 0 | 0 | 0
111(b) - 1400lbs/MWh CO2 - New UPC with 90% CCS | 50 | 7701 | Rate Constraint in lbs/MWh | FALSE | L | Annual | Allowances Banked | Thousand Tons | 0 | 0 | 0 | 0 | 0 | 0 | 0
111(b) - 1400lbs/MWh CO2 - New UPC with 90% CCS | 50 | 7701 | Rate Constraint in lbs/MWh | FALSE | L | Annual | Allowances Withdrawn (1:1) | Thousand Tons | 0 | 0 | 0 | 0 | 0 | 0 | 0
111(b) - 1400lbs/MWh CO2 - New UPC with 90% CCS | 50 | 7701 | Rate Constraint in lbs/MWh | FALSE | L | Annual | Allowances Withdrawn (n:1) | Thousand Tons | 0 | 0 | 0 | 0 | 0 | 0 | 0
111(b) - 1400lbs/MWh CO2 - New UPC with 90% CCS | 50 | 7701 | Rate Constraint in lbs/MWh | FALSE | L | Annual | Net Emissions Allowance Position | Thousand Tons | 0 | 0 | 0 | 0 | 0 | 0 | 0
111(b) - 1400lbs/MWh CO2 - New UPC with 90% CCS | 50 | 7701 | Rate Constraint in lbs/MWh | FALSE | L | Annual | Fuel Consumed | TBtu | 0 | 0 | 0 | 0 | 0 | 0 | 0
111(b) - 1400lbs/MWh CO2 - New UPC with 90% CCS | 50 | 7701 | Rate Constraint in lbs/MWh | FALSE | L | Annual | Rate | lb/MMBtu | 0 | 0 | 0 | 0 | 0 | 0 | 0
111(b) - 1400lbs/MWh CO2 - New UPC with 90% CCS | 50 | 7701 | Rate Constraint in lbs/MWh | FALSE | L | Annual | Generation | TWh | 0 | 0 | 0 | 0 | 0 | 0 | 0
111(b) - 1400lbs/MWh CO2 - New UPC with 90% CCS | 50 | 7701 | Rate Constraint in lbs/MWh | FALSE | L | Annual | Qualifying Generation | TWh | 0 | 0 | 0 | 0 | 0 | 0 | 0
111(b) - 1400lbs/MWh CO2 - New UPC with 90% CCS | 50 | 7701 | Rate Constraint in lbs/MWh | FALSE | L | Annual | Constraint Shadow Price | US2022$/Ton | 0 | 0 | 0 | 0 | 0 | 0 | 0
7.23 - NJ Fossil CO2 Rate Limit: Unit 1652 | 51 | 7999 | Rate Constraint in lbs/MWh | FALSE | L | Annual | Seasons Included | Seasons | Winter, Spring, Summer, Fall | Winter, Spring, Summer, Fall | Winter, Spring, Summer, Fall | Winter, Spring, Summer, Fall | Winter, Spring, Summer, Fall | Winter, Spring, Summer, Fall | Winter, Spring, Summer, Fall
7.23 - NJ Fossil CO2 Rate Limit: Unit 1652 | 51 | 7999 | Rate Constraint in lbs/MWh | FALSE | L | Annual | Standard CO2 | lb/MWh | 1700 | 1700 | 1300 | 1300 | 1300 | 1300 | 1300
7.23 - NJ Fossil CO2 Rate Limit: Unit 1652 | 51 | 7999 | Rate Constraint in lbs/MWh | FALSE | L | Annual | Emissions at Affected Plants CO2 | Thousand Tons | 61.0382 | 60.9904 | 56.1953 | 50.5318 | 50.7978 | 54.9966 | 67.6969
7.23 - NJ Fossil CO2 Rate Limit: Unit 1652 | 51 | 7999 | Rate Constraint in lbs/MWh | FALSE | L | Annual | Allowances Purchased CO2 | Thousand Tons | 0 | 0 | 0 | 0 | 0 | 0 | 0
7.23 - NJ Fossil CO2 Rate Limit: Unit 1652 | 51 | 7999 | Rate Constraint in lbs/MWh | FALSE | L | Annual | Allowances Sold CO2 | Thousand Tons | 0 | 0 | 0 | 0 | 0 | 0 | 0
7.23 - NJ Fossil CO2 Rate Limit: Unit 1652 | 51 | 7999 | Rate Constraint in lbs/MWh | FALSE | L | Annual | Allowances Banked | Thousand Tons | 0 | 0 | 0 | 0 | 0 | 0 | 0
7.23 - NJ Fossil CO2 Rate Limit: Unit 1652 | 51 | 7999 | Rate Constraint in lbs/MWh | FALSE | L | Annual | Allowances Withdrawn (1:1) | Thousand Tons | 0 | 0 | 0 | 0 | 0 | 0 | 0
7.23 - NJ Fossil CO2 Rate Limit: Unit 1652 | 51 | 7999 | Rate Constraint in lbs/MWh | FALSE | L | Annual | Allowances Withdrawn (n:1) | Thousand Tons | 0 | 0 | 0 | 0 | 0 | 0 | 0
7.23 - NJ Fossil CO2 Rate Limit: Unit 1652 | 51 | 7999 | Rate Constraint in lbs/MWh | FALSE | L | Annual | Net Emissions Allowance Position | Thousand Tons | 61.0382 | 60.9904 | 56.1953 | 50.5318 | 50.7978 | 54.9966 | 67.6969
7.23 - NJ Fossil CO2 Rate Limit: Unit 1652 | 51 | 7999 | Rate Constraint in lbs/MWh | FALSE | L | Annual | Fuel Consumed | TBtu | 1.0427 | 1.0419 | 0.95995 | 0.8632 | 0.86774 | 0.93947 | 1.1564
7.23 - NJ Fossil CO2 Rate Limit: Unit 1652 | 51 | 7999 | Rate Constraint in lbs/MWh | FALSE | L | Annual | Rate | lb/MMBtu | 117.08 | 117.08 | 117.08 | 117.08 | 117.08 | 117.08 | 117.08
7.23 - NJ Fossil CO2 Rate Limit: Unit 1652 | 51 | 7999 | Rate Constraint in lbs/MWh | FALSE | L | Annual | Generation | TWh | 0.11884 | 0.11874 | 0.10941 | 0.098382 | 0.0989 | 0.10707 | 0.1318
7.23 - NJ Fossil CO2 Rate Limit: Unit 1652 | 51 | 7999 | Rate Constraint in lbs/MWh | FALSE | L | Annual | Qualifying Generation | TWh | 0.11884 | 0.11874 | 0.10941 | 0.098382 | 0.0989 | 0.10707 | 0.1318
7.23 - NJ Fossil CO2 Rate Limit: Unit 1652 | 51 | 7999 | Rate Constraint in lbs/MWh | FALSE | L | Annual | Constraint Shadow Price | US2022$/Ton | 0 | 0 | 0 | 0 | 0 | 0 | 0
7.23 - NJ Fossil CO2 Rate Limit: Unit 1653 | 52 | 8000 | Rate Constraint in lbs/MWh | FALSE | L | Annual | Seasons Included | Seasons | Winter, Spring, Summer, Fall | Winter, Spring, Summer, Fall | Winter, Spring, Summer, Fall | Winter, Spring, Summer, Fall | Winter, Spring, Summer, Fall | Winter, Spring, Summer, Fall | Winter, Spring, Summer, Fall
7.23 - NJ Fossil CO2 Rate Limit: Unit 1653 | 52 | 8000 | Rate Constraint in lbs/MWh | FALSE | L | Annual | Standard CO2 | lb/MWh | 1700 | 1700 | 1300 | 1300 | 1300 | 1300 | 1300
7.23 - NJ Fossil CO2 Rate Limit: Unit 1653 | 52 | 8000 | Rate Constraint in lbs/MWh | FALSE | L | Annual | Emissions at Affected Plants CO2 | Thousand Tons | 1391.5907 | 1447.4538 | 1035.5323 | 716.5713 | 763.5042 | 1015.4657 | 1451.7648
7.23 - NJ Fossil CO2 Rate Limit: Unit 1653 | 52 | 8000 | Rate Constraint in lbs/MWh | FALSE | L | Annual | Allowances Purchased CO2 | Thousand Tons | 0 | 0 | 0 | 0 | 0 | 0 | 0
7.23 - NJ Fossil CO2 Rate Limit: Unit 1653 | 52 | 8000 | Rate Constraint in lbs/MWh | FALSE | L | Annual | Allowances Sold CO2 | Thousand Tons | 0 | 0 | 0 | 0 | 0 | 0 | 0
7.23 - NJ Fossil CO2 Rate Limit: Unit 1653 | 52 | 8000 | Rate Constraint in lbs/MWh | FALSE | L | Annual | Allowances Banked | Thousand Tons | 0 | 0 | 0 | 0 | 0 | 0 | 0
7.23 - NJ Fossil CO2 Rate Limit: Unit 1653 | 52 | 8000 | Rate Constraint in lbs/MWh | FALSE | L | Annual | Allowances Withdrawn (1:1) | Thousand Tons | 0 | 0 | 0 | 0 | 0 | 0 | 0
7.23 - NJ Fossil CO2 Rate Limit: Unit 1653 | 52 | 8000 | Rate Constraint in lbs/MWh | FALSE | L | Annual | Allowances Withdrawn (n:1) | Thousand Tons | 0 | 0 | 0 | 0 | 0 | 0 | 0
7.23 - NJ Fossil CO2 Rate Limit: Unit 1653 | 52 | 8000 | Rate Constraint in lbs/MWh | FALSE | L | Annual | Net Emissions Allowance Position | Thousand Tons | 1391.5907 | 1447.4538 | 1035.5323 | 716.5713 | 763.5042 | 1015.4657 | 1451.7648
7.23 - NJ Fossil CO2 Rate Limit: Unit 1653 | 52 | 8000 | Rate Constraint in lbs/MWh | FALSE | L | Annual | Fuel Consumed | TBtu | 23.7716 | 24.7259 | 17.6893 | 12.2407 | 13.0424 | 17.3465 | 24.7995
7.23 - NJ Fossil CO2 Rate Limit: Unit 1653 | 52 | 8000 | Rate Constraint in lbs/MWh | FALSE | L | Annual | Rate | lb/MMBtu | 117.08 | 117.08 | 117.08 | 117.08 | 117.08 | 117.08 | 117.08
7.23 - NJ Fossil CO2 Rate Limit: Unit 1653 | 52 | 8000 | Rate Constraint in lbs/MWh | FALSE | L | Annual | Generation | TWh | 3.3719 | 3.5072 | 2.5091 | 1.7363 | 1.85 | 2.4605 | 3.5177
7.23 - NJ Fossil CO2 Rate Limit: Unit 1653 | 52 | 8000 | Rate Constraint in lbs/MWh | FALSE | L | Annual | Qualifying Generation | TWh | 3.3719 | 3.5072 | 2.5091 | 1.7363 | 1.85 | 2.4605 | 3.5177
7.23 - NJ Fossil CO2 Rate Limit: Unit 1653 | 52 | 8000 | Rate Constraint in lbs/MWh | FALSE | L | Annual | Constraint Shadow Price | US2022$/Ton | 0 | 0 | 0 | 0 | 0 | 0 | 0
7.23 - NJ Fossil CO2 Rate Limit: Unit 1654 | 53 | 8001 | Rate Constraint in lbs/MWh | FALSE | L | Annual | Seasons Included | Seasons | Winter, Spring, Summer, Fall | Winter, Spring, Summer, Fall | Winter, Spring, Summer, Fall | Winter, Spring, Summer, Fall | Winter, Spring, Summer, Fall | Winter, Spring, Summer, Fall | Winter, Spring, Summer, Fall
7.23 - NJ Fossil CO2 Rate Limit: Unit 1654 | 53 | 8001 | Rate Constraint in lbs/MWh | FALSE | L | Annual | Standard CO2 | lb/MWh | 1700 | 1700 | 1300 | 1300 | 1300 | 1300 | 1300
7.23 - NJ Fossil CO2 Rate Limit: Unit 1654 | 53 | 8001 | Rate Constraint in lbs/MWh | FALSE | L | Annual | Emissions at Affected Plants CO2 | Thousand Tons | 877.1135 | 878.2696 | 774.2172 | 436.7346 | 661.9713 | 849.5764 | 849.4713
7.23 - NJ Fossil CO2 Rate Limit: Unit 1654 | 53 | 8001 | Rate Constraint in lbs/MWh | FALSE | L | Annual | Allowances Purchased CO2 | Thousand Tons | 0 | 0 | 0 | 0 | 0 | 0 | 0
7.23 - NJ Fossil CO2 Rate Limit: Unit 1654 | 53 | 8001 | Rate Constraint in lbs/MWh | FALSE | L | Annual | Allowances Sold CO2 | Thousand Tons | 0 | 0 | 0 | 0 | 0 | 0 | 0
7.23 - NJ Fossil CO2 Rate Limit: Unit 1654 | 53 | 8001 | Rate Constraint in lbs/MWh | FALSE | L | Annual | Allowances Banked | Thousand Tons | 0 | 0 | 0 | 0 | 0 | 0 | 0
7.23 - NJ Fossil CO2 Rate Limit: Unit 1654 | 53 | 8001 | Rate Constraint in lbs/MWh | FALSE | L | Annual | Allowances Withdrawn (1:1) | Thousand Tons | 0 | 0 | 0 | 0 | 0 | 0 | 0
7.23 - NJ Fossil CO2 Rate Limit: Unit 1654 | 53 | 8001 | Rate Constraint in lbs/MWh | FALSE | L | Annual | Allowances Withdrawn (n:1) | Thousand Tons | 0 | 0 | 0 | 0 | 0 | 0 | 0
7.23 - NJ Fossil CO2 Rate Limit: Unit 1654 | 53 | 8001 | Rate Constraint in lbs/MWh | FALSE | L | Annual | Net Emissions Allowance Position | Thousand Tons | 877.1135 | 878.2696 | 774.2172 | 436.7346 | 661.9713 | 849.5764 | 849.4713
7.23 - NJ Fossil CO2 Rate Limit: Unit 1654 | 53 | 8001 | Rate Constraint in lbs/MWh | FALSE | L | Annual | Fuel Consumed | TBtu | 14.9831 | 15.0029 | 13.2254 | 7.4604 | 11.308 | 14.5127 | 14.511
7.23 - NJ Fossil CO2 Rate Limit: Unit 1654 | 53 | 8001 | Rate Constraint in lbs/MWh | FALSE | L | Annual | Rate | lb/MMBtu | 117.08 | 117.08 | 117.08 | 117.08 | 117.08 | 117.08 | 117.08
7.23 - NJ Fossil CO2 Rate Limit: Unit 1654 | 53 | 8001 | Rate Constraint in lbs/MWh | FALSE | L | Annual | Generation | TWh | 2.1253 | 2.1281 | 1.8759 | 1.0582 | 1.604 | 2.0585 | 2.0583
7.23 - NJ Fossil CO2 Rate Limit: Unit 1654 | 53 | 8001 | Rate Constraint in lbs/MWh | FALSE | L | Annual | Qualifying Generation | TWh | 2.1253 | 2.1281 | 1.8759 | 1.0582 | 1.604 | 2.0585 | 2.0583
7.23 - NJ Fossil CO2 Rate Limit: Unit 1654 | 53 | 8001 | Rate Constraint in lbs/MWh | FALSE | L | Annual | Constraint Shadow Price | US2022$/Ton | 0 | 0 | 0 | 0 | 0 | 0 | 0
7.23 - NJ Fossil CO2 Rate Limit: Unit 1655 | 54 | 8002 | Rate Constraint in lbs/MWh | FALSE | L | Annual | Seasons Included | Seasons | Winter, Spring, Summer, Fall | Winter, Spring, Summer, Fall | Winter, Spring, Summer, Fall | Winter, Spring, Summer, Fall | Winter, Spring, Summer, Fall | Winter, Spring, Summer, Fall | Winter, Spring, Summer, Fall
7.23 - NJ Fossil CO2 Rate Limit: Unit 1655 | 54 | 8002 | Rate Constraint in lbs/MWh | FALSE | L | Annual | Standard CO2 | lb/MWh | 1700 | 1700 | 1300 | 1300 | 1300 | 1300 | 1300
7.23 - NJ Fossil CO2 Rate Limit: Unit 1655 | 54 | 8002 | Rate Constraint in lbs/MWh | FALSE | L | Annual | Emissions at Affected Plants CO2 | Thousand Tons | 1438.6912 | 1373.0245 | 1121.2366 | 852.5919 | 1011.132 | 1207.7852 | 1208.5793
7.23 - NJ Fossil CO2 Rate Limit: Unit 1655 | 54 | 8002 | Rate Constraint in lbs/MWh | FALSE | L | Annual | Allowances Purchased CO2 | Thousand Tons | 0 | 0 | 0 | 0 | 0 | 0 | 0
7.23 - NJ Fossil CO2 Rate Limit: Unit 1655 | 54 | 8002 | Rate Constraint in lbs/MWh | FALSE | L | Annual | Allowances Sold CO2 | Thousand Tons | 0 | 0 | 0 | 0 | 0 | 0 | 0
7.23 - NJ Fossil CO2 Rate Limit: Unit 1655 | 54 | 8002 | Rate Constraint in lbs/MWh | FALSE | L | Annual | Allowances Banked | Thousand Tons | 0 | 0 | 0 | 0 | 0 | 0 | 0
7.23 - NJ Fossil CO2 Rate Limit: Unit 1655 | 54 | 8002 | Rate Constraint in lbs/MWh | FALSE | L | Annual | Allowances Withdrawn (1:1) | Thousand Tons | 0 | 0 | 0 | 0 | 0 | 0 | 0
7.23 - NJ Fossil CO2 Rate Limit: Unit 1655 | 54 | 8002 | Rate Constraint in lbs/MWh | FALSE | L | Annual | Allowances Withdrawn (n:1) | Thousand Tons | 0 | 0 | 0 | 0 | 0 | 0 | 0
7.23 - NJ Fossil CO2 Rate Limit: Unit 1655 | 54 | 8002 | Rate Constraint in lbs/MWh | FALSE | L | Annual | Net Emissions Allowance Position | Thousand Tons | 1438.6912 | 1373.0245 | 1121.2366 | 852.5919 | 1011.132 | 1207.7852 | 1208.5793
7.23 - NJ Fossil CO2 Rate Limit: Unit 1655 | 54 | 8002 | Rate Constraint in lbs/MWh | FALSE | L | Annual | Fuel Consumed | TBtu | 24.5762 | 23.4545 | 19.1533 | 14.5643 | 17.2725 | 20.6318 | 20.6454
7.23 - NJ Fossil CO2 Rate Limit: Unit 1655 | 54 | 8002 | Rate Constraint in lbs/MWh | FALSE | L | Annual | Rate | lb/MMBtu | 117.08 | 117.08 | 117.08 | 117.08 | 117.08 | 117.08 | 117.08
7.23 - NJ Fossil CO2 Rate Limit: Unit 1655 | 54 | 8002 | Rate Constraint in lbs/MWh | FALSE | L | Annual | Generation | TWh | 3.4119 | 3.2562 | 2.6591 | 2.022 | 2.398 | 2.8643 | 2.8662
7.23 - NJ Fossil CO2 Rate Limit: Unit 1655 | 54 | 8002 | Rate Constraint in lbs/MWh | FALSE | L | Annual | Qualifying Generation | TWh | 3.4119 | 3.2562 | 2.6591 | 2.022 | 2.398 | 2.8643 | 2.8662
7.23 - NJ Fossil CO2 Rate Limit: Unit 1655 | 54 | 8002 | Rate Constraint in lbs/MWh | FALSE | L | Annual | Constraint Shadow Price | US2022$/Ton | 0 | 0 | 0 | 0 | 0 | 0 | 0
7.23 - NJ Fossil CO2 Rate Limit: Unit 1656 | 55 | 8003 | Rate Constraint in lbs/MWh | FALSE | L | Annual | Seasons Included | Seasons | Winter, Spring, Summer, Fall | Winter, Spring, Summer, Fall | Winter, Spring, Summer, Fall | Winter, Spring, Summer, Fall | Winter, Spring, Summer, Fall | Winter, Spring, Summer, Fall | Winter, Spring, Summer, Fall
7.23 - NJ Fossil CO2 Rate Limit: Unit 1656 | 55 | 8003 | Rate Constraint in lbs/MWh | FALSE | L | Annual | Standard CO2 | lb/MWh | 1700 | 1700 | 1300 | 1300 | 1300 | 1300 | 1300
7.23 - NJ Fossil CO2 Rate Limit: Unit 1656 | 55 | 8003 | Rate Constraint in lbs/MWh | FALSE | L | Annual | Emissions at Affected Plants CO2 | Thousand Tons | 1476.446 | 1401.5353 | 1166.2858 | 904.6559 | 1009.3301 | 1222.4021 | 1392.5907
7.23 - NJ Fossil CO2 Rate Limit: Unit 1656 | 55 | 8003 | Rate Constraint in lbs/MWh | FALSE | L | Annual | Allowances Purchased CO2 | Thousand Tons | 0 | 0 | 0 | 0 | 0 | 0 | 0
7.23 - NJ Fossil CO2 Rate Limit: Unit 1656 | 55 | 8003 | Rate Constraint in lbs/MWh | FALSE | L | Annual | Allowances Sold CO2 | Thousand Tons | 0 | 0 | 0 | 0 | 0 | 0 | 0
7.23 - NJ Fossil CO2 Rate Limit: Unit 1656 | 55 | 8003 | Rate Constraint in lbs/MWh | FALSE | L | Annual | Allowances Banked | Thousand Tons | 0 | 0 | 0 | 0 | 0 | 0 | 0
7.23 - NJ Fossil CO2 Rate Limit: Unit 1656 | 55 | 8003 | Rate Constraint in lbs/MWh | FALSE | L | Annual | Allowances Withdrawn (1:1) | Thousand Tons | 0 | 0 | 0 | 0 | 0 | 0 | 0
7.23 - NJ Fossil CO2 Rate Limit: Unit 1656 | 55 | 8003 | Rate Constraint in lbs/MWh | FALSE | L | Annual | Allowances Withdrawn (n:1) | Thousand Tons | 0 | 0 | 0 | 0 | 0 | 0 | 0
7.23 - NJ Fossil CO2 Rate Limit: Unit 1656 | 55 | 8003 | Rate Constraint in lbs/MWh | FALSE | L | Annual | Net Emissions Allowance Position | Thousand Tons | 1476.446 | 1401.5353 | 1166.2858 | 904.6559 | 1009.3301 | 1222.4021 | 1392.5907
7.23 - NJ Fossil CO2 Rate Limit: Unit 1656 | 55 | 8003 | Rate Constraint in lbs/MWh | FALSE | L | Annual | Fuel Consumed | TBtu | 25.2211 | 23.9415 | 19.9229 | 15.4536 | 17.2417 | 20.8815 | 23.7887
7.23 - NJ Fossil CO2 Rate Limit: Unit 1656 | 55 | 8003 | Rate Constraint in lbs/MWh | FALSE | L | Annual | Rate | lb/MMBtu | 117.08 | 117.08 | 117.08 | 117.08 | 117.08 | 117.08 | 117.08
7.23 - NJ Fossil CO2 Rate Limit: Unit 1656 | 55 | 8003 | Rate Constraint in lbs/MWh | FALSE | L | Annual | Generation | TWh | 3.5653 | 3.3844 | 2.8164 | 2.1846 | 2.4373 | 2.9519 | 3.3628
7.23 - NJ Fossil CO2 Rate Limit: Unit 1656 | 55 | 8003 | Rate Constraint in lbs/MWh | FALSE | L | Annual | Qualifying Generation | TWh | 3.5653 | 3.3844 | 2.8164 | 2.1846 | 2.4373 | 2.9519 | 3.3628
7.23 - NJ Fossil CO2 Rate Limit: Unit 1656 | 55 | 8003 | Rate Constraint in lbs/MWh | FALSE | L | Annual | Constraint Shadow Price | US2022$/Ton | 0 | 0 | 0 | 0 | 0 | 0 | 0
7.23 - NJ Fossil CO2 Rate Limit: Unit 1657 | 56 | 8004 | Rate Constraint in lbs/MWh | FALSE | L | Annual | Seasons Included | Seasons | Winter, Spring, Summer, Fall | Winter, Spring, Summer, Fall | Winter, Spring, Summer, Fall | Winter, Spring, Summer, Fall | Winter, Spring, Summer, Fall | Winter, Spring, Summer, Fall | Winter, Spring, Summer, Fall
7.23 - NJ Fossil CO2 Rate Limit: Unit 1657 | 56 | 8004 | Rate Constraint in lbs/MWh | FALSE | L | Annual | Standard CO2 | lb/MWh | 1700 | 1700 | 1300 | 1300 | 1300 | 1300 | 1300
7.23 - NJ Fossil CO2 Rate Limit: Unit 1657 | 56 | 8004 | Rate Constraint in lbs/MWh | FALSE | L | Annual | Emissions at Affected Plants CO2 | Thousand Tons | 1126.4908 | 1144.9868 | 1009.3353 | 565.7288 | 863.002 | 1007.1319 | 1107.4429
7.23 - NJ Fossil CO2 Rate Limit: Unit 1657 | 56 | 8004 | Rate Constraint in lbs/MWh | FALSE | L | Annual | Allowances Purchased CO2 | Thousand Tons | 0 | 0 | 0 | 0 | 0 | 0 | 0
7.23 - NJ Fossil CO2 Rate Limit: Unit 1657 | 56 | 8004 | Rate Constraint in lbs/MWh | FALSE | L | Annual | Allowances Sold CO2 | Thousand Tons | 0 | 0 | 0 | 0 | 0 | 0 | 0
7.23 - NJ Fossil CO2 Rate Limit: Unit 1657 | 56 | 8004 | Rate Constraint in lbs/MWh | FALSE | L | Annual | Allowances Banked | Thousand Tons | 0 | 0 | 0 | 0 | 0 | 0 | 0
7.23 - NJ Fossil CO2 Rate Limit: Unit 1657 | 56 | 8004 | Rate Constraint in lbs/MWh | FALSE | L | Annual | Allowances Withdrawn (1:1) | Thousand Tons | 0 | 0 | 0 | 0 | 0 | 0 | 0
7.23 - NJ Fossil CO2 Rate Limit: Unit 1657 | 56 | 8004 | Rate Constraint in lbs/MWh | FALSE | L | Annual | Allowances Withdrawn (n:1) | Thousand Tons | 0 | 0 | 0 | 0 | 0 | 0 | 0
7.23 - NJ Fossil CO2 Rate Limit: Unit 1657 | 56 | 8004 | Rate Constraint in lbs/MWh | FALSE | L | Annual | Net Emissions Allowance Position | Thousand Tons | 1126.4908 | 1144.9868 | 1009.3353 | 565.7288 | 863.002 | 1007.1319 | 1107.4429
7.23 - NJ Fossil CO2 Rate Limit: Unit 1657 | 56 | 8004 | Rate Constraint in lbs/MWh | FALSE | L | Annual | Fuel Consumed | TBtu | 19.2431 | 19.5591 | 17.2418 | 9.664 | 14.7421 | 17.2042 | 18.9177
7.23 - NJ Fossil CO2 Rate Limit: Unit 1657 | 56 | 8004 | Rate Constraint in lbs/MWh | FALSE | L | Annual | Rate | lb/MMBtu | 117.08 | 117.08 | 117.08 | 117.08 | 117.08 | 117.08 | 117.08
7.23 - NJ Fossil CO2 Rate Limit: Unit 1657 | 56 | 8004 | Rate Constraint in lbs/MWh | FALSE | L | Annual | Generation | TWh | 2.7295 | 2.7743 | 2.4456 | 1.3708 | 2.0911 | 2.4403 | 2.6834
7.23 - NJ Fossil CO2 Rate Limit: Unit 1657 | 56 | 8004 | Rate Constraint in lbs/MWh | FALSE | L | Annual | Qualifying Generation | TWh | 2.7295 | 2.7743 | 2.4456 | 1.3708 | 2.0911 | 2.4403 | 2.6834
7.23 - NJ Fossil CO2 Rate Limit: Unit 1657 | 56 | 8004 | Rate Constraint in lbs/MWh | FALSE | L | Annual | Constraint Shadow Price | US2022$/Ton | 0 | 0 | 0 | 0 | 0 | 0 | 0
7.23 - NJ Fossil CO2 Rate Limit: Unit 1658 | 57 | 8005 | Rate Constraint in lbs/MWh | FALSE | L | Annual | Seasons Included | Seasons | Winter, Spring, Summer, Fall | Winter, Spring, Summer, Fall | Winter, Spring, Summer, Fall | Winter, Spring, Summer, Fall | Winter, Spring, Summer, Fall | Winter, Spring, Summer, Fall | Winter, Spring, Summer, Fall
7.23 - NJ Fossil CO2 Rate Limit: Unit 1658 | 57 | 8005 | Rate Constraint in lbs/MWh | FALSE | L | Annual | Standard CO2 | lb/MWh | 1700 | 1700 | 1300 | 1300 | 1300 | 1300 | 1300
7.23 - NJ Fossil CO2 Rate Limit: Unit 1658 | 57 | 8005 | Rate Constraint in lbs/MWh | FALSE | L | Annual | Emissions at Affected Plants CO2 | Thousand Tons | 1823.5529 | 1901.4453 | 1733.8727 | 968.5838 | 1306.6407 | 1403.6444 | 1902.4055
7.23 - NJ Fossil CO2 Rate Limit: Unit 1658 | 57 | 8005 | Rate Constraint in lbs/MWh | FALSE | L | Annual | Allowances Purchased CO2 | Thousand Tons | 0 | 0 | 0 | 0 | 0 | 0 | 0
7.23 - NJ Fossil CO2 Rate Limit: Unit 1658 | 57 | 8005 | Rate Constraint in lbs/MWh | FALSE | L | Annual | Allowances Sold CO2 | Thousand Tons | 0 | 0 | 0 | 0 | 0 | 0 | 0
7.23 - NJ Fossil CO2 Rate Limit: Unit 1658 | 57 | 8005 | Rate Constraint in lbs/MWh | FALSE | L | Annual | Allowances Banked | Thousand Tons | 0 | 0 | 0 | 0 | 0 | 0 | 0
7.23 - NJ Fossil CO2 Rate Limit: Unit 1658 | 57 | 8005 | Rate Constraint in lbs/MWh | FALSE | L | Annual | Allowances Withdrawn (1:1) | Thousand Tons | 0 | 0 | 0 | 0 | 0 | 0 | 0
7.23 - NJ Fossil CO2 Rate Limit: Unit 1658 | 57 | 8005 | Rate Constraint in lbs/MWh | FALSE | L | Annual | Allowances Withdrawn (n:1) | Thousand Tons | 0 | 0 | 0 | 0 | 0 | 0 | 0
7.23 - NJ Fossil CO2 Rate Limit: Unit 1658 | 57 | 8005 | Rate Constraint in lbs/MWh | FALSE | L | Annual | Net Emissions Allowance Position | Thousand Tons | 1823.5529 | 1901.4453 | 1733.8727 | 968.5838 | 1306.6407 | 1403.6444 | 1902.4055
7.23 - NJ Fossil CO2 Rate Limit: Unit 1658 | 57 | 8005 | Rate Constraint in lbs/MWh | FALSE | L | Annual | Fuel Consumed | TBtu | 31.1505 | 32.4811 | 29.6186 | 16.5457 | 22.3205 | 23.9775 | 32.4975
7.23 - NJ Fossil CO2 Rate Limit: Unit 1658 | 57 | 8005 | Rate Constraint in lbs/MWh | FALSE | L | Annual | Rate | lb/MMBtu | 117.08 | 117.08 | 117.08 | 117.08 | 117.08 | 117.08 | 117.08
7.23 - NJ Fossil CO2 Rate Limit: Unit 1658 | 57 | 8005 | Rate Constraint in lbs/MWh | FALSE | L | Annual | Generation | TWh | 4.4185 | 4.6073 | 4.2012 | 2.3469 | 3.166 | 3.4011 | 4.6096
7.23 - NJ Fossil CO2 Rate Limit: Unit 1658 | 57 | 8005 | Rate Constraint in lbs/MWh | FALSE | L | Annual | Qualifying Generation | TWh | 4.4185 | 4.6073 | 4.2012 | 2.3469 | 3.166 | 3.4011 | 4.6096
7.23 - NJ Fossil CO2 Rate Limit: Unit 1658 | 57 | 8005 | Rate Constraint in lbs/MWh | FALSE | L | Annual | Constraint Shadow Price | US2022$/Ton | 0 | 0 | 0 | 0 | 0 | 0 | 0
7.23 - NJ Fossil CO2 Rate Limit: Unit 1659 | 58 | 8006 | Rate Constraint in lbs/MWh | FALSE | L | Annual | Seasons Included | Seasons | Winter, Spring, Summer, Fall | Winter, Spring, Summer, Fall | Winter, Spring, Summer, Fall | Winter, Spring, Summer, Fall | Winter, Spring, Summer, Fall | Winter, Spring, Summer, Fall | Winter, Spring, Summer, Fall
7.23 - NJ Fossil CO2 Rate Limit: Unit 1659 | 58 | 8006 | Rate Constraint in lbs/MWh | FALSE | L | Annual | Standard CO2 | lb/MWh | 1700 | 1700 | 1300 | 1300 | 1300 | 1300 | 1300
7.23 - NJ Fossil CO2 Rate Limit: Unit 1659 | 58 | 8006 | Rate Constraint in lbs/MWh | FALSE | L | Annual | Emissions at Affected Plants CO2 | Thousand Tons | 11.957 | 11.5683 | 9.3829 | 8.7497 | 8.8067 | 7.9148 | 9.683
7.23 - NJ Fossil CO2 Rate Limit: Unit 1659 | 58 | 8006 | Rate Constraint in lbs/MWh | FALSE | L | Annual | Allowances Purchased CO2 | Thousand Tons | 0 | 0 | 0 | 0 | 0 | 0 | 0
7.23 - NJ Fossil CO2 Rate Limit: Unit 1659 | 58 | 8006 | Rate Constraint in lbs/MWh | FALSE | L | Annual | Allowances Sold CO2 | Thousand Tons | 0 | 0 | 0 | 0 | 0 | 0 | 0
7.23 - NJ Fossil CO2 Rate Limit: Unit 1659 | 58 | 8006 | Rate Constraint in lbs/MWh | FALSE | L | Annual | Allowances Banked | Thousand Tons | 0 | 0 | 0 | 0 | 0 | 0 | 0
7.23 - NJ Fossil CO2 Rate Limit: Unit 1659 | 58 | 8006 | Rate Constraint in lbs/MWh | FALSE | L | Annual | Allowances Withdrawn (1:1) | Thousand Tons | 0 | 0 | 0 | 0 | 0 | 0 | 0
7.23 - NJ Fossil CO2 Rate Limit: Unit 1659 | 58 | 8006 | Rate Constraint in lbs/MWh | FALSE | L | Annual | Allowances Withdrawn (n:1) | Thousand Tons | 0 | 0 | 0 | 0 | 0 | 0 | 0
7.23 - NJ Fossil CO2 Rate Limit: Unit 1659 | 58 | 8006 | Rate Constraint in lbs/MWh | FALSE | L | Annual | Net Emissions Allowance Position | Thousand Tons | 11.957 | 11.5683 | 9.3829 | 8.7497 | 8.8067 | 7.9148 | 9.683
7.23 - NJ Fossil CO2 Rate Limit: Unit 1659 | 58 | 8006 | Rate Constraint in lbs/MWh | FALSE | L | Annual | Fuel Consumed | TBtu | 0.16096 | 0.15573 | 0.12631 | 0.11779 | 0.11855 | 0.10655 | 0.13035
7.23 - NJ Fossil CO2 Rate Limit: Unit 1659 | 58 | 8006 | Rate Constraint in lbs/MWh | FALSE | L | Annual | Rate | lb/MMBtu | 148.5679 | 148.5679 | 148.5679 | 148.5679 | 148.5679 | 148.5679 | 148.5679
7.23 - NJ Fossil CO2 Rate Limit: Unit 1659 | 58 | 8006 | Rate Constraint in lbs/MWh | FALSE | L | Annual | Generation | TWh | 0.020362 | 0.0197 | 0.015979 | 0.0149 | 0.014997 | 0.013479 | 0.01649
7.23 - NJ Fossil CO2 Rate Limit: Unit 1659 | 58 | 8006 | Rate Constraint in lbs/MWh | FALSE | L | Annual | Qualifying Generation | TWh | 0.020362 | 0.0197 | 0.015979 | 0.0149 | 0.014997 | 0.013479 | 0.01649
7.23 - NJ Fossil CO2 Rate Limit: Unit 1659 | 58 | 8006 | Rate Constraint in lbs/MWh | FALSE | L | Annual | Constraint Shadow Price | US2022$/Ton | 0 | 0 | 0 | 0 | 0 | 0 | 0
7.23 - NJ Fossil CO2 Rate Limit: Unit 1660 | 59 | 8007 | Rate Constraint in lbs/MWh | FALSE | L | Annual | Seasons Included | Seasons | Winter, Spring, Summer, Fall | Winter, Spring, Summer, Fall | Winter, Spring, Summer, Fall | Winter, Spring, Summer, Fall | Winter, Spring, Summer, Fall | Winter, Spring, Summer, Fall | Winter, Spring, Summer, Fall
7.23 - NJ Fossil CO2 Rate Limit: Unit 1660 | 59 | 8007 | Rate Constraint in lbs/MWh | FALSE | L | Annual | Standard CO2 | lb/MWh | 1700 | 1700 | 1300 | 1300 | 1300 | 1300 | 1300
7.23 - NJ Fossil CO2 Rate Limit: Unit 1660 | 59 | 8007 | Rate Constraint in lbs/MWh | FALSE | L | Annual | Emissions at Affected Plants CO2 | Thousand Tons | 36.9938 | 47.9475 | 18.1025 | 13.4879 | 0 | 0 | 0
7.23 - NJ Fossil CO2 Rate Limit: Unit 1660 | 59 | 8007 | Rate Constraint in lbs/MWh | FALSE | L | Annual | Allowances Purchased CO2 | Thousand Tons | 0 | 0 | 0 | 0 | 0 | 0 | 0
7.23 - NJ Fossil CO2 Rate Limit: Unit 1660 | 59 | 8007 | Rate Constraint in lbs/MWh | FALSE | L | Annual | Allowances Sold CO2 | Thousand Tons | 0 | 0 | 0 | 0 | 0 | 0 | 0
7.23 - NJ Fossil CO2 Rate Limit: Unit 1660 | 59 | 8007 | Rate Constraint in lbs/MWh | FALSE | L | Annual | Allowances Banked | Thousand Tons | 0 | 0 | 0 | 0 | 0 | 0 | 0
7.23 - NJ Fossil CO2 Rate Limit: Unit 1660 | 59 | 8007 | Rate Constraint in lbs/MWh | FALSE | L | Annual | Allowances Withdrawn (1:1) | Thousand Tons | 0 | 0 | 0 | 0 | 0 | 0 | 0
7.23 - NJ Fossil CO2 Rate Limit: Unit 1660 | 59 | 8007 | Rate Constraint in lbs/MWh | FALSE | L | Annual | Allowances Withdrawn (n:1) | Thousand Tons | 0 | 0 | 0 | 0 | 0 | 0 | 0
7.23 - NJ Fossil CO2 Rate Limit: Unit 1660 | 59 | 8007 | Rate Constraint in lbs/MWh | FALSE | L | Annual | Net Emissions Allowance Position | Thousand Tons | 36.9938 | 47.9475 | 18.1025 | 13.4879 | 0 | 0 | 0
7.23 - NJ Fossil CO2 Rate Limit: Unit 1660 | 59 | 8007 | Rate Constraint in lbs/MWh | FALSE | L | Annual | Fuel Consumed | TBtu | 0.63194 | 0.81905 | 0.30923 | 0.2304 | 0 | 0 | 0
7.23 - NJ Fossil CO2 Rate Limit: Unit 1660 | 59 | 8007 | Rate Constraint in lbs/MWh | FALSE | L | Annual | Rate | lb/MMBtu | 117.08 | 117.08 | 117.08 | 117.08 | 0 | 0 | 0
7.23 - NJ Fossil CO2 Rate Limit: Unit 1660 | 59 | 8007 | Rate Constraint in lbs/MWh | FALSE | L | Annual | Generation | TWh | 0.057775 | 0.074882 | 0.028271 | 0.021065 | 0 | 0 | 0
7.23 - NJ Fossil CO2 Rate Limit: Unit 1660 | 59 | 8007 | Rate Constraint in lbs/MWh | FALSE | L | Annual | Qualifying Generation | TWh | 0.057775 | 0.074882 | 0.028271 | 0.021065 | 0 | 0 | 0
7.23 - NJ Fossil CO2 Rate Limit: Unit 1660 | 59 | 8007 | Rate Constraint in lbs/MWh | FALSE | L | Annual | Constraint Shadow Price | US2022$/Ton | 0 | 0 | 0 | 0 | 0 | 0 | 0
7.23 - NJ Fossil CO2 Rate Limit: Unit 1661 | 60 | 8008 | Rate Constraint in lbs/MWh | FALSE | L | Annual | Seasons Included | Seasons | Winter, Spring, Summer, Fall | Winter, Spring, Summer, Fall | Winter, Spring, Summer, Fall | Winter, Spring, Summer, Fall | Winter, Spring, Summer, Fall | Winter, Spring, Summer, Fall | Winter, Spring, Summer, Fall
7.23 - NJ Fossil CO2 Rate Limit: Unit 1661 | 60 | 8008 | Rate Constraint in lbs/MWh | FALSE | L | Annual | Standard CO2 | lb/MWh | 1700 | 1700 | 1300 | 1300 | 1300 | 1300 | 1300
7.23 - NJ Fossil CO2 Rate Limit: Unit 1661 | 60 | 8008 | Rate Constraint in lbs/MWh | FALSE | L | Annual | Emissions at Affected Plants CO2 | Thousand Tons | 119.0797 | 119.6208 | 109.6317 | 98.5827 | 99.1016 | 107.2931 | 154.1682
7.23 - NJ Fossil CO2 Rate Limit: Unit 1661 | 60 | 8008 | Rate Constraint in lbs/MWh | FALSE | L | Annual | Allowances Purchased CO2 | Thousand Tons | 0 | 0 | 0 | 0 | 0 | 0 | 0
7.23 - NJ Fossil CO2 Rate Limit: Unit 1661 | 60 | 8008 | Rate Constraint in lbs/MWh | FALSE | L | Annual | Allowances Sold CO2 | Thousand Tons | 0 | 0 | 0 | 0 | 0 | 0 | 0
7.23 - NJ Fossil CO2 Rate Limit: Unit 1661 | 60 | 8008 | Rate Constraint in lbs/MWh | FALSE | L | Annual | Allowances Banked | Thousand Tons | 0 | 0 | 0 | 0 | 0 | 0 | 0
7.23 - NJ Fossil CO2 Rate Limit: Unit 1661 | 60 | 8008 | Rate Constraint in lbs/MWh | FALSE | L | Annual | Allowances Withdrawn (1:1) | Thousand Tons | 0 | 0 | 0 | 0 | 0 | 0 | 0
7.23 - NJ Fossil CO2 Rate Limit: Unit 1661 | 60 | 8008 | Rate Constraint in lbs/MWh | FALSE | L | Annual | Allowances Withdrawn (n:1) | Thousand Tons | 0 | 0 | 0 | 0 | 0 | 0 | 0
7.23 - NJ Fossil CO2 Rate Limit: Unit 1661 | 60 | 8008 | Rate Constraint in lbs/MWh | FALSE | L | Annual | Net Emissions Allowance Position | Thousand Tons | 119.0797 | 119.6208 | 109.6317 | 98.5827 | 99.1016 | 107.2931 | 154.1682
7.23 - NJ Fossil CO2 Rate Limit: Unit 1661 | 60 | 8008 | Rate Constraint in lbs/MWh | FALSE | L | Annual | Fuel Consumed | TBtu | 2.0342 | 2.0434 | 1.8728 | 1.684 | 1.6929 | 1.8328 | 2.6336
7.23 - NJ Fossil CO2 Rate Limit: Unit 1661 | 60 | 8008 | Rate Constraint in lbs/MWh | FALSE | L | Annual | Rate | lb/MMBtu | 117.08 | 117.08 | 117.08 | 117.08 | 117.08 | 117.08 | 117.08
7.23 - NJ Fossil CO2 Rate Limit: Unit 1661 | 60 | 8008 | Rate Constraint in lbs/MWh | FALSE | L | Annual | Generation | TWh | 0.23931 | 0.2404 | 0.22033 | 0.19812 | 0.19916 | 0.21563 | 0.30983
7.23 - NJ Fossil CO2 Rate Limit: Unit 1661 | 60 | 8008 | Rate Constraint in lbs/MWh | FALSE | L | Annual | Qualifying Generation | TWh | 0.23931 | 0.2404 | 0.22033 | 0.19812 | 0.19916 | 0.21563 | 0.30983
7.23 - NJ Fossil CO2 Rate Limit: Unit 1661 | 60 | 8008 | Rate Constraint in lbs/MWh | FALSE | L | Annual | Constraint Shadow Price | US2022$/Ton | 0 | 0 | 0 | 0 | 0 | 0 | 0
7.23 - NJ Fossil CO2 Rate Limit: Unit 1669 | 61 | 8009 | Rate Constraint in lbs/MWh | FALSE | L | Annual | Seasons Included | Seasons | Winter, Spring, Summer, Fall | Winter, Spring, Summer, Fall | Winter, Spring, Summer, Fall | Winter, Spring, Summer, Fall | Winter, Spring, Summer, Fall | Winter, Spring, Summer, Fall | Winter, Spring, Summer, Fall
7.23 - NJ Fossil CO2 Rate Limit: Unit 1669 | 61 | 8009 | Rate Constraint in lbs/MWh | FALSE | L | Annual | Standard CO2 | lb/MWh | 1700 | 1700 | 1300 | 1300 | 1300 | 1300 | 1300
7.23 - NJ Fossil CO2 Rate Limit: Unit 1669 | 61 | 8009 | Rate Constraint in lbs/MWh | FALSE | L | Annual | Emissions at Affected Plants CO2 | Thousand Tons | 8.2942 | 10.921 | 7.5591 | 7.0691 | 2.6654 | 2.704 | 0
7.23 - NJ Fossil CO2 Rate Limit: Unit 1669 | 61 | 8009 | Rate Constraint in lbs/MWh | FALSE | L | Annual | Allowances Purchased CO2 | Thousand Tons | 0 | 0 | 0 | 0 | 0 | 0 | 0
7.23 - NJ Fossil CO2 Rate Limit: Unit 1669 | 61 | 8009 | Rate Constraint in lbs/MWh | FALSE | L | Annual | Allowances Sold CO2 | Thousand Tons | 0 | 0 | 0 | 0 | 0 | 0 | 0
7.23 - NJ Fossil CO2 Rate Limit: Unit 1669 | 61 | 8009 | Rate Constraint in lbs/MWh | FALSE | L | Annual | Allowances Banked | Thousand Tons | 0 | 0 | 0 | 0 | 0 | 0 | 0
7.23 - NJ Fossil CO2 Rate Limit: Unit 1669 | 61 | 8009 | Rate Constraint in lbs/MWh | FALSE | L | Annual | Allowances Withdrawn (1:1) | Thousand Tons | 0 | 0 | 0 | 0 | 0 | 0 | 0
7.23 - NJ Fossil CO2 Rate Limit: Unit 1669 | 61 | 8009 | Rate Constraint in lbs/MWh | FALSE | L | Annual | Allowances Withdrawn (n:1) | Thousand Tons | 0 | 0 | 0 | 0 | 0 | 0 | 0
7.23 - NJ Fossil CO2 Rate Limit: Unit 1669 | 61 | 8009 | Rate Constraint in lbs/MWh | FALSE | L | Annual | Net Emissions Allowance Position | Thousand Tons | 8.2942 | 10.921 | 7.5591 | 7.0691 | 2.6654 | 2.704 | 0
7.23 - NJ Fossil CO2 Rate Limit: Unit 1669 | 61 | 8009 | Rate Constraint in lbs/MWh | FALSE | L | Annual | Fuel Consumed | TBtu | 0.14168 | 0.18656 | 0.12913 | 0.12076 | 0.045531 | 0.046191 | 0
7.23 - NJ Fossil CO2 Rate Limit: Unit 1669 | 61 | 8009 | Rate Constraint in lbs/MWh | FALSE | L | Annual | Rate | lb/MMBtu | 117.08 | 117.08 | 117.08 | 117.08 | 117.08 | 117.08 | 0
7.23 - NJ Fossil CO2 Rate Limit: Unit 1669 | 61 | 8009 | Rate Constraint in lbs/MWh | FALSE | L | Annual | Generation | TWh | 0.01407 | 0.018526 | 0.012823 | 0.011992 | 0.0045215 | 0.004587 | 0
7.23 - NJ Fossil CO2 Rate Limit: Unit 1669 | 61 | 8009 | Rate Constraint in lbs/MWh | FALSE | L | Annual | Qualifying Generation | TWh | 0.01407 | 0.018526 | 0.012823 | 0.011992 | 0.0045215 | 0.004587 | 0
7.23 - NJ Fossil CO2 Rate Limit: Unit 1669 | 61 | 8009 | Rate Constraint in lbs/MWh | FALSE | L | Annual | Constraint Shadow Price | US2022$/Ton | 0 | 0 | 0 | 0 | 0 | 0 | 0
7.23 - NJ Fossil CO2 Rate Limit: Unit 1670 | 62 | 8010 | Rate Constraint in lbs/MWh | FALSE | L | Annual | Seasons Included | Seasons | Winter, Spring, Summer, Fall | Winter, Spring, Summer, Fall | Winter, Spring, Summer, Fall | Winter, Spring, Summer, Fall | Winter, Spring, Summer, Fall | Winter, Spring, Summer, Fall | Winter, Spring, Summer, Fall
7.23 - NJ Fossil CO2 Rate Limit: Unit 1670 | 62 | 8010 | Rate Constraint in lbs/MWh | FALSE | L | Annual | Standard CO2 | lb/MWh | 1700 | 1700 | 1300 | 1300 | 1300 | 1300 | 1300
7.23 - NJ Fossil CO2 Rate Limit: Unit 1670 | 62 | 8010 | Rate Constraint in lbs/MWh | FALSE | L | Annual | Emissions at Affected Plants CO2 | Thousand Tons | 1002.0357 | 1018.5014 | 846.5525 | 442.0696 | 796.6797 | 769.7984 | 1025.8248
7.23 - NJ Fossil CO2 Rate Limit: Unit 1670 | 62 | 8010 | Rate Constraint in lbs/MWh | FALSE | L | Annual | Allowances Purchased CO2 | Thousand Tons | 0 | 0 | 0 | 0 | 0 | 0 | 0
7.23 - NJ Fossil CO2 Rate Limit: Unit 1670 | 62 | 8010 | Rate Constraint in lbs/MWh | FALSE | L | Annual | Allowances Sold CO2 | Thousand Tons | 0 | 0 | 0 | 0 | 0 | 0 | 0
7.23 - NJ Fossil CO2 Rate Limit: Unit 1670 | 62 | 8010 | Rate Constraint in lbs/MWh | FALSE | L | Annual | Allowances Banked | Thousand Tons | 0 | 0 | 0 | 0 | 0 | 0 | 0
7.23 - NJ Fossil CO2 Rate Limit: Unit 1670 | 62 | 8010 | Rate Constraint in lbs/MWh | FALSE | L | Annual | Allowances Withdrawn (1:1) | Thousand Tons | 0 | 0 | 0 | 0 | 0 | 0 | 0
7.23 - NJ Fossil CO2 Rate Limit: Unit 1670 | 62 | 8010 | Rate Constraint in lbs/MWh | FALSE | L | Annual | Allowances Withdrawn (n:1) | Thousand Tons | 0 | 0 | 0 | 0 | 0 | 0 | 0
7.23 - NJ Fossil CO2 Rate Limit: Unit 1670 | 62 | 8010 | Rate Constraint in lbs/MWh | FALSE | L | Annual | Net Emissions Allowance Position | Thousand Tons | 1002.0357 | 1018.5014 | 846.5525 | 442.0696 | 796.6797 | 769.7984 | 1025.8248
7.23 - NJ Fossil CO2 Rate Limit: Unit 1670 | 62 | 8010 | Rate Constraint in lbs/MWh | FALSE | L | Annual | Fuel Consumed | TBtu | 17.1171 | 17.3984 | 14.4611 | 7.5516 | 13.6092 | 13.15 | 17.5235
7.23 - NJ Fossil CO2 Rate Limit: Unit 1670 | 62 | 8010 | Rate Constraint in lbs/MWh | FALSE | L | Annual | Rate | lb/MMBtu | 117.08 | 117.08 | 117.08 | 117.08 | 117.08 | 117.08 | 117.08
7.23 - NJ Fossil CO2 Rate Limit: Unit 1670 | 62 | 8010 | Rate Constraint in lbs/MWh | FALSE | L | Annual | Generation | TWh | 2.3455 | 2.384 | 1.9815 | 1.0347 | 1.8648 | 1.8019 | 2.4011
7.23 - NJ Fossil CO2 Rate Limit: Unit 1670 | 62 | 8010 | Rate Constraint in lbs/MWh | FALSE | L | Annual | Qualifying Generation | TWh | 2.3455 | 2.384 | 1.9815 | 1.0347 | 1.8648 | 1.8019 | 2.4011
7.23 - NJ Fossil CO2 Rate Limit: Unit 1670 | 62 | 8010 | Rate Constraint in lbs/MWh | FALSE | L | Annual | Constraint Shadow Price | US2022$/Ton | 0 | 0 | 0 | 0 | 0 | 0 | 0
7.23 - NJ Fossil CO2 Rate Limit: Unit 1671 | 63 | 8011 | Rate Constraint in lbs/MWh | FALSE | L | Annual | Seasons Included | Seasons | Winter, Spring, Summer, Fall | Winter, Spring, Summer, Fall | Winter, Spring, Summer, Fall | Winter, Spring, Summer, Fall | Winter, Spring, Summer, Fall | Winter, Spring, Summer, Fall | Winter, Spring, Summer, Fall
7.23 - NJ Fossil CO2 Rate Limit: Unit 1671 | 63 | 8011 | Rate Constraint in lbs/MWh | FALSE | L | Annual | Standard CO2 | lb/MWh | 1700 | 1700 | 1300 | 1300 | 1300 | 1300 | 1300
7.23 - NJ Fossil CO2 Rate Limit: Unit 1671 | 63 | 8011 | Rate Constraint in lbs/MWh | FALSE | L | Annual | Emissions at Affected Plants CO2 | Thousand Tons | 1024.5699 | 1046.6101 | 864.7355 | 447.3118 | 796.6797 | 769.7984 | 1025.8248
7.23 - NJ Fossil CO2 Rate Limit: Unit 1671 | 63 | 8011 | Rate Constraint in lbs/MWh | FALSE | L | Annual | Allowances Purchased CO2 | Thousand Tons | 0 | 0 | 0 | 0 | 0 | 0 | 0
7.23 - NJ Fossil CO2 Rate Limit: Unit 1671 | 63 | 8011 | Rate Constraint in lbs/MWh | FALSE | L | Annual | Allowances Sold CO2 | Thousand Tons | 0 | 0 | 0 | 0 | 0 | 0 | 0
7.23 - NJ Fossil CO2 Rate Limit: Unit 1671 | 63 | 8011 | Rate Constraint in lbs/MWh | FALSE | L | Annual | Allowances Banked | Thousand Tons | 0 | 0 | 0 | 0 | 0 | 0 | 0
7.23 - NJ Fossil CO2 Rate Limit: Unit 1671 | 63 | 8011 | Rate Constraint in lbs/MWh | FALSE | L | Annual | Allowances Withdrawn (1:1) | Thousand Tons | 0 | 0 | 0 | 0 | 0 | 0 | 0
7.23 - NJ Fossil CO2 Rate Limit: Unit 1671 | 63 | 8011 | Rate Constraint in lbs/MWh | FALSE | L | Annual | Allowances Withdrawn (n:1) | Thousand Tons | 0 | 0 | 0 | 0 | 0 | 0 | 0
7.23 - NJ Fossil CO2 Rate Limit: Unit 1671 | 63 | 8011 | Rate Constraint in lbs/MWh | FALSE | L | Annual | Net Emissions Allowance Position | Thousand Tons | 1024.5699 | 1046.6101 | 864.7355 | 447.3118 | 796.6797 | 769.7984 | 1025.8248
7.23 - NJ Fossil CO2 Rate Limit: Unit 1671 | 63 | 8011 | Rate Constraint in lbs/MWh | FALSE | L | Annual | Fuel Consumed | TBtu | 17.502 | 17.8785 | 14.7717 | 7.6411 | 13.6092 | 13.15 | 17.5235
7.23 - NJ Fossil CO2 Rate Limit: Unit 1671 | 63 | 8011 | Rate Constraint in lbs/MWh | FALSE | L | Annual | Rate | lb/MMBtu | 117.08 | 117.08 | 117.08 | 117.08 | 117.08 | 117.08 | 117.08
7.23 - NJ Fossil CO2 Rate Limit: Unit 1671 | 63 | 8011 | Rate Constraint in lbs/MWh | FALSE | L | Annual | Generation | TWh | 2.3982 | 2.4498 | 2.0241 | 1.047 | 1.8648 | 1.8019 | 2.4011
7.23 - NJ Fossil CO2 Rate Limit: Unit 1671 | 63 | 8011 | Rate Constraint in lbs/MWh | FALSE | L | Annual | Qualifying Generation | TWh | 2.3982 | 2.4498 | 2.0241 | 1.047 | 1.8648 | 1.8019 | 2.4011
7.23 - NJ Fossil CO2 Rate Limit: Unit 1671 | 63 | 8011 | Rate Constraint in lbs/MWh | FALSE | L | Annual | Constraint Shadow Price | US2022$/Ton | 0 | 0 | 0 | 0 | 0 | 0 | 0
7.23 - NJ Fossil CO2 Rate Limit: Unit 1672 | 64 | 8012 | Rate Constraint in lbs/MWh | FALSE | L | Annual | Seasons Included | Seasons | Winter, Spring, Summer, Fall | Winter, Spring, Summer, Fall | Winter, Spring, Summer, Fall | Winter, Spring, Summer, Fall | Winter, Spring, Summer, Fall | Winter, Spring, Summer, Fall | Winter, Spring, Summer, Fall
7.23 - NJ Fossil CO2 Rate Limit: Unit 1672 | 64 | 8012 | Rate Constraint in lbs/MWh | FALSE | L | Annual | Standard CO2 | lb/MWh | 1700 | 1700 | 1300 | 1300 | 1300 | 1300 | 1300
7.23 - NJ Fossil CO2 Rate Limit: Unit 1672 | 64 | 8012 | Rate Constraint in lbs/MWh | FALSE | L | Annual | Emissions at Affected Plants CO2 | Thousand Tons | 1238.2885 | 1209.6492 | 957.7614 | 895.1025 | 906.5743 | 960.495 | 1523.8284
7.23 - NJ Fossil CO2 Rate Limit: Unit 1672 | 64 | 8012 | Rate Constraint in lbs/MWh | FALSE | L | Annual | Allowances Purchased CO2 | Thousand Tons | 0 | 0 | 0 | 0 | 0 | 0 | 0
7.23 - NJ Fossil CO2 Rate Limit: Unit 1672 | 64 | 8012 | Rate Constraint in lbs/MWh | FALSE | L | Annual | Allowances Sold CO2 | Thousand Tons | 0 | 0 | 0 | 0 | 0 | 0 | 0
7.23 - NJ Fossil CO2 Rate Limit: Unit 1672 | 64 | 8012 | Rate Constraint in lbs/MWh | FALSE | L | Annual | Allowances Banked | Thousand Tons | 0 | 0 | 0 | 0 | 0 | 0 | 0
7.23 - NJ Fossil CO2 Rate Limit: Unit 1672 | 64 | 8012 | Rate Constraint in lbs/MWh | FALSE | L | Annual | Allowances Withdrawn (1:1) | Thousand Tons | 0 | 0 | 0 | 0 | 0 | 0 | 0
7.23 - NJ Fossil CO2 Rate Limit: Unit 1672 | 64 | 8012 | Rate Constraint in lbs/MWh | FALSE | L | Annual | Allowances Withdrawn (n:1) | Thousand Tons | 0 | 0 | 0 | 0 | 0 | 0 | 0
7.23 - NJ Fossil CO2 Rate Limit: Unit 1672 | 64 | 8012 | Rate Constraint in lbs/MWh | FALSE | L | Annual | Net Emissions Allowance Position | Thousand Tons | 1238.2885 | 1209.6492 | 957.7614 | 895.1025 | 906.5743 | 960.495 | 1523.8284
7.23 - NJ Fossil CO2 Rate Limit: Unit 1672 | 64 | 8012 | Rate Constraint in lbs/MWh | FALSE | L | Annual | Fuel Consumed | TBtu | 21.1529 | 20.6636 | 16.3608 | 15.2904 | 15.4864 | 16.4075 | 26.0305
7.23 - NJ Fossil CO2 Rate Limit: Unit 1672 | 64 | 8012 | Rate Constraint in lbs/MWh | FALSE | L | Annual | Rate | lb/MMBtu | 117.08 | 117.08 | 117.08 | 117.08 | 117.08 | 117.08 | 117.08
7.23 - NJ Fossil CO2 Rate Limit: Unit 1672 | 64 | 8012 | Rate Constraint in lbs/MWh | FALSE | L | Annual | Generation | TWh | 2.7074 | 2.6448 | 2.094 | 1.9571 | 1.9821 | 2.1 | 3.3317
7.23 - NJ Fossil CO2 Rate Limit: Unit 1672 | 64 | 8012 | Rate Constraint in lbs/MWh | FALSE | L | Annual | Qualifying Generation | TWh | 2.7074 | 2.6448 | 2.094 | 1.9571 | 1.9821 | 2.1 | 3.3317
7.23 - NJ Fossil CO2 Rate Limit: Unit 1672 | 64 | 8012 | Rate Constraint in lbs/MWh | FALSE | L | Annual | Constraint Shadow Price | US2022$/Ton | 0 | 0 | 0 | 0 | 0 | 0 | 0
7.23 - NJ Fossil CO2 Rate Limit: Unit 1673 | 65 | 8013 | Rate Constraint in lbs/MWh | FALSE | L | Annual | Seasons Included | Seasons | Winter, Spring, Summer, Fall | Winter, Spring, Summer, Fall | Winter, Spring, Summer, Fall | Winter, Spring, Summer, Fall | Winter, Spring, Summer, Fall | Winter, Spring, Summer, Fall | Winter, Spring, Summer, Fall
7.23 - NJ Fossil CO2 Rate Limit: Unit 1673 | 65 | 8013 | Rate Constraint in lbs/MWh | FALSE | L | Annual | Standard CO2 | lb/MWh | 1700 | 1700 | 1300 | 1300 | 1300 | 1300 | 1300
7.23 - NJ Fossil CO2 Rate Limit: Unit 1673 | 65 | 8013 | Rate Constraint in lbs/MWh | FALSE | L | Annual | Emissions at Affected Plants CO2 | Thousand Tons | 118.2772 | 202.4235 | 89.9755 | 80.9075 | 81.3334 | 92.3849 | 206.6945
7.23 - NJ Fossil CO2 Rate Limit: Unit 1673 | 65 | 8013 | Rate Constraint in lbs/MWh | FALSE | L | Annual | Allowances Purchased CO2 | Thousand Tons | 0 | 0 | 0 | 0 | 0 | 0 | 0
7.23 - NJ Fossil CO2 Rate Limit: Unit 1673 | 65 | 8013 | Rate Constraint in lbs/MWh | FALSE | L | Annual | Allowances Sold CO2 | Thousand Tons | 0 | 0 | 0 | 0 | 0 | 0 | 0
7.23 - NJ Fossil CO2 Rate Limit: Unit 1673 | 65 | 8013 | Rate Constraint in lbs/MWh | FALSE | L | Annual | Allowances Banked | Thousand Tons | 0 | 0 | 0 | 0 | 0 | 0 | 0
7.23 - NJ Fossil CO2 Rate Limit: Unit 1673 | 65 | 8013 | Rate Constraint in lbs/MWh | FALSE | L | Annual | Allowances Withdrawn (1:1) | Thousand Tons | 0 | 0 | 0 | 0 | 0 | 0 | 0
7.23 - NJ Fossil CO2 Rate Limit: Unit 1673 | 65 | 8013 | Rate Constraint in lbs/MWh | FALSE | L | Annual | Allowances Withdrawn (n:1) | Thousand Tons | 0 | 0 | 0 | 0 | 0 | 0 | 0
7.23 - NJ Fossil CO2 Rate Limit: Unit 1673 | 65 | 8013 | Rate Constraint in lbs/MWh | FALSE | L | Annual | Net Emissions Allowance Position | Thousand Tons | 118.2772 | 202.4235 | 89.9755 | 80.9075 | 81.3334 | 92.3849 | 206.6945
7.23 - NJ Fossil CO2 Rate Limit: Unit 1673 | 65 | 8013 | Rate Constraint in lbs/MWh | FALSE | L | Annual | Fuel Consumed | TBtu | 2.0205 | 3.4579 | 1.537 | 1.3821 | 1.3894 | 1.5782 | 3.5308
7.23 - NJ Fossil CO2 Rate Limit: Unit 1673 | 65 | 8013 | Rate Constraint in lbs/MWh | FALSE | L | Annual | Rate | lb/MMBtu | 117.08 | 117.08 | 117.08 | 117.08 | 117.08 | 117.08 | 117.08
7.23 - NJ Fossil CO2 Rate Limit: Unit 1673 | 65 | 8013 | Rate Constraint in lbs/MWh | FALSE | L | Annual | Generation | TWh | 0.24589 | 0.42082 | 0.18705 | 0.1682 | 0.16908 | 0.19206 | 0.4297
7.23 - NJ Fossil CO2 Rate Limit: Unit 1673 | 65 | 8013 | Rate Constraint in lbs/MWh | FALSE | L | Annual | Qualifying Generation | TWh | 0.24589 | 0.42082 | 0.18705 | 0.1682 | 0.16908 | 0.19206 | 0.4297
7.23 - NJ Fossil CO2 Rate Limit: Unit 1673 | 65 | 8013 | Rate Constraint in lbs/MWh | FALSE | L | Annual | Constraint Shadow Price | US2022$/Ton | 0 | 0 | 0 | 0 | 0 | 0 | 0
7.23 - NJ Fossil CO2 Rate Limit: Unit 1674 | 66 | 8014 | Rate Constraint in lbs/MWh | FALSE | L | Annual | Seasons Included | Seasons | Winter, Spring, Summer, Fall | Winter, Spring, Summer, Fall | Winter, Spring, Summer, Fall | Winter, Spring, Summer, Fall | Winter, Spring, Summer, Fall | Winter, Spring, Summer, Fall | Winter, Spring, Summer, Fall
7.23 - NJ Fossil CO2 Rate Limit: Unit 1674 | 66 | 8014 | Rate Constraint in lbs/MWh | FALSE | L | Annual | Standard CO2 | lb/MWh | 1700 | 1700 | 1300 | 1300 | 1300 | 1300 | 1300
7.23 - NJ Fossil CO2 Rate Limit: Unit 1674 | 66 | 8014 | Rate Constraint in lbs/MWh | FALSE | L | Annual | Emissions at Affected Plants CO2 | Thousand Tons | 4.6556 | 6.13 | 4.243 | 3.9679 | 1.4961 | 1.5178 | 0
7.23 - NJ Fossil CO2 Rate Limit: Unit 1674 | 66 | 8014 | Rate Constraint in lbs/MWh | FALSE | L | Annual | Allowances Purchased CO2 | Thousand Tons | 0 | 0 | 0 | 0 | 0 | 0 | 0
7.23 - NJ Fossil CO2 Rate Limit: Unit 1674 | 66 | 8014 | Rate Constraint in lbs/MWh | FALSE | L | Annual | Allowances Sold CO2 | Thousand Tons | 0 | 0 | 0 | 0 | 0 | 0 | 0
7.23 - NJ Fossil CO2 Rate Limit: Unit 1674 | 66 | 8014 | Rate Constraint in lbs/MWh | FALSE | L | Annual | Allowances Banked | Thousand Tons | 0 | 0 | 0 | 0 | 0 | 0 | 0
7.23 - NJ Fossil CO2 Rate Limit: Unit 1674 | 66 | 8014 | Rate Constraint in lbs/MWh | FALSE | L | Annual | Allowances Withdrawn (1:1) | Thousand Tons | 0 | 0 | 0 | 0 | 0 | 0 | 0
7.23 - NJ Fossil CO2 Rate Limit: Unit 1674 | 66 | 8014 | Rate Constraint in lbs/MWh | FALSE | L | Annual | Allowances Withdrawn (n:1) | Thousand Tons | 0 | 0 | 0 | 0 | 0 | 0 | 0
7.23 - NJ Fossil CO2 Rate Limit: Unit 1674 | 66 | 8014 | Rate Constraint in lbs/MWh | FALSE | L | Annual | Net Emissions Allowance Position | Thousand Tons | 4.6556 | 6.13 | 4.243 | 3.9679 | 1.4961 | 1.5178 | 0
7.23 - NJ Fossil CO2 Rate Limit: Unit 1674 | 66 | 8014 | Rate Constraint in lbs/MWh | FALSE | L | Annual | Fuel Consumed | TBtu | 0.079529 | 0.10472 | 0.07248 | 0.067781 | 0.025557 | 0.025927 | 0
7.23 - NJ Fossil CO2 Rate Limit: Unit 1674 | 66 | 8014 | Rate Constraint in lbs/MWh | FALSE | L | Annual | Rate | lb/MMBtu | 117.08 | 117.08 | 117.08 | 117.08 | 117.08 | 117.08 | 0
7.23 - NJ Fossil CO2 Rate Limit: Unit 1674 | 66 | 8014 | Rate Constraint in lbs/MWh | FALSE | L | Annual | Generation | TWh | 0.0078976 | 0.010399 | 0.0071976 | 0.006731 | 0.0025379 | 0.0025747 | 0
7.23 - NJ Fossil CO2 Rate Limit: Unit 1674 | 66 | 8014 | Rate Constraint in lbs/MWh | FALSE | L | Annual | Qualifying Generation | TWh | 0.0078976 | 0.010399 | 0.0071976 | 0.006731 | 0.0025379 | 0.0025747 | 0
7.23 - NJ Fossil CO2 Rate Limit: Unit 1674 | 66 | 8014 | Rate Constraint in lbs/MWh | FALSE | L | Annual | Constraint Shadow Price | US2022$/Ton | 0 | 0 | 0 | 0 | 0 | 0 | 0
7.23 - NJ Fossil CO2 Rate Limit: Unit 1675 | 67 | 8015 | Rate Constraint in lbs/MWh | FALSE | L | Annual | Seasons Included | Seasons | Winter, Spring, Summer, Fall | Winter, Spring, Summer, Fall | Winter, Spring, Summer, Fall | Winter, Spring, Summer, Fall | Winter, Spring, Summer, Fall | Winter, Spring, Summer, Fall | Winter, Spring, Summer, Fall
7.23 - NJ Fossil CO2 Rate Limit: Unit 1675 | 67 | 8015 | Rate Constraint in lbs/MWh | FALSE | L | Annual | Standard CO2 | lb/MWh | 1700 | 1700 | 1300 | 1300 | 1300 | 1300 | 1300
7.23 - NJ Fossil CO2 Rate Limit: Unit 1675 | 67 | 8015 | Rate Constraint in lbs/MWh | FALSE | L | Annual | Emissions at Affected Plants CO2 | Thousand Tons | 32.9204 | 29.8075 | 0 | 0 | 0 | 0 | 0
7.23 - NJ Fossil CO2 Rate Limit: Unit 1675 | 67 | 8015 | Rate Constraint in lbs/MWh | FALSE | L | Annual | Allowances Purchased CO2 | Thousand Tons | 0 | 0 | 0 | 0 | 0 | 0 | 0
7.23 - NJ Fossil CO2 Rate Limit: Unit 1675 | 67 | 8015 | Rate Constraint in lbs/MWh | FALSE | L | Annual | Allowances Sold CO2 | Thousand Tons | 0 | 0 | 0 | 0 | 0 | 0 | 0
7.23 - NJ Fossil CO2 Rate Limit: Unit 1675 | 67 | 8015 | Rate Constraint in lbs/MWh | FALSE | L | Annual | Allowances Banked | Thousand Tons | 0 | 0 | 0 | 0 | 0 | 0 | 0
7.23 - NJ Fossil CO2 Rate Limit: Unit 1675 | 67 | 8015 | Rate Constraint in lbs/MWh | FALSE | L | Annual | Allowances Withdrawn (1:1) | Thousand Tons | 0 | 0 | 0 | 0 | 0 | 0 | 0
7.23 - NJ Fossil CO2 Rate Limit: Unit 1675 | 67 | 8015 | Rate Constraint in lbs/MWh | FALSE | L | Annual | Allowances Withdrawn (n:1) | Thousand Tons | 0 | 0 | 0 | 0 | 0 | 0 | 0
7.23 - NJ Fossil CO2 Rate Limit: Unit 1675 | 67 | 8015 | Rate Constraint in lbs/MWh | FALSE | L | Annual | Net Emissions Allowance Position | Thousand Tons | 32.9204 | 29.8075 | 0 | 0 | 0 | 0 | 0
7.23 - NJ Fossil CO2 Rate Limit: Unit 1675 | 67 | 8015 | Rate Constraint in lbs/MWh | FALSE | L | Annual | Fuel Consumed | TBtu | 0.37573 | 0.3402 | 0 | 0 | 0 | 0 | 0
7.23 - NJ Fossil CO2 Rate Limit: Unit 1675 | 67 | 8015 | Rate Constraint in lbs/MWh | FALSE | L | Annual | Rate | lb/MMBtu | 175.2336 | 175.2336 | 0 | 0 | 0 | 0 | 0
7.23 - NJ Fossil CO2 Rate Limit: Unit 1675 | 67 | 8015 | Rate Constraint in lbs/MWh | FALSE | L | Annual | Generation | TWh | 0.045933 | 0.04159 | 0 | 0 | 0 | 0 | 0
7.23 - NJ Fossil CO2 Rate Limit: Unit 1675 | 67 | 8015 | Rate Constraint in lbs/MWh | FALSE | L | Annual | Qualifying Generation | TWh | 0.045933 | 0.04159 | 0 | 0 | 0 | 0 | 0
7.23 - NJ Fossil CO2 Rate Limit: Unit 1675 | 67 | 8015 | Rate Constraint in lbs/MWh | FALSE | L | Annual | Constraint Shadow Price | US2022$/Ton | 0 | 0 | 418.2829 | 105.651 | 90.6533 | 64.1593 | 82.8438
7.23 - NJ Fossil CO2 Rate Limit: Unit 1676 | 68 | 8016 | Rate Constraint in lbs/MWh | FALSE | L | Annual | Seasons Included | Seasons | Winter, Spring, Summer, Fall | Winter, Spring, Summer, Fall | Winter, Spring, Summer, Fall | Winter, Spring, Summer, Fall | Winter, Spring, Summer, Fall | Winter, Spring, Summer, Fall | Winter, Spring, Summer, Fall
7.23 - NJ Fossil CO2 Rate Limit: Unit 1676 | 68 | 8016 | Rate Constraint in lbs/MWh | FALSE | L | Annual | Standard CO2 | lb/MWh | 1700 | 1700 | 1300 | 1300 | 1300 | 1300 | 1300
7.23 - NJ Fossil CO2 Rate Limit: Unit 1676 | 68 | 8016 | Rate Constraint in lbs/MWh | FALSE | L | Annual | Emissions at Affected Plants CO2 | Thousand Tons | 104.9016 | 99.5386 | 94.7396 | 86.8451 | 87.3022 | 36.1264 | 104.541
7.23 - NJ Fossil CO2 Rate Limit: Unit 1676 | 68 | 8016 | Rate Constraint in lbs/MWh | FALSE | L | Annual | Allowances Purchased CO2 | Thousand Tons | 0 | 0 | 0 | 0 | 0 | 0 | 0
7.23 - NJ Fossil CO2 Rate Limit: Unit 1676 | 68 | 8016 | Rate Constraint in lbs/MWh | FALSE | L | Annual | Allowances Sold CO2 | Thousand Tons | 0 | 0 | 0 | 0 | 0 | 0 | 0
7.23 - NJ Fossil CO2 Rate Limit: Unit 1676 | 68 | 8016 | Rate Constraint in lbs/MWh | FALSE | L | Annual | Allowances Banked | Thousand Tons | 0 | 0 | 0 | 0 | 0 | 0 | 0
7.23 - NJ Fossil CO2 Rate Limit: Unit 1676 | 68 | 8016 | Rate Constraint in lbs/MWh | FALSE | L | Annual | Allowances Withdrawn (1:1) | Thousand Tons | 0 | 0 | 0 | 0 | 0 | 0 | 0
7.23 - NJ Fossil CO2 Rate Limit: Unit 1676 | 68 | 8016 | Rate Constraint in lbs/MWh | FALSE | L | Annual | Allowances Withdrawn (n:1) | Thousand Tons | 0 | 0 | 0 | 0 | 0 | 0 | 0
7.23 - NJ Fossil CO2 Rate Limit: Unit 1676 | 68 | 8016 | Rate Constraint in lbs/MWh | FALSE | L | Annual | Net Emissions Allowance Position | Thousand Tons | 104.9016 | 99.5386 | 94.7396 | 86.8451 | 87.3022 | 36.1264 | 104.541
7.23 - NJ Fossil CO2 Rate Limit: Unit 1676 | 68 | 8016 | Rate Constraint in lbs/MWh | FALSE | L | Annual | Fuel Consumed | TBtu | 1.792 | 1.7004 | 1.6184 | 1.4835 | 1.4913 | 0.61712 | 1.7858
7.23 - NJ Fossil CO2 Rate Limit: Unit 1676 | 68 | 8016 | Rate Constraint in lbs/MWh | FALSE | L | Annual | Rate | lb/MMBtu | 117.08 | 117.08 | 117.08 | 117.08 | 117.08 | 117.08 | 117.08
7.23 - NJ Fossil CO2 Rate Limit: Unit 1676 | 68 | 8016 | Rate Constraint in lbs/MWh | FALSE | L | Annual | Generation | TWh | 0.19997 | 0.18975 | 0.1806 | 0.16555 | 0.16642 | 0.068868 | 0.19929
7.23 - NJ Fossil CO2 Rate Limit: Unit 1676 | 68 | 8016 | Rate Constraint in lbs/MWh | FALSE | L | Annual | Qualifying Generation | TWh | 0.19997 | 0.18975 | 0.1806 | 0.16555 | 0.16642 | 0.068868 | 0.19929
7.23 - NJ Fossil CO2 Rate Limit: Unit 1676 | 68 | 8016 | Rate Constraint in lbs/MWh | FALSE | L | Annual | Constraint Shadow Price | US2022$/Ton | 0 | 0 | 0 | 0 | 0 | 0 | 0
7.23 - NJ Fossil CO2 Rate Limit: Unit 1751 | 69 | 8017 | Rate Constraint in lbs/MWh | FALSE | L | Annual | Seasons Included | Seasons | Winter, Spring, Summer, Fall | Winter, Spring, Summer, Fall | Winter, Spring, Summer, Fall | Winter, Spring, Summer, Fall | Winter, Spring, Summer, Fall | Winter, Spring, Summer, Fall | Winter, Spring, Summer, Fall
7.23 - NJ Fossil CO2 Rate Limit: Unit 1751 | 69 | 8017 | Rate Constraint in lbs/MWh | FALSE | L | Annual | Standard CO2 | lb/MWh | 1700 | 1700 | 1300 | 1300 | 1300 | 1300 | 1300
7.23 - NJ Fossil CO2 Rate Limit: Unit 1751 | 69 | 8017 | Rate Constraint in lbs/MWh | FALSE | L | Annual | Emissions at Affected Plants CO2 | Thousand Tons | 1041.1605 | 1041.1605 | 819.2647 | 773.0103 | 834.4146 | 832.9338 | 875.8777
7.23 - NJ Fossil CO2 Rate Limit: Unit 1751 | 69 | 8017 | Rate Constraint in lbs/MWh | FALSE | L | Annual | Allowances Purchased CO2 | Thousand Tons | 0 | 0 | 0 | 0 | 0 | 0 | 0
7.23 - NJ Fossil CO2 Rate Limit: Unit 1751 | 69 | 8017 | Rate Constraint in lbs/MWh | FALSE | L | Annual | Allowances Sold CO2 | Thousand Tons | 0 | 0 | 0 | 0 | 0 | 0 | 0
7.23 - NJ Fossil CO2 Rate Limit: Unit 1751 | 69 | 8017 | Rate Constraint in lbs/MWh | FALSE | L | Annual | Allowances Banked | Thousand Tons | 0 | 0 | 0 | 0 | 0 | 0 | 0
7.23 - NJ Fossil CO2 Rate Limit: Unit 1751 | 69 | 8017 | Rate Constraint in lbs/MWh | FALSE | L | Annual | Allowances Withdrawn (1:1) | Thousand Tons | 0 | 0 | 0 | 0 | 0 | 0 | 0
7.23 - NJ Fossil CO2 Rate Limit: Unit 1751 | 69 | 8017 | Rate Constraint in lbs/MWh | FALSE | L | Annual | Allowances Withdrawn (n:1) | Thousand Tons | 0 | 0 | 0 | 0 | 0 | 0 | 0
7.23 - NJ Fossil CO2 Rate Limit: Unit 1751 | 69 | 8017 | Rate Constraint in lbs/MWh | FALSE | L | Annual | Net Emissions Allowance Position | Thousand Tons | 1041.1605 | 1041.1605 | 819.2647 | 773.0103 | 834.4146 | 832.9338 | 875.8777
7.23 - NJ Fossil CO2 Rate Limit: Unit 1751 | 69 | 8017 | Rate Constraint in lbs/MWh | FALSE | L | Annual | Fuel Consumed | TBtu | 11.6139 | 11.6139 | 9.1387 | 8.6228 | 9.3077 | 9.2912 | 9.7702
7.23 - NJ Fossil CO2 Rate Limit: Unit 1751 | 69 | 8017 | Rate Constraint in lbs/MWh | FALSE | L | Annual | Rate | lb/MMBtu | 179.295 | 179.295 | 179.295 | 179.295 | 179.295 | 179.295 | 179.295
7.23 - NJ Fossil CO2 Rate Limit: Unit 1751 | 69 | 8017 | Rate Constraint in lbs/MWh | FALSE | L | Annual | Generation | TWh | 1.9136 | 1.9136 | 1.5058 | 1.4208 | 1.5337 | 1.5309 | 1.6099
7.23 - NJ Fossil CO2 Rate Limit: Unit 1751 | 69 | 8017 | Rate Constraint in lbs/MWh | FALSE | L | Annual | Qualifying Generation | TWh | 1.9136 | 1.9136 | 1.5058 | 1.4208 | 1.5337 | 1.5309 | 1.6099
7.23 - NJ Fossil CO2 Rate Limit: Unit 1751 | 69 | 8017 | Rate Constraint in lbs/MWh | FALSE | L | Annual | Constraint Shadow Price | US2022$/Ton | 0 | 0 | 0 | 0 | 0 | 0 | 0
7.23 - NJ Fossil CO2 Rate Limit: Unit 1752 | 70 | 8018 | Rate Constraint in lbs/MWh | FALSE | L | Annual | Seasons Included | Seasons | Winter, Spring, Summer, Fall | Winter, Spring, Summer, Fall | Winter, Spring, Summer, Fall | Winter, Spring, Summer, Fall | Winter, Spring, Summer, Fall | Winter, Spring, Summer, Fall | Winter, Spring, Summer, Fall
7.23 - NJ Fossil CO2 Rate Limit: Unit 1752 | 70 | 8018 | Rate Constraint in lbs/MWh | FALSE | L | Annual | Standard CO2 | lb/MWh | 1700 | 1700 | 1300 | 1300 | 1300 | 1300 | 1300
7.23 - NJ Fossil CO2 Rate Limit: Unit 1752 | 70 | 8018 | Rate Constraint in lbs/MWh | FALSE | L | Annual | Emissions at Affected Plants CO2 | Thousand Tons | 2785.1444 | 2624.3021 | 2038.4394 | 1996.36 | 2125.6903 | 2228.1301 | 2343.0067
7.23 - NJ Fossil CO2 Rate Limit: Unit 1752 | 70 | 8018 | Rate Constraint in lbs/MWh | FALSE | L | Annual | Allowances Purchased CO2 | Thousand Tons | 0 | 0 | 0 | 0 | 0 | 0 | 0
7.23 - NJ Fossil CO2 Rate Limit: Unit 1752 | 70 | 8018 | Rate Constraint in lbs/MWh | FALSE | L | Annual | Allowances Sold CO2 | Thousand Tons | 0 | 0 | 0 | 0 | 0 | 0 | 0
7.23 - NJ Fossil CO2 Rate Limit: Unit 1752 | 70 | 8018 | Rate Constraint in lbs/MWh | FALSE | L | Annual | Allowances Banked | Thousand Tons | 0 | 0 | 0 | 0 | 0 | 0 | 0
7.23 - NJ Fossil CO2 Rate Limit: Unit 1752 | 70 | 8018 | Rate Constraint in lbs/MWh | FALSE | L | Annual | Allowances Withdrawn (1:1) | Thousand Tons | 0 | 0 | 0 | 0 | 0 | 0 | 0
7.23 - NJ Fossil CO2 Rate Limit: Unit 1752 | 70 | 8018 | Rate Constraint in lbs/MWh | FALSE | L | Annual | Allowances Withdrawn (n:1) | Thousand Tons | 0 | 0 | 0 | 0 | 0 | 0 | 0
7.23 - NJ Fossil CO2 Rate Limit: Unit 1752 | 70 | 8018 | Rate Constraint in lbs/MWh | FALSE | L | Annual | Net Emissions Allowance Position | Thousand Tons | 2785.1444 | 2624.3021 | 2038.4394 | 1996.36 | 2125.6903 | 2228.1301 | 2343.0067
7.23 - NJ Fossil CO2 Rate Limit: Unit 1752 | 70 | 8018 | Rate Constraint in lbs/MWh | FALSE | L | Annual | Fuel Consumed | TBtu | 31.0677 | 29.2736 | 22.7384 | 22.269 | 23.7116 | 24.8543 | 26.1358
7.23 - NJ Fossil CO2 Rate Limit: Unit 1752 | 70 | 8018 | Rate Constraint in lbs/MWh | FALSE | L | Annual | Rate | lb/MMBtu | 179.295 | 179.295 | 179.295 | 179.295 | 179.295 | 179.295 | 179.295
7.23 - NJ Fossil CO2 Rate Limit: Unit 1752 | 70 | 8018 | Rate Constraint in lbs/MWh | FALSE | L | Annual | Generation | TWh | 5.1191 | 4.8235 | 3.7466 | 3.6693 | 3.907 | 4.0953 | 4.3064
7.23 - NJ Fossil CO2 Rate Limit: Unit 1752 | 70 | 8018 | Rate Constraint in lbs/MWh | FALSE | L | Annual | Qualifying Generation | TWh | 5.1191 | 4.8235 | 3.7466 | 3.6693 | 3.907 | 4.0953 | 4.3064
7.23 - NJ Fossil CO2 Rate Limit: Unit 1752 | 70 | 8018 | Rate Constraint in lbs/MWh | FALSE | L | Annual | Constraint Shadow Price | US2022$/Ton | 0 | 0 | 0 | 0 | 0 | 0 | 0
7.23 - NJ Fossil CO2 Rate Limit: Unit 2178 | 71 | 8019 | Rate Constraint in lbs/MWh | FALSE | L | Annual | Seasons Included | Seasons | Winter, Spring, Summer, Fall | Winter, Spring, Summer, Fall | Winter, Spring, Summer, Fall | Winter, Spring, Summer, Fall | Winter, Spring, Summer, Fall | Winter, Spring, Summer, Fall | Winter, Spring, Summer, Fall
7.23 - NJ Fossil CO2 Rate Limit: Unit 2178 | 71 | 8019 | Rate Constraint in lbs/MWh | FALSE | L | Annual | Standard CO2 | lb/MWh | 1700 | 1700 | 1300 | 1300 | 1300 | 1300 | 1300
7.23 - NJ Fossil CO2 Rate Limit: Unit 2178 | 71 | 8019 | Rate Constraint in lbs/MWh | FALSE | L | Annual | Emissions at Affected Plants CO2 | Thousand Tons | 0 | 0 | 0 | 0 | 0 | 0 | 0
7.23 - NJ Fossil CO2 Rate Limit: Unit 2178 | 71 | 8019 | Rate Constraint in lbs/MWh | FALSE | L | Annual | Allowances Purchased CO2 | Thousand Tons | 0 | 0 | 0 | 0 | 0 | 0 | 0
7.23 - NJ Fossil CO2 Rate Limit: Unit 2178 | 71 | 8019 | Rate Constraint in lbs/MWh | FALSE | L | Annual | Allowances Sold CO2 | Thousand Tons | 0 | 0 | 0 | 0 | 0 | 0 | 0
7.23 - NJ Fossil CO2 Rate Limit: Unit 2178 | 71 | 8019 | Rate Constraint in lbs/MWh | FALSE | L | Annual | Allowances Banked | Thousand Tons | 0 | 0 | 0 | 0 | 0 | 0 | 0
7.23 - NJ Fossil CO2 Rate Limit: Unit 2178 | 71 | 8019 | Rate Constraint in lbs/MWh | FALSE | L | Annual | Allowances Withdrawn (1:1) | Thousand Tons | 0 | 0 | 0 | 0 | 0 | 0 | 0
7.23 - NJ Fossil CO2 Rate Limit: Unit 2178 | 71 | 8019 | Rate Constraint in lbs/MWh | FALSE | L | Annual | Allowances Withdrawn (n:1) | Thousand Tons | 0 | 0 | 0 | 0 | 0 | 0 | 0
7.23 - NJ Fossil CO2 Rate Limit: Unit 2178 | 71 | 8019 | Rate Constraint in lbs/MWh | FALSE | L | Annual | Net Emissions Allowance Position | Thousand Tons | 0 | 0 | 0 | 0 | 0 | 0 | 0
7.23 - NJ Fossil CO2 Rate Limit: Unit 2178 | 71 | 8019 | Rate Constraint in lbs/MWh | FALSE | L | Annual | Fuel Consumed | TBtu | 0 | 0 | 0 | 0 | 0 | 0 | 0
7.23 - NJ Fossil CO2 Rate Limit: Unit 2178 | 71 | 8019 | Rate Constraint in lbs/MWh | FALSE | L | Annual | Rate | lb/MMBtu | 0 | 0 | 0 | 0 | 0 | 0 | 0
7.23 - NJ Fossil CO2 Rate Limit: Unit 2178 | 71 | 8019 | Rate Constraint in lbs/MWh | FALSE | L | Annual | Generation | TWh | 0 | 0 | 0 | 0 | 0 | 0 | 0
7.23 - NJ Fossil CO2 Rate Limit: Unit 2178 | 71 | 8019 | Rate Constraint in lbs/MWh | FALSE | L | Annual | Qualifying Generation | TWh | 0 | 0 | 0 | 0 | 0 | 0 | 0
7.23 - NJ Fossil CO2 Rate Limit: Unit 2178 | 71 | 8019 | Rate Constraint in lbs/MWh | FALSE | L | Annual | Constraint Shadow Price | US2022$/Ton | 0 | 0 | 0 | 0 | 0 | 0 | 0
7.23 - NJ Fossil CO2 Rate Limit: Unit 2659 | 72 | 8020 | Rate Constraint in lbs/MWh | FALSE | L | Annual | Seasons Included | Seasons | Winter, Spring, Summer, Fall | Winter, Spring, Summer, Fall | Winter, Spring, Summer, Fall | Winter, Spring, Summer, Fall | Winter, Spring, Summer, Fall | Winter, Spring, Summer, Fall | Winter, Spring, Summer, Fall
7.23 - NJ Fossil CO2 Rate Limit: Unit 2659 | 72 | 8020 | Rate Constraint in lbs/MWh | FALSE | L | Annual | Standard CO2 | lb/MWh | 1700 | 1700 | 1300 | 1300 | 1300 | 1300 | 1300
7.23 - NJ Fossil CO2 Rate Limit: Unit 2659 | 72 | 8020 | Rate Constraint in lbs/MWh | FALSE | L | Annual | Emissions at Affected Plants CO2 | Thousand Tons | 0 | 0 | 0 | 0 | 0 | 0 | 0
7.23 - NJ Fossil CO2 Rate Limit: Unit 2659 | 72 | 8020 | Rate Constraint in lbs/MWh | FALSE | L | Annual | Allowances Purchased CO2 | Thousand Tons | 0 | 0 | 0 | 0 | 0 | 0 | 0
7.23 - NJ Fossil CO2 Rate Limit: Unit 2659 | 72 | 8020 | Rate Constraint in lbs/MWh | FALSE | L | Annual | Allowances Sold CO2 | Thousand Tons | 0 | 0 | 0 | 0 | 0 | 0 | 0
7.23 - NJ Fossil CO2 Rate Limit: Unit 2659 | 72 | 8020 | Rate Constraint in lbs/MWh | FALSE | L | Annual | Allowances Banked | Thousand Tons | 0 | 0 | 0 | 0 | 0 | 0 | 0
7.23 - NJ Fossil CO2 Rate Limit: Unit 2659 | 72 | 8020 | Rate Constraint in lbs/MWh | FALSE | L | Annual | Allowances Withdrawn (1:1) | Thousand Tons | 0 | 0 | 0 | 0 | 0 | 0 | 0
7.23 - NJ Fossil CO2 Rate Limit: Unit 2659 | 72 | 8020 | Rate Constraint in lbs/MWh | FALSE | L | Annual | Allowances Withdrawn (n:1) | Thousand Tons | 0 | 0 | 0 | 0 | 0 | 0 | 0
7.23 - NJ Fossil CO2 Rate Limit: Unit 2659 | 72 | 8020 | Rate Constraint in lbs/MWh | FALSE | L | Annual | Net Emissions Allowance Position | Thousand Tons | 0 | 0 | 0 | 0 | 0 | 0 | 0
7.23 - NJ Fossil CO2 Rate Limit: Unit 2659 | 72 | 8020 | Rate Constraint in lbs/MWh | FALSE | L | Annual | Fuel Consumed | TBtu | 0 | 0 | 0 | 0 | 0 | 0 | 0
7.23 - NJ Fossil CO2 Rate Limit: Unit 2659 | 72 | 8020 | Rate Constraint in lbs/MWh | FALSE | L | Annual | Rate | lb/MMBtu | 0 | 0 | 0 | 0 | 0 | 0 | 0
7.23 - NJ Fossil CO2 Rate Limit: Unit 2659 | 72 | 8020 | Rate Constraint in lbs/MWh | FALSE | L | Annual | Generation | TWh | 0 | 0 | 0 | 0 | 0 | 0 | 0
7.23 - NJ Fossil CO2 Rate Limit: Unit 2659 | 72 | 8020 | Rate Constraint in lbs/MWh | FALSE | L | Annual | Qualifying Generation | TWh | 0 | 0 | 0 | 0 | 0 | 0 | 0
7.23 - NJ Fossil CO2 Rate Limit: Unit 2659 | 72 | 8020 | Rate Constraint in lbs/MWh | FALSE | L | Annual | Constraint Shadow Price | US2022$/Ton | 78.5696 | 72.1852 | 39.3715 | 21.3396 | 21.1099 | 20.3774 | 30.3472
7.23 - NJ Fossil CO2 Rate Limit: Unit 509 | 73 | 7976 | Rate Constraint in lbs/MWh | FALSE | L | Annual | Seasons Included | Seasons | Winter, Spring, Summer, Fall | Winter, Spring, Summer, Fall | Winter, Spring, Summer, Fall | Winter, Spring, Summer, Fall | Winter, Spring, Summer, Fall | Winter, Spring, Summer, Fall | Winter, Spring, Summer, Fall
7.23 - NJ Fossil CO2 Rate Limit: Unit 509 | 73 | 7976 | Rate Constraint in lbs/MWh | FALSE | L | Annual | Standard CO2 | lb/MWh | 1700 | 1700 | 1300 | 1300 | 1300 | 1300 | 1300
7.23 - NJ Fossil CO2 Rate Limit: Unit 509 | 73 | 7976 | Rate Constraint in lbs/MWh | FALSE | L | Annual | Emissions at Affected Plants CO2 | Thousand Tons | 29.3289 | 31.8668 | 7.7503 | 3.7615 | 0.27861 | 0 | 0
7.23 - NJ Fossil CO2 Rate Limit: Unit 509 | 73 | 7976 | Rate Constraint in lbs/MWh | FALSE | L | Annual | Allowances Purchased CO2 | Thousand Tons | 0 | 0 | 0 | 0 | 0 | 0 | 0
7.23 - NJ Fossil CO2 Rate Limit: Unit 509 | 73 | 7976 | Rate Constraint in lbs/MWh | FALSE | L | Annual | Allowances Sold CO2 | Thousand Tons | 0 | 0 | 0 | 0 | 0 | 0 | 0
7.23 - NJ Fossil CO2 Rate Limit: Unit 509 | 73 | 7976 | Rate Constraint in lbs/MWh | FALSE | L | Annual | Allowances Banked | Thousand Tons | 0 | 0 | 0 | 0 | 0 | 0 | 0
7.23 - NJ Fossil CO2 Rate Limit: Unit 509 | 73 | 7976 | Rate Constraint in lbs/MWh | FALSE | L | Annual | Allowances Withdrawn (1:1) | Thousand Tons | 0 | 0 | 0 | 0 | 0 | 0 | 0
7.23 - NJ Fossil CO2 Rate Limit: Unit 509 | 73 | 7976 | Rate Constraint in lbs/MWh | FALSE | L | Annual | Allowances Withdrawn (n:1) | Thousand Tons | 0 | 0 | 0 | 0 | 0 | 0 | 0
7.23 - NJ Fossil CO2 Rate Limit: Unit 509 | 73 | 7976 | Rate Constraint in lbs/MWh | FALSE | L | Annual | Net Emissions Allowance Position | Thousand Tons | 29.3289 | 31.8668 | 7.7503 | 3.7615 | 0.27861 | 0 | 0
7.23 - NJ Fossil CO2 Rate Limit: Unit 509 | 73 | 7976 | Rate Constraint in lbs/MWh | FALSE | L | Annual | Fuel Consumed | TBtu | 0.50101 | 0.54436 | 0.13239 | 0.064255 | 0.0047593 | 0 | 0
7.23 - NJ Fossil CO2 Rate Limit: Unit 509 | 73 | 7976 | Rate Constraint in lbs/MWh | FALSE | L | Annual | Rate | lb/MMBtu | 117.08 | 117.08 | 117.08 | 117.08 | 117.08 | 0 | 0
7.23 - NJ Fossil CO2 Rate Limit: Unit 509 | 73 | 7976 | Rate Constraint in lbs/MWh | FALSE | L | Annual | Generation | TWh | 0.046627 | 0.050662 | 0.012321 | 0.00598 | 0.00044293 | 0 | 0
7.23 - NJ Fossil CO2 Rate Limit: Unit 509 | 73 | 7976 | Rate Constraint in lbs/MWh | FALSE | L | Annual | Qualifying Generation | TWh | 0.046627 | 0.050662 | 0.012321 | 0.00598 | 0.00044293 | 0 | 0
7.23 - NJ Fossil CO2 Rate Limit: Unit 509 | 73 | 7976 | Rate Constraint in lbs/MWh | FALSE | L | Annual | Constraint Shadow Price | US2022$/Ton | 0 | 0 | 0 | 0 | 0 | 0 | 0
7.23 - NJ Fossil CO2 Rate Limit: Unit 510 | 74 | 7977 | Rate Constraint in lbs/MWh | FALSE | L | Annual | Seasons Included | Seasons | Winter, Spring, Summer, Fall | Winter, Spring, Summer, Fall | Winter, Spring, Summer, Fall | Winter, Spring, Summer, Fall | Winter, Spring, Summer, Fall | Winter, Spring, Summer, Fall | Winter, Spring, Summer, Fall
7.23 - NJ Fossil CO2 Rate Limit: Unit 510 | 74 | 7977 | Rate Constraint in lbs/MWh | FALSE | L | Annual | Standard CO2 | lb/MWh | 1700 | 1700 | 1300 | 1300 | 1300 | 1300 | 1300
7.23 - NJ Fossil CO2 Rate Limit: Unit 510 | 74 | 7977 | Rate Constraint in lbs/MWh | FALSE | L | Annual | Emissions at Affected Plants CO2 | Thousand Tons | 5.7643 | 6.2783 | 1.5282 | 0.74379 | 0 | 0 | 0
7.23 - NJ Fossil CO2 Rate Limit: Unit 510 | 74 | 7977 | Rate Constraint in lbs/MWh | FALSE | L | Annual | Allowances Purchased CO2 | Thousand Tons | 0 | 0 | 0 | 0 | 0 | 0 | 0
7.23 - NJ Fossil CO2 Rate Limit: Unit 510 | 74 | 7977 | Rate Constraint in lbs/MWh | FALSE | L | Annual | Allowances Sold CO2 | Thousand Tons | 0 | 0 | 0 | 0 | 0 | 0 | 0
7.23 - NJ Fossil CO2 Rate Limit: Unit 510 | 74 | 7977 | Rate Constraint in lbs/MWh | FALSE | L | Annual | Allowances Banked | Thousand Tons | 0 | 0 | 0 | 0 | 0 | 0 | 0
7.23 - NJ Fossil CO2 Rate Limit: Unit 510 | 74 | 7977 | Rate Constraint in lbs/MWh | FALSE | L | Annual | Allowances Withdrawn (1:1) | Thousand Tons | 0 | 0 | 0 | 0 | 0 | 0 | 0
7.23 - NJ Fossil CO2 Rate Limit: Unit 510 | 74 | 7977 | Rate Constraint in lbs/MWh | FALSE | L | Annual | Allowances Withdrawn (n:1) | Thousand Tons | 0 | 0 | 0 | 0 | 0 | 0 | 0
7.23 - NJ Fossil CO2 Rate Limit: Unit 510 | 74 | 7977 | Rate Constraint in lbs/MWh | FALSE | L | Annual | Net Emissions Allowance Position | Thousand Tons | 5.7643 | 6.2783 | 1.5282 | 0.74379 | 0 | 0 | 0
7.23 - NJ Fossil CO2 Rate Limit: Unit 510 | 74 | 7977 | Rate Constraint in lbs/MWh | FALSE | L | Annual | Fuel Consumed | TBtu | 0.098468 | 0.10725 | 0.026105 | 0.012706 | 0 | 0 | 0
7.23 - NJ Fossil CO2 Rate Limit: Unit 510 | 74 | 7977 | Rate Constraint in lbs/MWh | FALSE | L | Annual | Rate | lb/MMBtu | 117.08 | 117.08 | 117.08 | 117.08 | 0 | 0 | 0
7.23 - NJ Fossil CO2 Rate Limit: Unit 510 | 74 | 7977 | Rate Constraint in lbs/MWh | FALSE | L | Annual | Generation | TWh | 0.0091641 | 0.0099812 | 0.0024295 | 0.0011825 | 0 | 0 | 0
7.23 - NJ Fossil CO2 Rate Limit: Unit 510 | 74 | 7977 | Rate Constraint in lbs/MWh | FALSE | L | Annual | Qualifying Generation | TWh | 0.0091641 | 0.0099812 | 0.0024295 | 0.0011825 | 0 | 0 | 0
7.23 - NJ Fossil CO2 Rate Limit: Unit 510 | 74 | 7977 | Rate Constraint in lbs/MWh | FALSE | L | Annual | Constraint Shadow Price | US2022$/Ton | 0 | 0 | 0 | 0 | 0 | 0 | 0
7.23 - NJ Fossil CO2 Rate Limit: Unit 511 | 75 | 7978 | Rate Constraint in lbs/MWh | FALSE | L | Annual | Seasons Included | Seasons | Winter, Spring, Summer, Fall | Winter, Spring, Summer, Fall | Winter, Spring, Summer, Fall | Winter, Spring, Summer, Fall | Winter, Spring, Summer, Fall | Winter, Spring, Summer, Fall | Winter, Spring, Summer, Fall
7.23 - NJ Fossil CO2 Rate Limit: Unit 511 | 75 | 7978 | Rate Constraint in lbs/MWh | FALSE | L | Annual | Standard CO2 | lb/MWh | 1700 | 1700 | 1300 | 1300 | 1300 | 1300 | 1300
7.23 - NJ Fossil CO2 Rate Limit: Unit 511 | 75 | 7978 | Rate Constraint in lbs/MWh | FALSE | L | Annual | Emissions at Affected Plants CO2 | Thousand Tons | 0.34753 | 0.41072 | 0 | 0 | 0 | 0 | 0
7.23 - NJ Fossil CO2 Rate Limit: Unit 511 | 75 | 7978 | Rate Constraint in lbs/MWh | FALSE | L | Annual | Allowances Purchased CO2 | Thousand Tons | 0 | 0 | 0 | 0 | 0 | 0 | 0
7.23 - NJ Fossil CO2 Rate Limit: Unit 511 | 75 | 7978 | Rate Constraint in lbs/MWh | FALSE | L | Annual | Allowances Sold CO2 | Thousand Tons | 0 | 0 | 0 | 0 | 0 | 0 | 0
7.23 - NJ Fossil CO2 Rate Limit: Unit 511 | 75 | 7978 | Rate Constraint in lbs/MWh | FALSE | L | Annual | Allowances Banked | Thousand Tons | 0 | 0 | 0 | 0 | 0 | 0 | 0
7.23 - NJ Fossil CO2 Rate Limit: Unit 511 | 75 | 7978 | Rate Constraint in lbs/MWh | FALSE | L | Annual | Allowances Withdrawn (1:1) | Thousand Tons | 0 | 0 | 0 | 0 | 0 | 0 | 0
7.23 - NJ Fossil CO2 Rate Limit: Unit 511 | 75 | 7978 | Rate Constraint in lbs/MWh | FALSE | L | Annual | Allowances Withdrawn (n:1) | Thousand Tons | 0 | 0 | 0 | 0 | 0 | 0 | 0
7.23 - NJ Fossil CO2 Rate Limit: Unit 511 | 75 | 7978 | Rate Constraint in lbs/MWh | FALSE | L | Annual | Net Emissions Allowance Position | Thousand Tons | 0.34753 | 0.41072 | 0 | 0 | 0 | 0 | 0
7.23 - NJ Fossil CO2 Rate Limit: Unit 511 | 75 | 7978 | Rate Constraint in lbs/MWh | FALSE | L | Annual | Fuel Consumed | TBtu | 0.0059366 | 0.007016 | 0 | 0 | 0 | 0 | 0
7.23 - NJ Fossil CO2 Rate Limit: Unit 511 | 75 | 7978 | Rate Constraint in lbs/MWh | FALSE | L | Annual | Rate | lb/MMBtu | 117.08 | 117.08 | 0 | 0 | 0 | 0 | 0
7.23 - NJ Fossil CO2 Rate Limit: Unit 511 | 75 | 7978 | Rate Constraint in lbs/MWh | FALSE | L | Annual | Generation | TWh | 0.00043352 | 0.00051234 | 0 | 0 | 0 | 0 | 0
7.23 - NJ Fossil CO2 Rate Limit: Unit 511 | 75 | 7978 | Rate Constraint in lbs/MWh | FALSE | L | Annual | Qualifying Generation | TWh | 0.00043352 | 0.00051234 | 0 | 0 | 0 | 0 | 0
7.23 - NJ Fossil CO2 Rate Limit: Unit 511 | 75 | 7978 | Rate Constraint in lbs/MWh | FALSE | L | Annual | Constraint Shadow Price | US2022$/Ton | 0 | 0 | 909.8934 | 3.4578 | 0 | 0 | 0
7.23 - NJ Fossil CO2 Rate Limit: Unit 512 | 76 | 7979 | Rate Constraint in lbs/MWh | FALSE | L | Annual | Seasons Included | Seasons | Winter, Spring, Summer, Fall | Winter, Spring, Summer, Fall | Winter, Spring, Summer, Fall | Winter, Spring, Summer, Fall | Winter, Spring, Summer, Fall | Winter, Spring, Summer, Fall | Winter, Spring, Summer, Fall
7.23 - NJ Fossil CO2 Rate Limit: Unit 512 | 76 | 7979 | Rate Constraint in lbs/MWh | FALSE | L | Annual | Standard CO2 | lb/MWh | 1700 | 1700 | 1300 | 1300 | 1300 | 1300 | 1300
7.23 - NJ Fossil CO2 Rate Limit: Unit 512 | 76 | 7979 | Rate Constraint in lbs/MWh | FALSE | L | Annual | Emissions at Affected Plants CO2 | Thousand Tons | 2.1675 | 2.3365 | 0 | 0 | 0 | 0 | 0
7.23 - NJ Fossil CO2 Rate Limit: Unit 512 | 76 | 7979 | Rate Constraint in lbs/MWh | FALSE | L | Annual | Allowances Purchased CO2 | Thousand Tons | 0 | 0 | 0 | 0 | 0 | 0 | 0
7.23 - NJ Fossil CO2 Rate Limit: Unit 512 | 76 | 7979 | Rate Constraint in lbs/MWh | FALSE | L | Annual | Allowances Sold CO2 | Thousand Tons | 0 | 0 | 0 | 0 | 0 | 0 | 0
7.23 - NJ Fossil CO2 Rate Limit: Unit 512 | 76 | 7979 | Rate Constraint in lbs/MWh | FALSE | L | Annual | Allowances Banked | Thousand Tons | 0 | 0 | 0 | 0 | 0 | 0 | 0
7.23 - NJ Fossil CO2 Rate Limit: Unit 512 | 76 | 7979 | Rate Constraint in lbs/MWh | FALSE | L | Annual | Allowances Withdrawn (1:1) | Thousand Tons | 0 | 0 | 0 | 0 | 0 | 0 | 0
7.23 - NJ Fossil CO2 Rate Limit: Unit 512 | 76 | 7979 | Rate Constraint in lbs/MWh | FALSE | L | Annual | Allowances Withdrawn (n:1) | Thousand Tons | 0 | 0 | 0 | 0 | 0 | 0 | 0
7.23 - NJ Fossil CO2 Rate Limit: Unit 512 | 76 | 7979 | Rate Constraint in lbs/MWh | FALSE | L | Annual | Net Emissions Allowance Position | Thousand Tons | 2.1675 | 2.3365 | 0 | 0 | 0 | 0 | 0
7.23 - NJ Fossil CO2 Rate Limit: Unit 512 | 76 | 7979 | Rate Constraint in lbs/MWh | FALSE | L | Annual | Fuel Consumed | TBtu | 0.034995 | 0.037723 | 0 | 0 | 0 | 0 | 0
7.23 - NJ Fossil CO2 Rate Limit: Unit 512 | 76 | 7979 | Rate Constraint in lbs/MWh | FALSE | L | Annual | Rate | lb/MMBtu | 123.8756 | 123.8756 | 0 | 0 | 0 | 0 | 0
7.23 - NJ Fossil CO2 Rate Limit: Unit 512 | 76 | 7979 | Rate Constraint in lbs/MWh | FALSE | L | Annual | Generation | TWh | 0.0029833 | 0.0032158 | 0 | 0 | 0 | 0 | 0
7.23 - NJ Fossil CO2 Rate Limit: Unit 512 | 76 | 7979 | Rate Constraint in lbs/MWh | FALSE | L | Annual | Qualifying Generation | TWh | 0.0029833 | 0.0032158 | 0 | 0 | 0 | 0 | 0
7.23 - NJ Fossil CO2 Rate Limit: Unit 512 | 76 | 7979 | Rate Constraint in lbs/MWh | FALSE | L | Annual | Constraint Shadow Price | US2022$/Ton | 0 | 0 | 1853.0353 | 59.9879 | 0 | 0 | 0
7.23 - NJ Fossil CO2 Rate Limit: Unit 513 | 77 | 7980 | Rate Constraint in lbs/MWh | FALSE | L | Annual | Seasons Included | Seasons | Winter, Spring, Summer, Fall | Winter, Spring, Summer, Fall | Winter, Spring, Summer, Fall | Winter, Spring, Summer, Fall | Winter, Spring, Summer, Fall | Winter, Spring, Summer, Fall | Winter, Spring, Summer, Fall
7.23 - NJ Fossil CO2 Rate Limit: Unit 513 | 77 | 7980 | Rate Constraint in lbs/MWh | FALSE | L | Annual | Standard CO2 | lb/MWh | 1700 | 1700 | 1300 | 1300 | 1300 | 1300 | 1300
7.23 - NJ Fossil CO2 Rate Limit: Unit 513 | 77 | 7980 | Rate Constraint in lbs/MWh | FALSE | L | Annual | Emissions at Affected Plants CO2 | Thousand Tons | 36.2839 | 38.8757 | 9.5565 | 18.7137 | 2.9355 | 0 | 0
7.23 - NJ Fossil CO2 Rate Limit: Unit 513 | 77 | 7980 | Rate Constraint in lbs/MWh | FALSE | L | Annual | Allowances Purchased CO2 | Thousand Tons | 0 | 0 | 0 | 0 | 0 | 0 | 0
7.23 - NJ Fossil CO2 Rate Limit: Unit 513 | 77 | 7980 | Rate Constraint in lbs/MWh | FALSE | L | Annual | Allowances Sold CO2 | Thousand Tons | 0 | 0 | 0 | 0 | 0 | 0 | 0
7.23 - NJ Fossil CO2 Rate Limit: Unit 513 | 77 | 7980 | Rate Constraint in lbs/MWh | FALSE | L | Annual | Allowances Banked | Thousand Tons | 0 | 0 | 0 | 0 | 0 | 0 | 0
7.23 - NJ Fossil CO2 Rate Limit: Unit 513 | 77 | 7980 | Rate Constraint in lbs/MWh | FALSE | L | Annual | Allowances Withdrawn (1:1) | Thousand Tons | 0 | 0 | 0 | 0 | 0 | 0 | 0
7.23 - NJ Fossil CO2 Rate Limit: Unit 513 | 77 | 7980 | Rate Constraint in lbs/MWh | FALSE | L | Annual | Allowances Withdrawn (n:1) | Thousand Tons | 0 | 0 | 0 | 0 | 0 | 0 | 0
7.23 - NJ Fossil CO2 Rate Limit: Unit 513 | 77 | 7980 | Rate Constraint in lbs/MWh | FALSE | L | Annual | Net Emissions Allowance Position | Thousand Tons | 36.2839 | 38.8757 | 9.5565 | 18.7137 | 2.9355 | 0 | 0
7.23 - NJ Fossil CO2 Rate Limit: Unit 513 | 77 | 7980 | Rate Constraint in lbs/MWh | FALSE | L | Annual | Fuel Consumed | TBtu | 0.61981 | 0.66409 | 0.16325 | 0.31967 | 0.050145 | 0 | 0
7.23 - NJ Fossil CO2 Rate Limit: Unit 513 | 77 | 7980 | Rate Constraint in lbs/MWh | FALSE | L | Annual | Rate | lb/MMBtu | 117.08 | 117.08 | 117.08 | 117.08 | 117.08 | 0 | 0
7.23 - NJ Fossil CO2 Rate Limit: Unit 513 | 77 | 7980 | Rate Constraint in lbs/MWh | FALSE | L | Annual | Generation | TWh | 0.057684 | 0.061804 | 0.015193 | 0.029751 | 0.0046668 | 0 | 0
7.23 - NJ Fossil CO2 Rate Limit: Unit 513 | 77 | 7980 | Rate Constraint in lbs/MWh | FALSE | L | Annual | Qualifying Generation | TWh | 0.057684 | 0.061804 | 0.015193 | 0.029751 | 0.0046668 | 0 | 0
7.23 - NJ Fossil CO2 Rate Limit: Unit 513 | 77 | 7980 | Rate Constraint in lbs/MWh | FALSE | L | Annual | Constraint Shadow Price | US2022$/Ton | 0 | 0 | 0 | 0 | 0 | 0 | 0
7.23 - NJ Fossil CO2 Rate Limit: Unit 514 | 78 | 7981 | Rate Constraint in lbs/MWh | FALSE | L | Annual | Seasons Included | Seasons | Winter, Spring, Summer, Fall | Winter, Spring, Summer, Fall | Winter, Spring, Summer, Fall | Winter, Spring, Summer, Fall | Winter, Spring, Summer, Fall | Winter, Spring, Summer, Fall | Winter, Spring, Summer, Fall
7.23 - NJ Fossil CO2 Rate Limit: Unit 514 | 78 | 7981 | Rate Constraint in lbs/MWh | FALSE | L | Annual | Standard CO2 | lb/MWh | 1700 | 1700 | 1300 | 1300 | 1300 | 1300 | 1300
7.23 - NJ Fossil CO2 Rate Limit: Unit 514 | 78 | 7981 | Rate Constraint in lbs/MWh | FALSE | L | Annual | Emissions at Affected Plants CO2 | Thousand Tons | 8.2554 | 7.9982 | 0 | 0 | 0 | 0 | 0
7.23 - NJ Fossil CO2 Rate Limit: Unit 514 | 78 | 7981 | Rate Constraint in lbs/MWh | FALSE | L | Annual | Allowances Purchased CO2 | Thousand Tons | 0 | 0 | 0 | 0 | 0 | 0 | 0
7.23 - NJ Fossil CO2 Rate Limit: Unit 514 | 78 | 7981 | Rate Constraint in lbs/MWh | FALSE | L | Annual | Allowances Sold CO2 | Thousand Tons | 0 | 0 | 0 | 0 | 0 | 0 | 0
7.23 - NJ Fossil CO2 Rate Limit: Unit 514 | 78 | 7981 | Rate Constraint in lbs/MWh | FALSE | L | Annual | Allowances Banked | Thousand Tons | 0 | 0 | 0 | 0 | 0 | 0 | 0
7.23 - NJ Fossil CO2 Rate Limit: Unit 514 | 78 | 7981 | Rate Constraint in lbs/MWh | FALSE | L | Annual | Allowances Withdrawn (1:1) | Thousand Tons | 0 | 0 | 0 | 0 | 0 | 0 | 0
7.23 - NJ Fossil CO2 Rate Limit: Unit 514 | 78 | 7981 | Rate Constraint in lbs/MWh | FALSE | L | Annual | Allowances Withdrawn (n:1) | Thousand Tons | 0 | 0 | 0 | 0 | 0 | 0 | 0
7.23 - NJ Fossil CO2 Rate Limit: Unit 514 | 78 | 7981 | Rate Constraint in lbs/MWh | FALSE | L | Annual | Net Emissions Allowance Position | Thousand Tons | 8.2554 | 7.9982 | 0 | 0 | 0 | 0 | 0
7.23 - NJ Fossil CO2 Rate Limit: Unit 514 | 78 | 7981 | Rate Constraint in lbs/MWh | FALSE | L | Annual | Fuel Consumed | TBtu | 0.095821 | 0.092836 | 0 | 0 | 0 | 0 | 0
7.23 - NJ Fossil CO2 Rate Limit: Unit 514 | 78 | 7981 | Rate Constraint in lbs/MWh | FALSE | L | Annual | Rate | lb/MMBtu | 172.3095 | 172.3095 | 0 | 0 | 0 | 0 | 0
7.23 - NJ Fossil CO2 Rate Limit: Unit 514 | 78 | 7981 | Rate Constraint in lbs/MWh | FALSE | L | Annual | Generation | TWh | 0.011014 | 0.010671 | 0 | 0 | 0 | 0 | 0
7.23 - NJ Fossil CO2 Rate Limit: Unit 514 | 78 | 7981 | Rate Constraint in lbs/MWh | FALSE | L | Annual | Qualifying Generation | TWh | 0.011014 | 0.010671 | 0 | 0 | 0 | 0 | 0
7.23 - NJ Fossil CO2 Rate Limit: Unit 514 | 78 | 7981 | Rate Constraint in lbs/MWh | FALSE | L | Annual | Constraint Shadow Price | US2022$/Ton | 0 | 0 | 1488.7284 | 112.8959 | 45.5351 | 29.9157 | 28.427
7.23 - NJ Fossil CO2 Rate Limit: Unit 523 | 79 | 7982 | Rate Constraint in lbs/MWh | FALSE | L | Annual | Seasons Included | Seasons | Winter, Spring, Summer, Fall | Winter, Spring, Summer, Fall | Winter, Spring, Summer, Fall | Winter, Spring, Summer, Fall | Winter, Spring, Summer, Fall | Winter, Spring, Summer, Fall | Winter, Spring, Summer, Fall
7.23 - NJ Fossil CO2 Rate Limit: Unit 523 | 79 | 7982 | Rate Constraint in lbs/MWh | FALSE | L | Annual | Standard CO2 | lb/MWh | 1700 | 1700 | 1300 | 1300 | 1300 | 1300 | 1300
7.23 - NJ Fossil CO2 Rate Limit: Unit 523 | 79 | 7982 | Rate Constraint in lbs/MWh | FALSE | L | Annual | Emissions at Affected Plants CO2 | Thousand Tons | 0 | 0 | 0 | 0 | 0 | 0 | 0
7.23 - NJ Fossil CO2 Rate Limit: Unit 523 | 79 | 7982 | Rate Constraint in lbs/MWh | FALSE | L | Annual | Allowances Purchased CO2 | Thousand Tons | 0 | 0 | 0 | 0 | 0 | 0 | 0
7.23 - NJ Fossil CO2 Rate Limit: Unit 523 | 79 | 7982 | Rate Constraint in lbs/MWh | FALSE | L | Annual | Allowances Sold CO2 | Thousand Tons | 0 | 0 | 0 | 0 | 0 | 0 | 0
7.23 - NJ Fossil CO2 Rate Limit: Unit 523 | 79 | 7982 | Rate Constraint in lbs/MWh | FALSE | L | Annual | Allowances Banked | Thousand Tons | 0 | 0 | 0 | 0 | 0 | 0 | 0
7.23 - NJ Fossil CO2 Rate Limit: Unit 523 | 79 | 7982 | Rate Constraint in lbs/MWh | FALSE | L | Annual | Allowances Withdrawn (1:1) | Thousand Tons | 0 | 0 | 0 | 0 | 0 | 0 | 0
7.23 - NJ Fossil CO2 Rate Limit: Unit 523 | 79 | 7982 | Rate Constraint in lbs/MWh | FALSE | L | Annual | Allowances Withdrawn (n:1) | Thousand Tons | 0 | 0 | 0 | 0 | 0 | 0 | 0
7.23 - NJ Fossil CO2 Rate Limit: Unit 523 | 79 | 7982 | Rate Constraint in lbs/MWh | FALSE | L | Annual | Net Emissions Allowance Position | Thousand Tons | 0 | 0 | 0 | 0 | 0 | 0 | 0
7.23 - NJ Fossil CO2 Rate Limit: Unit 523 | 79 | 7982 | Rate Constraint in lbs/MWh | FALSE | L | Annual | Fuel Consumed | TBtu | 0 | 0 | 0 | 0 | 0 | 0 | 0
7.23 - NJ Fossil CO2 Rate Limit: Unit 523 | 79 | 7982 | Rate Constraint in lbs/MWh | FALSE | L | Annual | Rate | lb/MMBtu | 0 | 0 | 0 | 0 | 0 | 0 | 0
7.23 - NJ Fossil CO2 Rate Limit: Unit 523 | 79 | 7982 | Rate Constraint in lbs/MWh | FALSE | L | Annual | Generation | TWh | 0 | 0 | 0 | 0 | 0 | 0 | 0
7.23 - NJ Fossil CO2 Rate Limit: Unit 523 | 79 | 7982 | Rate Constraint in lbs/MWh | FALSE | L | Annual | Qualifying Generation | TWh | 0 | 0 | 0 | 0 | 0 | 0 | 0
7.23 - NJ Fossil CO2 Rate Limit: Unit 523 | 79 | 7982 | Rate Constraint in lbs/MWh | FALSE | L | Annual | Constraint Shadow Price | US2022$/Ton | 0 | 0 | 0 | 0 | 0 | 0 | 0
7.23 - NJ Fossil CO2 Rate Limit: Unit 524 | 80 | 7983 | Rate Constraint in lbs/MWh | FALSE | L | Annual | Seasons Included | Seasons | Winter, Spring, Summer, Fall | Winter, Spring, Summer, Fall | Winter, Spring, Summer, Fall | Winter, Spring, Summer, Fall | Winter, Spring, Summer, Fall | Winter, Spring, Summer, Fall | Winter, Spring, Summer, Fall
7.23 - NJ Fossil CO2 Rate Limit: Unit 524 | 80 | 7983 | Rate Constraint in lbs/MWh | FALSE | L | Annual | Standard CO2 | lb/MWh | 1700 | 1700 | 1300 | 1300 | 1300 | 1300 | 1300
7.23 - NJ Fossil CO2 Rate Limit: Unit 524 | 80 | 7983 | Rate Constraint in lbs/MWh | FALSE | L | Annual | Emissions at Affected Plants CO2 | Thousand Tons | 0 | 0 | 0 | 0 | 0 | 0 | 0
7.23 - NJ Fossil CO2 Rate Limit: Unit 524 | 80 | 7983 | Rate Constraint in lbs/MWh | FALSE | L | Annual | Allowances Purchased CO2 | Thousand Tons | 0 | 0 | 0 | 0 | 0 | 0 | 0
7.23 - NJ Fossil CO2 Rate Limit: Unit 524 | 80 | 7983 | Rate Constraint in lbs/MWh | FALSE | L | Annual | Allowances Sold CO2 | Thousand Tons | 0 | 0 | 0 | 0 | 0 | 0 | 0
7.23 - NJ Fossil CO2 Rate Limit: Unit 524 | 80 | 7983 | Rate Constraint in lbs/MWh | FALSE | L | Annual | Allowances Banked | Thousand Tons | 0 | 0 | 0 | 0 | 0 | 0 | 0
7.23 - NJ Fossil CO2 Rate Limit: Unit 524 | 80 | 7983 | Rate Constraint in lbs/MWh | FALSE | L | Annual | Allowances Withdrawn (1:1) | Thousand Tons | 0 | 0 | 0 | 0 | 0 | 0 | 0
7.23 - NJ Fossil CO2 Rate Limit: Unit 524 | 80 | 7983 | Rate Constraint in lbs/MWh | FALSE | L | Annual | Allowances Withdrawn (n:1) | Thousand Tons | 0 | 0 | 0 | 0 | 0 | 0 | 0
7.23 - NJ Fossil CO2 Rate Limit: Unit 524 | 80 | 7983 | Rate Constraint in lbs/MWh | FALSE | L | Annual | Net Emissions Allowance Position | Thousand Tons | 0 | 0 | 0 | 0 | 0 | 0 | 0
7.23 - NJ Fossil CO2 Rate Limit: Unit 524 | 80 | 7983 | Rate Constraint in lbs/MWh | FALSE | L | Annual | Fuel Consumed | TBtu | 0 | 0 | 0 | 0 | 0 | 0 | 0
7.23 - NJ Fossil CO2 Rate Limit: Unit 524 | 80 | 7983 | Rate Constraint in lbs/MWh | FALSE | L | Annual | Rate | lb/MMBtu | 0 | 0 | 0 | 0 | 0 | 0 | 0
7.23 - NJ Fossil CO2 Rate Limit: Unit 524 | 80 | 7983 | Rate Constraint in lbs/MWh | FALSE | L | Annual | Generation | TWh | 0 | 0 | 0 | 0 | 0 | 0 | 0
7.23 - NJ Fossil CO2 Rate Limit: Unit 524 | 80 | 7983 | Rate Constraint in lbs/MWh | FALSE | L | Annual | Qualifying Generation | TWh | 0 | 0 | 0 | 0 | 0 | 0 | 0
7.23 - NJ Fossil CO2 Rate Limit: Unit 524 | 80 | 7983 | Rate Constraint in lbs/MWh | FALSE | L | Annual | Constraint Shadow Price | US2022$/Ton | 0 | 0 | 0 | 0 | 0 | 0 | 0
7.23 - NJ Fossil CO2 Rate Limit: Unit 525 | 81 | 7984 | Rate Constraint in lbs/MWh | FALSE | L | Annual | Seasons Included | Seasons | Winter, Spring, Summer, Fall | Winter, Spring, Summer, Fall | Winter, Spring, Summer, Fall | Winter, Spring, Summer, Fall | Winter, Spring, Summer, Fall | Winter, Spring, Summer, Fall | Winter, Spring, Summer, Fall
7.23 - NJ Fossil CO2 Rate Limit: Unit 525 | 81 | 7984 | Rate Constraint in lbs/MWh | FALSE | L | Annual | Standard CO2 | lb/MWh | 1700 | 1700 | 1300 | 1300 | 1300 | 1300 | 1300
7.23 - NJ Fossil CO2 Rate Limit: Unit 525 | 81 | 7984 | Rate Constraint in lbs/MWh | FALSE | L | Annual | Emissions at Affected Plants CO2 | Thousand Tons | 0 | 0 | 0 | 0 | 0 | 0 | 0
7.23 - NJ Fossil CO2 Rate Limit: Unit 525 | 81 | 7984 | Rate Constraint in lbs/MWh | FALSE | L | Annual | Allowances Purchased CO2 | Thousand Tons | 0 | 0 | 0 | 0 | 0 | 0 | 0
7.23 - NJ Fossil CO2 Rate Limit: Unit 525 | 81 | 7984 | Rate Constraint in lbs/MWh | FALSE | L | Annual | Allowances Sold CO2 | Thousand Tons | 0 | 0 | 0 | 0 | 0 | 0 | 0
7.23 - NJ Fossil CO2 Rate Limit: Unit 525 | 81 | 7984 | Rate Constraint in lbs/MWh | FALSE | L | Annual | Allowances Banked | Thousand Tons | 0 | 0 | 0 | 0 | 0 | 0 | 0
7.23 - NJ Fossil CO2 Rate Limit: Unit 525 | 81 | 7984 | Rate Constraint in lbs/MWh | FALSE | L | Annual | Allowances Withdrawn (1:1) | Thousand Tons | 0 | 0 | 0 | 0 | 0 | 0 | 0
7.23 - NJ Fossil CO2 Rate Limit: Unit 525 | 81 | 7984 | Rate Constraint in lbs/MWh | FALSE | L | Annual | Allowances Withdrawn (n:1) | Thousand Tons | 0 | 0 | 0 | 0 | 0 | 0 | 0
7.23 - NJ Fossil CO2 Rate Limit: Unit 525 | 81 | 7984 | Rate Constraint in lbs/MWh | FALSE | L | Annual | Net Emissions Allowance Position | Thousand Tons | 0 | 0 | 0 | 0 | 0 | 0 | 0
7.23 - NJ Fossil CO2 Rate Limit: Unit 525 | 81 | 7984 | Rate Constraint in lbs/MWh | FALSE | L | Annual | Fuel Consumed | TBtu | 0 | 0 | 0 | 0 | 0 | 0 | 0
7.23 - NJ Fossil CO2 Rate Limit: Unit 525 | 81 | 7984 | Rate Constraint in lbs/MWh | FALSE | L | Annual | Rate | lb/MMBtu | 0 | 0 | 0 | 0 | 0 | 0 | 0
7.23 - NJ Fossil CO2 Rate Limit: Unit 525 | 81 | 7984 | Rate Constraint in lbs/MWh | FALSE | L | Annual | Generation | TWh | 0 | 0 | 0 | 0 | 0 | 0 | 0
7.23 - NJ Fossil CO2 Rate Limit: Unit 525 | 81 | 7984 | Rate Constraint in lbs/MWh | FALSE | L | Annual | Qualifying Generation | TWh | 0 | 0 | 0 | 0 | 0 | 0 | 0
7.23 - NJ Fossil CO2 Rate Limit: Unit 525 | 81 | 7984 | Rate Constraint in lbs/MWh | FALSE | L | Annual | Constraint Shadow Price | US2022$/Ton | 0 | 0 | 0 | 0 | 0 | 0 | 0
7.23 - NJ Fossil CO2 Rate Limit: Unit 526 | 82 | 7985 | Rate Constraint in lbs/MWh | FALSE | L | Annual | Seasons Included | Seasons | Winter, Spring, Summer, Fall | Winter, Spring, Summer, Fall | Winter, Spring, Summer, Fall | Winter, Spring, Summer, Fall | Winter, Spring, Summer, Fall | Winter, Spring, Summer, Fall | Winter, Spring, Summer, Fall
7.23 - NJ Fossil CO2 Rate Limit: Unit 526 | 82 | 7985 | Rate Constraint in lbs/MWh | FALSE | L | Annual | Standard CO2 | lb/MWh | 1700 | 1700 | 1300 | 1300 | 1300 | 1300 | 1300
7.23 - NJ Fossil CO2 Rate Limit: Unit 526 | 82 | 7985 | Rate Constraint in lbs/MWh | FALSE | L | Annual | Emissions at Affected Plants CO2 | Thousand Tons | 0 | 0 | 0 | 0 | 0 | 0 | 0
7.23 - NJ Fossil CO2 Rate Limit: Unit 526 | 82 | 7985 | Rate Constraint in lbs/MWh | FALSE | L | Annual | Allowances Purchased CO2 | Thousand Tons | 0 | 0 | 0 | 0 | 0 | 0 | 0
7.23 - NJ Fossil CO2 Rate Limit: Unit 526 | 82 | 7985 | Rate Constraint in lbs/MWh | FALSE | L | Annual | Allowances Sold CO2 | Thousand Tons | 0 | 0 | 0 | 0 | 0 | 0 | 0
7.23 - NJ Fossil CO2 Rate Limit: Unit 526 | 82 | 7985 | Rate Constraint in lbs/MWh | FALSE | L | Annual | Allowances Banked | Thousand Tons | 0 | 0 | 0 | 0 | 0 | 0 | 0
7.23 - NJ Fossil CO2 Rate Limit: Unit 526 | 82 | 7985 | Rate Constraint in lbs/MWh | FALSE | L | Annual | Allowances Withdrawn (1:1) | Thousand Tons | 0 | 0 | 0 | 0 | 0 | 0 | 0
7.23 - NJ Fossil CO2 Rate Limit: Unit 526 | 82 | 7985 | Rate Constraint in lbs/MWh | FALSE | L | Annual | Allowances Withdrawn (n:1) | Thousand Tons | 0 | 0 | 0 | 0 | 0 | 0 | 0
7.23 - NJ Fossil CO2 Rate Limit: Unit 526 | 82 | 7985 | Rate Constraint in lbs/MWh | FALSE | L | Annual | Net Emissions Allowance Position | Thousand Tons | 0 | 0 | 0 | 0 | 0 | 0 | 0
7.23 - NJ Fossil CO2 Rate Limit: Unit 526 | 82 | 7985 | Rate Constraint in lbs/MWh | FALSE | L | Annual | Fuel Consumed | TBtu | 0 | 0 | 0 | 0 | 0 | 0 | 0
7.23 - NJ Fossil CO2 Rate Limit: Unit 526 | 82 | 7985 | Rate Constraint in lbs/MWh | FALSE | L | Annual | Rate | lb/MMBtu | 0 | 0 | 0 | 0 | 0 | 0 | 0
7.23 - NJ Fossil CO2 Rate Limit: Unit 526 | 82 | 7985 | Rate Constraint in lbs/MWh | FALSE | L | Annual | Generation | TWh | 0 | 0 | 0 | 0 | 0 | 0 | 0
7.23 - NJ Fossil CO2 Rate Limit: Unit 526 | 82 | 7985 | Rate Constraint in lbs/MWh | FALSE | L | Annual | Qualifying Generation | TWh | 0 | 0 | 0 | 0 | 0 | 0 | 0
7.23 - NJ Fossil CO2 Rate Limit: Unit 526 | 82 | 7985 | Rate Constraint in lbs/MWh | FALSE | L | Annual | Constraint Shadow Price | US2022$/Ton | 0 | 0 | 0 | 0 | 0 | 0 | 0
7.23 - NJ Fossil CO2 Rate Limit: Unit 537 | 83 | 7986 | Rate Constraint in lbs/MWh | FALSE | L | Annual | Seasons Included | Seasons | Winter, Spring, Summer, Fall | Winter, Spring, Summer, Fall | Winter, Spring, Summer, Fall | Winter, Spring, Summer, Fall | Winter, Spring, Summer, Fall | Winter, Spring, Summer, Fall | Winter, Spring, Summer, Fall
7.23 - NJ Fossil CO2 Rate Limit: Unit 537 | 83 | 7986 | Rate Constraint in lbs/MWh | FALSE | L | Annual | Standard CO2 | lb/MWh | 1700 | 1700 | 1300 | 1300 | 1300 | 1300 | 1300
7.23 - NJ Fossil CO2 Rate Limit: Unit 537 | 83 | 7986 | Rate Constraint in lbs/MWh | FALSE | L | Annual | Emissions at Affected Plants CO2 | Thousand Tons | 5.7643 | 6.2783 | 1.5282 | 0.74379 | 0 | 0 | 0
7.23 - NJ Fossil CO2 Rate Limit: Unit 537 | 83 | 7986 | Rate Constraint in lbs/MWh | FALSE | L | Annual | Allowances Purchased CO2 | Thousand Tons | 0 | 0 | 0 | 0 | 0 | 0 | 0
7.23 - NJ Fossil CO2 Rate Limit: Unit 537 | 83 | 7986 | Rate Constraint in lbs/MWh | FALSE | L | Annual | Allowances Sold CO2 | Thousand Tons | 0 | 0 | 0 | 0 | 0 | 0 | 0
7.23 - NJ Fossil CO2 Rate Limit: Unit 537 | 83 | 7986 | Rate Constraint in lbs/MWh | FALSE | L | Annual | Allowances Banked | Thousand Tons | 0 | 0 | 0 | 0 | 0 | 0 | 0
7.23 - NJ Fossil CO2 Rate Limit: Unit 537 | 83 | 7986 | Rate Constraint in lbs/MWh | FALSE | L | Annual | Allowances Withdrawn (1:1) | Thousand Tons | 0 | 0 | 0 | 0 | 0 | 0 | 0
7.23 - NJ Fossil CO2 Rate Limit: Unit 537 | 83 | 7986 | Rate Constraint in lbs/MWh | FALSE | L | Annual | Allowances Withdrawn (n:1) | Thousand Tons | 0 | 0 | 0 | 0 | 0 | 0 | 0
7.23 - NJ Fossil CO2 Rate Limit: Unit 537 | 83 | 7986 | Rate Constraint in lbs/MWh | FALSE | L | Annual | Net Emissions Allowance Position | Thousand Tons | 5.7643 | 6.2783 | 1.5282 | 0.74379 | 0 | 0 | 0
7.23 - NJ Fossil CO2 Rate Limit: Unit 537 | 83 | 7986 | Rate Constraint in lbs/MWh | FALSE | L | Annual | Fuel Consumed | TBtu | 0.098468 | 0.10725 | 0.026105 | 0.012706 | 0 | 0 | 0
7.23 - NJ Fossil CO2 Rate Limit: Unit 537 | 83 | 7986 | Rate Constraint in lbs/MWh | FALSE | L | Annual | Rate | lb/MMBtu | 117.08 | 117.08 | 117.08 | 117.08 | 0 | 0 | 0
7.23 - NJ Fossil CO2 Rate Limit: Unit 537 | 83 | 7986 | Rate Constraint in lbs/MWh | FALSE | L | Annual | Generation | TWh | 0.0091641 | 0.0099812 | 0.0024295 | 0.0011825 | 0 | 0 | 0
7.23 - NJ Fossil CO2 Rate Limit: Unit 537 | 83 | 7986 | Rate Constraint in lbs/MWh | FALSE | L | Annual | Qualifying Generation | TWh | 0.0091641 | 0.0099812 | 0.0024295 | 0.0011825 | 0 | 0 | 0
7.23 - NJ Fossil CO2 Rate Limit: Unit 537 | 83 | 7986 | Rate Constraint in lbs/MWh | FALSE | L | Annual | Constraint Shadow Price | US2022$/Ton | 0 | 0 | 0 | 0 | 0 | 0 | 0
7.23 - NJ Fossil CO2 Rate Limit: Unit 538 | 84 | 7987 | Rate Constraint in lbs/MWh | FALSE | L | Annual | Seasons Included | Seasons | Winter, Spring, Summer, Fall | Winter, Spring, Summer, Fall | Winter, Spring, Summer, Fall | Winter, Spring, Summer, Fall | Winter, Spring, Summer, Fall | Winter, Spring, Summer, Fall | Winter, Spring, Summer, Fall
7.23 - NJ Fossil CO2 Rate Limit: Unit 538 | 84 | 7987 | Rate Constraint in lbs/MWh | FALSE | L | Annual | Standard CO2 | lb/MWh | 1700 | 1700 | 1300 | 1300 | 1300 | 1300 | 1300
7.23 - NJ Fossil CO2 Rate Limit: Unit 538 | 84 | 7987 | Rate Constraint in lbs/MWh | FALSE | L | Annual | Emissions at Affected Plants CO2 | Thousand Tons | 0 | 0 | 0 | 0 | 0 | 0 | 0
7.23 - NJ Fossil CO2 Rate Limit: Unit 538 | 84 | 7987 | Rate Constraint in lbs/MWh | FALSE | L | Annual | Allowances Purchased CO2 | Thousand Tons | 0 | 0 | 0 | 0 | 0 | 0 | 0
7.23 - NJ Fossil CO2 Rate Limit: Unit 538 | 84 | 7987 | Rate Constraint in lbs/MWh | FALSE | L | Annual | Allowances Sold CO2 | Thousand Tons | 0 | 0 | 0 | 0 | 0 | 0 | 0
7.23 - NJ Fossil CO2 Rate Limit: Unit 538 | 84 | 7987 | Rate Constraint in lbs/MWh | FALSE | L | Annual | Allowances Banked | Thousand Tons | 0 | 0 | 0 | 0 | 0 | 0 | 0
7.23 - NJ Fossil CO2 Rate Limit: Unit 538 | 84 | 7987 | Rate Constraint in lbs/MWh | FALSE | L | Annual | Allowances Withdrawn (1:1) | Thousand Tons | 0 | 0 | 0 | 0 | 0 | 0 | 0
7.23 - NJ Fossil CO2 Rate Limit: Unit 538 | 84 | 7987 | Rate Constraint in lbs/MWh | FALSE | L | Annual | Allowances Withdrawn (n:1) | Thousand Tons | 0 | 0 | 0 | 0 | 0 | 0 | 0
7.23 - NJ Fossil CO2 Rate Limit: Unit 538 | 84 | 7987 | Rate Constraint in lbs/MWh | FALSE | L | Annual | Net Emissions Allowance Position | Thousand Tons | 0 | 0 | 0 | 0 | 0 | 0 | 0
7.23 - NJ Fossil CO2 Rate Limit: Unit 538 | 84 | 7987 | Rate Constraint in lbs/MWh | FALSE | L | Annual | Fuel Consumed | TBtu | 0 | 0 | 0 | 0 | 0 | 0 | 0
7.23 - NJ Fossil CO2 Rate Limit: Unit 538 | 84 | 7987 | Rate Constraint in lbs/MWh | FALSE | L | Annual | Rate | lb/MMBtu | 0 | 0 | 0 | 0 | 0 | 0 | 0
7.23 - NJ Fossil CO2 Rate Limit: Unit 538 | 84 | 7987 | Rate Constraint in lbs/MWh | FALSE | L | Annual | Generation | TWh | 0 | 0 | 0 | 0 | 0 | 0 | 0
7.23 - NJ Fossil CO2 Rate Limit: Unit 538 | 84 | 7987 | Rate Constraint in lbs/MWh | FALSE | L | Annual | Qualifying Generation | TWh | 0 | 0 | 0 | 0 | 0 | 0 | 0
7.23 - NJ Fossil CO2 Rate Limit: Unit 538 | 84 | 7987 | Rate Constraint in lbs/MWh | FALSE | L | Annual | Constraint Shadow Price | US2022$/Ton | 35.1402 | 113.6798 | 174.9984 | 0 | 0 | 0 | 0
7.23 - NJ Fossil CO2 Rate Limit: Unit 539 | 85 | 7988 | Rate Constraint in lbs/MWh | FALSE | L | Annual | Seasons Included | Seasons | Winter, Spring, Summer, Fall | Winter, Spring, Summer, Fall | Winter, Spring, Summer, Fall | Winter, Spring, Summer, Fall | Winter, Spring, Summer, Fall | Winter, Spring, Summer, Fall | Winter, Spring, Summer, Fall
7.23 - NJ Fossil CO2 Rate Limit: Unit 539 | 85 | 7988 | Rate Constraint in lbs/MWh | FALSE | L | Annual | Standard CO2 | lb/MWh | 1700 | 1700 | 1300 | 1300 | 1300 | 1300 | 1300
7.23 - NJ Fossil CO2 Rate Limit: Unit 539 | 85 | 7988 | Rate Constraint in lbs/MWh | FALSE | L | Annual | Emissions at Affected Plants CO2 | Thousand Tons | 9.8754 | 10.4081 | 2.175 | 1.305 | 0 | 0 | 0
7.23 - NJ Fossil CO2 Rate Limit: Unit 539 | 85 | 7988 | Rate Constraint in lbs/MWh | FALSE | L | Annual | Allowances Purchased CO2 | Thousand Tons | 0 | 0 | 0 | 0 | 0 | 0 | 0
7.23 - NJ Fossil CO2 Rate Limit: Unit 539 | 85 | 7988 | Rate Constraint in lbs/MWh | FALSE | L | Annual | Allowances Sold CO2 | Thousand Tons | 0 | 0 | 0 | 0 | 0 | 0 | 0
7.23 - NJ Fossil CO2 Rate Limit: Unit 539 | 85 | 7988 | Rate Constraint in lbs/MWh | FALSE | L | Annual | Allowances Banked | Thousand Tons | 0 | 0 | 0 | 0 | 0 | 0 | 0
7.23 - NJ Fossil CO2 Rate Limit: Unit 539 | 85 | 7988 | Rate Constraint in lbs/MWh | FALSE | L | Annual | Allowances Withdrawn (1:1) | Thousand Tons | 0 | 0 | 0 | 0 | 0 | 0 | 0
7.23 - NJ Fossil CO2 Rate Limit: Unit 539 | 85 | 7988 | Rate Constraint in lbs/MWh | FALSE | L | Annual | Allowances Withdrawn (n:1) | Thousand Tons | 0 | 0 | 0 | 0 | 0 | 0 | 0
7.23 - NJ Fossil CO2 Rate Limit: Unit 539 | 85 | 7988 | Rate Constraint in lbs/MWh | FALSE | L | Annual | Net Emissions Allowance Position | Thousand Tons | 9.8754 | 10.4081 | 2.175 | 1.305 | 0 | 0 | 0
7.23 - NJ Fossil CO2 Rate Limit: Unit 539 | 85 | 7988 | Rate Constraint in lbs/MWh | FALSE | L | Annual | Fuel Consumed | TBtu | 0.16869 | 0.1778 | 0.037154 | 0.022293 | 0 | 0 | 0
7.23 - NJ Fossil CO2 Rate Limit: Unit 539 | 85 | 7988 | Rate Constraint in lbs/MWh | FALSE | L | Annual | Rate | lb/MMBtu | 117.08 | 117.08 | 117.08 | 117.08 | 0 | 0 | 0
7.23 - NJ Fossil CO2 Rate Limit: Unit 539 | 85 | 7988 | Rate Constraint in lbs/MWh | FALSE | L | Annual | Generation | TWh | 0.0157 | 0.016547 | 0.0034578 | 0.0020747 | 0 | 0 | 0
7.23 - NJ Fossil CO2 Rate Limit: Unit 539 | 85 | 7988 | Rate Constraint in lbs/MWh | FALSE | L | Annual | Qualifying Generation | TWh | 0.0157 | 0.016547 | 0.0034578 | 0.0020747 | 0 | 0 | 0
7.23 - NJ Fossil CO2 Rate Limit: Unit 539 | 85 | 7988 | Rate Constraint in lbs/MWh | FALSE | L | Annual | Constraint Shadow Price | US2022$/Ton | 0 | 0 | 0 | 0 | 0 | 0 | 0
7.23 - NJ Fossil CO2 Rate Limit: Unit 540 | 86 | 7989 | Rate Constraint in lbs/MWh | FALSE | L | Annual | Seasons Included | Seasons | Winter, Spring, Summer, Fall | Winter, Spring, Summer, Fall | Winter, Spring, Summer, Fall | Winter, Spring, Summer, Fall | Winter, Spring, Summer, Fall | Winter, Spring, Summer, Fall | Winter, Spring, Summer, Fall
7.23 - NJ Fossil CO2 Rate Limit: Unit 540 | 86 | 7989 | Rate Constraint in lbs/MWh | FALSE | L | Annual | Standard CO2 | lb/MWh | 1700 | 1700 | 1300 | 1300 | 1300 | 1300 | 1300
7.23 - NJ Fossil CO2 Rate Limit: Unit 540 | 86 | 7989 | Rate Constraint in lbs/MWh | FALSE | L | Annual | Emissions at Affected Plants CO2 | Thousand Tons | 0.57493 | 0.31943 | 0 | 0 | 0 | 0 | 0
7.23 - NJ Fossil CO2 Rate Limit: Unit 540 | 86 | 7989 | Rate Constraint in lbs/MWh | FALSE | L | Annual | Allowances Purchased CO2 | Thousand Tons | 0 | 0 | 0 | 0 | 0 | 0 | 0
7.23 - NJ Fossil CO2 Rate Limit: Unit 540 | 86 | 7989 | Rate Constraint in lbs/MWh | FALSE | L | Annual | Allowances Sold CO2 | Thousand Tons | 0 | 0 | 0 | 0 | 0 | 0 | 0
7.23 - NJ Fossil CO2 Rate Limit: Unit 540 | 86 | 7989 | Rate Constraint in lbs/MWh | FALSE | L | Annual | Allowances Banked | Thousand Tons | 0 | 0 | 0 | 0 | 0 | 0 | 0
7.23 - NJ Fossil CO2 Rate Limit: Unit 540 | 86 | 7989 | Rate Constraint in lbs/MWh | FALSE | L | Annual | Allowances Withdrawn (1:1) | Thousand Tons | 0 | 0 | 0 | 0 | 0 | 0 | 0
7.23 - NJ Fossil CO2 Rate Limit: Unit 540 | 86 | 7989 | Rate Constraint in lbs/MWh | FALSE | L | Annual | Allowances Withdrawn (n:1) | Thousand Tons | 0 | 0 | 0 | 0 | 0 | 0 | 0
7.23 - NJ Fossil CO2 Rate Limit: Unit 540 | 86 | 7989 | Rate Constraint in lbs/MWh | FALSE | L | Annual | Net Emissions Allowance Position | Thousand Tons | 0.57493 | 0.31943 | 0 | 0 | 0 | 0 | 0
7.23 - NJ Fossil CO2 Rate Limit: Unit 540 | 86 | 7989 | Rate Constraint in lbs/MWh | FALSE | L | Annual | Fuel Consumed | TBtu | 0.0098211 | 0.0054567 | 0 | 0 | 0 | 0 | 0
7.23 - NJ Fossil CO2 Rate Limit: Unit 540 | 86 | 7989 | Rate Constraint in lbs/MWh | FALSE | L | Annual | Rate | lb/MMBtu | 117.08 | 117.08 | 0 | 0 | 0 | 0 | 0
7.23 - NJ Fossil CO2 Rate Limit: Unit 540 | 86 | 7989 | Rate Constraint in lbs/MWh | FALSE | L | Annual | Generation | TWh | 0.00077061 | 0.00042815 | 0 | 0 | 0 | 0 | 0
7.23 - NJ Fossil CO2 Rate Limit: Unit 540 | 86 | 7989 | Rate Constraint in lbs/MWh | FALSE | L | Annual | Qualifying Generation | TWh | 0.00077061 | 0.00042815 | 0 | 0 | 0 | 0 | 0
7.23 - NJ Fossil CO2 Rate Limit: Unit 540 | 86 | 7989 | Rate Constraint in lbs/MWh | FALSE | L | Annual | Constraint Shadow Price | US2022$/Ton | 0 | 0 | 1454.1583 | 24.267 | 0 | 0 | 0
7.23 - NJ Fossil CO2 Rate Limit: Unit 541 | 87 | 7990 | Rate Constraint in lbs/MWh | FALSE | L | Annual | Seasons Included | Seasons | Winter, Spring, Summer, Fall | Winter, Spring, Summer, Fall | Winter, Spring, Summer, Fall | Winter, Spring, Summer, Fall | Winter, Spring, Summer, Fall | Winter, Spring, Summer, Fall | Winter, Spring, Summer, Fall
7.23 - NJ Fossil CO2 Rate Limit: Unit 541 | 87 | 7990 | Rate Constraint in lbs/MWh | FALSE | L | Annual | Standard CO2 | lb/MWh | 1700 | 1700 | 1300 | 1300 | 1300 | 1300 | 1300
7.23 - NJ Fossil CO2 Rate Limit: Unit 541 | 87 | 7990 | Rate Constraint in lbs/MWh | FALSE | L | Annual | Emissions at Affected Plants CO2 | Thousand Tons | 6.3977 | 4.8382 | 2.8984 | 2.5237 | 2.179 | 2.4157 | 2.9366
7.23 - NJ Fossil CO2 Rate Limit: Unit 541 | 87 | 7990 | Rate Constraint in lbs/MWh | FALSE | L | Annual | Allowances Purchased CO2 | Thousand Tons | 0 | 0 | 0 | 0 | 0 | 0 | 0
7.23 - NJ Fossil CO2 Rate Limit: Unit 541 | 87 | 7990 | Rate Constraint in lbs/MWh | FALSE | L | Annual | Allowances Sold CO2 | Thousand Tons | 0 | 0 | 0 | 0 | 0 | 0 | 0
7.23 - NJ Fossil CO2 Rate Limit: Unit 541 | 87 | 7990 | Rate Constraint in lbs/MWh | FALSE | L | Annual | Allowances Banked | Thousand Tons | 0 | 0 | 0 | 0 | 0 | 0 | 0
7.23 - NJ Fossil CO2 Rate Limit: Unit 541 | 87 | 7990 | Rate Constraint in lbs/MWh | FALSE | L | Annual | Allowances Withdrawn (1:1) | Thousand Tons | 0 | 0 | 0 | 0 | 0 | 0 | 0
7.23 - NJ Fossil CO2 Rate Limit: Unit 541 | 87 | 7990 | Rate Constraint in lbs/MWh | FALSE | L | Annual | Allowances Withdrawn (n:1) | Thousand Tons | 0 | 0 | 0 | 0 | 0 | 0 | 0
7.23 - NJ Fossil CO2 Rate Limit: Unit 541 | 87 | 7990 | Rate Constraint in lbs/MWh | FALSE | L | Annual | Net Emissions Allowance Position | Thousand Tons | 6.3977 | 4.8382 | 2.8984 | 2.5237 | 2.179 | 2.4157 | 2.9366
7.23 - NJ Fossil CO2 Rate Limit: Unit 541 | 87 | 7990 | Rate Constraint in lbs/MWh | FALSE | L | Annual | Fuel Consumed | TBtu | 0.10244 | 0.077473 | 0.046411 | 0.040412 | 0.034891 | 0.038682 | 0.047023
7.23 - NJ Fossil CO2 Rate Limit: Unit 541 | 87 | 7990 | Rate Constraint in lbs/MWh | FALSE | L | Annual | Rate | lb/MMBtu | 124.9013 | 124.9013 | 124.9013 | 124.9013 | 124.9013 | 124.9013 | 124.9013
7.23 - NJ Fossil CO2 Rate Limit: Unit 541 | 87 | 7990 | Rate Constraint in lbs/MWh | FALSE | L | Annual | Generation | TWh | 0.010642 | 0.0080478 | 0.0048212 | 0.0041979 | 0.0036244 | 0.0040183 | 0.0048847
7.23 - NJ Fossil CO2 Rate Limit: Unit 541 | 87 | 7990 | Rate Constraint in lbs/MWh | FALSE | L | Annual | Qualifying Generation | TWh | 0.010642 | 0.0080478 | 0.0048212 | 0.0041979 | 0.0036244 | 0.0040183 | 0.0048847
7.23 - NJ Fossil CO2 Rate Limit: Unit 541 | 87 | 7990 | Rate Constraint in lbs/MWh | FALSE | L | Annual | Constraint Shadow Price | US2022$/Ton | 0 | 0 | 0 | 0 | 0 | 0 | 0
7.23 - NJ Fossil CO2 Rate Limit: Unit 542 | 88 | 7991 | Rate Constraint in lbs/MWh | FALSE | L | Annual | Seasons Included | Seasons | Winter, Spring, Summer, Fall | Winter, Spring, Summer, Fall | Winter, Spring, Summer, Fall | Winter, Spring, Summer, Fall | Winter, Spring, Summer, Fall | Winter, Spring, Summer, Fall | Winter, Spring, Summer, Fall
7.23 - NJ Fossil CO2 Rate Limit: Unit 542 | 88 | 7991 | Rate Constraint in lbs/MWh | FALSE | L | Annual | Standard CO2 | lb/MWh | 1700 | 1700 | 1300 | 1300 | 1300 | 1300 | 1300
7.23 - NJ Fossil CO2 Rate Limit: Unit 542 | 88 | 7991 | Rate Constraint in lbs/MWh | FALSE | L | Annual | Emissions at Affected Plants CO2 | Thousand Tons | 1.0697 | 1.2641 | 0 | 0 | 0 | 0 | 0
7.23 - NJ Fossil CO2 Rate Limit: Unit 542 | 88 | 7991 | Rate Constraint in lbs/MWh | FALSE | L | Annual | Allowances Purchased CO2 | Thousand Tons | 0 | 0 | 0 | 0 | 0 | 0 | 0
7.23 - NJ Fossil CO2 Rate Limit: Unit 542 | 88 | 7991 | Rate Constraint in lbs/MWh | FALSE | L | Annual | Allowances Sold CO2 | Thousand Tons | 0 | 0 | 0 | 0 | 0 | 0 | 0
7.23 - NJ Fossil CO2 Rate Limit: Unit 542 | 88 | 7991 | Rate Constraint in lbs/MWh | FALSE | L | Annual | Allowances Banked | Thousand Tons | 0 | 0 | 0 | 0 | 0 | 0 | 0
7.23 - NJ Fossil CO2 Rate Limit: Unit 542 | 88 | 7991 | Rate Constraint in lbs/MWh | FALSE | L | Annual | Allowances Withdrawn (1:1) | Thousand Tons | 0 | 0 | 0 | 0 | 0 | 0 | 0
7.23 - NJ Fossil CO2 Rate Limit: Unit 542 | 88 | 7991 | Rate Constraint in lbs/MWh | FALSE | L | Annual | Allowances Withdrawn (n:1) | Thousand Tons | 0 | 0 | 0 | 0 | 0 | 0 | 0
7.23 - NJ Fossil CO2 Rate Limit: Unit 542 | 88 | 7991 | Rate Constraint in lbs/MWh | FALSE | L | Annual | Net Emissions Allowance Position | Thousand Tons | 1.0697 | 1.2641 | 0 | 0 | 0 | 0 | 0
7.23 - NJ Fossil CO2 Rate Limit: Unit 542 | 88 | 7991 | Rate Constraint in lbs/MWh | FALSE | L | Annual | Fuel Consumed | TBtu | 0.018272 | 0.021594 | 0 | 0 | 0 | 0 | 0
7.23 - NJ Fossil CO2 Rate Limit: Unit 542 | 88 | 7991 | Rate Constraint in lbs/MWh | FALSE | L | Annual | Rate | lb/MMBtu | 117.08 | 117.08 | 0 | 0 | 0 | 0 | 0
7.23 - NJ Fossil CO2 Rate Limit: Unit 542 | 88 | 7991 | Rate Constraint in lbs/MWh | FALSE | L | Annual | Generation | TWh | 0.0012662 | 0.0014964 | 0 | 0 | 0 | 0 | 0
7.23 - NJ Fossil CO2 Rate Limit: Unit 542 | 88 | 7991 | Rate Constraint in lbs/MWh | FALSE | L | Annual | Qualifying Generation | TWh | 0.0012662 | 0.0014964 | 0 | 0 | 0 | 0 | 0
7.23 - NJ Fossil CO2 Rate Limit: Unit 542 | 88 | 7991 | Rate Constraint in lbs/MWh | FALSE | L | Annual | Constraint Shadow Price | US2022$/Ton | 0 | 0 | 694.8057 | 0 | 0 | 0 | 0
7.23 - NJ Fossil CO2 Rate Limit: Unit 543 | 89 | 7992 | Rate Constraint in lbs/MWh | FALSE | L | Annual | Seasons Included | Seasons | Winter, Spring, Summer, Fall | Winter, Spring, Summer, Fall | Winter, Spring, Summer, Fall | Winter, Spring, Summer, Fall | Winter, Spring, Summer, Fall | Winter, Spring, Summer, Fall | Winter, Spring, Summer, Fall
7.23 - NJ Fossil CO2 Rate Limit: Unit 543 | 89 | 7992 | Rate Constraint in lbs/MWh | FALSE | L | Annual | Standard CO2 | lb/MWh | 1700 | 1700 | 1300 | 1300 | 1300 | 1300 | 1300
7.23 - NJ Fossil CO2 Rate Limit: Unit 543 | 89 | 7992 | Rate Constraint in lbs/MWh | FALSE | L | Annual | Emissions at Affected Plants CO2 | Thousand Tons | 1.3201 | 1.5601 | 0 | 0 | 0 | 0 | 0
7.23 - NJ Fossil CO2 Rate Limit: Unit 543 | 89 | 7992 | Rate Constraint in lbs/MWh | FALSE | L | Annual | Allowances Purchased CO2 | Thousand Tons | 0 | 0 | 0 | 0 | 0 | 0 | 0
7.23 - NJ Fossil CO2 Rate Limit: Unit 543 | 89 | 7992 | Rate Constraint in lbs/MWh | FALSE | L | Annual | Allowances Sold CO2 | Thousand Tons | 0 | 0 | 0 | 0 | 0 | 0 | 0
7.23 - NJ Fossil CO2 Rate Limit: Unit 543 | 89 | 7992 | Rate Constraint in lbs/MWh | FALSE | L | Annual | Allowances Banked | Thousand Tons | 0 | 0 | 0 | 0 | 0 | 0 | 0
7.23 - NJ Fossil CO2 Rate Limit: Unit 543 | 89 | 7992 | Rate Constraint in lbs/MWh | FALSE | L | Annual | Allowances Withdrawn (1:1) | Thousand Tons | 0 | 0 | 0 | 0 | 0 | 0 | 0
7.23 - NJ Fossil CO2 Rate Limit: Unit 543 | 89 | 7992 | Rate Constraint in lbs/MWh | FALSE | L | Annual | Allowances Withdrawn (n:1) | Thousand Tons | 0 | 0 | 0 | 0 | 0 | 0 | 0
7.23 - NJ Fossil CO2 Rate Limit: Unit 543 | 89 | 7992 | Rate Constraint in lbs/MWh | FALSE | L | Annual | Net Emissions Allowance Position | Thousand Tons | 1.3201 | 1.5601 | 0 | 0 | 0 | 0 | 0
7.23 - NJ Fossil CO2 Rate Limit: Unit 543 | 89 | 7992 | Rate Constraint in lbs/MWh | FALSE | L | Annual | Fuel Consumed | TBtu | 0.02255 | 0.02665 | 0 | 0 | 0 | 0 | 0
7.23 - NJ Fossil CO2 Rate Limit: Unit 543 | 89 | 7992 | Rate Constraint in lbs/MWh | FALSE | L | Annual | Rate | lb/MMBtu | 117.08 | 117.08 | 0 | 0 | 0 | 0 | 0
7.23 - NJ Fossil CO2 Rate Limit: Unit 543 | 89 | 7992 | Rate Constraint in lbs/MWh | FALSE | L | Annual | Generation | TWh | 0.0017126 | 0.002024 | 0 | 0 | 0 | 0 | 0
7.23 - NJ Fossil CO2 Rate Limit: Unit 543 | 89 | 7992 | Rate Constraint in lbs/MWh | FALSE | L | Annual | Qualifying Generation | TWh | 0.0017126 | 0.002024 | 0 | 0 | 0 | 0 | 0
7.23 - NJ Fossil CO2 Rate Limit: Unit 543 | 89 | 7992 | Rate Constraint in lbs/MWh | FALSE | L | Annual | Constraint Shadow Price | US2022$/Ton | 0 | 0 | 1134.9028 | 0 | 0 | 0 | 0
7.23 - NJ Fossil CO2 Rate Limit: Unit 544 | 90 | 7993 | Rate Constraint in lbs/MWh | FALSE | L | Annual | Seasons Included | Seasons | Winter, Spring, Summer, Fall | Winter, Spring, Summer, Fall | Winter, Spring, Summer, Fall | Winter, Spring, Summer, Fall | Winter, Spring, Summer, Fall | Winter, Spring, Summer, Fall | Winter, Spring, Summer, Fall
7.23 - NJ Fossil CO2 Rate Limit: Unit 544 | 90 | 7993 | Rate Constraint in lbs/MWh | FALSE | L | Annual | Standard CO2 | lb/MWh | 1700 | 1700 | 1300 | 1300 | 1300 | 1300 | 1300
7.23 - NJ Fossil CO2 Rate Limit: Unit 544 | 90 | 7993 | Rate Constraint in lbs/MWh | FALSE | L | Annual | Emissions at Affected Plants CO2 | Thousand Tons | 18.0609 | 19.8861 | 4.6271 | 9.5441 | 1.4971 | 0 | 0
7.23 - NJ Fossil CO2 Rate Limit: Unit 544 | 90 | 7993 | Rate Constraint in lbs/MWh | FALSE | L | Annual | Allowances Purchased CO2 | Thousand Tons | 0 | 0 | 0 | 0 | 0 | 0 | 0
7.23 - NJ Fossil CO2 Rate Limit: Unit 544 | 90 | 7993 | Rate Constraint in lbs/MWh | FALSE | L | Annual | Allowances Sold CO2 | Thousand Tons | 0 | 0 | 0 | 0 | 0 | 0 | 0
7.23 - NJ Fossil CO2 Rate Limit: Unit 544 | 90 | 7993 | Rate Constraint in lbs/MWh | FALSE | L | Annual | Allowances Banked | Thousand Tons | 0 | 0 | 0 | 0 | 0 | 0 | 0
7.23 - NJ Fossil CO2 Rate Limit: Unit 544 | 90 | 7993 | Rate Constraint in lbs/MWh | FALSE | L | Annual | Allowances Withdrawn (1:1) | Thousand Tons | 0 | 0 | 0 | 0 | 0 | 0 | 0
7.23 - NJ Fossil CO2 Rate Limit: Unit 544 | 90 | 7993 | Rate Constraint in lbs/MWh | FALSE | L | Annual | Allowances Withdrawn (n:1) | Thousand Tons | 0 | 0 | 0 | 0 | 0 | 0 | 0
7.23 - NJ Fossil CO2 Rate Limit: Unit 544 | 90 | 7993 | Rate Constraint in lbs/MWh | FALSE | L | Annual | Net Emissions Allowance Position | Thousand Tons | 18.0609 | 19.8861 | 4.6271 | 9.5441 | 1.4971 | 0 | 0
7.23 - NJ Fossil CO2 Rate Limit: Unit 544 | 90 | 7993 | Rate Constraint in lbs/MWh | FALSE | L | Annual | Fuel Consumed | TBtu | 0.30852 | 0.3397 | 0.079041 | 0.16303 | 0.025574 | 0 | 0
7.23 - NJ Fossil CO2 Rate Limit: Unit 544 | 90 | 7993 | Rate Constraint in lbs/MWh | FALSE | L | Annual | Rate | lb/MMBtu | 117.08 | 117.08 | 117.08 | 117.08 | 117.08 | 0 | 0
7.23 - NJ Fossil CO2 Rate Limit: Unit 544 | 90 | 7993 | Rate Constraint in lbs/MWh | FALSE | L | Annual | Generation | TWh | 0.028713 | 0.031615 | 0.0073561 | 0.015173 | 0.0023801 | 0 | 0
7.23 - NJ Fossil CO2 Rate Limit: Unit 544 | 90 | 7993 | Rate Constraint in lbs/MWh | FALSE | L | Annual | Qualifying Generation | TWh | 0.028713 | 0.031615 | 0.0073561 | 0.015173 | 0.0023801 | 0 | 0
7.23 - NJ Fossil CO2 Rate Limit: Unit 544 | 90 | 7993 | Rate Constraint in lbs/MWh | FALSE | L | Annual | Constraint Shadow Price | US2022$/Ton | 0 | 0 | 0 | 0 | 0 | 0 | 0
7.23 - NJ Fossil CO2 Rate Limit: Unit 545 | 91 | 7994 | Rate Constraint in lbs/MWh | FALSE | L | Annual | Seasons Included | Seasons | Winter, Spring, Summer, Fall | Winter, Spring, Summer, Fall | Winter, Spring, Summer, Fall | Winter, Spring, Summer, Fall | Winter, Spring, Summer, Fall | Winter, Spring, Summer, Fall | Winter, Spring, Summer, Fall
7.23 - NJ Fossil CO2 Rate Limit: Unit 545 | 91 | 7994 | Rate Constraint in lbs/MWh | FALSE | L | Annual | Standard CO2 | lb/MWh | 1700 | 1700 | 1300 | 1300 | 1300 | 1300 | 1300
7.23 - NJ Fossil CO2 Rate Limit: Unit 545 | 91 | 7994 | Rate Constraint in lbs/MWh | FALSE | L | Annual | Emissions at Affected Plants CO2 | Thousand Tons | 18.8135 | 20.7147 | 4.8199 | 9.9417 | 1.5595 | 0 | 0
7.23 - NJ Fossil CO2 Rate Limit: Unit 545 | 91 | 7994 | Rate Constraint in lbs/MWh | FALSE | L | Annual | Allowances Purchased CO2 | Thousand Tons | 0 | 0 | 0 | 0 | 0 | 0 | 0
7.23 - NJ Fossil CO2 Rate Limit: Unit 545 | 91 | 7994 | Rate Constraint in lbs/MWh | FALSE | L | Annual | Allowances Sold CO2 | Thousand Tons | 0 | 0 | 0 | 0 | 0 | 0 | 0
7.23 - NJ Fossil CO2 Rate Limit: Unit 545 | 91 | 7994 | Rate Constraint in lbs/MWh | FALSE | L | Annual | Allowances Banked | Thousand Tons | 0 | 0 | 0 | 0 | 0 | 0 | 0
7.23 - NJ Fossil CO2 Rate Limit: Unit 545 | 91 | 7994 | Rate Constraint in lbs/MWh | FALSE | L | Annual | Allowances Withdrawn (1:1) | Thousand Tons | 0 | 0 | 0 | 0 | 0 | 0 | 0
7.23 - NJ Fossil CO2 Rate Limit: Unit 545 | 91 | 7994 | Rate Constraint in lbs/MWh | FALSE | L | Annual | Allowances Withdrawn (n:1) | Thousand Tons | 0 | 0 | 0 | 0 | 0 | 0 | 0
7.23 - NJ Fossil CO2 Rate Limit: Unit 545 | 91 | 7994 | Rate Constraint in lbs/MWh | FALSE | L | Annual | Net Emissions Allowance Position | Thousand Tons | 18.8135 | 20.7147 | 4.8199 | 9.9417 | 1.5595 | 0 | 0
7.23 - NJ Fossil CO2 Rate Limit: Unit 545 | 91 | 7994 | Rate Constraint in lbs/MWh | FALSE | L | Annual | Fuel Consumed | TBtu | 0.32138 | 0.35385 | 0.082334 | 0.16983 | 0.02664 | 0 | 0
7.23 - NJ Fossil CO2 Rate Limit: Unit 545 | 91 | 7994 | Rate Constraint in lbs/MWh | FALSE | L | Annual | Rate | lb/MMBtu | 117.08 | 117.08 | 117.08 | 117.08 | 117.08 | 0 | 0
7.23 - NJ Fossil CO2 Rate Limit: Unit 545 | 91 | 7994 | Rate Constraint in lbs/MWh | FALSE | L | Annual | Generation | TWh | 0.02991 | 0.032932 | 0.0076626 | 0.015805 | 0.0024793 | 0 | 0
7.23 - NJ Fossil CO2 Rate Limit: Unit 545 | 91 | 7994 | Rate Constraint in lbs/MWh | FALSE | L | Annual | Qualifying Generation | TWh | 0.02991 | 0.032932 | 0.0076626 | 0.015805 | 0.0024793 | 0 | 0
7.23 - NJ Fossil CO2 Rate Limit: Unit 545 | 91 | 7994 | Rate Constraint in lbs/MWh | FALSE | L | Annual | Constraint Shadow Price | US2022$/Ton | 0 | 0 | 0 | 0 | 0 | 0 | 0
7.23 - NJ Fossil CO2 Rate Limit: Unit 546 | 92 | 7995 | Rate Constraint in lbs/MWh | FALSE | L | Annual | Seasons Included | Seasons | Winter, Spring, Summer, Fall | Winter, Spring, Summer, Fall | Winter, Spring, Summer, Fall | Winter, Spring, Summer, Fall | Winter, Spring, Summer, Fall | Winter, Spring, Summer, Fall | Winter, Spring, Summer, Fall
7.23 - NJ Fossil CO2 Rate Limit: Unit 546 | 92 | 7995 | Rate Constraint in lbs/MWh | FALSE | L | Annual | Standard CO2 | lb/MWh | 1700 | 1700 | 1300 | 1300 | 1300 | 1300 | 1300
7.23 - NJ Fossil CO2 Rate Limit: Unit 546 | 92 | 7995 | Rate Constraint in lbs/MWh | FALSE | L | Annual | Emissions at Affected Plants CO2 | Thousand Tons | 6.5293 | 5.9531 | 0 | 0 | 0 | 0 | 0
7.23 - NJ Fossil CO2 Rate Limit: Unit 546 | 92 | 7995 | Rate Constraint in lbs/MWh | FALSE | L | Annual | Allowances Purchased CO2 | Thousand Tons | 0 | 0 | 0 | 0 | 0 | 0 | 0
7.23 - NJ Fossil CO2 Rate Limit: Unit 546 | 92 | 7995 | Rate Constraint in lbs/MWh | FALSE | L | Annual | Allowances Sold CO2 | Thousand Tons | 0 | 0 | 0 | 0 | 0 | 0 | 0
7.23 - NJ Fossil CO2 Rate Limit: Unit 546 | 92 | 7995 | Rate Constraint in lbs/MWh | FALSE | L | Annual | Allowances Banked | Thousand Tons | 0 | 0 | 0 | 0 | 0 | 0 | 0
7.23 - NJ Fossil CO2 Rate Limit: Unit 546 | 92 | 7995 | Rate Constraint in lbs/MWh | FALSE | L | Annual | Allowances Withdrawn (1:1) | Thousand Tons | 0 | 0 | 0 | 0 | 0 | 0 | 0
7.23 - NJ Fossil CO2 Rate Limit: Unit 546 | 92 | 7995 | Rate Constraint in lbs/MWh | FALSE | L | Annual | Allowances Withdrawn (n:1) | Thousand Tons | 0 | 0 | 0 | 0 | 0 | 0 | 0
7.23 - NJ Fossil CO2 Rate Limit: Unit 546 | 92 | 7995 | Rate Constraint in lbs/MWh | FALSE | L | Annual | Net Emissions Allowance Position | Thousand Tons | 6.5293 | 5.9531 | 0 | 0 | 0 | 0 | 0
7.23 - NJ Fossil CO2 Rate Limit: Unit 546 | 92 | 7995 | Rate Constraint in lbs/MWh | FALSE | L | Annual | Fuel Consumed | TBtu | 0.11154 | 0.10169 | 0 | 0 | 0 | 0 | 0
7.23 - NJ Fossil CO2 Rate Limit: Unit 546 | 92 | 7995 | Rate Constraint in lbs/MWh | FALSE | L | Annual | Rate | lb/MMBtu | 117.08 | 117.08 | 0 | 0 | 0 | 0 | 0
7.23 - NJ Fossil CO2 Rate Limit: Unit 546 | 92 | 7995 | Rate Constraint in lbs/MWh | FALSE | L | Annual | Generation | TWh | 0.0085885 | 0.0078304 | 0 | 0 | 0 | 0 | 0
7.23 - NJ Fossil CO2 Rate Limit: Unit 546 | 92 | 7995 | Rate Constraint in lbs/MWh | FALSE | L | Annual | Qualifying Generation | TWh | 0.0085885 | 0.0078304 | 0 | 0 | 0 | 0 | 0
7.23 - NJ Fossil CO2 Rate Limit: Unit 546 | 92 | 7995 | Rate Constraint in lbs/MWh | FALSE | L | Annual | Constraint Shadow Price | US2022$/Ton | 0 | 0 | 1247.1896 | 0.93902 | 0 | 0 | 0
7.23 - NJ Fossil CO2 Rate Limit: Unit 547 | 93 | 7996 | Rate Constraint in lbs/MWh | FALSE | L | Annual | Seasons Included | Seasons | Winter, Spring, Summer, Fall | Winter, Spring, Summer, Fall | Winter, Spring, Summer, Fall | Winter, Spring, Summer, Fall | Winter, Spring, Summer, Fall | Winter, Spring, Summer, Fall | Winter, Spring, Summer, Fall
7.23 - NJ Fossil CO2 Rate Limit: Unit 547 | 93 | 7996 | Rate Constraint in lbs/MWh | FALSE | L | Annual | Standard CO2 | lb/MWh | 1700 | 1700 | 1300 | 1300 | 1300 | 1300 | 1300
7.23 - NJ Fossil CO2 Rate Limit: Unit 547 | 93 | 7996 | Rate Constraint in lbs/MWh | FALSE | L | Annual | Emissions at Affected Plants CO2 | Thousand Tons | 9.1076 | 9.7055 | 1.9586 | 1.1752 | 0 | 0 | 0
7.23 - NJ Fossil CO2 Rate Limit: Unit 547 | 93 | 7996 | Rate Constraint in lbs/MWh | FALSE | L | Annual | Allowances Purchased CO2 | Thousand Tons | 0 | 0 | 0 | 0 | 0 | 0 | 0
7.23 - NJ Fossil CO2 Rate Limit: Unit 547 | 93 | 7996 | Rate Constraint in lbs/MWh | FALSE | L | Annual | Allowances Sold CO2 | Thousand Tons | 0 | 0 | 0 | 0 | 0 | 0 | 0
7.23 - NJ Fossil CO2 Rate Limit: Unit 547 | 93 | 7996 | Rate Constraint in lbs/MWh | FALSE | L | Annual | Allowances Banked | Thousand Tons | 0 | 0 | 0 | 0 | 0 | 0 | 0
7.23 - NJ Fossil CO2 Rate Limit: Unit 547 | 93 | 7996 | Rate Constraint in lbs/MWh | FALSE | L | Annual | Allowances Withdrawn (1:1) | Thousand Tons | 0 | 0 | 0 | 0 | 0 | 0 | 0
7.23 - NJ Fossil CO2 Rate Limit: Unit 547 | 93 | 7996 | Rate Constraint in lbs/MWh | FALSE | L | Annual | Allowances Withdrawn (n:1) | Thousand Tons | 0 | 0 | 0 | 0 | 0 | 0 | 0
7.23 - NJ Fossil CO2 Rate Limit: Unit 547 | 93 | 7996 | Rate Constraint in lbs/MWh | FALSE | L | Annual | Net Emissions Allowance Position | Thousand Tons | 9.1076 | 9.7055 | 1.9586 | 1.1752 | 0 | 0 | 0
7.23 - NJ Fossil CO2 Rate Limit: Unit 547 | 93 | 7996 | Rate Constraint in lbs/MWh | FALSE | L | Annual | Fuel Consumed | TBtu | 0.15558 | 0.16579 | 0.033458 | 0.020075 | 0 | 0 | 0
7.23 - NJ Fossil CO2 Rate Limit: Unit 547 | 93 | 7996 | Rate Constraint in lbs/MWh | FALSE | L | Annual | Rate | lb/MMBtu | 117.08 | 117.08 | 117.08 | 117.08 | 0 | 0 | 0
7.23 - NJ Fossil CO2 Rate Limit: Unit 547 | 93 | 7996 | Rate Constraint in lbs/MWh | FALSE | L | Annual | Generation | TWh | 0.014479 | 0.01543 | 0.0031138 | 0.0018683 | 0 | 0 | 0
7.23 - NJ Fossil CO2 Rate Limit: Unit 547 | 93 | 7996 | Rate Constraint in lbs/MWh | FALSE | L | Annual | Qualifying Generation | TWh | 0.014479 | 0.01543 | 0.0031138 | 0.0018683 | 0 | 0 | 0
7.23 - NJ Fossil CO2 Rate Limit: Unit 547 | 93 | 7996 | Rate Constraint in lbs/MWh | FALSE | L | Annual | Constraint Shadow Price | US2022$/Ton | 0 | 0 | 0 | 0 | 0 | 0 | 0
7.23 - NJ Fossil CO2 Rate Limit: Unit 658 | 94 | 7997 | Rate Constraint in lbs/MWh | FALSE | L | Annual | Seasons Included | Seasons | Winter, Spring, Summer, Fall | Winter, Spring, Summer, Fall | Winter, Spring, Summer, Fall | Winter, Spring, Summer, Fall | Winter, Spring, Summer, Fall | Winter, Spring, Summer, Fall | Winter, Spring, Summer, Fall
7.23 - NJ Fossil CO2 Rate Limit: Unit 658 | 94 | 7997 | Rate Constraint in lbs/MWh | FALSE | L | Annual | Standard CO2 | lb/MWh | 1700 | 1700 | 1300 | 1300 | 1300 | 1300 | 1300
7.23 - NJ Fossil CO2 Rate Limit: Unit 658 | 94 | 7997 | Rate Constraint in lbs/MWh | FALSE | L | Annual | Emissions at Affected Plants CO2 | Thousand Tons | 293.1097 | 305.7579 | 70.0758 | 227.3517 | 239.1981 | 181.549 | 232.6709
7.23 - NJ Fossil CO2 Rate Limit: Unit 658 | 94 | 7997 | Rate Constraint in lbs/MWh | FALSE | L | Annual | Allowances Purchased CO2 | Thousand Tons | 0 | 0 | 0 | 0 | 0 | 0 | 0
7.23 - NJ Fossil CO2 Rate Limit: Unit 658 | 94 | 7997 | Rate Constraint in lbs/MWh | FALSE | L | Annual | Allowances Sold CO2 | Thousand Tons | 0 | 0 | 0 | 0 | 0 | 0 | 0
7.23 - NJ Fossil CO2 Rate Limit: Unit 658 | 94 | 7997 | Rate Constraint in lbs/MWh | FALSE | L | Annual | Allowances Banked | Thousand Tons | 0 | 0 | 0 | 0 | 0 | 0 | 0
7.23 - NJ Fossil CO2 Rate Limit: Unit 658 | 94 | 7997 | Rate Constraint in lbs/MWh | FALSE | L | Annual | Allowances Withdrawn (1:1) | Thousand Tons | 0 | 0 | 0 | 0 | 0 | 0 | 0
7.23 - NJ Fossil CO2 Rate Limit: Unit 658 | 94 | 7997 | Rate Constraint in lbs/MWh | FALSE | L | Annual | Allowances Withdrawn (n:1) | Thousand Tons | 0 | 0 | 0 | 0 | 0 | 0 | 0
7.23 - NJ Fossil CO2 Rate Limit: Unit 658 | 94 | 7997 | Rate Constraint in lbs/MWh | FALSE | L | Annual | Net Emissions Allowance Position | Thousand Tons | 293.1097 | 305.7579 | 70.0758 | 227.3517 | 239.1981 | 181.549 | 232.6709
7.23 - NJ Fossil CO2 Rate Limit: Unit 658 | 94 | 7997 | Rate Constraint in lbs/MWh | FALSE | L | Annual | Fuel Consumed | TBtu | 5.007 | 5.2231 | 1.1971 | 3.8837 | 4.0861 | 3.1013 | 3.9746
7.23 - NJ Fossil CO2 Rate Limit: Unit 658 | 94 | 7997 | Rate Constraint in lbs/MWh | FALSE | L | Annual | Rate | lb/MMBtu | 117.08 | 117.08 | 117.08 | 117.08 | 117.08 | 117.08 | 117.08
7.23 - NJ Fossil CO2 Rate Limit: Unit 658 | 94 | 7997 | Rate Constraint in lbs/MWh | FALSE | L | Annual | Generation | TWh | 0.46598 | 0.48609 | 0.11141 | 0.36144 | 0.38028 | 0.28863 | 0.3699
7.23 - NJ Fossil CO2 Rate Limit: Unit 658 | 94 | 7997 | Rate Constraint in lbs/MWh | FALSE | L | Annual | Qualifying Generation | TWh | 0.46598 | 0.48609 | 0.11141 | 0.36144 | 0.38028 | 0.28863 | 0.3699
7.23 - NJ Fossil CO2 Rate Limit: Unit 658 | 94 | 7997 | Rate Constraint in lbs/MWh | FALSE | L | Annual | Constraint Shadow Price | US2022$/Ton | 0 | 0 | 0 | 0 | 0 | 0 | 0
7.23 - NJ Fossil CO2 Rate Limit: Unit 663 | 95 | 7998 | Rate Constraint in lbs/MWh | FALSE | L | Annual | Seasons Included | Seasons | Winter, Spring, Summer, Fall | Winter, Spring, Summer, Fall | Winter, Spring, Summer, Fall | Winter, Spring, Summer, Fall | Winter, Spring, Summer, Fall | Winter, Spring, Summer, Fall | Winter, Spring, Summer, Fall
7.23 - NJ Fossil CO2 Rate Limit: Unit 663 | 95 | 7998 | Rate Constraint in lbs/MWh | FALSE | L | Annual | Standard CO2 | lb/MWh | 1700 | 1700 | 1300 | 1300 | 1300 | 1300 | 1300
7.23 - NJ Fossil CO2 Rate Limit: Unit 663 | 95 | 7998 | Rate Constraint in lbs/MWh | FALSE | L | Annual | Emissions at Affected Plants CO2 | Thousand Tons | 74.0306 | 77.5435 | 11.9691 | 47.1599 | 60.9273 | 40.9543 | 50.2543
7.23 - NJ Fossil CO2 Rate Limit: Unit 663 | 95 | 7998 | Rate Constraint in lbs/MWh | FALSE | L | Annual | Allowances Purchased CO2 | Thousand Tons | 0 | 0 | 0 | 0 | 0 | 0 | 0
7.23 - NJ Fossil CO2 Rate Limit: Unit 663 | 95 | 7998 | Rate Constraint in lbs/MWh | FALSE | L | Annual | Allowances Sold CO2 | Thousand Tons | 0 | 0 | 0 | 0 | 0 | 0 | 0
7.23 - NJ Fossil CO2 Rate Limit: Unit 663 | 95 | 7998 | Rate Constraint in lbs/MWh | FALSE | L | Annual | Allowances Banked | Thousand Tons | 0 | 0 | 0 | 0 | 0 | 0 | 0
7.23 - NJ Fossil CO2 Rate Limit: Unit 663 | 95 | 7998 | Rate Constraint in lbs/MWh | FALSE | L | Annual | Allowances Withdrawn (1:1) | Thousand Tons | 0 | 0 | 0 | 0 | 0 | 0 | 0
7.23 - NJ Fossil CO2 Rate Limit: Unit 663 | 95 | 7998 | Rate Constraint in lbs/MWh | FALSE | L | Annual | Allowances Withdrawn (n:1) | Thousand Tons | 0 | 0 | 0 | 0 | 0 | 0 | 0
7.23 - NJ Fossil CO2 Rate Limit: Unit 663 | 95 | 7998 | Rate Constraint in lbs/MWh | FALSE | L | Annual | Net Emissions Allowance Position | Thousand Tons | 74.0306 | 77.5435 | 11.9691 | 47.1599 | 60.9273 | 40.9543 | 50.2543
7.23 - NJ Fossil CO2 Rate Limit: Unit 663 | 95 | 7998 | Rate Constraint in lbs/MWh | FALSE | L | Annual | Fuel Consumed | TBtu | 1.2646 | 1.3246 | 0.20446 | 0.8056 | 1.0408 | 0.69959 | 0.85846
7.23 - NJ Fossil CO2 Rate Limit: Unit 663 | 95 | 7998 | Rate Constraint in lbs/MWh | FALSE | L | Annual | Rate | lb/MMBtu | 117.08 | 117.08 | 117.08 | 117.08 | 117.08 | 117.08 | 117.08
7.23 - NJ Fossil CO2 Rate Limit: Unit 663 | 95 | 7998 | Rate Constraint in lbs/MWh | FALSE | L | Annual | Generation | TWh | 0.11769 | 0.12328 | 0.019028 | 0.074974 | 0.096862 | 0.065109 | 0.079894
7.23 - NJ Fossil CO2 Rate Limit: Unit 663 | 95 | 7998 | Rate Constraint in lbs/MWh | FALSE | L | Annual | Qualifying Generation | TWh | 0.11769 | 0.12328 | 0.019028 | 0.074974 | 0.096862 | 0.065109 | 0.079894
7.23 - NJ Fossil CO2 Rate Limit: Unit 663 | 95 | 7998 | Rate Constraint in lbs/MWh | FALSE | L | Annual | Constraint Shadow Price | US2022$/Ton | 0 | 0 | 0 | 0 | 0 | 0 | 0
AES Warrior Run 1- NOX Rate Annual v7.23 | 96 | 7969 | Rate Constraint in lbs/MMBtu | FALSE | L | Annual | Seasons Included | Seasons | Winter, Spring, Summer, Fall | Winter, Spring, Summer, Fall | Winter, Spring, Summer, Fall | Winter, Spring, Summer, Fall | Winter, Spring, Summer, Fall | Winter, Spring, Summer, Fall | Winter, Spring, Summer, Fall
AES Warrior Run 1- NOX Rate Annual v7.23 | 96 | 7969 | Rate Constraint in lbs/MMBtu | FALSE | L | Annual | Standard NOX | lb/MMBtu | 0.1 | 0.1 | 0.1 | 0.1 | 0.1 | 0.1 | 0.1
AES Warrior Run 1- NOX Rate Annual v7.23 | 96 | 7969 | Rate Constraint in lbs/MMBtu | FALSE | L | Annual | Emissions at Affected Plants NOX | Thousand Tons | 0.49274 | 0.49274 | 0.49274 | 0.37905 | 0.37087 | 0.10836 | 0.39758
AES Warrior Run 1- NOX Rate Annual v7.23 | 96 | 7969 | Rate Constraint in lbs/MMBtu | FALSE | L | Annual | Allowances Purchased NOX | Thousand Tons | 0 | 0 | 0 | 0 | 0 | 0 | 0
AES Warrior Run 1- NOX Rate Annual v7.23 | 96 | 7969 | Rate Constraint in lbs/MMBtu | FALSE | L | Annual | Allowances Sold NOX | Thousand Tons | 0 | 0 | 0 | 0 | 0 | 0 | 0
AES Warrior Run 1- NOX Rate Annual v7.23 | 96 | 7969 | Rate Constraint in lbs/MMBtu | FALSE | L | Annual | Allowances Banked | Thousand Tons | 0 | 0 | 0 | 0 | 0 | 0 | 0
AES Warrior Run 1- NOX Rate Annual v7.23 | 96 | 7969 | Rate Constraint in lbs/MMBtu | FALSE | L | Annual | Allowances Withdrawn (1:1) | Thousand Tons | 0 | 0 | 0 | 0 | 0 | 0 | 0
AES Warrior Run 1- NOX Rate Annual v7.23 | 96 | 7969 | Rate Constraint in lbs/MMBtu | FALSE | L | Annual | Allowances Withdrawn (n:1) | Thousand Tons | 0 | 0 | 0 | 0 | 0 | 0 | 0
AES Warrior Run 1- NOX Rate Annual v7.23 | 96 | 7969 | Rate Constraint in lbs/MMBtu | FALSE | L | Annual | Net Emissions Allowance Position | Thousand Tons | 0.49274 | 0.49274 | 0.49274 | 0.37905 | 0.37087 | 0.10836 | 0.39758
AES Warrior Run 1- NOX Rate Annual v7.23 | 96 | 7969 | Rate Constraint in lbs/MMBtu | FALSE | L | Annual | Fuel Consumed | TBtu | 11.0766 | 11.0766 | 11.0766 | 8.5209 | 8.337 | 2.4358 | 8.9375
AES Warrior Run 1- NOX Rate Annual v7.23 | 96 | 7969 | Rate Constraint in lbs/MMBtu | FALSE | L | Annual | Rate | lb/MMBtu | 0.08897 | 0.08897 | 0.08897 | 0.08897 | 0.08897 | 0.08897 | 0.08897
AES Warrior Run 1- NOX Rate Annual v7.23 | 96 | 7969 | Rate Constraint in lbs/MMBtu | FALSE | L | Annual | Generation | TWh | 1.2433 | 1.2433 | 1.2433 | 0.95644 | 0.9358 | 0.27341 | 1.0032
AES Warrior Run 1- NOX Rate Annual v7.23 | 96 | 7969 | Rate Constraint in lbs/MMBtu | FALSE | L | Annual | Qualifying Generation | TWh | 1.2433 | 1.2433 | 1.2433 | 0.95644 | 0.9358 | 0.27341 | 1.0032
AES Warrior Run 1- NOX Rate Annual v7.23 | 96 | 7969 | Rate Constraint in lbs/MMBtu | FALSE | L | Annual | Rate | lb/MWh | 0.79263 | 0.79263 | 0.79263 | 0.79263 | 0.79263 | 0.79263 | 0.79263
AES Warrior Run 1- NOX Rate Annual v7.23 | 96 | 7969 | Rate Constraint in lbs/MMBtu | FALSE | L | Annual | Constraint Shadow Price | US2022$/Ton | 0 | 0 | 0 | 0 | 0 | 0 | 0
AZ Hg Rule - MER Removal Annual v3.1 | 97 | 7278 | MACT Fuel Choice Floor in lbs/MMBtu | FALSE | L | Annual | Seasons Included | Seasons | Winter, Spring, Summer, Fall | Winter, Spring, Summer, Fall | Winter, Spring, Summer, Fall | Winter, Spring, Summer, Fall | Winter, Spring, Summer, Fall | Winter, Spring, Summer, Fall | Winter, Spring, Summer, Fall
AZ Hg Rule - MER Removal Annual v3.1 | 97 | 7278 | MACT Fuel Choice Floor in lbs/MMBtu | FALSE | L | Annual | Emission Floor | lbs/MMBtu | 8.44e-07 | 8.44e-07 | 8.44e-07 | 8.44e-07 | 8.44e-07 | 8.44e-07 | 8.44e-07
AZ Hg Rule - MER Removal Annual v3.1 | 97 | 7278 | MACT Fuel Choice Floor in lbs/MMBtu | FALSE | L | Annual | Emissions at Affected Plants MER | lbs | 19.5282 | 41.7101 | 15.2152 | 6.4431 | 6.4431 | 6.4431 | 8.3755
AZ Hg Rule - MER Removal Annual v3.1 | 97 | 7278 | MACT Fuel Choice Floor in lbs/MMBtu | FALSE | L | Annual | Allowances Purchased MER | lbs | 0 | 0 | 0 | 0 | 0 | 0 | 0
AZ Hg Rule - MER Removal Annual v3.1 | 97 | 7278 | MACT Fuel Choice Floor in lbs/MMBtu | FALSE | L | Annual | Allowances Sold MER | lbs | 0 | 0 | 0 | 0 | 0 | 0 | 0
AZ Hg Rule - MER Removal Annual v3.1 | 97 | 7278 | MACT Fuel Choice Floor in lbs/MMBtu | FALSE | L | Annual | Allowances Banked | lbs | 0 | 0 | 0 | 0 | 0 | 0 | 0
AZ Hg Rule - MER Removal Annual v3.1 | 97 | 7278 | MACT Fuel Choice Floor in lbs/MMBtu | FALSE | L | Annual | Allowances Withdrawn (1:1) | lbs | 0 | 0 | 0 | 0 | 0 | 0 | 0
AZ Hg Rule - MER Removal Annual v3.1 | 97 | 7278 | MACT Fuel Choice Floor in lbs/MMBtu | FALSE | L | Annual | Allowances Withdrawn (n:1) | lbs | 0 | 0 | 0 | 0 | 0 | 0 | 0
AZ Hg Rule - MER Removal Annual v3.1 | 97 | 7278 | MACT Fuel Choice Floor in lbs/MMBtu | FALSE | L | Annual | Net Emissions Allowance Position | lbs | 19.5282 | 41.7101 | 15.2152 | 6.4431 | 6.4431 | 6.4431 | 8.3755
AZ Hg Rule - MER Removal Annual v3.1 | 97 | 7278 | MACT Fuel Choice Floor in lbs/MMBtu | FALSE | L | Annual | Fuel Consumed | TBtu | 23.6599 | 48.8687 | 17.599 | 7.4526 | 7.4526 | 7.4526 | 9.6877
AZ Hg Rule - MER Removal Annual v3.1 | 97 | 7278 | MACT Fuel Choice Floor in lbs/MMBtu | FALSE | L | Annual | Rate | lb/MMBtu | 8.2537e-07 | 8.5351e-07 | 8.6455e-07 | 8.6455e-07 | 8.6455e-07 | 8.6455e-07 | 8.6455e-07
AZ Hg Rule - MER Removal Annual v3.1 | 97 | 7278 | MACT Fuel Choice Floor in lbs/MMBtu | FALSE | L | Annual | Generation | TWh | 2.2665 | 4.6805 | 1.7211 | 0.72883 | 0.72883 | 0.72883 | 0.94741
AZ Hg Rule - MER Removal Annual v3.1 | 97 | 7278 | MACT Fuel Choice Floor in lbs/MMBtu | FALSE | L | Annual | Qualifying Generation | TWh | 2.2665 | 4.6805 | 1.7211 | 0.72883 | 0.72883 | 0.72883 | 0.94741
AZ Hg Rule - MER Removal Annual v3.1 | 97 | 7278 | MACT Fuel Choice Floor in lbs/MMBtu | FALSE | L | Annual | Constraint Shadow Price | US2022$/Lb | 0 | 0 | 0 | 0 | 0 | 0 | 0
BART NOX Annual- Antelope Valley 1- v5.16 | 98 | 7196 | Rate Constraint in lbs/MMBtu | FALSE | L | Annual | Seasons Included | Seasons | Winter, Spring, Summer, Fall | Winter, Spring, Summer, Fall | Winter, Spring, Summer, Fall | Winter, Spring, Summer, Fall | Winter, Spring, Summer, Fall | Winter, Spring, Summer, Fall | Winter, Spring, Summer, Fall
BART NOX Annual- Antelope Valley 1- v5.16 | 98 | 7196 | Rate Constraint in lbs/MMBtu | FALSE | L | Annual | Standard NOX | lb/MMBtu | 0.17 | 0.17 | 0.17 | 0.17 | 0.17 | 0.17 | 0.17
BART NOX Annual- Antelope Valley 1- v5.16 | 98 | 7196 | Rate Constraint in lbs/MMBtu | FALSE | L | Annual | Emissions at Affected Plants NOX | Thousand Tons | 1.0457 | 1.0242 | 0.9097 | 0.9097 | 0 | 0 | 0
BART NOX Annual- Antelope Valley 1- v5.16 | 98 | 7196 | Rate Constraint in lbs/MMBtu | FALSE | L | Annual | Allowances Purchased NOX | Thousand Tons | 0 | 0 | 0 | 0 | 0 | 0 | 0
BART NOX Annual- Antelope Valley 1- v5.16 | 98 | 7196 | Rate Constraint in lbs/MMBtu | FALSE | L | Annual | Allowances Sold NOX | Thousand Tons | 0 | 0 | 0 | 0 | 0 | 0 | 0
BART NOX Annual- Antelope Valley 1- v5.16 | 98 | 7196 | Rate Constraint in lbs/MMBtu | FALSE | L | Annual | Allowances Banked | Thousand Tons | 0 | 0 | 0 | 0 | 0 | 0 | 0
BART NOX Annual- Antelope Valley 1- v5.16 | 98 | 7196 | Rate Constraint in lbs/MMBtu | FALSE | L | Annual | Allowances Withdrawn (1:1) | Thousand Tons | 0 | 0 | 0 | 0 | 0 | 0 | 0
BART NOX Annual- Antelope Valley 1- v5.16 | 98 | 7196 | Rate Constraint in lbs/MMBtu | FALSE | L | Annual | Allowances Withdrawn (n:1) | Thousand Tons | 0 | 0 | 0 | 0 | 0 | 0 | 0
BART NOX Annual- Antelope Valley 1- v5.16 | 98 | 7196 | Rate Constraint in lbs/MMBtu | FALSE | L | Annual | Net Emissions Allowance Position | Thousand Tons | 1.0457 | 1.0242 | 0.9097 | 0.9097 | 0 | 0 | 0
BART NOX Annual- Antelope Valley 1- v5.16 | 98 | 7196 | Rate Constraint in lbs/MMBtu | FALSE | L | Annual | Fuel Consumed | TBtu | 19.7455 | 19.3389 | 36.3879 | 36.3879 | 0 | 0 | 0
BART NOX Annual- Antelope Valley 1- v5.16 | 98 | 7196 | Rate Constraint in lbs/MMBtu | FALSE | L | Annual | Rate | lb/MMBtu | 0.10592 | 0.10592 | 0.05 | 0.05 | 0 | 0 | 0
BART NOX Annual- Antelope Valley 1- v5.16 | 98 | 7196 | Rate Constraint in lbs/MMBtu | FALSE | L | Annual | Generation | TWh | 1.744 | 1.7081 | 2.04 | 2.04 | 0 | 0 | 0
BART NOX Annual- Antelope Valley 1- v5.16 | 98 | 7196 | Rate Constraint in lbs/MMBtu | FALSE | L | Annual | Qualifying Generation | TWh | 1.744 | 1.7081 | 2.04 | 2.04 | 0 | 0 | 0
BART NOX Annual- Antelope Valley 1- v5.16 | 98 | 7196 | Rate Constraint in lbs/MMBtu | FALSE | L | Annual | Rate | lb/MWh | 1.1992 | 1.1992 | 0.89184 | 0.89184 | 0 | 0 | 0
BART NOX Annual- Antelope Valley 1- v5.16 | 98 | 7196 | Rate Constraint in lbs/MMBtu | FALSE | L | Annual | Constraint Shadow Price | US2022$/Ton | 0 | 0 | 0 | 0 | 0 | 0 | 0
BART NOX Annual- Antelope Valley 2- v5.16 | 99 | 7197 | Rate Constraint in lbs/MMBtu | FALSE | L | Annual | Seasons Included | Seasons | Winter, Spring, Summer, Fall | Winter, Spring, Summer, Fall | Winter, Spring, Summer, Fall | Winter, Spring, Summer, Fall | Winter, Spring, Summer, Fall | Winter, Spring, Summer, Fall | Winter, Spring, Summer, Fall
BART NOX Annual- Antelope Valley 2- v5.16 | 99 | 7197 | Rate Constraint in lbs/MMBtu | FALSE | L | Annual | Standard NOX | lb/MMBtu | 0.17 | 0.17 | 0.17 | 0.17 | 0.17 | 0.17 | 0.17
BART NOX Annual- Antelope Valley 2- v5.16 | 99 | 7197 | Rate Constraint in lbs/MMBtu | FALSE | L | Annual | Emissions at Affected Plants NOX | Thousand Tons | 1.0307 | 1.1106 | 0.42452 | 0.42452 | 0 | 0 | 0
BART NOX Annual- Antelope Valley 2- v5.16 | 99 | 7197 | Rate Constraint in lbs/MMBtu | FALSE | L | Annual | Allowances Purchased NOX | Thousand Tons | 0 | 0 | 0 | 0 | 0 | 0 | 0
BART NOX Annual- Antelope Valley 2- v5.16 | 99 | 7197 | Rate Constraint in lbs/MMBtu | FALSE | L | Annual | Allowances Sold NOX | Thousand Tons | 0 | 0 | 0 | 0 | 0 | 0 | 0
BART NOX Annual- Antelope Valley 2- v5.16 | 99 | 7197 | Rate Constraint in lbs/MMBtu | FALSE | L | Annual | Allowances Banked | Thousand Tons | 0 | 0 | 0 | 0 | 0 | 0 | 0
BART NOX Annual- Antelope Valley 2- v5.16 | 99 | 7197 | Rate Constraint in lbs/MMBtu | FALSE | L | Annual | Allowances Withdrawn (1:1) | Thousand Tons | 0 | 0 | 0 | 0 | 0 | 0 | 0
BART NOX Annual- Antelope Valley 2- v5.16 | 99 | 7197 | Rate Constraint in lbs/MMBtu | FALSE | L | Annual | Allowances Withdrawn (n:1) | Thousand Tons | 0 | 0 | 0 | 0 | 0 | 0 | 0
BART NOX Annual- Antelope Valley 2- v5.16 | 99 | 7197 | Rate Constraint in lbs/MMBtu | FALSE | L | Annual | Net Emissions Allowance Position | Thousand Tons | 1.0307 | 1.1106 | 0.42452 | 0.42452 | 0 | 0 | 0
BART NOX Annual- Antelope Valley 2- v5.16 | 99 | 7197 | Rate Constraint in lbs/MMBtu | FALSE | L | Annual | Fuel Consumed | TBtu | 19.6426 | 21.1644 | 16.9809 | 16.9809 | 0 | 0 | 0
BART NOX Annual- Antelope Valley 2- v5.16 | 99 | 7197 | Rate Constraint in lbs/MMBtu | FALSE | L | Annual | Rate | lb/MMBtu | 0.10495 | 0.10495 | 0.05 | 0.05 | 0 | 0 | 0
BART NOX Annual- Antelope Valley 2- v5.16 | 99 | 7197 | Rate Constraint in lbs/MMBtu | FALSE | L | Annual | Generation | TWh | 1.744 | 1.8791 | 0.95984 | 0.95984 | 0 | 0 | 0
BART NOX Annual- Antelope Valley 2- v5.16 | 99 | 7197 | Rate Constraint in lbs/MMBtu | FALSE | L | Annual | Qualifying Generation | TWh | 1.744 | 1.8791 | 0.95984 | 0.95984 | 0 | 0 | 0
BART NOX Annual- Antelope Valley 2- v5.16 | 99 | 7197 | Rate Constraint in lbs/MMBtu | FALSE | L | Annual | Rate | lb/MWh | 1.1821 | 1.1821 | 0.88457 | 0.88457 | 0 | 0 | 0
BART NOX Annual- Antelope Valley 2- v5.16 | 99 | 7197 | Rate Constraint in lbs/MMBtu | FALSE | L | Annual | Constraint Shadow Price | US2022$/Ton | 0 | 0 | 0 | 0 | 0 | 0 | 0
BART NOX Annual- Arthur Kill- v5.16 | 100 | 7182 | Rate Constraint in lbs/MMBtu | FALSE | L | Annual | Seasons Included | Seasons | Winter, Spring, Summer, Fall | Winter, Spring, Summer, Fall | Winter, Spring, Summer, Fall | Winter, Spring, Summer, Fall | Winter, Spring, Summer, Fall | Winter, Spring, Summer, Fall | Winter, Spring, Summer, Fall
BART NOX Annual- Arthur Kill- v5.16 | 100 | 7182 | Rate Constraint in lbs/MMBtu | FALSE | L | Annual | Standard NOX | lb/MMBtu | 0.15 | 0.15 | 0.15 | 0.15 | 0.15 | 0.15 | 0.15
BART NOX Annual- Arthur Kill- v5.16 | 100 | 7182 | Rate Constraint in lbs/MMBtu | FALSE | L | Annual | Emissions at Affected Plants NOX | Thousand Tons | 0.12602 | 0.12602 | 0 | 0 | 0 | 0 | 0
BART NOX Annual- Arthur Kill- v5.16 | 100 | 7182 | Rate Constraint in lbs/MMBtu | FALSE | L | Annual | Allowances Purchased NOX | Thousand Tons | 0 | 0 | 0 | 0 | 0 | 0 | 0
BART NOX Annual- Arthur Kill- v5.16 | 100 | 7182 | Rate Constraint in lbs/MMBtu | FALSE | L | Annual | Allowances Sold NOX | Thousand Tons | 0 | 0 | 0 | 0 | 0 | 0 | 0
BART NOX Annual- Arthur Kill- v5.16 | 100 | 7182 | Rate Constraint in lbs/MMBtu | FALSE | L | Annual | Allowances Banked | Thousand Tons | 0 | 0 | 0 | 0 | 0 | 0 | 0
BART NOX Annual- Arthur Kill- v5.16 | 100 | 7182 | Rate Constraint in lbs/MMBtu | FALSE | L | Annual | Allowances Withdrawn (1:1) | Thousand Tons | 0 | 0 | 0 | 0 | 0 | 0 | 0
BART NOX Annual- Arthur Kill- v5.16 | 100 | 7182 | Rate Constraint in lbs/MMBtu | FALSE | L | Annual | Allowances Withdrawn (n:1) | Thousand Tons | 0 | 0 | 0 | 0 | 0 | 0 | 0
BART NOX Annual- Arthur Kill- v5.16 | 100 | 7182 | Rate Constraint in lbs/MMBtu | FALSE | L | Annual | Net Emissions Allowance Position | Thousand Tons | 0.12602 | 0.12602 | 0 | 0 | 0 | 0 | 0
BART NOX Annual- Arthur Kill- v5.16 | 100 | 7182 | Rate Constraint in lbs/MMBtu | FALSE | L | Annual | Fuel Consumed | TBtu | 3.6906 | 3.6906 | 0 | 0 | 0 | 0 | 0
BART NOX Annual- Arthur Kill- v5.16 | 100 | 7182 | Rate Constraint in lbs/MMBtu | FALSE | L | Annual | Rate | lb/MMBtu | 0.06829 | 0.06829 | 0 | 0 | 0 | 0 | 0
BART NOX Annual- Arthur Kill- v5.16 | 100 | 7182 | Rate Constraint in lbs/MMBtu | FALSE | L | Annual | Generation | TWh | 0.32873 | 0.32873 | 0 | 0 | 0 | 0 | 0
BART NOX Annual- Arthur Kill- v5.16 | 100 | 7182 | Rate Constraint in lbs/MMBtu | FALSE | L | Annual | Qualifying Generation | TWh | 0.32873 | 0.32873 | 0 | 0 | 0 | 0 | 0
BART NOX Annual- Arthur Kill- v5.16 | 100 | 7182 | Rate Constraint in lbs/MMBtu | FALSE | L | Annual | Rate | lb/MWh | 0.76669 | 0.76669 | 0 | 0 | 0 | 0 | 0
BART NOX Annual- Arthur Kill- v5.16 | 100 | 7182 | Rate Constraint in lbs/MMBtu | FALSE | L | Annual | Constraint Shadow Price | US2022$/Ton | 0 | 0 | 0 | 0 | 0 | 0 | 0
BART NOX Annual- Big Stone 1- v5.16 | 101 | 7161 | Rate Constraint in lbs/MMBtu | FALSE | L | Annual | Seasons Included | Seasons | Winter, Spring, Summer, Fall | Winter, Spring, Summer, Fall | Winter, Spring, Summer, Fall | Winter, Spring, Summer, Fall | Winter, Spring, Summer, Fall | Winter, Spring, Summer, Fall | Winter, Spring, Summer, Fall
BART NOX Annual- Big Stone 1- v5.16 | 101 | 7161 | Rate Constraint in lbs/MMBtu | FALSE | L | Annual | Standard NOX | lb/MMBtu | 0.1 | 0.1 | 0.1 | 0.1 | 0.1 | 0.1 | 0.1
BART NOX Annual- Big Stone 1- v5.16 | 101 | 7161 | Rate Constraint in lbs/MMBtu | FALSE | L | Annual | Emissions at Affected Plants NOX | Thousand Tons | 0.98999 | 1.0885 | 0 | 0 | 0 | 0 | 0
BART NOX Annual- Big Stone 1- v5.16 | 101 | 7161 | Rate Constraint in lbs/MMBtu | FALSE | L | Annual | Allowances Purchased NOX | Thousand Tons | 0 | 0 | 0 | 0 | 0 | 0 | 0
BART NOX Annual- Big Stone 1- v5.16 | 101 | 7161 | Rate Constraint in lbs/MMBtu | FALSE | L | Annual | Allowances Sold NOX | Thousand Tons | 0 | 0 | 0 | 0 | 0 | 0 | 0
BART NOX Annual- Big Stone 1- v5.16 | 101 | 7161 | Rate Constraint in lbs/MMBtu | FALSE | L | Annual | Allowances Banked | Thousand Tons | 0 | 0 | 0 | 0 | 0 | 0 | 0
BART NOX Annual- Big Stone 1- v5.16 | 101 | 7161 | Rate Constraint in lbs/MMBtu | FALSE | L | Annual | Allowances Withdrawn (1:1) | Thousand Tons | 0 | 0 | 0 | 0 | 0 | 0 | 0
BART NOX Annual- Big Stone 1- v5.16 | 101 | 7161 | Rate Constraint in lbs/MMBtu | FALSE | L | Annual | Allowances Withdrawn (n:1) | Thousand Tons | 0 | 0 | 0 | 0 | 0 | 0 | 0
BART NOX Annual- Big Stone 1- v5.16 | 101 | 7161 | Rate Constraint in lbs/MMBtu | FALSE | L | Annual | Net Emissions Allowance Position | Thousand Tons | 0.98999 | 1.0885 | 0 | 0 | 0 | 0 | 0
BART NOX Annual- Big Stone 1- v5.16 | 101 | 7161 | Rate Constraint in lbs/MMBtu | FALSE | L | Annual | Fuel Consumed | TBtu | 26.1661 | 28.7695 | 0 | 0 | 0 | 0 | 0
BART NOX Annual- Big Stone 1- v5.16 | 101 | 7161 | Rate Constraint in lbs/MMBtu | FALSE | L | Annual | Rate | lb/MMBtu | 0.07567 | 0.07567 | 0 | 0 | 0 | 0 | 0
BART NOX Annual- Big Stone 1- v5.16 | 101 | 7161 | Rate Constraint in lbs/MMBtu | FALSE | L | Annual | Generation | TWh | 2.5578 | 2.8123 | 0 | 0 | 0 | 0 | 0
BART NOX Annual- Big Stone 1- v5.16 | 101 | 7161 | Rate Constraint in lbs/MMBtu | FALSE | L | Annual | Qualifying Generation | TWh | 2.5578 | 2.8123 | 0 | 0 | 0 | 0 | 0
BART NOX Annual- Big Stone 1- v5.16 | 101 | 7161 | Rate Constraint in lbs/MMBtu | FALSE | L | Annual | Rate | lb/MWh | 0.7741 | 0.7741 | 0 | 0 | 0 | 0 | 0
BART NOX Annual- Big Stone 1- v5.16 | 101 | 7161 | Rate Constraint in lbs/MMBtu | FALSE | L | Annual | Constraint Shadow Price | US2022$/Ton | 0 | 0 | 0 | 0 | 0 | 0 | 0
BART NOX Annual- Bowline Point 1- v6.17 | 102 | 7193 | Rate Constraint in lbs/MMBtu | FALSE | L | Annual | Seasons Included | Seasons | Winter, Spring, Summer, Fall | Winter, Spring, Summer, Fall | Winter, Spring, Summer, Fall | Winter, Spring, Summer, Fall | Winter, Spring, Summer, Fall | Winter, Spring, Summer, Fall | Winter, Spring, Summer, Fall
BART NOX Annual- Bowline Point 1- v6.17 | 102 | 7193 | Rate Constraint in lbs/MMBtu | FALSE | L | Annual | Standard NOX | lb/MMBtu | 0.15 | 0.15 | 0.15 | 0.15 | 0.15 | 0.15 | 0.15
BART NOX Annual- Bowline Point 1- v6.17 | 102 | 7193 | Rate Constraint in lbs/MMBtu | FALSE | L | Annual | Emissions at Affected Plants NOX | Thousand Tons | 0 | 0 | 0 | 0 | 0 | 0 | 0
BART NOX Annual- Bowline Point 1- v6.17 | 102 | 7193 | Rate Constraint in lbs/MMBtu | FALSE | L | Annual | Allowances Purchased NOX | Thousand Tons | 0 | 0 | 0 | 0 | 0 | 0 | 0
BART NOX Annual- Bowline Point 1- v6.17 | 102 | 7193 | Rate Constraint in lbs/MMBtu | FALSE | L | Annual | Allowances Sold NOX | Thousand Tons | 0 | 0 | 0 | 0 | 0 | 0 | 0
BART NOX Annual- Bowline Point 1- v6.17 | 102 | 7193 | Rate Constraint in lbs/MMBtu | FALSE | L | Annual | Allowances Banked | Thousand Tons | 0 | 0 | 0 | 0 | 0 | 0 | 0
BART NOX Annual- Bowline Point 1- v6.17 | 102 | 7193 | Rate Constraint in lbs/MMBtu | FALSE | L | Annual | Allowances Withdrawn (1:1) | Thousand Tons | 0 | 0 | 0 | 0 | 0 | 0 | 0
BART NOX Annual- Bowline Point 1- v6.17 | 102 | 7193 | Rate Constraint in lbs/MMBtu | FALSE | L | Annual | Allowances Withdrawn (n:1) | Thousand Tons | 0 | 0 | 0 | 0 | 0 | 0 | 0
BART NOX Annual- Bowline Point 1- v6.17 | 102 | 7193 | Rate Constraint in lbs/MMBtu | FALSE | L | Annual | Net Emissions Allowance Position | Thousand Tons | 0 | 0 | 0 | 0 | 0 | 0 | 0
BART NOX Annual- Bowline Point 1- v6.17 | 102 | 7193 | Rate Constraint in lbs/MMBtu | FALSE | L | Annual | Fuel Consumed | TBtu | 0 | 0 | 0 | 0 | 0 | 0 | 0
BART NOX Annual- Bowline Point 1- v6.17 | 102 | 7193 | Rate Constraint in lbs/MMBtu | FALSE | L | Annual | Rate | lb/MMBtu | 0 | 0 | 0 | 0 | 0 | 0 | 0
BART NOX Annual- Bowline Point 1- v6.17 | 102 | 7193 | Rate Constraint in lbs/MMBtu | FALSE | L | Annual | Generation | TWh | 0 | 0 | 0 | 0 | 0 | 0 | 0
BART NOX Annual- Bowline Point 1- v6.17 | 102 | 7193 | Rate Constraint in lbs/MMBtu | FALSE | L | Annual | Qualifying Generation | TWh | 0 | 0 | 0 | 0 | 0 | 0 | 0
BART NOX Annual- Bowline Point 1- v6.17 | 102 | 7193 | Rate Constraint in lbs/MMBtu | FALSE | L | Annual | Rate | lb/MWh | 0 | 0 | 0 | 0 | 0 | 0 | 0
BART NOX Annual- Bowline Point 1- v6.17 | 102 | 7193 | Rate Constraint in lbs/MMBtu | FALSE | L | Annual | Constraint Shadow Price | US2022$/Ton | 0 | 0 | 0 | 0 | 0 | 0 | 0
BART NOX Annual- Bowline Point 2- v6.17 | 103 | 7194 | Rate Constraint in lbs/MMBtu | FALSE | L | Annual | Seasons Included | Seasons | Winter, Spring, Summer, Fall | Winter, Spring, Summer, Fall | Winter, Spring, Summer, Fall | Winter, Spring, Summer, Fall | Winter, Spring, Summer, Fall | Winter, Spring, Summer, Fall | Winter, Spring, Summer, Fall
BART NOX Annual- Bowline Point 2- v6.17 | 103 | 7194 | Rate Constraint in lbs/MMBtu | FALSE | L | Annual | Standard NOX | lb/MMBtu | 0.15 | 0.15 | 0.15 | 0.15 | 0.15 | 0.15 | 0.15
BART NOX Annual- Bowline Point 2- v6.17 | 103 | 7194 | Rate Constraint in lbs/MMBtu | FALSE | L | Annual | Emissions at Affected Plants NOX | Thousand Tons | 0 | 0 | 0 | 0 | 0 | 0 | 0
BART NOX Annual- Bowline Point 2- v6.17 | 103 | 7194 | Rate Constraint in lbs/MMBtu | FALSE | L | Annual | Allowances Purchased NOX | Thousand Tons | 0 | 0 | 0 | 0 | 0 | 0 | 0
BART NOX Annual- Bowline Point 2- v6.17 | 103 | 7194 | Rate Constraint in lbs/MMBtu | FALSE | L | Annual | Allowances Sold NOX | Thousand Tons | 0 | 0 | 0 | 0 | 0 | 0 | 0
BART NOX Annual- Bowline Point 2- v6.17 | 103 | 7194 | Rate Constraint in lbs/MMBtu | FALSE | L | Annual | Allowances Banked | Thousand Tons | 0 | 0 | 0 | 0 | 0 | 0 | 0
BART NOX Annual- Bowline Point 2- v6.17 | 103 | 7194 | Rate Constraint in lbs/MMBtu | FALSE | L | Annual | Allowances Withdrawn (1:1) | Thousand Tons | 0 | 0 | 0 | 0 | 0 | 0 | 0
BART NOX Annual- Bowline Point 2- v6.17 | 103 | 7194 | Rate Constraint in lbs/MMBtu | FALSE | L | Annual | Allowances Withdrawn (n:1) | Thousand Tons | 0 | 0 | 0 | 0 | 0 | 0 | 0
BART NOX Annual- Bowline Point 2- v6.17 | 103 | 7194 | Rate Constraint in lbs/MMBtu | FALSE | L | Annual | Net Emissions Allowance Position | Thousand Tons | 0 | 0 | 0 | 0 | 0 | 0 | 0
BART NOX Annual- Bowline Point 2- v6.17 | 103 | 7194 | Rate Constraint in lbs/MMBtu | FALSE | L | Annual | Fuel Consumed | TBtu | 0 | 0 | 0 | 0 | 0 | 0 | 0
BART NOX Annual- Bowline Point 2- v6.17 | 103 | 7194 | Rate Constraint in lbs/MMBtu | FALSE | L | Annual | Rate | lb/MMBtu | 0 | 0 | 0 | 0 | 0 | 0 | 0
BART NOX Annual- Bowline Point 2- v6.17 | 103 | 7194 | Rate Constraint in lbs/MMBtu | FALSE | L | Annual | Generation | TWh | 0 | 0 | 0 | 0 | 0 | 0 | 0
BART NOX Annual- Bowline Point 2- v6.17 | 103 | 7194 | Rate Constraint in lbs/MMBtu | FALSE | L | Annual | Qualifying Generation | TWh | 0 | 0 | 0 | 0 | 0 | 0 | 0
BART NOX Annual- Bowline Point 2- v6.17 | 103 | 7194 | Rate Constraint in lbs/MMBtu | FALSE | L | Annual | Rate | lb/MWh | 0 | 0 | 0 | 0 | 0 | 0 | 0
BART NOX Annual- Bowline Point 2- v6.17 | 103 | 7194 | Rate Constraint in lbs/MMBtu | FALSE | L | Annual | Constraint Shadow Price | US2022$/Ton | 0 | 0 | 0 | 0 | 0 | 0 | 0
BART NOX Annual- E F Barrett- v5.16 | 105 | 7186 | Rate Constraint in lbs/MMBtu | FALSE | L | Annual | Seasons Included | Seasons | Winter, Spring, Summer, Fall | Winter, Spring, Summer, Fall | Winter, Spring, Summer, Fall | Winter, Spring, Summer, Fall | Winter, Spring, Summer, Fall | Winter, Spring, Summer, Fall | Winter, Spring, Summer, Fall
BART NOX Annual- E F Barrett- v5.16 | 105 | 7186 | Rate Constraint in lbs/MMBtu | FALSE | L | Annual | Standard NOX | lb/MMBtu | 0.1 | 0.1 | 0.1 | 0.1 | 0.1 | 0.1 | 0.1
BART NOX Annual- E F Barrett- v5.16 | 105 | 7186 | Rate Constraint in lbs/MMBtu | FALSE | L | Annual | Emissions at Affected Plants NOX | Thousand Tons | 0 | 0 | 0 | 0 | 0 | 0 | 0
BART NOX Annual- E F Barrett- v5.16 | 105 | 7186 | Rate Constraint in lbs/MMBtu | FALSE | L | Annual | Allowances Purchased NOX | Thousand Tons | 0 | 0 | 0 | 0 | 0 | 0 | 0
BART NOX Annual- E F Barrett- v5.16 | 105 | 7186 | Rate Constraint in lbs/MMBtu | FALSE | L | Annual | Allowances Sold NOX | Thousand Tons | 0 | 0 | 0 | 0 | 0 | 0 | 0
BART NOX Annual- E F Barrett- v5.16 | 105 | 7186 | Rate Constraint in lbs/MMBtu | FALSE | L | Annual | Allowances Banked | Thousand Tons | 0 | 0 | 0 | 0 | 0 | 0 | 0
BART NOX Annual- E F Barrett- v5.16 | 105 | 7186 | Rate Constraint in lbs/MMBtu | FALSE | L | Annual | Allowances Withdrawn (1:1) | Thousand Tons | 0 | 0 | 0 | 0 | 0 | 0 | 0
BART NOX Annual- E F Barrett- v5.16 | 105 | 7186 | Rate Constraint in lbs/MMBtu | FALSE | L | Annual | Allowances Withdrawn (n:1) | Thousand Tons | 0 | 0 | 0 | 0 | 0 | 0 | 0
BART NOX Annual- E F Barrett- v5.16 | 105 | 7186 | Rate Constraint in lbs/MMBtu | FALSE | L | Annual | Net Emissions Allowance Position | Thousand Tons | 0 | 0 | 0 | 0 | 0 | 0 | 0
BART NOX Annual- E F Barrett- v5.16 | 105 | 7186 | Rate Constraint in lbs/MMBtu | FALSE | L | Annual | Fuel Consumed | TBtu | 0 | 0 | 0 | 0 | 0 | 0 | 0
BART NOX Annual- E F Barrett- v5.16 | 105 | 7186 | Rate Constraint in lbs/MMBtu | FALSE | L | Annual | Rate | lb/MMBtu | 0 | 0 | 0 | 0 | 0 | 0 | 0
BART NOX Annual- E F Barrett- v5.16 | 105 | 7186 | Rate Constraint in lbs/MMBtu | FALSE | L | Annual | Generation | TWh | 0 | 0 | 0 | 0 | 0 | 0 | 0
BART NOX Annual- E F Barrett- v5.16 | 105 | 7186 | Rate Constraint in lbs/MMBtu | FALSE | L | Annual | Qualifying Generation | TWh | 0 | 0 | 0 | 0 | 0 | 0 | 0
BART NOX Annual- E F Barrett- v5.16 | 105 | 7186 | Rate Constraint in lbs/MMBtu | FALSE | L | Annual | Rate | lb/MWh | 0 | 0 | 0 | 0 | 0 | 0 | 0
BART NOX Annual- E F Barrett- v5.16 | 105 | 7186 | Rate Constraint in lbs/MMBtu | FALSE | L | Annual | Constraint Shadow Price | US2022$/Ton | 0 | 0 | 0 | 0 | 0 | 0 | 0
BART NOX Annual- Hunter 1- v5.16 | 106 | 7175 | Rate Constraint in lbs/MMBtu | FALSE | L | Annual | Seasons Included | Seasons | Winter, Spring, Summer, Fall | Winter, Spring, Summer, Fall | Winter, Spring, Summer, Fall | Winter, Spring, Summer, Fall | Winter, Spring, Summer, Fall | Winter, Spring, Summer, Fall | Winter, Spring, Summer, Fall
BART NOX Annual- Hunter 1- v5.16 | 106 | 7175 | Rate Constraint in lbs/MMBtu | FALSE | L | Annual | Standard NOX | lb/MMBtu | 0.26 | 0.26 | 0.26 | 0.26 | 0.26 | 0.26 | 0.26
BART NOX Annual- Hunter 1- v5.16 | 106 | 7175 | Rate Constraint in lbs/MMBtu | FALSE | L | Annual | Emissions at Affected Plants NOX | Thousand Tons | 2.3079 | 0 | 0 | 0 | 0 | 0 | 0
BART NOX Annual- Hunter 1- v5.16 | 106 | 7175 | Rate Constraint in lbs/MMBtu | FALSE | L | Annual | Allowances Purchased NOX | Thousand Tons | 0 | 0 | 0 | 0 | 0 | 0 | 0
BART NOX Annual- Hunter 1- v5.16 | 106 | 7175 | Rate Constraint in lbs/MMBtu | FALSE | L | Annual | Allowances Sold NOX | Thousand Tons | 0 | 0 | 0 | 0 | 0 | 0 | 0
BART NOX Annual- Hunter 1- v5.16 | 106 | 7175 | Rate Constraint in lbs/MMBtu | FALSE | L | Annual | Allowances Banked | Thousand Tons | 0 | 0 | 0 | 0 | 0 | 0 | 0
BART NOX Annual- Hunter 1- v5.16 | 106 | 7175 | Rate Constraint in lbs/MMBtu | FALSE | L | Annual | Allowances Withdrawn (1:1) | Thousand Tons | 0 | 0 | 0 | 0 | 0 | 0 | 0
BART NOX Annual- Hunter 1- v5.16 | 106 | 7175 | Rate Constraint in lbs/MMBtu | FALSE | L | Annual | Allowances Withdrawn (n:1) | Thousand Tons | 0 | 0 | 0 | 0 | 0 | 0 | 0
BART NOX Annual- Hunter 1- v5.16 | 106 | 7175 | Rate Constraint in lbs/MMBtu | FALSE | L | Annual | Net Emissions Allowance Position | Thousand Tons | 2.3079 | 0 | 0 | 0 | 0 | 0 | 0
BART NOX Annual- Hunter 1- v5.16 | 106 | 7175 | Rate Constraint in lbs/MMBtu | FALSE | L | Annual | Fuel Consumed | TBtu | 22.4312 | 0 | 0 | 0 | 0 | 0 | 0
BART NOX Annual- Hunter 1- v5.16 | 106 | 7175 | Rate Constraint in lbs/MMBtu | FALSE | L | Annual | Rate | lb/MMBtu | 0.20578 | 0 | 0 | 0 | 0 | 0 | 0
BART NOX Annual- Hunter 1- v5.16 | 106 | 7175 | Rate Constraint in lbs/MMBtu | FALSE | L | Annual | Generation | TWh | 2.1822 | 0 | 0 | 0 | 0 | 0 | 0
BART NOX Annual- Hunter 1- v5.16 | 106 | 7175 | Rate Constraint in lbs/MMBtu | FALSE | L | Annual | Qualifying Generation | TWh | 2.1822 | 0 | 0 | 0 | 0 | 0 | 0
BART NOX Annual- Hunter 1- v5.16 | 106 | 7175 | Rate Constraint in lbs/MMBtu | FALSE | L | Annual | Rate | lb/MWh | 2.1152 | 0 | 0 | 0 | 0 | 0 | 0
BART NOX Annual- Hunter 1- v5.16 | 106 | 7175 | Rate Constraint in lbs/MMBtu | FALSE | L | Annual | Constraint Shadow Price | US2022$/Ton | 0 | 0 | 0 | 0 | 0 | 0 | 0
BART NOX Annual- Hunter 2- v5.16 | 107 | 7176 | Rate Constraint in lbs/MMBtu | FALSE | L | Annual | Seasons Included | Seasons | Winter, Spring, Summer, Fall | Winter, Spring, Summer, Fall | Winter, Spring, Summer, Fall | Winter, Spring, Summer, Fall | Winter, Spring, Summer, Fall | Winter, Spring, Summer, Fall | Winter, Spring, Summer, Fall
BART NOX Annual- Hunter 2- v5.16 | 107 | 7176 | Rate Constraint in lbs/MMBtu | FALSE | L | Annual | Standard NOX | lb/MMBtu | 0.26 | 0.26 | 0.26 | 0.26 | 0.26 | 0.26 | 0.26
BART NOX Annual- Hunter 2- v5.16 | 107 | 7176 | Rate Constraint in lbs/MMBtu | FALSE | L | Annual | Emissions at Affected Plants NOX | Thousand Tons | 2.6519 | 0 | 0 | 0 | 0 | 0 | 0
BART NOX Annual- Hunter 2- v5.16 | 107 | 7176 | Rate Constraint in lbs/MMBtu | FALSE | L | Annual | Allowances Purchased NOX | Thousand Tons | 0 | 0 | 0 | 0 | 0 | 0 | 0
BART NOX Annual- Hunter 2- v5.16 | 107 | 7176 | Rate Constraint in lbs/MMBtu | FALSE | L | Annual | Allowances Sold NOX | Thousand Tons | 0 | 0 | 0 | 0 | 0 | 0 | 0
BART NOX Annual- Hunter 2- v5.16 | 107 | 7176 | Rate Constraint in lbs/MMBtu | FALSE | L | Annual | Allowances Banked | Thousand Tons | 0 | 0 | 0 | 0 | 0 | 0 | 0
BART NOX Annual- Hunter 2- v5.16 | 107 | 7176 | Rate Constraint in lbs/MMBtu | FALSE | L | Annual | Allowances Withdrawn (1:1) | Thousand Tons | 0 | 0 | 0 | 0 | 0 | 0 | 0
BART NOX Annual- Hunter 2- v5.16 | 107 | 7176 | Rate Constraint in lbs/MMBtu | FALSE | L | Annual | Allowances Withdrawn (n:1) | Thousand Tons | 0 | 0 | 0 | 0 | 0 | 0 | 0
BART NOX Annual- Hunter 2- v5.16 | 107 | 7176 | Rate Constraint in lbs/MMBtu | FALSE | L | Annual | Net Emissions Allowance Position | Thousand Tons | 2.6519 | 0 | 0 | 0 | 0 | 0 | 0
BART NOX Annual- Hunter 2- v5.16 | 107 | 7176 | Rate Constraint in lbs/MMBtu | FALSE | L | Annual | Fuel Consumed | TBtu | 26.4064 | 0 | 0 | 0 | 0 | 0 | 0
BART NOX Annual- Hunter 2- v5.16 | 107 | 7176 | Rate Constraint in lbs/MMBtu | FALSE | L | Annual | Rate | lb/MMBtu | 0.20085 | 0 | 0 | 0 | 0 | 0 | 0
BART NOX Annual- Hunter 2- v5.16 | 107 | 7176 | Rate Constraint in lbs/MMBtu | FALSE | L | Annual | Generation | TWh | 2.5777 | 0 | 0 | 0 | 0 | 0 | 0
BART NOX Annual- Hunter 2- v5.16 | 107 | 7176 | Rate Constraint in lbs/MMBtu | FALSE | L | Annual | Qualifying Generation | TWh | 2.5777 | 0 | 0 | 0 | 0 | 0 | 0
BART NOX Annual- Hunter 2- v5.16 | 107 | 7176 | Rate Constraint in lbs/MMBtu | FALSE | L | Annual | Rate | lb/MWh | 2.0575 | 0 | 0 | 0 | 0 | 0 | 0
BART NOX Annual- Hunter 2- v5.16 | 107 | 7176 | Rate Constraint in lbs/MMBtu | FALSE | L | Annual | Constraint Shadow Price | US2022$/Ton | 0 | 0 | 0 | 0 | 0 | 0 | 0
BART NOX Annual- Hunter 3- v6.17 | 108 | 7177 | Rate Constraint in lbs/MMBtu | FALSE | L | Annual | Seasons Included | Seasons | Winter, Spring, Summer, Fall | Winter, Spring, Summer, Fall | Winter, Spring, Summer, Fall | Winter, Spring, Summer, Fall | Winter, Spring, Summer, Fall | Winter, Spring, Summer, Fall | Winter, Spring, Summer, Fall
BART NOX Annual- Hunter 3- v6.17 | 108 | 7177 | Rate Constraint in lbs/MMBtu | FALSE | L | Annual | Standard NOX | lb/MMBtu | 0.34 | 0.34 | 0.34 | 0.34 | 0.34 | 0.34 | 0.34
BART NOX Annual- Hunter 3- v6.17 | 108 | 7177 | Rate Constraint in lbs/MMBtu | FALSE | L | Annual | Emissions at Affected Plants NOX | Thousand Tons | 2.5931 | 0 | 0 | 0 | 0 | 0 | 0
BART NOX Annual- Hunter 3- v6.17 | 108 | 7177 | Rate Constraint in lbs/MMBtu | FALSE | L | Annual | Allowances Purchased NOX | Thousand Tons | 0 | 0 | 0 | 0 | 0 | 0 | 0
BART NOX Annual- Hunter 3- v6.17 | 108 | 7177 | Rate Constraint in lbs/MMBtu | FALSE | L | Annual | Allowances Sold NOX | Thousand Tons | 0 | 0 | 0 | 0 | 0 | 0 | 0
BART NOX Annual- Hunter 3- v6.17 | 108 | 7177 | Rate Constraint in lbs/MMBtu | FALSE | L | Annual | Allowances Banked | Thousand Tons | 0 | 0 | 0 | 0 | 0 | 0 | 0
BART NOX Annual- Hunter 3- v6.17 | 108 | 7177 | Rate Constraint in lbs/MMBtu | FALSE | L | Annual | Allowances Withdrawn (1:1) | Thousand Tons | 0 | 0 | 0 | 0 | 0 | 0 | 0
BART NOX Annual- Hunter 3- v6.17 | 108 | 7177 | Rate Constraint in lbs/MMBtu | FALSE | L | Annual | Allowances Withdrawn (n:1) | Thousand Tons | 0 | 0 | 0 | 0 | 0 | 0 | 0
BART NOX Annual- Hunter 3- v6.17 | 108 | 7177 | Rate Constraint in lbs/MMBtu | FALSE | L | Annual | Net Emissions Allowance Position | Thousand Tons | 2.5931 | 0 | 0 | 0 | 0 | 0 | 0
BART NOX Annual- Hunter 3- v6.17 | 108 | 7177 | Rate Constraint in lbs/MMBtu | FALSE | L | Annual | Fuel Consumed | TBtu | 18.1062 | 0 | 0 | 0 | 0 | 0 | 0
BART NOX Annual- Hunter 3- v6.17 | 108 | 7177 | Rate Constraint in lbs/MMBtu | FALSE | L | Annual | Rate | lb/MMBtu | 0.28643 | 0 | 0 | 0 | 0 | 0 | 0
BART NOX Annual- Hunter 3- v6.17 | 108 | 7177 | Rate Constraint in lbs/MMBtu | FALSE | L | Annual | Generation | TWh | 1.7828 | 0 | 0 | 0 | 0 | 0 | 0
BART NOX Annual- Hunter 3- v6.17 | 108 | 7177 | Rate Constraint in lbs/MMBtu | FALSE | L | Annual | Qualifying Generation | TWh | 1.7828 | 0 | 0 | 0 | 0 | 0 | 0
BART NOX Annual- Hunter 3- v6.17 | 108 | 7177 | Rate Constraint in lbs/MMBtu | FALSE | L | Annual | Rate | lb/MWh | 2.909 | 0 | 0 | 0 | 0 | 0 | 0
BART NOX Annual- Hunter 3- v6.17 | 108 | 7177 | Rate Constraint in lbs/MMBtu | FALSE | L | Annual | Constraint Shadow Price | US2022$/Ton | 0 | 0 | 0 | 0 | 0 | 0 | 0
BART NOX Annual- Huntington 1- v5.16 | 109 | 7178 | Rate Constraint in lbs/MMBtu | FALSE | L | Annual | Seasons Included | Seasons | Winter, Spring, Summer, Fall | Winter, Spring, Summer, Fall | Winter, Spring, Summer, Fall | Winter, Spring, Summer, Fall | Winter, Spring, Summer, Fall | Winter, Spring, Summer, Fall | Winter, Spring, Summer, Fall
BART NOX Annual- Huntington 1- v5.16 | 109 | 7178 | Rate Constraint in lbs/MMBtu | FALSE | L | Annual | Standard NOX | lb/MMBtu | 0.26 | 0.26 | 0.26 | 0.26 | 0.26 | 0.26 | 0.26
BART NOX Annual- Huntington 1- v5.16 | 109 | 7178 | Rate Constraint in lbs/MMBtu | FALSE | L | Annual | Emissions at Affected Plants NOX | Thousand Tons | 2.3246 | 0 | 0 | 0 | 0 | 0 | 0
BART NOX Annual- Huntington 1- v5.16 | 109 | 7178 | Rate Constraint in lbs/MMBtu | FALSE | L | Annual | Allowances Purchased NOX | Thousand Tons | 0 | 0 | 0 | 0 | 0 | 0 | 0
BART NOX Annual- Huntington 1- v5.16 | 109 | 7178 | Rate Constraint in lbs/MMBtu | FALSE | L | Annual | Allowances Sold NOX | Thousand Tons | 0 | 0 | 0 | 0 | 0 | 0 | 0
BART NOX Annual- Huntington 1- v5.16 | 109 | 7178 | Rate Constraint in lbs/MMBtu | FALSE | L | Annual | Allowances Banked | Thousand Tons | 0 | 0 | 0 | 0 | 0 | 0 | 0
BART NOX Annual- Huntington 1- v5.16 | 109 | 7178 | Rate Constraint in lbs/MMBtu | FALSE | L | Annual | Allowances Withdrawn (1:1) | Thousand Tons | 0 | 0 | 0 | 0 | 0 | 0 | 0
BART NOX Annual- Huntington 1- v5.16 | 109 | 7178 | Rate Constraint in lbs/MMBtu | FALSE | L | Annual | Allowances Withdrawn (n:1) | Thousand Tons | 0 | 0 | 0 | 0 | 0 | 0 | 0
BART NOX Annual- Huntington 1- v5.16 | 109 | 7178 | Rate Constraint in lbs/MMBtu | FALSE | L | Annual | Net Emissions Allowance Position | Thousand Tons | 2.3246 | 0 | 0 | 0 | 0 | 0 | 0
BART NOX Annual- Huntington 1- v5.16 | 109 | 7178 | Rate Constraint in lbs/MMBtu | FALSE | L | Annual | Fuel Consumed | TBtu | 23.094 | 0 | 0 | 0 | 0 | 0 | 0
BART NOX Annual- Huntington 1- v5.16 | 109 | 7178 | Rate Constraint in lbs/MMBtu | FALSE | L | Annual | Rate | lb/MMBtu | 0.20132 | 0 | 0 | 0 | 0 | 0 | 0
BART NOX Annual- Huntington 1- v5.16 | 109 | 7178 | Rate Constraint in lbs/MMBtu | FALSE | L | Annual | Generation | TWh | 2.2458 | 0 | 0 | 0 | 0 | 0 | 0
BART NOX Annual- Huntington 1- v5.16 | 109 | 7178 | Rate Constraint in lbs/MMBtu | FALSE | L | Annual | Qualifying Generation | TWh | 2.2458 | 0 | 0 | 0 | 0 | 0 | 0
BART NOX Annual- Huntington 1- v5.16 | 109 | 7178 | Rate Constraint in lbs/MMBtu | FALSE | L | Annual | Rate | lb/MWh | 2.0702 | 0 | 0 | 0 | 0 | 0 | 0
BART NOX Annual- Huntington 1- v5.16 | 109 | 7178 | Rate Constraint in lbs/MMBtu | FALSE | L | Annual | Constraint Shadow Price | US2022$/Ton | 0 | 0 | 0 | 0 | 0 | 0 | 0
BART NOX Annual- Huntington 2- v5.16 | 110 | 7179 | Rate Constraint in lbs/MMBtu | FALSE | L | Annual | Seasons Included | Seasons | Winter, Spring, Summer, Fall | Winter, Spring, Summer, Fall | Winter, Spring, Summer, Fall | Winter, Spring, Summer, Fall | Winter, Spring, Summer, Fall | Winter, Spring, Summer, Fall | Winter, Spring, Summer, Fall
BART NOX Annual- Huntington 2- v5.16 | 110 | 7179 | Rate Constraint in lbs/MMBtu | FALSE | L | Annual | Standard NOX | lb/MMBtu | 0.26 | 0.26 | 0.26 | 0.26 | 0.26 | 0.26 | 0.26
BART NOX Annual- Huntington 2- v5.16 | 110 | 7179 | Rate Constraint in lbs/MMBtu | FALSE | L | Annual | Emissions at Affected Plants NOX | Thousand Tons | 2.2385 | 0 | 0 | 0 | 0 | 0 | 0
BART NOX Annual- Huntington 2- v5.16 | 110 | 7179 | Rate Constraint in lbs/MMBtu | FALSE | L | Annual | Allowances Purchased NOX | Thousand Tons | 0 | 0 | 0 | 0 | 0 | 0 | 0
BART NOX Annual- Huntington 2- v5.16 | 110 | 7179 | Rate Constraint in lbs/MMBtu | FALSE | L | Annual | Allowances Sold NOX | Thousand Tons | 0 | 0 | 0 | 0 | 0 | 0 | 0
BART NOX Annual- Huntington 2- v5.16 | 110 | 7179 | Rate Constraint in lbs/MMBtu | FALSE | L | Annual | Allowances Banked | Thousand Tons | 0 | 0 | 0 | 0 | 0 | 0 | 0
BART NOX Annual- Huntington 2- v5.16 | 110 | 7179 | Rate Constraint in lbs/MMBtu | FALSE | L | Annual | Allowances Withdrawn (1:1) | Thousand Tons | 0 | 0 | 0 | 0 | 0 | 0 | 0
BART NOX Annual- Huntington 2- v5.16 | 110 | 7179 | Rate Constraint in lbs/MMBtu | FALSE | L | Annual | Allowances Withdrawn (n:1) | Thousand Tons | 0 | 0 | 0 | 0 | 0 | 0 | 0
BART NOX Annual- Huntington 2- v5.16 | 110 | 7179 | Rate Constraint in lbs/MMBtu | FALSE | L | Annual | Net Emissions Allowance Position | Thousand Tons | 2.2385 | 0 | 0 | 0 | 0 | 0 | 0
BART NOX Annual- Huntington 2- v5.16 | 110 | 7179 | Rate Constraint in lbs/MMBtu | FALSE | L | Annual | Fuel Consumed | TBtu | 22.7337 | 0 | 0 | 0 | 0 | 0 | 0
BART NOX Annual- Huntington 2- v5.16 | 110 | 7179 | Rate Constraint in lbs/MMBtu | FALSE | L | Annual | Rate | lb/MMBtu | 0.19693 | 0 | 0 | 0 | 0 | 0 | 0
BART NOX Annual- Huntington 2- v5.16 | 110 | 7179 | Rate Constraint in lbs/MMBtu | FALSE | L | Annual | Generation | TWh | 2.2018 | 0 | 0 | 0 | 0 | 0 | 0
BART NOX Annual- Huntington 2- v5.16 | 110 | 7179 | Rate Constraint in lbs/MMBtu | FALSE | L | Annual | Qualifying Generation | TWh | 2.2018 | 0 | 0 | 0 | 0 | 0 | 0
BART NOX Annual- Huntington 2- v5.16 | 110 | 7179 | Rate Constraint in lbs/MMBtu | FALSE | L | Annual | Rate | lb/MWh | 2.0333 | 0 | 0 | 0 | 0 | 0 | 0
BART NOX Annual- Huntington 2- v5.16 | 110 | 7179 | Rate Constraint in lbs/MMBtu | FALSE | L | Annual | Constraint Shadow Price | US2022$/Ton | 0 | 0 | 0 | 0 | 0 | 0 | 0
BART NOX Annual- Merrimack 2- v7.23 | 111 | 7944 | Rate Constraint in lbs/MMBtu | FALSE | L | Annual | Seasons Included | Seasons | Winter, Spring, Summer, Fall | Winter, Spring, Summer, Fall | Winter, Spring, Summer, Fall | Winter, Spring, Summer, Fall | Winter, Spring, Summer, Fall | Winter, Spring, Summer, Fall | Winter, Spring, Summer, Fall
BART NOX Annual- Merrimack 2- v7.23 | 111 | 7944 | Rate Constraint in lbs/MMBtu | FALSE | L | Annual | Standard NOX | lb/MMBtu | 0.22 | 0.22 | 0.22 | 0.22 | 0.22 | 0.22 | 0.22
BART NOX Annual- Merrimack 2- v7.23 | 111 | 7944 | Rate Constraint in lbs/MMBtu | FALSE | L | Annual | Emissions at Affected Plants NOX | Thousand Tons | 0 | 0 | 0 | 0 | 0 | 0 | 0
BART NOX Annual- Merrimack 2- v7.23 | 111 | 7944 | Rate Constraint in lbs/MMBtu | FALSE | L | Annual | Allowances Purchased NOX | Thousand Tons | 0 | 0 | 0 | 0 | 0 | 0 | 0
BART NOX Annual- Merrimack 2- v7.23 | 111 | 7944 | Rate Constraint in lbs/MMBtu | FALSE | L | Annual | Allowances Sold NOX | Thousand Tons | 0 | 0 | 0 | 0 | 0 | 0 | 0
BART NOX Annual- Merrimack 2- v7.23 | 111 | 7944 | Rate Constraint in lbs/MMBtu | FALSE | L | Annual | Allowances Banked | Thousand Tons | 0 | 0 | 0 | 0 | 0 | 0 | 0
BART NOX Annual- Merrimack 2- v7.23 | 111 | 7944 | Rate Constraint in lbs/MMBtu | FALSE | L | Annual | Allowances Withdrawn (1:1) | Thousand Tons | 0 | 0 | 0 | 0 | 0 | 0 | 0
BART NOX Annual- Merrimack 2- v7.23 | 111 | 7944 | Rate Constraint in lbs/MMBtu | FALSE | L | Annual | Allowances Withdrawn (n:1) | Thousand Tons | 0 | 0 | 0 | 0 | 0 | 0 | 0
BART NOX Annual- Merrimack 2- v7.23 | 111 | 7944 | Rate Constraint in lbs/MMBtu | FALSE | L | Annual | Net Emissions Allowance Position | Thousand Tons | 0 | 0 | 0 | 0 | 0 | 0 | 0
BART NOX Annual- Merrimack 2- v7.23 | 111 | 7944 | Rate Constraint in lbs/MMBtu | FALSE | L | Annual | Fuel Consumed | TBtu | 0 | 0 | 0 | 0 | 0 | 0 | 0
BART NOX Annual- Merrimack 2- v7.23 | 111 | 7944 | Rate Constraint in lbs/MMBtu | FALSE | L | Annual | Rate | lb/MMBtu | 0 | 0 | 0 | 0 | 0 | 0 | 0
BART NOX Annual- Merrimack 2- v7.23 | 111 | 7944 | Rate Constraint in lbs/MMBtu | FALSE | L | Annual | Generation | TWh | 0 | 0 | 0 | 0 | 0 | 0 | 0
BART NOX Annual- Merrimack 2- v7.23 | 111 | 7944 | Rate Constraint in lbs/MMBtu | FALSE | L | Annual | Qualifying Generation | TWh | 0 | 0 | 0 | 0 | 0 | 0 | 0
BART NOX Annual- Merrimack 2- v7.23 | 111 | 7944 | Rate Constraint in lbs/MMBtu | FALSE | L | Annual | Rate | lb/MWh | 0 | 0 | 0 | 0 | 0 | 0 | 0
BART NOX Annual- Merrimack 2- v7.23 | 111 | 7944 | Rate Constraint in lbs/MMBtu | FALSE | L | Annual | Constraint Shadow Price | US2022$/Ton | 0 | 0 | 0 | 0 | 0 | 0 | 0
BART NOX Annual- Northport 1- v5.16 | 112 | 7187 | Rate Constraint in lbs/MMBtu | FALSE | L | Annual | Seasons Included | Seasons | Winter, Spring, Summer, Fall | Winter, Spring, Summer, Fall | Winter, Spring, Summer, Fall | Winter, Spring, Summer, Fall | Winter, Spring, Summer, Fall | Winter, Spring, Summer, Fall | Winter, Spring, Summer, Fall
BART NOX Annual- Northport 1- v5.16 | 112 | 7187 | Rate Constraint in lbs/MMBtu | FALSE | L | Annual | Standard NOX | lb/MMBtu | 0.1 | 0.1 | 0.1 | 0.1 | 0.1 | 0.1 | 0.1
BART NOX Annual- Northport 1- v5.16 | 112 | 7187 | Rate Constraint in lbs/MMBtu | FALSE | L | Annual | Emissions at Affected Plants NOX | Thousand Tons | 0.16468 | 0.17235 | 0.15357 | 0 | 0 | 0 | 0
BART NOX Annual- Northport 1- v5.16 | 112 | 7187 | Rate Constraint in lbs/MMBtu | FALSE | L | Annual | Allowances Purchased NOX | Thousand Tons | 0 | 0 | 0 | 0 | 0 | 0 | 0
BART NOX Annual- Northport 1- v5.16 | 112 | 7187 | Rate Constraint in lbs/MMBtu | FALSE | L | Annual | Allowances Sold NOX | Thousand Tons | 0 | 0 | 0 | 0 | 0 | 0 | 0
BART NOX Annual- Northport 1- v5.16 | 112 | 7187 | Rate Constraint in lbs/MMBtu | FALSE | L | Annual | Allowances Banked | Thousand Tons | 0 | 0 | 0 | 0 | 0 | 0 | 0
BART NOX Annual- Northport 1- v5.16 | 112 | 7187 | Rate Constraint in lbs/MMBtu | FALSE | L | Annual | Allowances Withdrawn (1:1) | Thousand Tons | 0 | 0 | 0 | 0 | 0 | 0 | 0
BART NOX Annual- Northport 1- v5.16 | 112 | 7187 | Rate Constraint in lbs/MMBtu | FALSE | L | Annual | Allowances Withdrawn (n:1) | Thousand Tons | 0 | 0 | 0 | 0 | 0 | 0 | 0
BART NOX Annual- Northport 1- v5.16 | 112 | 7187 | Rate Constraint in lbs/MMBtu | FALSE | L | Annual | Net Emissions Allowance Position | Thousand Tons | 0.16468 | 0.17235 | 0.15357 | 0 | 0 | 0 | 0
BART NOX Annual- Northport 1- v5.16 | 112 | 7187 | Rate Constraint in lbs/MMBtu | FALSE | L | Annual | Fuel Consumed | TBtu | 5.1048 | 5.3427 | 4.7604 | 0 | 0 | 0 | 0
BART NOX Annual- Northport 1- v5.16 | 112 | 7187 | Rate Constraint in lbs/MMBtu | FALSE | L | Annual | Rate | lb/MMBtu | 0.06452 | 0.06452 | 0.06452 | 0 | 0 | 0 | 0
BART NOX Annual- Northport 1- v5.16 | 112 | 7187 | Rate Constraint in lbs/MMBtu | FALSE | L | Annual | Generation | TWh | 0.47562 | 0.49778 | 0.44353 | 0 | 0 | 0 | 0
BART NOX Annual- Northport 1- v5.16 | 112 | 7187 | Rate Constraint in lbs/MMBtu | FALSE | L | Annual | Qualifying Generation | TWh | 0.47562 | 0.49778 | 0.44353 | 0 | 0 | 0 | 0
BART NOX Annual- Northport 1- v5.16 | 112 | 7187 | Rate Constraint in lbs/MMBtu | FALSE | L | Annual | Rate | lb/MWh | 0.69249 | 0.69249 | 0.69249 | 0 | 0 | 0 | 0
BART NOX Annual- Northport 1- v5.16 | 112 | 7187 | Rate Constraint in lbs/MMBtu | FALSE | L | Annual | Constraint Shadow Price | US2022$/Ton | 0 | 0 | 0 | 0 | 0 | 0 | 0
BART NOX Annual- Northport 2- v5.16 | 113 | 7188 | Rate Constraint in lbs/MMBtu | FALSE | L | Annual | Seasons Included | Seasons | Winter, Spring, Summer, Fall | Winter, Spring, Summer, Fall | Winter, Spring, Summer, Fall | Winter, Spring, Summer, Fall | Winter, Spring, Summer, Fall | Winter, Spring, Summer, Fall | Winter, Spring, Summer, Fall
BART NOX Annual- Northport 2- v5.16 | 113 | 7188 | Rate Constraint in lbs/MMBtu | FALSE | L | Annual | Standard NOX | lb/MMBtu | 0.1 | 0.1 | 0.1 | 0.1 | 0.1 | 0.1 | 0.1
BART NOX Annual- Northport 2- v5.16 | 113 | 7188 | Rate Constraint in lbs/MMBtu | FALSE | L | Annual | Emissions at Affected Plants NOX | Thousand Tons | 0.18125 | 0.12886 | 0.14795 | 0 | 0 | 0 | 0
BART NOX Annual- Northport 2- v5.16 | 113 | 7188 | Rate Constraint in lbs/MMBtu | FALSE | L | Annual | Allowances Purchased NOX | Thousand Tons | 0 | 0 | 0 | 0 | 0 | 0 | 0
BART NOX Annual- Northport 2- v5.16 | 113 | 7188 | Rate Constraint in lbs/MMBtu | FALSE | L | Annual | Allowances Sold NOX | Thousand Tons | 0 | 0 | 0 | 0 | 0 | 0 | 0
BART NOX Annual- Northport 2- v5.16 | 113 | 7188 | Rate Constraint in lbs/MMBtu | FALSE | L | Annual | Allowances Banked | Thousand Tons | 0 | 0 | 0 | 0 | 0 | 0 | 0
BART NOX Annual- Northport 2- v5.16 | 113 | 7188 | Rate Constraint in lbs/MMBtu | FALSE | L | Annual | Allowances Withdrawn (1:1) | Thousand Tons | 0 | 0 | 0 | 0 | 0 | 0 | 0
BART NOX Annual- Northport 2- v5.16 | 113 | 7188 | Rate Constraint in lbs/MMBtu | FALSE | L | Annual | Allowances Withdrawn (n:1) | Thousand Tons | 0 | 0 | 0 | 0 | 0 | 0 | 0
BART NOX Annual- Northport 2- v5.16 | 113 | 7188 | Rate Constraint in lbs/MMBtu | FALSE | L | Annual | Net Emissions Allowance Position | Thousand Tons | 0.18125 | 0.12886 | 0.14795 | 0 | 0 | 0 | 0
BART NOX Annual- Northport 2- v5.16 | 113 | 7188 | Rate Constraint in lbs/MMBtu | FALSE | L | Annual | Fuel Consumed | TBtu | 5.9077 | 4.2 | 4.8224 | 0 | 0 | 0 | 0
BART NOX Annual- Northport 2- v5.16 | 113 | 7188 | Rate Constraint in lbs/MMBtu | FALSE | L | Annual | Rate | lb/MMBtu | 0.06136 | 0.06136 | 0.06136 | 0 | 0 | 0 | 0
BART NOX Annual- Northport 2- v5.16 | 113 | 7188 | Rate Constraint in lbs/MMBtu | FALSE | L | Annual | Generation | TWh | 0.54731 | 0.3891 | 0.44677 | 0 | 0 | 0 | 0
BART NOX Annual- Northport 2- v5.16 | 113 | 7188 | Rate Constraint in lbs/MMBtu | FALSE | L | Annual | Qualifying Generation | TWh | 0.54731 | 0.3891 | 0.44677 | 0 | 0 | 0 | 0
BART NOX Annual- Northport 2- v5.16 | 113 | 7188 | Rate Constraint in lbs/MMBtu | FALSE | L | Annual | Rate | lb/MWh | 0.66232 | 0.66232 | 0.66232 | 0 | 0 | 0 | 0
BART NOX Annual- Northport 2- v5.16 | 113 | 7188 | Rate Constraint in lbs/MMBtu | FALSE | L | Annual | Constraint Shadow Price | US2022$/Ton | 0 | 0 | 0 | 0 | 0 | 0 | 0
BART NOX Annual- Northport 3- v5.16 | 114 | 7189 | Rate Constraint in lbs/MMBtu | FALSE | L | Annual | Seasons Included | Seasons | Winter, Spring, Summer, Fall | Winter, Spring, Summer, Fall | Winter, Spring, Summer, Fall | Winter, Spring, Summer, Fall | Winter, Spring, Summer, Fall | Winter, Spring, Summer, Fall | Winter, Spring, Summer, Fall
BART NOX Annual- Northport 3- v5.16 | 114 | 7189 | Rate Constraint in lbs/MMBtu | FALSE | L | Annual | Standard NOX | lb/MMBtu | 0.1 | 0.1 | 0.1 | 0.1 | 0.1 | 0.1 | 0.1
BART NOX Annual- Northport 3- v5.16 | 114 | 7189 | Rate Constraint in lbs/MMBtu | FALSE | L | Annual | Emissions at Affected Plants NOX | Thousand Tons | 0.20664 | 0.17242 | 0.15362 | 0 | 0 | 0 | 0
BART NOX Annual- Northport 3- v5.16 | 114 | 7189 | Rate Constraint in lbs/MMBtu | FALSE | L | Annual | Allowances Purchased NOX | Thousand Tons | 0 | 0 | 0 | 0 | 0 | 0 | 0
BART NOX Annual- Northport 3- v5.16 | 114 | 7189 | Rate Constraint in lbs/MMBtu | FALSE | L | Annual | Allowances Sold NOX | Thousand Tons | 0 | 0 | 0 | 0 | 0 | 0 | 0
BART NOX Annual- Northport 3- v5.16 | 114 | 7189 | Rate Constraint in lbs/MMBtu | FALSE | L | Annual | Allowances Banked | Thousand Tons | 0 | 0 | 0 | 0 | 0 | 0 | 0
BART NOX Annual- Northport 3- v5.16 | 114 | 7189 | Rate Constraint in lbs/MMBtu | FALSE | L | Annual | Allowances Withdrawn (1:1) | Thousand Tons | 0 | 0 | 0 | 0 | 0 | 0 | 0
BART NOX Annual- Northport 3- v5.16 | 114 | 7189 | Rate Constraint in lbs/MMBtu | FALSE | L | Annual | Allowances Withdrawn (n:1) | Thousand Tons | 0 | 0 | 0 | 0 | 0 | 0 | 0
BART NOX Annual- Northport 3- v5.16 | 114 | 7189 | Rate Constraint in lbs/MMBtu | FALSE | L | Annual | Net Emissions Allowance Position | Thousand Tons | 0.20664 | 0.17242 | 0.15362 | 0 | 0 | 0 | 0
BART NOX Annual- Northport 3- v5.16 | 114 | 7189 | Rate Constraint in lbs/MMBtu | FALSE | L | Annual | Fuel Consumed | TBtu | 6.4344 | 5.3687 | 4.7835 | 0 | 0 | 0 | 0
BART NOX Annual- Northport 3- v5.16 | 114 | 7189 | Rate Constraint in lbs/MMBtu | FALSE | L | Annual | Rate | lb/MMBtu | 0.06423 | 0.06423 | 0.06423 | 0 | 0 | 0 | 0
BART NOX Annual- Northport 3- v5.16 | 114 | 7189 | Rate Constraint in lbs/MMBtu | FALSE | L | Annual | Generation | TWh | 0.60095 | 0.50142 | 0.44677 | 0 | 0 | 0 | 0
BART NOX Annual- Northport 3- v5.16 | 114 | 7189 | Rate Constraint in lbs/MMBtu | FALSE | L | Annual | Qualifying Generation | TWh | 0.60095 | 0.50142 | 0.44677 | 0 | 0 | 0 | 0
BART NOX Annual- Northport 3- v5.16 | 114 | 7189 | Rate Constraint in lbs/MMBtu | FALSE | L | Annual | Rate | lb/MWh | 0.68771 | 0.68771 | 0.68771 | 0 | 0 | 0 | 0
BART NOX Annual- Northport 3- v5.16 | 114 | 7189 | Rate Constraint in lbs/MMBtu | FALSE | L | Annual | Constraint Shadow Price | US2022$/Ton | 0 | 0 | 0 | 0 | 0 | 0 | 0
BART NOX Annual- Northport 4- v5.16 | 115 | 7190 | Rate Constraint in lbs/MMBtu | FALSE | L | Annual | Seasons Included | Seasons | Winter, Spring, Summer, Fall | Winter, Spring, Summer, Fall | Winter, Spring, Summer, Fall | Winter, Spring, Summer, Fall | Winter, Spring, Summer, Fall | Winter, Spring, Summer, Fall | Winter, Spring, Summer, Fall
BART NOX Annual- Northport 4- v5.16 | 115 | 7190 | Rate Constraint in lbs/MMBtu | FALSE | L | Annual | Standard NOX | lb/MMBtu | 0.1 | 0.1 | 0.1 | 0.1 | 0.1 | 0.1 | 0.1
BART NOX Annual- Northport 4- v5.16 | 115 | 7190 | Rate Constraint in lbs/MMBtu | FALSE | L | Annual | Emissions at Affected Plants NOX | Thousand Tons | 0.15859 | 0.13233 | 0.1179 | 0 | 0.078344 | 0 | 0
BART NOX Annual- Northport 4- v5.16 | 115 | 7190 | Rate Constraint in lbs/MMBtu | FALSE | L | Annual | Allowances Purchased NOX | Thousand Tons | 0 | 0 | 0 | 0 | 0 | 0 | 0
BART NOX Annual- Northport 4- v5.16 | 115 | 7190 | Rate Constraint in lbs/MMBtu | FALSE | L | Annual | Allowances Sold NOX | Thousand Tons | 0 | 0 | 0 | 0 | 0 | 0 | 0
BART NOX Annual- Northport 4- v5.16 | 115 | 7190 | Rate Constraint in lbs/MMBtu | FALSE | L | Annual | Allowances Banked | Thousand Tons | 0 | 0 | 0 | 0 | 0 | 0 | 0
BART NOX Annual- Northport 4- v5.16 | 115 | 7190 | Rate Constraint in lbs/MMBtu | FALSE | L | Annual | Allowances Withdrawn (1:1) | Thousand Tons | 0 | 0 | 0 | 0 | 0 | 0 | 0
BART NOX Annual- Northport 4- v5.16 | 115 | 7190 | Rate Constraint in lbs/MMBtu | FALSE | L | Annual | Allowances Withdrawn (n:1) | Thousand Tons | 0 | 0 | 0 | 0 | 0 | 0 | 0
BART NOX Annual- Northport 4- v5.16 | 115 | 7190 | Rate Constraint in lbs/MMBtu | FALSE | L | Annual | Net Emissions Allowance Position | Thousand Tons | 0.15859 | 0.13233 | 0.1179 | 0 | 0.078344 | 0 | 0
BART NOX Annual- Northport 4- v5.16 | 115 | 7190 | Rate Constraint in lbs/MMBtu | FALSE | L | Annual | Fuel Consumed | TBtu | 6.3731 | 5.3175 | 4.738 | 0 | 3.1482 | 0 | 0
BART NOX Annual- Northport 4- v5.16 | 115 | 7190 | Rate Constraint in lbs/MMBtu | FALSE | L | Annual | Rate | lb/MMBtu | 0.04977 | 0.04977 | 0.04977 | 0 | 0.04977 | 0 | 0
BART NOX Annual- Northport 4- v5.16 | 115 | 7190 | Rate Constraint in lbs/MMBtu | FALSE | L | Annual | Generation | TWh | 0.60095 | 0.50142 | 0.44677 | 0 | 0.29686 | 0 | 0
BART NOX Annual- Northport 4- v5.16 | 115 | 7190 | Rate Constraint in lbs/MMBtu | FALSE | L | Annual | Qualifying Generation | TWh | 0.60095 | 0.50142 | 0.44677 | 0 | 0.29686 | 0 | 0
BART NOX Annual- Northport 4- v5.16 | 115 | 7190 | Rate Constraint in lbs/MMBtu | FALSE | L | Annual | Rate | lb/MWh | 0.52781 | 0.52781 | 0.52781 | 0 | 0.52781 | 0 | 0
BART NOX Annual- Northport 4- v5.16 | 115 | 7190 | Rate Constraint in lbs/MMBtu | FALSE | L | Annual | Constraint Shadow Price | US2022$/Ton | 0 | 0 | 0 | 0 | 0 | 0 | 0
BART NOX Annual- Ravenswood 1- v5.16 | 116 | 7183 | Rate Constraint in lbs/MMBtu | FALSE | L | Annual | Seasons Included | Seasons | Winter, Spring, Summer, Fall | Winter, Spring, Summer, Fall | Winter, Spring, Summer, Fall | Winter, Spring, Summer, Fall | Winter, Spring, Summer, Fall | Winter, Spring, Summer, Fall | Winter, Spring, Summer, Fall
BART NOX Annual- Ravenswood 1- v5.16 | 116 | 7183 | Rate Constraint in lbs/MMBtu | FALSE | L | Annual | Standard NOX | lb/MMBtu | 0.15 | 0.15 | 0.15 | 0.15 | 0.15 | 0.15 | 0.15
BART NOX Annual- Ravenswood 1- v5.16 | 116 | 7183 | Rate Constraint in lbs/MMBtu | FALSE | L | Annual | Emissions at Affected Plants NOX | Thousand Tons | 0.16039 | 0.024041 | 0.011657 | 0 | 0 | 0 | 0
BART NOX Annual- Ravenswood 1- v5.16 | 116 | 7183 | Rate Constraint in lbs/MMBtu | FALSE | L | Annual | Allowances Purchased NOX | Thousand Tons | 0 | 0 | 0 | 0 | 0 | 0 | 0
BART NOX Annual- Ravenswood 1- v5.16 | 116 | 7183 | Rate Constraint in lbs/MMBtu | FALSE | L | Annual | Allowances Sold NOX | Thousand Tons | 0 | 0 | 0 | 0 | 0 | 0 | 0
BART NOX Annual- Ravenswood 1- v5.16 | 116 | 7183 | Rate Constraint in lbs/MMBtu | FALSE | L | Annual | Allowances Banked | Thousand Tons | 0 | 0 | 0 | 0 | 0 | 0 | 0
BART NOX Annual- Ravenswood 1- v5.16 | 116 | 7183 | Rate Constraint in lbs/MMBtu | FALSE | L | Annual | Allowances Withdrawn (1:1) | Thousand Tons | 0 | 0 | 0 | 0 | 0 | 0 | 0
BART NOX Annual- Ravenswood 1- v5.16 | 116 | 7183 | Rate Constraint in lbs/MMBtu | FALSE | L | Annual | Allowances Withdrawn (n:1) | Thousand Tons | 0 | 0 | 0 | 0 | 0 | 0 | 0
BART NOX Annual- Ravenswood 1- v5.16 | 116 | 7183 | Rate Constraint in lbs/MMBtu | FALSE | L | Annual | Net Emissions Allowance Position | Thousand Tons | 0.16039 | 0.024041 | 0.011657 | 0 | 0 | 0 | 0
BART NOX Annual- Ravenswood 1- v5.16 | 116 | 7183 | Rate Constraint in lbs/MMBtu | FALSE | L | Annual | Fuel Consumed | TBtu | 4.9959 | 0.74884 | 0.36308 | 0 | 0 | 0 | 0
BART NOX Annual- Ravenswood 1- v5.16 | 116 | 7183 | Rate Constraint in lbs/MMBtu | FALSE | L | Annual | Rate | lb/MMBtu | 0.06421 | 0.06421 | 0.06421 | 0 | 0 | 0 | 0
BART NOX Annual- Ravenswood 1- v5.16 | 116 | 7183 | Rate Constraint in lbs/MMBtu | FALSE | L | Annual | Generation | TWh | 0.45356 | 0.067983 | 0.032962 | 0 | 0 | 0 | 0
BART NOX Annual- Ravenswood 1- v5.16 | 116 | 7183 | Rate Constraint in lbs/MMBtu | FALSE | L | Annual | Qualifying Generation | TWh | 0.45356 | 0.067983 | 0.032962 | 0 | 0 | 0 | 0
BART NOX Annual- Ravenswood 1- v5.16 | 116 | 7183 | Rate Constraint in lbs/MMBtu | FALSE | L | Annual | Rate | lb/MWh | 0.70727 | 0.70727 | 0.70727 | 0 | 0 | 0 | 0
BART NOX Annual- Ravenswood 1- v5.16 | 116 | 7183 | Rate Constraint in lbs/MMBtu | FALSE | L | Annual | Constraint Shadow Price | US2022$/Ton | 0 | 0 | 0 | 0 | 0 | 0 | 0
BART NOX Annual- Ravenswood 2- v5.16 | 117 | 7184 | Rate Constraint in lbs/MMBtu | FALSE | L | Annual | Seasons Included | Seasons | Winter, Spring, Summer, Fall | Winter, Spring, Summer, Fall | Winter, Spring, Summer, Fall | Winter, Spring, Summer, Fall | Winter, Spring, Summer, Fall | Winter, Spring, Summer, Fall | Winter, Spring, Summer, Fall
BART NOX Annual- Ravenswood 2- v5.16 | 117 | 7184 | Rate Constraint in lbs/MMBtu | FALSE | L | Annual | Standard NOX | lb/MMBtu | 0.15 | 0.15 | 0.15 | 0.15 | 0.15 | 0.15 | 0.15
BART NOX Annual- Ravenswood 2- v5.16 | 117 | 7184 | Rate Constraint in lbs/MMBtu | FALSE | L | Annual | Emissions at Affected Plants NOX | Thousand Tons | 0 | 0 | 0 | 0 | 0 | 0 | 0
BART NOX Annual- Ravenswood 2- v5.16 | 117 | 7184 | Rate Constraint in lbs/MMBtu | FALSE | L | Annual | Allowances Purchased NOX | Thousand Tons | 0 | 0 | 0 | 0 | 0 | 0 | 0
BART NOX Annual- Ravenswood 2- v5.16 | 117 | 7184 | Rate Constraint in lbs/MMBtu | FALSE | L | Annual | Allowances Sold NOX | Thousand Tons | 0 | 0 | 0 | 0 | 0 | 0 | 0
BART NOX Annual- Ravenswood 2- v5.16 | 117 | 7184 | Rate Constraint in lbs/MMBtu | FALSE | L | Annual | Allowances Banked | Thousand Tons | 0 | 0 | 0 | 0 | 0 | 0 | 0
BART NOX Annual- Ravenswood 2- v5.16 | 117 | 7184 | Rate Constraint in lbs/MMBtu | FALSE | L | Annual | Allowances Withdrawn (1:1) | Thousand Tons | 0 | 0 | 0 | 0 | 0 | 0 | 0
BART NOX Annual- Ravenswood 2- v5.16 | 117 | 7184 | Rate Constraint in lbs/MMBtu | FALSE | L | Annual | Allowances Withdrawn (n:1) | Thousand Tons | 0 | 0 | 0 | 0 | 0 | 0 | 0
BART NOX Annual- Ravenswood 2- v5.16 | 117 | 7184 | Rate Constraint in lbs/MMBtu | FALSE | L | Annual | Net Emissions Allowance Position | Thousand Tons | 0 | 0 | 0 | 0 | 0 | 0 | 0
BART NOX Annual- Ravenswood 2- v5.16 | 117 | 7184 | Rate Constraint in lbs/MMBtu | FALSE | L | Annual | Fuel Consumed | TBtu | 0 | 0 | 0 | 0 | 0 | 0 | 0
BART NOX Annual- Ravenswood 2- v5.16 | 117 | 7184 | Rate Constraint in lbs/MMBtu | FALSE | L | Annual | Rate | lb/MMBtu | 0 | 0 | 0 | 0 | 0 | 0 | 0
BART NOX Annual- Ravenswood 2- v5.16 | 117 | 7184 | Rate Constraint in lbs/MMBtu | FALSE | L | Annual | Generation | TWh | 0 | 0 | 0 | 0 | 0 | 0 | 0
BART NOX Annual- Ravenswood 2- v5.16 | 117 | 7184 | Rate Constraint in lbs/MMBtu | FALSE | L | Annual | Qualifying Generation | TWh | 0 | 0 | 0 | 0 | 0 | 0 | 0
BART NOX Annual- Ravenswood 2- v5.16 | 117 | 7184 | Rate Constraint in lbs/MMBtu | FALSE | L | Annual | Rate | lb/MWh | 0 | 0 | 0 | 0 | 0 | 0 | 0
BART NOX Annual- Ravenswood 2- v5.16 | 117 | 7184 | Rate Constraint in lbs/MMBtu | FALSE | L | Annual | Constraint Shadow Price | US2022$/Ton | 0 | 0 | 0 | 0 | 0 | 0 | 0
BART NOX Annual- Ravenswood 3- v5.16 | 118 | 7185 | Rate Constraint in lbs/MMBtu | FALSE | L | Annual | Seasons Included | Seasons | Winter, Spring, Summer, Fall | Winter, Spring, Summer, Fall | Winter, Spring, Summer, Fall | Winter, Spring, Summer, Fall | Winter, Spring, Summer, Fall | Winter, Spring, Summer, Fall | Winter, Spring, Summer, Fall
BART NOX Annual- Ravenswood 3- v5.16 | 118 | 7185 | Rate Constraint in lbs/MMBtu | FALSE | L | Annual | Standard NOX | lb/MMBtu | 0.15 | 0.15 | 0.15 | 0.15 | 0.15 | 0.15 | 0.15
BART NOX Annual- Ravenswood 3- v5.16 | 118 | 7185 | Rate Constraint in lbs/MMBtu | FALSE | L | Annual | Emissions at Affected Plants NOX | Thousand Tons | 0.29066 | 0 | 0 | 0 | 0 | 0 | 0
BART NOX Annual- Ravenswood 3- v5.16 | 118 | 7185 | Rate Constraint in lbs/MMBtu | FALSE | L | Annual | Allowances Purchased NOX | Thousand Tons | 0 | 0 | 0 | 0 | 0 | 0 | 0
BART NOX Annual- Ravenswood 3- v5.16 | 118 | 7185 | Rate Constraint in lbs/MMBtu | FALSE | L | Annual | Allowances Sold NOX | Thousand Tons | 0 | 0 | 0 | 0 | 0 | 0 | 0
BART NOX Annual- Ravenswood 3- v5.16 | 118 | 7185 | Rate Constraint in lbs/MMBtu | FALSE | L | Annual | Allowances Banked | Thousand Tons | 0 | 0 | 0 | 0 | 0 | 0 | 0
BART NOX Annual- Ravenswood 3- v5.16 | 118 | 7185 | Rate Constraint in lbs/MMBtu | FALSE | L | Annual | Allowances Withdrawn (1:1) | Thousand Tons | 0 | 0 | 0 | 0 | 0 | 0 | 0
BART NOX Annual- Ravenswood 3- v5.16 | 118 | 7185 | Rate Constraint in lbs/MMBtu | FALSE | L | Annual | Allowances Withdrawn (n:1) | Thousand Tons | 0 | 0 | 0 | 0 | 0 | 0 | 0
BART NOX Annual- Ravenswood 3- v5.16 | 118 | 7185 | Rate Constraint in lbs/MMBtu | FALSE | L | Annual | Net Emissions Allowance Position | Thousand Tons | 0.29066 | 0 | 0 | 0 | 0 | 0 | 0
BART NOX Annual- Ravenswood 3- v5.16 | 118 | 7185 | Rate Constraint in lbs/MMBtu | FALSE | L | Annual | Fuel Consumed | TBtu | 8.2916 | 0 | 0 | 0 | 0 | 0 | 0
BART NOX Annual- Ravenswood 3- v5.16 | 118 | 7185 | Rate Constraint in lbs/MMBtu | FALSE | L | Annual | Rate | lb/MMBtu | 0.07011 | 0 | 0 | 0 | 0 | 0 | 0
BART NOX Annual- Ravenswood 3- v5.16 | 118 | 7185 | Rate Constraint in lbs/MMBtu | FALSE | L | Annual | Generation | TWh | 0.75166 | 0 | 0 | 0 | 0 | 0 | 0
BART NOX Annual- Ravenswood 3- v5.16 | 118 | 7185 | Rate Constraint in lbs/MMBtu | FALSE | L | Annual | Qualifying Generation | TWh | 0.75166 | 0 | 0 | 0 | 0 | 0 | 0
BART NOX Annual- Ravenswood 3- v5.16 | 118 | 7185 | Rate Constraint in lbs/MMBtu | FALSE | L | Annual | Rate | lb/MWh | 0.77338 | 0 | 0 | 0 | 0 | 0 | 0
BART NOX Annual- Ravenswood 3- v5.16 | 118 | 7185 | Rate Constraint in lbs/MMBtu | FALSE | L | Annual | Constraint Shadow Price | US2022$/Ton | 0 | 0 | 0 | 0 | 0 | 0 | 0
BART NOX Annual- Seminole 1- v7.23 | 119 | 7947 | Rate Constraint in lbs/MMBtu | FALSE | L | Annual | Seasons Included | Seasons | Winter, Spring, Summer, Fall | Winter, Spring, Summer, Fall | Winter, Spring, Summer, Fall | Winter, Spring, Summer, Fall | Winter, Spring, Summer, Fall | Winter, Spring, Summer, Fall | Winter, Spring, Summer, Fall
BART NOX Annual- Seminole 1- v7.23 | 119 | 7947 | Rate Constraint in lbs/MMBtu | FALSE | L | Annual | Standard NOX | lb/MMBtu | 0.203 | 0.203 | 0.203 | 0.203 | 0.203 | 0.203 | 0.203
BART NOX Annual- Seminole 1- v7.23 | 119 | 7947 | Rate Constraint in lbs/MMBtu | FALSE | L | Annual | Emissions at Affected Plants NOX | Thousand Tons | 0.11779 | 0.11779 | 0 | 0 | 0 | 0 | 0
BART NOX Annual- Seminole 1- v7.23 | 119 | 7947 | Rate Constraint in lbs/MMBtu | FALSE | L | Annual | Allowances Purchased NOX | Thousand Tons | 0 | 0 | 0 | 0 | 0 | 0 | 0
BART NOX Annual- Seminole 1- v7.23 | 119 | 7947 | Rate Constraint in lbs/MMBtu | FALSE | L | Annual | Allowances Sold NOX | Thousand Tons | 0 | 0 | 0 | 0 | 0 | 0 | 0
BART NOX Annual- Seminole 1- v7.23 | 119 | 7947 | Rate Constraint in lbs/MMBtu | FALSE | L | Annual | Allowances Banked | Thousand Tons | 0 | 0 | 0 | 0 | 0 | 0 | 0
BART NOX Annual- Seminole 1- v7.23 | 119 | 7947 | Rate Constraint in lbs/MMBtu | FALSE | L | Annual | Allowances Withdrawn (1:1) | Thousand Tons | 0 | 0 | 0 | 0 | 0 | 0 | 0
BART NOX Annual- Seminole 1- v7.23 | 119 | 7947 | Rate Constraint in lbs/MMBtu | FALSE | L | Annual | Allowances Withdrawn (n:1) | Thousand Tons | 0 | 0 | 0 | 0 | 0 | 0 | 0
BART NOX Annual- Seminole 1- v7.23 | 119 | 7947 | Rate Constraint in lbs/MMBtu | FALSE | L | Annual | Net Emissions Allowance Position | Thousand Tons | 0.11779 | 0.11779 | 0 | 0 | 0 | 0 | 0
BART NOX Annual- Seminole 1- v7.23 | 119 | 7947 | Rate Constraint in lbs/MMBtu | FALSE | L | Annual | Fuel Consumed | TBtu | 2.0058 | 2.0058 | 0 | 0 | 0 | 0 | 0
BART NOX Annual- Seminole 1- v7.23 | 119 | 7947 | Rate Constraint in lbs/MMBtu | FALSE | L | Annual | Rate | lb/MMBtu | 0.11745 | 0.11745 | 0 | 0 | 0 | 0 | 0
BART NOX Annual- Seminole 1- v7.23 | 119 | 7947 | Rate Constraint in lbs/MMBtu | FALSE | L | Annual | Generation | TWh | 0.17257 | 0.17257 | 0 | 0 | 0 | 0 | 0
BART NOX Annual- Seminole 1- v7.23 | 119 | 7947 | Rate Constraint in lbs/MMBtu | FALSE | L | Annual | Qualifying Generation | TWh | 0.17257 | 0.17257 | 0 | 0 | 0 | 0 | 0
BART NOX Annual- Seminole 1- v7.23 | 119 | 7947 | Rate Constraint in lbs/MMBtu | FALSE | L | Annual | Rate | lb/MWh | 1.3652 | 1.3652 | 0 | 0 | 0 | 0 | 0
BART NOX Annual- Seminole 1- v7.23 | 119 | 7947 | Rate Constraint in lbs/MMBtu | FALSE | L | Annual | Constraint Shadow Price | US2022$/Ton | 0 | 0 | 0 | 0 | 0 | 0 | 0
BART NOX Annual- Seminole 2- v7.23 | 120 | 7948 | Rate Constraint in lbs/MMBtu | FALSE | L | Annual | Seasons Included | Seasons | Winter, Spring, Summer, Fall | Winter, Spring, Summer, Fall | Winter, Spring, Summer, Fall | Winter, Spring, Summer, Fall | Winter, Spring, Summer, Fall | Winter, Spring, Summer, Fall | Winter, Spring, Summer, Fall
BART NOX Annual- Seminole 2- v7.23 | 120 | 7948 | Rate Constraint in lbs/MMBtu | FALSE | L | Annual | Standard NOX | lb/MMBtu | 0.212 | 0.212 | 0.212 | 0.212 | 0.212 | 0.212 | 0.212
BART NOX Annual- Seminole 2- v7.23 | 120 | 7948 | Rate Constraint in lbs/MMBtu | FALSE | L | Annual | Emissions at Affected Plants NOX | Thousand Tons | 0.11779 | 0.11779 | 0 | 0 | 0 | 0 | 0
BART NOX Annual- Seminole 2- v7.23 | 120 | 7948 | Rate Constraint in lbs/MMBtu | FALSE | L | Annual | Allowances Purchased NOX | Thousand Tons | 0 | 0 | 0 | 0 | 0 | 0 | 0
BART NOX Annual- Seminole 2- v7.23 | 120 | 7948 | Rate Constraint in lbs/MMBtu | FALSE | L | Annual | Allowances Sold NOX | Thousand Tons | 0 | 0 | 0 | 0 | 0 | 0 | 0
BART NOX Annual- Seminole 2- v7.23 | 120 | 7948 | Rate Constraint in lbs/MMBtu | FALSE | L | Annual | Allowances Banked | Thousand Tons | 0 | 0 | 0 | 0 | 0 | 0 | 0
BART NOX Annual- Seminole 2- v7.23 | 120 | 7948 | Rate Constraint in lbs/MMBtu | FALSE | L | Annual | Allowances Withdrawn (1:1) | Thousand Tons | 0 | 0 | 0 | 0 | 0 | 0 | 0
BART NOX Annual- Seminole 2- v7.23 | 120 | 7948 | Rate Constraint in lbs/MMBtu | FALSE | L | Annual | Allowances Withdrawn (n:1) | Thousand Tons | 0 | 0 | 0 | 0 | 0 | 0 | 0
BART NOX Annual- Seminole 2- v7.23 | 120 | 7948 | Rate Constraint in lbs/MMBtu | FALSE | L | Annual | Net Emissions Allowance Position | Thousand Tons | 0.11779 | 0.11779 | 0 | 0 | 0 | 0 | 0
BART NOX Annual- Seminole 2- v7.23 | 120 | 7948 | Rate Constraint in lbs/MMBtu | FALSE | L | Annual | Fuel Consumed | TBtu | 2.0058 | 2.0058 | 0 | 0 | 0 | 0 | 0
BART NOX Annual- Seminole 2- v7.23 | 120 | 7948 | Rate Constraint in lbs/MMBtu | FALSE | L | Annual | Rate | lb/MMBtu | 0.11745 | 0.11745 | 0 | 0 | 0 | 0 | 0
BART NOX Annual- Seminole 2- v7.23 | 120 | 7948 | Rate Constraint in lbs/MMBtu | FALSE | L | Annual | Generation | TWh | 0.17257 | 0.17257 | 0 | 0 | 0 | 0 | 0
BART NOX Annual- Seminole 2- v7.23 | 120 | 7948 | Rate Constraint in lbs/MMBtu | FALSE | L | Annual | Qualifying Generation | TWh | 0.17257 | 0.17257 | 0 | 0 | 0 | 0 | 0
BART NOX Annual- Seminole 2- v7.23 | 120 | 7948 | Rate Constraint in lbs/MMBtu | FALSE | L | Annual | Rate | lb/MWh | 1.3652 | 1.3652 | 0 | 0 | 0 | 0 | 0
BART NOX Annual- Seminole 2- v7.23 | 120 | 7948 | Rate Constraint in lbs/MMBtu | FALSE | L | Annual | Constraint Shadow Price | US2022$/Ton | 0 | 0 | 0 | 0 | 0 | 0 | 0
BART NOX Annual- Seminole 3- v7.23 | 121 | 7949 | Rate Constraint in lbs/MMBtu | FALSE | L | Annual | Seasons Included | Seasons | Winter, Spring, Summer, Fall | Winter, Spring, Summer, Fall | Winter, Spring, Summer, Fall | Winter, Spring, Summer, Fall | Winter, Spring, Summer, Fall | Winter, Spring, Summer, Fall | Winter, Spring, Summer, Fall
BART NOX Annual- Seminole 3- v7.23 | 121 | 7949 | Rate Constraint in lbs/MMBtu | FALSE | L | Annual | Standard NOX | lb/MMBtu | 0.164 | 0.164 | 0.164 | 0.164 | 0.164 | 0.164 | 0.164
BART NOX Annual- Seminole 3- v7.23 | 121 | 7949 | Rate Constraint in lbs/MMBtu | FALSE | L | Annual | Emissions at Affected Plants NOX | Thousand Tons | 0.053128 | 0.053128 | 0.047532 | 0.047532 | 0.047532 | 0.047532 | 0.047532
BART NOX Annual- Seminole 3- v7.23 | 121 | 7949 | Rate Constraint in lbs/MMBtu | FALSE | L | Annual | Allowances Purchased NOX | Thousand Tons | 0 | 0 | 0 | 0 | 0 | 0 | 0
BART NOX Annual- Seminole 3- v7.23 | 121 | 7949 | Rate Constraint in lbs/MMBtu | FALSE | L | Annual | Allowances Sold NOX | Thousand Tons | 0 | 0 | 0 | 0 | 0 | 0 | 0
BART NOX Annual- Seminole 3- v7.23 | 121 | 7949 | Rate Constraint in lbs/MMBtu | FALSE | L | Annual | Allowances Banked | Thousand Tons | 0 | 0 | 0 | 0 | 0 | 0 | 0
BART NOX Annual- Seminole 3- v7.23 | 121 | 7949 | Rate Constraint in lbs/MMBtu | FALSE | L | Annual | Allowances Withdrawn (1:1) | Thousand Tons | 0 | 0 | 0 | 0 | 0 | 0 | 0
BART NOX Annual- Seminole 3- v7.23 | 121 | 7949 | Rate Constraint in lbs/MMBtu | FALSE | L | Annual | Allowances Withdrawn (n:1) | Thousand Tons | 0 | 0 | 0 | 0 | 0 | 0 | 0
BART NOX Annual- Seminole 3- v7.23 | 121 | 7949 | Rate Constraint in lbs/MMBtu | FALSE | L | Annual | Net Emissions Allowance Position | Thousand Tons | 0.053128 | 0.053128 | 0.047532 | 0.047532 | 0.047532 | 0.047532 | 0.047532
BART NOX Annual- Seminole 3- v7.23 | 121 | 7949 | Rate Constraint in lbs/MMBtu | FALSE | L | Annual | Fuel Consumed | TBtu | 1.0023 | 1.0023 | 0.89675 | 0.89675 | 0.89675 | 0.89675 | 0.89675
BART NOX Annual- Seminole 3- v7.23 | 121 | 7949 | Rate Constraint in lbs/MMBtu | FALSE | L | Annual | Rate | lb/MMBtu | 0.10601 | 0.10601 | 0.10601 | 0.10601 | 0.10601 | 0.10601 | 0.10601
BART NOX Annual- Seminole 3- v7.23 | 121 | 7949 | Rate Constraint in lbs/MMBtu | FALSE | L | Annual | Generation | TWh | 0.08725 | 0.08725 | 0.07806 | 0.07806 | 0.07806 | 0.07806 | 0.07806
BART NOX Annual- Seminole 3- v7.23 | 121 | 7949 | Rate Constraint in lbs/MMBtu | FALSE | L | Annual | Qualifying Generation | TWh | 0.08725 | 0.08725 | 0.07806 | 0.07806 | 0.07806 | 0.07806 | 0.07806
BART NOX Annual- Seminole 3- v7.23 | 121 | 7949 | Rate Constraint in lbs/MMBtu | FALSE | L | Annual | Rate | lb/MWh | 1.2178 | 1.2178 | 1.2178 | 1.2178 | 1.2178 | 1.2178 | 1.2178
BART NOX Annual- Seminole 3- v7.23 | 121 | 7949 | Rate Constraint in lbs/MMBtu | FALSE | L | Annual | Constraint Shadow Price | US2022$/Ton | 0 | 0 | 0 | 0 | 0 | 0 | 0
BART NOX Annual- Southwestern 3- v7.23 | 122 | 7950 | Rate Constraint in lbs/MMBtu | FALSE | L | Annual | Seasons Included | Seasons | Winter, Spring, Summer, Fall | Winter, Spring, Summer, Fall | Winter, Spring, Summer, Fall | Winter, Spring, Summer, Fall | Winter, Spring, Summer, Fall | Winter, Spring, Summer, Fall | Winter, Spring, Summer, Fall
BART NOX Annual- Southwestern 3- v7.23 | 122 | 7950 | Rate Constraint in lbs/MMBtu | FALSE | L | Annual | Standard NOX | lb/MMBtu | 0.45 | 0.45 | 0.45 | 0.45 | 0.45 | 0.45 | 0.45
BART NOX Annual- Southwestern 3- v7.23 | 122 | 7950 | Rate Constraint in lbs/MMBtu | FALSE | L | Annual | Emissions at Affected Plants NOX | Thousand Tons | 0.097785 | 0.097785 | 0.097785 | 0.097785 | 0.097785 | 0.097785 | 0.097785
BART NOX Annual- Southwestern 3- v7.23 | 122 | 7950 | Rate Constraint in lbs/MMBtu | FALSE | L | Annual | Allowances Purchased NOX | Thousand Tons | 0 | 0 | 0 | 0 | 0 | 0 | 0
BART NOX Annual- Southwestern 3- v7.23 | 122 | 7950 | Rate Constraint in lbs/MMBtu | FALSE | L | Annual | Allowances Sold NOX | Thousand Tons | 0 | 0 | 0 | 0 | 0 | 0 | 0
BART NOX Annual- Southwestern 3- v7.23 | 122 | 7950 | Rate Constraint in lbs/MMBtu | FALSE | L | Annual | Allowances Banked | Thousand Tons | 0 | 0 | 0 | 0 | 0 | 0 | 0
BART NOX Annual- Southwestern 3- v7.23 | 122 | 7950 | Rate Constraint in lbs/MMBtu | FALSE | L | Annual | Allowances Withdrawn (1:1) | Thousand Tons | 0 | 0 | 0 | 0 | 0 | 0 | 0
BART NOX Annual- Southwestern 3- v7.23 | 122 | 7950 | Rate Constraint in lbs/MMBtu | FALSE | L | Annual | Allowances Withdrawn (n:1) | Thousand Tons | 0 | 0 | 0 | 0 | 0 | 0 | 0
BART NOX Annual- Southwestern 3- v7.23 | 122 | 7950 | Rate Constraint in lbs/MMBtu | FALSE | L | Annual | Net Emissions Allowance Position | Thousand Tons | 0.097785 | 0.097785 | 0.097785 | 0.097785 | 0.097785 | 0.097785 | 0.097785
BART NOX Annual- Southwestern 3- v7.23 | 122 | 7950 | Rate Constraint in lbs/MMBtu | FALSE | L | Annual | Fuel Consumed | TBtu | 0.67153 | 0.67153 | 0.67153 | 0.67153 | 0.67153 | 0.67153 | 0.67153
BART NOX Annual- Southwestern 3- v7.23 | 122 | 7950 | Rate Constraint in lbs/MMBtu | FALSE | L | Annual | Rate | lb/MMBtu | 0.29123 | 0.29123 | 0.29123 | 0.29123 | 0.29123 | 0.29123 | 0.29123
BART NOX Annual- Southwestern 3- v7.23 | 122 | 7950 | Rate Constraint in lbs/MMBtu | FALSE | L | Annual | Generation | TWh | 0.051684 | 0.051684 | 0.051684 | 0.051684 | 0.051684 | 0.051684 | 0.051684
BART NOX Annual- Southwestern 3- v7.23 | 122 | 7950 | Rate Constraint in lbs/MMBtu | FALSE | L | Annual | Qualifying Generation | TWh | 0.051684 | 0.051684 | 0.051684 | 0.051684 | 0.051684 | 0.051684 | 0.051684
BART NOX Annual- Southwestern 3- v7.23 | 122 | 7950 | Rate Constraint in lbs/MMBtu | FALSE | L | Annual | Rate | lb/MWh | 3.784 | 3.784 | 3.784 | 3.784 | 3.784 | 3.784 | 3.784
BART NOX Annual- Southwestern 3- v7.23 | 122 | 7950 | Rate Constraint in lbs/MMBtu | FALSE | L | Annual | Constraint Shadow Price | US2022$/Ton | 0 | 0 | 0 | 0 | 0 | 0 | 0
BART NOX Annual- Wyodak 1- v7.23 | 123 | 7945 | Rate Constraint in lbs/MMBtu | FALSE | L | Annual | Seasons Included | Seasons | Winter, Spring, Summer, Fall | Winter, Spring, Summer, Fall | Winter, Spring, Summer, Fall | Winter, Spring, Summer, Fall | Winter, Spring, Summer, Fall | Winter, Spring, Summer, Fall | Winter, Spring, Summer, Fall
BART NOX Annual- Wyodak 1- v7.23 | 123 | 7945 | Rate Constraint in lbs/MMBtu | FALSE | L | Annual | Standard NOX | lb/MMBtu | 0.23 | 0.23 | 0.23 | 0.23 | 0.23 | 0.23 | 0.23
BART NOX Annual- Wyodak 1- v7.23 | 123 | 7945 | Rate Constraint in lbs/MMBtu | FALSE | L | Annual | Emissions at Affected Plants NOX | Thousand Tons | 3.0968 | 3.0968 | 3.0968 | 0 | 0 | 0 | 0
BART NOX Annual- Wyodak 1- v7.23 | 123 | 7945 | Rate Constraint in lbs/MMBtu | FALSE | L | Annual | Allowances Purchased NOX | Thousand Tons | 0 | 0 | 0 | 0 | 0 | 0 | 0
BART NOX Annual- Wyodak 1- v7.23 | 123 | 7945 | Rate Constraint in lbs/MMBtu | FALSE | L | Annual | Allowances Sold NOX | Thousand Tons | 0 | 0 | 0 | 0 | 0 | 0 | 0
BART NOX Annual- Wyodak 1- v7.23 | 123 | 7945 | Rate Constraint in lbs/MMBtu | FALSE | L | Annual | Allowances Banked | Thousand Tons | 0 | 0 | 0 | 0 | 0 | 0 | 0
BART NOX Annual- Wyodak 1- v7.23 | 123 | 7945 | Rate Constraint in lbs/MMBtu | FALSE | L | Annual | Allowances Withdrawn (1:1) | Thousand Tons | 0 | 0 | 0 | 0 | 0 | 0 | 0
BART NOX Annual- Wyodak 1- v7.23 | 123 | 7945 | Rate Constraint in lbs/MMBtu | FALSE | L | Annual | Allowances Withdrawn (n:1) | Thousand Tons | 0 | 0 | 0 | 0 | 0 | 0 | 0
BART NOX Annual- Wyodak 1- v7.23 | 123 | 7945 | Rate Constraint in lbs/MMBtu | FALSE | L | Annual | Net Emissions Allowance Position | Thousand Tons | 3.0968 | 3.0968 | 3.0968 | 0 | 0 | 0 | 0
BART NOX Annual- Wyodak 1- v7.23 | 123 | 7945 | Rate Constraint in lbs/MMBtu | FALSE | L | Annual | Fuel Consumed | TBtu | 27.3713 | 27.3713 | 27.3713 | 0 | 0 | 0 | 0
BART NOX Annual- Wyodak 1- v7.23 | 123 | 7945 | Rate Constraint in lbs/MMBtu | FALSE | L | Annual | Rate | lb/MMBtu | 0.22628 | 0.22628 | 0.22628 | 0 | 0 | 0 | 0
BART NOX Annual- Wyodak 1- v7.23 | 123 | 7945 | Rate Constraint in lbs/MMBtu | FALSE | L | Annual | Generation | TWh | 2.2397 | 2.2397 | 2.2397 | 0 | 0 | 0 | 0
BART NOX Annual- Wyodak 1- v7.23 | 123 | 7945 | Rate Constraint in lbs/MMBtu | FALSE | L | Annual | Qualifying Generation | TWh | 2.2397 | 2.2397 | 2.2397 | 0 | 0 | 0 | 0
BART NOX Annual- Wyodak 1- v7.23 | 123 | 7945 | Rate Constraint in lbs/MMBtu | FALSE | L | Annual | Rate | lb/MWh | 2.7654 | 2.7654 | 2.7654 | 0 | 0 | 0 | 0
BART NOX Annual- Wyodak 1- v7.23 | 123 | 7945 | Rate Constraint in lbs/MMBtu | FALSE | L | Annual | Constraint Shadow Price | US2022$/Ton | 0 | 0 | 0 | 0 | 0 | 0 | 0
BART NOX Annual-Apache Station 2 -v5.13 | 124 | 7138 | Rate Constraint in lbs/MMBtu | FALSE | L | Annual | Seasons Included | Seasons | Winter, Spring, Summer, Fall | Winter, Spring, Summer, Fall | Winter, Spring, Summer, Fall | Winter, Spring, Summer, Fall | Winter, Spring, Summer, Fall | Winter, Spring, Summer, Fall | Winter, Spring, Summer, Fall
BART NOX Annual-Apache Station 2 -v5.13 | 124 | 7138 | Rate Constraint in lbs/MMBtu | FALSE | L | Annual | Standard NOX | lb/MMBtu | 0.085 | 0.085 | 0.085 | 0.085 | 0.085 | 0.085 | 0.085
BART NOX Annual-Apache Station 2 -v5.13 | 124 | 7138 | Rate Constraint in lbs/MMBtu | FALSE | L | Annual | Emissions at Affected Plants NOX | Thousand Tons | 0.011317 | 0.011317 | 0.011317 | 0.011317 | 0.011317 | 0.011317 | 0.011317
BART NOX Annual-Apache Station 2 -v5.13 | 124 | 7138 | Rate Constraint in lbs/MMBtu | FALSE | L | Annual | Allowances Purchased NOX | Thousand Tons | 0 | 0 | 0 | 0 | 0 | 0 | 0
BART NOX Annual-Apache Station 2 -v5.13 | 124 | 7138 | Rate Constraint in lbs/MMBtu | FALSE | L | Annual | Allowances Sold NOX | Thousand Tons | 0 | 0 | 0 | 0 | 0 | 0 | 0
BART NOX Annual-Apache Station 2 -v5.13 | 124 | 7138 | Rate Constraint in lbs/MMBtu | FALSE | L | Annual | Allowances Banked | Thousand Tons | 0 | 0 | 0 | 0 | 0 | 0 | 0
BART NOX Annual-Apache Station 2 -v5.13 | 124 | 7138 | Rate Constraint in lbs/MMBtu | FALSE | L | Annual | Allowances Withdrawn (1:1) | Thousand Tons | 0 | 0 | 0 | 0 | 0 | 0 | 0
BART NOX Annual-Apache Station 2 -v5.13 | 124 | 7138 | Rate Constraint in lbs/MMBtu | FALSE | L | Annual | Allowances Withdrawn (n:1) | Thousand Tons | 0 | 0 | 0 | 0 | 0 | 0 | 0
BART NOX Annual-Apache Station 2 -v5.13 | 124 | 7138 | Rate Constraint in lbs/MMBtu | FALSE | L | Annual | Net Emissions Allowance Position | Thousand Tons | 0.011317 | 0.011317 | 0.011317 | 0.011317 | 0.011317 | 0.011317 | 0.011317
BART NOX Annual-Apache Station 2 -v5.13 | 124 | 7138 | Rate Constraint in lbs/MMBtu | FALSE | L | Annual | Fuel Consumed | TBtu | 0.33913 | 0.33913 | 0.33913 | 0.33913 | 0.33913 | 0.33913 | 0.33913
BART NOX Annual-Apache Station 2 -v5.13 | 124 | 7138 | Rate Constraint in lbs/MMBtu | FALSE | L | Annual | Rate | lb/MMBtu | 0.06674 | 0.06674 | 0.06674 | 0.06674 | 0.06674 | 0.06674 | 0.06674
BART NOX Annual-Apache Station 2 -v5.13 | 124 | 7138 | Rate Constraint in lbs/MMBtu | FALSE | L | Annual | Generation | TWh | 0.03066 | 0.03066 | 0.03066 | 0.03066 | 0.03066 | 0.03066 | 0.03066
BART NOX Annual-Apache Station 2 -v5.13 | 124 | 7138 | Rate Constraint in lbs/MMBtu | FALSE | L | Annual | Qualifying Generation | TWh | 0.03066 | 0.03066 | 0.03066 | 0.03066 | 0.03066 | 0.03066 | 0.03066
BART NOX Annual-Apache Station 2 -v5.13 | 124 | 7138 | Rate Constraint in lbs/MMBtu | FALSE | L | Annual | Rate | lb/MWh | 0.73821 | 0.73821 | 0.73821 | 0.73821 | 0.73821 | 0.73821 | 0.73821
BART NOX Annual-Apache Station 2 -v5.13 | 124 | 7138 | Rate Constraint in lbs/MMBtu | FALSE | L | Annual | Constraint Shadow Price | US2022$/Ton | 0 | 0 | 0 | 0 | 0 | 0 | 0
BART NOX Annual-Apache Station 3 -v5.13 | 125 | 7139 | Rate Constraint in lbs/MMBtu | FALSE | L | Annual | Seasons Included | Seasons | Winter, Spring, Summer, Fall | Winter, Spring, Summer, Fall | Winter, Spring, Summer, Fall | Winter, Spring, Summer, Fall | Winter, Spring, Summer, Fall | Winter, Spring, Summer, Fall | Winter, Spring, Summer, Fall
BART NOX Annual-Apache Station 3 -v5.13 | 125 | 7139 | Rate Constraint in lbs/MMBtu | FALSE | L | Annual | Standard NOX | lb/MMBtu | 0.23 | 0.23 | 0.23 | 0.23 | 0.23 | 0.23 | 0.23
BART NOX Annual-Apache Station 3 -v5.13 | 125 | 7139 | Rate Constraint in lbs/MMBtu | FALSE | L | Annual | Emissions at Affected Plants NOX | Thousand Tons | 0.16469 | 0.16469 | 0 | 0 | 0 | 0 | 0
BART NOX Annual-Apache Station 3 -v5.13 | 125 | 7139 | Rate Constraint in lbs/MMBtu | FALSE | L | Annual | Allowances Purchased NOX | Thousand Tons | 0 | 0 | 0 | 0 | 0 | 0 | 0
BART NOX Annual-Apache Station 3 -v5.13 | 125 | 7139 | Rate Constraint in lbs/MMBtu | FALSE | L | Annual | Allowances Sold NOX | Thousand Tons | 0 | 0 | 0 | 0 | 0 | 0 | 0
BART NOX Annual-Apache Station 3 -v5.13 | 125 | 7139 | Rate Constraint in lbs/MMBtu | FALSE | L | Annual | Allowances Banked | Thousand Tons | 0 | 0 | 0 | 0 | 0 | 0 | 0
BART NOX Annual-Apache Station 3 -v5.13 | 125 | 7139 | Rate Constraint in lbs/MMBtu | FALSE | L | Annual | Allowances Withdrawn (1:1) | Thousand Tons | 0 | 0 | 0 | 0 | 0 | 0 | 0
BART NOX Annual-Apache Station 3 -v5.13 | 125 | 7139 | Rate Constraint in lbs/MMBtu | FALSE | L | Annual | Allowances Withdrawn (n:1) | Thousand Tons | 0 | 0 | 0 | 0 | 0 | 0 | 0
BART NOX Annual-Apache Station 3 -v5.13 | 125 | 7139 | Rate Constraint in lbs/MMBtu | FALSE | L | Annual | Net Emissions Allowance Position | Thousand Tons | 0.16469 | 0.16469 | 0 | 0 | 0 | 0 | 0
BART NOX Annual-Apache Station 3 -v5.13 | 125 | 7139 | Rate Constraint in lbs/MMBtu | FALSE | L | Annual | Fuel Consumed | TBtu | 1.7771 | 1.7771 | 0 | 0 | 0 | 0 | 0
BART NOX Annual-Apache Station 3 -v5.13 | 125 | 7139 | Rate Constraint in lbs/MMBtu | FALSE | L | Annual | Rate | lb/MMBtu | 0.18535 | 0.18535 | 0 | 0 | 0 | 0 | 0
BART NOX Annual-Apache Station 3 -v5.13 | 125 | 7139 | Rate Constraint in lbs/MMBtu | FALSE | L | Annual | Generation | TWh | 0.1533 | 0.1533 | 0 | 0 | 0 | 0 | 0
BART NOX Annual-Apache Station 3 -v5.13 | 125 | 7139 | Rate Constraint in lbs/MMBtu | FALSE | L | Annual | Qualifying Generation | TWh | 0.1533 | 0.1533 | 0 | 0 | 0 | 0 | 0
BART NOX Annual-Apache Station 3 -v5.13 | 125 | 7139 | Rate Constraint in lbs/MMBtu | FALSE | L | Annual | Rate | lb/MWh | 2.1486 | 2.1486 | 0 | 0 | 0 | 0 | 0
BART NOX Annual-Apache Station 3 -v5.13 | 125 | 7139 | Rate Constraint in lbs/MMBtu | FALSE | L | Annual | Constraint Shadow Price | US2022$/Ton | 0 | 0 | 0 | 0 | 0 | 0 | 0
BART NOX Annual-Big Cajun 2 -v5.14 | 126 | 7160 | Rate Constraint in lbs/MMBtu | FALSE | L | Annual | Seasons Included | Seasons | Winter, Spring, Summer, Fall | Winter, Spring, Summer, Fall | Winter, Spring, Summer, Fall | Winter, Spring, Summer, Fall | Winter, Spring, Summer, Fall | Winter, Spring, Summer, Fall | Winter, Spring, Summer, Fall
BART NOX Annual-Big Cajun 2 -v5.14 | 126 | 7160 | Rate Constraint in lbs/MMBtu | FALSE | L | Annual | Standard NOX | lb/MMBtu | 0.15 | 0.15 | 0.15 | 0.15 | 0.15 | 0.15 | 0.15
BART NOX Annual-Big Cajun 2 -v5.14 | 126 | 7160 | Rate Constraint in lbs/MMBtu | FALSE | L | Annual | Emissions at Affected Plants NOX | Thousand Tons | 0 | 0 | 0 | 0 | 0 | 0 | 0
BART NOX Annual-Big Cajun 2 -v5.14 | 126 | 7160 | Rate Constraint in lbs/MMBtu | FALSE | L | Annual | Allowances Purchased NOX | Thousand Tons | 0 | 0 | 0 | 0 | 0 | 0 | 0
BART NOX Annual-Big Cajun 2 -v5.14 | 126 | 7160 | Rate Constraint in lbs/MMBtu | FALSE | L | Annual | Allowances Sold NOX | Thousand Tons | 0 | 0 | 0 | 0 | 0 | 0 | 0
BART NOX Annual-Big Cajun 2 -v5.14 | 126 | 7160 | Rate Constraint in lbs/MMBtu | FALSE | L | Annual | Allowances Banked | Thousand Tons | 0 | 0 | 0 | 0 | 0 | 0 | 0
BART NOX Annual-Big Cajun 2 -v5.14 | 126 | 7160 | Rate Constraint in lbs/MMBtu | FALSE | L | Annual | Allowances Withdrawn (1:1) | Thousand Tons | 0 | 0 | 0 | 0 | 0 | 0 | 0
BART NOX Annual-Big Cajun 2 -v5.14 | 126 | 7160 | Rate Constraint in lbs/MMBtu | FALSE | L | Annual | Allowances Withdrawn (n:1) | Thousand Tons | 0 | 0 | 0 | 0 | 0 | 0 | 0
BART NOX Annual-Big Cajun 2 -v5.14 | 126 | 7160 | Rate Constraint in lbs/MMBtu | FALSE | L | Annual | Net Emissions Allowance Position | Thousand Tons | 0 | 0 | 0 | 0 | 0 | 0 | 0
BART NOX Annual-Big Cajun 2 -v5.14 | 126 | 7160 | Rate Constraint in lbs/MMBtu | FALSE | L | Annual | Fuel Consumed | TBtu | 0 | 0 | 0 | 0 | 0 | 0 | 0
BART NOX Annual-Big Cajun 2 -v5.14 | 126 | 7160 | Rate Constraint in lbs/MMBtu | FALSE | L | Annual | Rate | lb/MMBtu | 0 | 0 | 0 | 0 | 0 | 0 | 0
BART NOX Annual-Big Cajun 2 -v5.14 | 126 | 7160 | Rate Constraint in lbs/MMBtu | FALSE | L | Annual | Generation | TWh | 0 | 0 | 0 | 0 | 0 | 0 | 0
BART NOX Annual-Big Cajun 2 -v5.14 | 126 | 7160 | Rate Constraint in lbs/MMBtu | FALSE | L | Annual | Qualifying Generation | TWh | 0 | 0 | 0 | 0 | 0 | 0 | 0
BART NOX Annual-Big Cajun 2 -v5.14 | 126 | 7160 | Rate Constraint in lbs/MMBtu | FALSE | L | Annual | Rate | lb/MWh | 0 | 0 | 0 | 0 | 0 | 0 | 0
BART NOX Annual-Big Cajun 2 -v5.14 | 126 | 7160 | Rate Constraint in lbs/MMBtu | FALSE | L | Annual | Constraint Shadow Price | US2022$/Ton | 0 | 0 | 0 | 0 | 0 | 0 | 0
BART NOX AnnualCap- Oswego Harbor 5- v5.16 | 127 | 7191 | Rate Constraint in MTons | FALSE | L | Annual | Seasons Included | Seasons | Winter, Spring, Summer, Fall | Winter, Spring, Summer, Fall | Winter, Spring, Summer, Fall | Winter, Spring, Summer, Fall | Winter, Spring, Summer, Fall | Winter, Spring, Summer, Fall | Winter, Spring, Summer, Fall
BART NOX AnnualCap- Oswego Harbor 5- v5.16 | 127 | 7191 | Rate Constraint in MTons | FALSE | L | Annual | Standard NOX | Thousand Tons | 0.383 | 0.383 | 0.383 | 0.383 | 0.383 | 0.383 | 0.383
BART NOX AnnualCap- Oswego Harbor 5- v5.16 | 127 | 7191 | Rate Constraint in MTons | FALSE | L | Annual | Emissions at Affected Plants NOX | Thousand Tons | 0 | 0 | 0 | 0 | 0 | 0 | 0
BART NOX AnnualCap- Oswego Harbor 5- v5.16 | 127 | 7191 | Rate Constraint in MTons | FALSE | L | Annual | Allowances Purchased NOX | Thousand Tons | 0 | 0 | 0 | 0 | 0 | 0 | 0
BART NOX AnnualCap- Oswego Harbor 5- v5.16 | 127 | 7191 | Rate Constraint in MTons | FALSE | L | Annual | Allowances Sold NOX | Thousand Tons | 0 | 0 | 0 | 0 | 0 | 0 | 0
BART NOX AnnualCap- Oswego Harbor 5- v5.16 | 127 | 7191 | Rate Constraint in MTons | FALSE | L | Annual | Allowances Banked | Thousand Tons | 0 | 0 | 0 | 0 | 0 | 0 | 0
BART NOX AnnualCap- Oswego Harbor 5- v5.16 | 127 | 7191 | Rate Constraint in MTons | FALSE | L | Annual | Allowances Withdrawn (1:1) | Thousand Tons | 0 | 0 | 0 | 0 | 0 | 0 | 0
BART NOX AnnualCap- Oswego Harbor 5- v5.16 | 127 | 7191 | Rate Constraint in MTons | FALSE | L | Annual | Allowances Withdrawn (n:1) | Thousand Tons | 0 | 0 | 0 | 0 | 0 | 0 | 0
BART NOX AnnualCap- Oswego Harbor 5- v5.16 | 127 | 7191 | Rate Constraint in MTons | FALSE | L | Annual | Net Emissions Allowance Position | Thousand Tons | 0 | 0 | 0 | 0 | 0 | 0 | 0
BART NOX AnnualCap- Oswego Harbor 5- v5.16 | 127 | 7191 | Rate Constraint in MTons | FALSE | L | Annual | Fuel Consumed | TBtu | 0 | 0 | 0 | 0 | 0 | 0 | 0
BART NOX AnnualCap- Oswego Harbor 5- v5.16 | 127 | 7191 | Rate Constraint in MTons | FALSE | L | Annual | Rate | lb/MMBtu | 0 | 0 | 0 | 0 | 0 | 0 | 0
BART NOX AnnualCap- Oswego Harbor 5- v5.16 | 127 | 7191 | Rate Constraint in MTons | FALSE | L | Annual | Generation | TWh | 0 | 0 | 0 | 0 | 0 | 0 | 0
BART NOX AnnualCap- Oswego Harbor 5- v5.16 | 127 | 7191 | Rate Constraint in MTons | FALSE | L | Annual | Qualifying Generation | TWh | 0 | 0 | 0 | 0 | 0 | 0 | 0
BART NOX AnnualCap- Oswego Harbor 5- v5.16 | 127 | 7191 | Rate Constraint in MTons | FALSE | L | Annual | Rate | lb/MWh | 0 | 0 | 0 | 0 | 0 | 0 | 0
BART NOX AnnualCap- Oswego Harbor 5- v5.16 | 127 | 7191 | Rate Constraint in MTons | FALSE | L | Annual | Constraint Shadow Price | US2022$/Ton | 0 | 0 | 0 | 0 | 0 | 0 | 0
BART NOX AnnualCap- Oswego Harbor 6- v5.16 | 128 | 7192 | Rate Constraint in MTons | FALSE | L | Annual | Seasons Included | Seasons | Winter, Spring, Summer, Fall | Winter, Spring, Summer, Fall | Winter, Spring, Summer, Fall | Winter, Spring, Summer, Fall | Winter, Spring, Summer, Fall | Winter, Spring, Summer, Fall | Winter, Spring, Summer, Fall
BART NOX AnnualCap- Oswego Harbor 6- v5.16 | 128 | 7192 | Rate Constraint in MTons | FALSE | L | Annual | Standard NOX | Thousand Tons | 0.665 | 0.665 | 0.665 | 0.665 | 0.665 | 0.665 | 0.665
BART NOX AnnualCap- Oswego Harbor 6- v5.16 | 128 | 7192 | Rate Constraint in MTons | FALSE | L | Annual | Emissions at Affected Plants NOX | Thousand Tons | 0 | 0 | 0 | 0 | 0 | 0 | 0
BART NOX AnnualCap- Oswego Harbor 6- v5.16 | 128 | 7192 | Rate Constraint in MTons | FALSE | L | Annual | Allowances Purchased NOX | Thousand Tons | 0 | 0 | 0 | 0 | 0 | 0 | 0
BART NOX AnnualCap- Oswego Harbor 6- v5.16 | 128 | 7192 | Rate Constraint in MTons | FALSE | L | Annual | Allowances Sold NOX | Thousand Tons | 0 | 0 | 0 | 0 | 0 | 0 | 0
BART NOX AnnualCap- Oswego Harbor 6- v5.16 | 128 | 7192 | Rate Constraint in MTons | FALSE | L | Annual | Allowances Banked | Thousand Tons | 0 | 0 | 0 | 0 | 0 | 0 | 0
BART NOX AnnualCap- Oswego Harbor 6- v5.16 | 128 | 7192 | Rate Constraint in MTons | FALSE | L | Annual | Allowances Withdrawn (1:1) | Thousand Tons | 0 | 0 | 0 | 0 | 0 | 0 | 0
BART NOX AnnualCap- Oswego Harbor 6- v5.16 | 128 | 7192 | Rate Constraint in MTons | FALSE | L | Annual | Allowances Withdrawn (n:1) | Thousand Tons | 0 | 0 | 0 | 0 | 0 | 0 | 0
BART NOX AnnualCap- Oswego Harbor 6- v5.16 | 128 | 7192 | Rate Constraint in MTons | FALSE | L | Annual | Net Emissions Allowance Position | Thousand Tons | 0 | 0 | 0 | 0 | 0 | 0 | 0
BART NOX AnnualCap- Oswego Harbor 6- v5.16 | 128 | 7192 | Rate Constraint in MTons | FALSE | L | Annual | Fuel Consumed | TBtu | 0 | 0 | 0 | 0 | 0 | 0 | 0
BART NOX AnnualCap- Oswego Harbor 6- v5.16 | 128 | 7192 | Rate Constraint in MTons | FALSE | L | Annual | Rate | lb/MMBtu | 0 | 0 | 0 | 0 | 0 | 0 | 0
BART NOX AnnualCap- Oswego Harbor 6- v5.16 | 128 | 7192 | Rate Constraint in MTons | FALSE | L | Annual | Generation | TWh | 0 | 0 | 0 | 0 | 0 | 0 | 0
BART NOX AnnualCap- Oswego Harbor 6- v5.16 | 128 | 7192 | Rate Constraint in MTons | FALSE | L | Annual | Qualifying Generation | TWh | 0 | 0 | 0 | 0 | 0 | 0 | 0
BART NOX AnnualCap- Oswego Harbor 6- v5.16 | 128 | 7192 | Rate Constraint in MTons | FALSE | L | Annual | Rate | lb/MWh | 0 | 0 | 0 | 0 | 0 | 0 | 0
BART NOX AnnualCap- Oswego Harbor 6- v5.16 | 128 | 7192 | Rate Constraint in MTons | FALSE | L | Annual | Constraint Shadow Price | US2022$/Ton | 0 | 0 | 0 | 0 | 0 | 0 | 0
BART NOX Annual-Craig C2 -v5.13 | 130 | 7128 | Rate Constraint in lbs/MMBtu | FALSE | L | Annual | Seasons Included | Seasons | Winter, Spring, Summer, Fall | Winter, Spring, Summer, Fall | Winter, Spring, Summer, Fall | Winter, Spring, Summer, Fall | Winter, Spring, Summer, Fall | Winter, Spring, Summer, Fall | Winter, Spring, Summer, Fall
BART NOX Annual-Craig C2 -v5.13 | 130 | 7128 | Rate Constraint in lbs/MMBtu | FALSE | L | Annual | Standard NOX | lb/MMBtu | 0.08 | 0.08 | 0.08 | 0.08 | 0.08 | 0.08 | 0.08
BART NOX Annual-Craig C2 -v5.13 | 130 | 7128 | Rate Constraint in lbs/MMBtu | FALSE | L | Annual | Emissions at Affected Plants NOX | Thousand Tons | 0.6687 | 0 | 0 | 0 | 0 | 0 | 0
BART NOX Annual-Craig C2 -v5.13 | 130 | 7128 | Rate Constraint in lbs/MMBtu | FALSE | L | Annual | Allowances Purchased NOX | Thousand Tons | 0 | 0 | 0 | 0 | 0 | 0 | 0
BART NOX Annual-Craig C2 -v5.13 | 130 | 7128 | Rate Constraint in lbs/MMBtu | FALSE | L | Annual | Allowances Sold NOX | Thousand Tons | 0 | 0 | 0 | 0 | 0 | 0 | 0
BART NOX Annual-Craig C2 -v5.13 | 130 | 7128 | Rate Constraint in lbs/MMBtu | FALSE | L | Annual | Allowances Banked | Thousand Tons | 0 | 0 | 0 | 0 | 0 | 0 | 0
BART NOX Annual-Craig C2 -v5.13 | 130 | 7128 | Rate Constraint in lbs/MMBtu | FALSE | L | Annual | Allowances Withdrawn (1:1) | Thousand Tons | 0 | 0 | 0 | 0 | 0 | 0 | 0
BART NOX Annual-Craig C2 -v5.13 | 130 | 7128 | Rate Constraint in lbs/MMBtu | FALSE | L | Annual | Allowances Withdrawn (n:1) | Thousand Tons | 0 | 0 | 0 | 0 | 0 | 0 | 0
BART NOX Annual-Craig C2 -v5.13 | 130 | 7128 | Rate Constraint in lbs/MMBtu | FALSE | L | Annual | Net Emissions Allowance Position | Thousand Tons | 0.6687 | 0 | 0 | 0 | 0 | 0 | 0
BART NOX Annual-Craig C2 -v5.13 | 130 | 7128 | Rate Constraint in lbs/MMBtu | FALSE | L | Annual | Fuel Consumed | TBtu | 21.2691 | 0 | 0 | 0 | 0 | 0 | 0
BART NOX Annual-Craig C2 -v5.13 | 130 | 7128 | Rate Constraint in lbs/MMBtu | FALSE | L | Annual | Rate | lb/MMBtu | 0.06288 | 0 | 0 | 0 | 0 | 0 | 0
BART NOX Annual-Craig C2 -v5.13 | 130 | 7128 | Rate Constraint in lbs/MMBtu | FALSE | L | Annual | Generation | TWh | 2.0771 | 0 | 0 | 0 | 0 | 0 | 0
BART NOX Annual-Craig C2 -v5.13 | 130 | 7128 | Rate Constraint in lbs/MMBtu | FALSE | L | Annual | Qualifying Generation | TWh | 2.0771 | 0 | 0 | 0 | 0 | 0 | 0
BART NOX Annual-Craig C2 -v5.13 | 130 | 7128 | Rate Constraint in lbs/MMBtu | FALSE | L | Annual | Rate | lb/MWh | 0.64389 | 0 | 0 | 0 | 0 | 0 | 0
BART NOX Annual-Craig C2 -v5.13 | 130 | 7128 | Rate Constraint in lbs/MMBtu | FALSE | L | Annual | Constraint Shadow Price | US2022$/Ton | 0 | 0 | 0 | 0 | 0 | 0 | 0
BART NOX Annual-Four Corners 4 -v5.14 | 131 | 7129 | Rate Constraint in lbs/MMBtu | FALSE | L | Annual | Seasons Included | Seasons | Winter, Spring, Summer, Fall | Winter, Spring, Summer, Fall | Winter, Spring, Summer, Fall | Winter, Spring, Summer, Fall | Winter, Spring, Summer, Fall | Winter, Spring, Summer, Fall | Winter, Spring, Summer, Fall
BART NOX Annual-Four Corners 4 -v5.14 | 131 | 7129 | Rate Constraint in lbs/MMBtu | FALSE | L | Annual | Standard NOX | lb/MMBtu | 0.098 | 0.098 | 0.098 | 0.098 | 0.098 | 0.098 | 0.098
BART NOX Annual-Four Corners 4 -v5.14 | 131 | 7129 | Rate Constraint in lbs/MMBtu | FALSE | L | Annual | Emissions at Affected Plants NOX | Thousand Tons | 1.392 | 1.3301 | 0.023612 | 0.023612 | 0 | 0 | 0
BART NOX Annual-Four Corners 4 -v5.14 | 131 | 7129 | Rate Constraint in lbs/MMBtu | FALSE | L | Annual | Allowances Purchased NOX | Thousand Tons | 0 | 0 | 0 | 0 | 0 | 0 | 0
BART NOX Annual-Four Corners 4 -v5.14 | 131 | 7129 | Rate Constraint in lbs/MMBtu | FALSE | L | Annual | Allowances Sold NOX | Thousand Tons | 0 | 0 | 0 | 0 | 0 | 0 | 0
BART NOX Annual-Four Corners 4 -v5.14 | 131 | 7129 | Rate Constraint in lbs/MMBtu | FALSE | L | Annual | Allowances Banked | Thousand Tons | 0 | 0 | 0 | 0 | 0 | 0 | 0
BART NOX Annual-Four Corners 4 -v5.14 | 131 | 7129 | Rate Constraint in lbs/MMBtu | FALSE | L | Annual | Allowances Withdrawn (1:1) | Thousand Tons | 0 | 0 | 0 | 0 | 0 | 0 | 0
BART NOX Annual-Four Corners 4 -v5.14 | 131 | 7129 | Rate Constraint in lbs/MMBtu | FALSE | L | Annual | Allowances Withdrawn (n:1) | Thousand Tons | 0 | 0 | 0 | 0 | 0 | 0 | 0
BART NOX Annual-Four Corners 4 -v5.14 | 131 | 7129 | Rate Constraint in lbs/MMBtu | FALSE | L | Annual | Net Emissions Allowance Position | Thousand Tons | 1.392 | 1.3301 | 0.023612 | 0.023612 | 0 | 0 | 0
BART NOX Annual-Four Corners 4 -v5.14 | 131 | 7129 | Rate Constraint in lbs/MMBtu | FALSE | L | Annual | Fuel Consumed | TBtu | 47.843 | 45.7158 | 0.81153 | 0.81153 | 0 | 0 | 0
BART NOX Annual-Four Corners 4 -v5.14 | 131 | 7129 | Rate Constraint in lbs/MMBtu | FALSE | L | Annual | Rate | lb/MMBtu | 0.05819 | 0.05819 | 0.05819 | 0.05819 | 0 | 0 | 0
BART NOX Annual-Four Corners 4 -v5.14 | 131 | 7129 | Rate Constraint in lbs/MMBtu | FALSE | L | Annual | Generation | TWh | 4.8964 | 4.653 | 0.057312 | 0.057312 | 0 | 0 | 0
BART NOX Annual-Four Corners 4 -v5.14 | 131 | 7129 | Rate Constraint in lbs/MMBtu | FALSE | L | Annual | Qualifying Generation | TWh | 4.8964 | 4.653 | 0.057312 | 0.057312 | 0 | 0 | 0
BART NOX Annual-Four Corners 4 -v5.14 | 131 | 7129 | Rate Constraint in lbs/MMBtu | FALSE | L | Annual | Rate | lb/MWh | 0.56857 | 0.57172 | 0.82397 | 0.82397 | 0 | 0 | 0
BART NOX Annual-Four Corners 4 -v5.14 | 131 | 7129 | Rate Constraint in lbs/MMBtu | FALSE | L | Annual | Constraint Shadow Price | US2022$/Ton | 0 | 0 | 0 | 0 | 0 | 0 | 0
BART NOX Annual-Four Corners 5 -v5.14 | 132 | 7130 | Rate Constraint in lbs/MMBtu | FALSE | L | Annual | Seasons Included | Seasons | Winter, Spring, Summer, Fall | Winter, Spring, Summer, Fall | Winter, Spring, Summer, Fall | Winter, Spring, Summer, Fall | Winter, Spring, Summer, Fall | Winter, Spring, Summer, Fall | Winter, Spring, Summer, Fall
BART NOX Annual-Four Corners 5 -v5.14 | 132 | 7130 | Rate Constraint in lbs/MMBtu | FALSE | L | Annual | Standard NOX | lb/MMBtu | 0.098 | 0.098 | 0.098 | 0.098 | 0.098 | 0.098 | 0.098
BART NOX Annual-Four Corners 5 -v5.14 | 132 | 7130 | Rate Constraint in lbs/MMBtu | FALSE | L | Annual | Emissions at Affected Plants NOX | Thousand Tons | 1.343 | 1.4117 | 0 | 0 | 0 | 0 | 0
BART NOX Annual-Four Corners 5 -v5.14 | 132 | 7130 | Rate Constraint in lbs/MMBtu | FALSE | L | Annual | Allowances Purchased NOX | Thousand Tons | 0 | 0 | 0 | 0 | 0 | 0 | 0
BART NOX Annual-Four Corners 5 -v5.14 | 132 | 7130 | Rate Constraint in lbs/MMBtu | FALSE | L | Annual | Allowances Sold NOX | Thousand Tons | 0 | 0 | 0 | 0 | 0 | 0 | 0
BART NOX Annual-Four Corners 5 -v5.14 | 132 | 7130 | Rate Constraint in lbs/MMBtu | FALSE | L | Annual | Allowances Banked | Thousand Tons | 0 | 0 | 0 | 0 | 0 | 0 | 0
BART NOX Annual-Four Corners 5 -v5.14 | 132 | 7130 | Rate Constraint in lbs/MMBtu | FALSE | L | Annual | Allowances Withdrawn (1:1) | Thousand Tons | 0 | 0 | 0 | 0 | 0 | 0 | 0
BART NOX Annual-Four Corners 5 -v5.14 | 132 | 7130 | Rate Constraint in lbs/MMBtu | FALSE | L | Annual | Allowances Withdrawn (n:1) | Thousand Tons | 0 | 0 | 0 | 0 | 0 | 0 | 0
BART NOX Annual-Four Corners 5 -v5.14 | 132 | 7130 | Rate Constraint in lbs/MMBtu | FALSE | L | Annual | Net Emissions Allowance Position | Thousand Tons | 1.343 | 1.4117 | 0 | 0 | 0 | 0 | 0
BART NOX Annual-Four Corners 5 -v5.14 | 132 | 7130 | Rate Constraint in lbs/MMBtu | FALSE | L | Annual | Fuel Consumed | TBtu | 41.5857 | 43.7128 | 0 | 0 | 0 | 0 | 0
BART NOX Annual-Four Corners 5 -v5.14 | 132 | 7130 | Rate Constraint in lbs/MMBtu | FALSE | L | Annual | Rate | lb/MMBtu | 0.06459 | 0.06459 | 0 | 0 | 0 | 0 | 0
BART NOX Annual-Four Corners 5 -v5.14 | 132 | 7130 | Rate Constraint in lbs/MMBtu | FALSE | L | Annual | Generation | TWh | 4.2582 | 4.476 | 0 | 0 | 0 | 0 | 0
BART NOX Annual-Four Corners 5 -v5.14 | 132 | 7130 | Rate Constraint in lbs/MMBtu | FALSE | L | Annual | Qualifying Generation | TWh | 4.2582 | 4.476 | 0 | 0 | 0 | 0 | 0
BART NOX Annual-Four Corners 5 -v5.14 | 132 | 7130 | Rate Constraint in lbs/MMBtu | FALSE | L | Annual | Rate | lb/MWh | 0.63079 | 0.63079 | 0 | 0 | 0 | 0 | 0
BART NOX Annual-Four Corners 5 -v5.14 | 132 | 7130 | Rate Constraint in lbs/MMBtu | FALSE | L | Annual | Constraint Shadow Price | US2022$/Ton | 0 | 0 | 0 | 0 | 0 | 0 | 0
BART NOX Annual-Gerald Gentleman 1 -v5.14 | 133 | 7131 | Rate Constraint in lbs/MMBtu | FALSE | L | Annual | Seasons Included | Seasons | Winter, Spring, Summer, Fall | Winter, Spring, Summer, Fall | Winter, Spring, Summer, Fall | Winter, Spring, Summer, Fall | Winter, Spring, Summer, Fall | Winter, Spring, Summer, Fall | Winter, Spring, Summer, Fall
BART NOX Annual-Gerald Gentleman 1 -v5.14 | 133 | 7131 | Rate Constraint in lbs/MMBtu | FALSE | L | Annual | Standard NOX | lb/MMBtu | 0.23 | 0.23 | 0.23 | 0.23 | 0.23 | 0.23 | 0.23
BART NOX Annual-Gerald Gentleman 1 -v5.14 | 133 | 7131 | Rate Constraint in lbs/MMBtu | FALSE | L | Annual | Emissions at Affected Plants NOX | Thousand Tons | 4.7599 | 4.7599 | 3.9978 | 2.5254 | 1.4509 | 0.60245 | 2.0686
BART NOX Annual-Gerald Gentleman 1 -v5.14 | 133 | 7131 | Rate Constraint in lbs/MMBtu | FALSE | L | Annual | Allowances Purchased NOX | Thousand Tons | 0 | 0 | 0 | 0 | 0 | 0 | 0
BART NOX Annual-Gerald Gentleman 1 -v5.14 | 133 | 7131 | Rate Constraint in lbs/MMBtu | FALSE | L | Annual | Allowances Sold NOX | Thousand Tons | 0 | 0 | 0 | 0 | 0 | 0 | 0
BART NOX Annual-Gerald Gentleman 1 -v5.14 | 133 | 7131 | Rate Constraint in lbs/MMBtu | FALSE | L | Annual | Allowances Banked | Thousand Tons | 0 | 0 | 0 | 0 | 0 | 0 | 0
BART NOX Annual-Gerald Gentleman 1 -v5.14 | 133 | 7131 | Rate Constraint in lbs/MMBtu | FALSE | L | Annual | Allowances Withdrawn (1:1) | Thousand Tons | 0 | 0 | 0 | 0 | 0 | 0 | 0
BART NOX Annual-Gerald Gentleman 1 -v5.14 | 133 | 7131 | Rate Constraint in lbs/MMBtu | FALSE | L | Annual | Allowances Withdrawn (n:1) | Thousand Tons | 0 | 0 | 0 | 0 | 0 | 0 | 0
BART NOX Annual-Gerald Gentleman 1 -v5.14 | 133 | 7131 | Rate Constraint in lbs/MMBtu | FALSE | L | Annual | Net Emissions Allowance Position | Thousand Tons | 4.7599 | 4.7599 | 3.9978 | 2.5254 | 1.4509 | 0.60245 | 2.0686
BART NOX Annual-Gerald Gentleman 1 -v5.14 | 133 | 7131 | Rate Constraint in lbs/MMBtu | FALSE | L | Annual | Fuel Consumed | TBtu | 46.2152 | 46.2152 | 38.8151 | 24.52 | 14.0874 | 5.8493 | 20.0848
BART NOX Annual-Gerald Gentleman 1 -v5.14 | 133 | 7131 | Rate Constraint in lbs/MMBtu | FALSE | L | Annual | Rate | lb/MMBtu | 0.20599 | 0.20599 | 0.20599 | 0.20599 | 0.20599 | 0.20599 | 0.20599
BART NOX Annual-Gerald Gentleman 1 -v5.14 | 133 | 7131 | Rate Constraint in lbs/MMBtu | FALSE | L | Annual | Generation | TWh | 4.6026 | 4.6026 | 3.8657 | 2.442 | 1.403 | 0.58254 | 2.0003
BART NOX Annual-Gerald Gentleman 1 -v5.14 | 133 | 7131 | Rate Constraint in lbs/MMBtu | FALSE | L | Annual | Qualifying Generation | TWh | 4.6026 | 4.6026 | 3.8657 | 2.442 | 1.403 | 0.58254 | 2.0003
BART NOX Annual-Gerald Gentleman 1 -v5.14 | 133 | 7131 | Rate Constraint in lbs/MMBtu | FALSE | L | Annual | Rate | lb/MWh | 2.0683 | 2.0683 | 2.0683 | 2.0683 | 2.0683 | 2.0683 | 2.0683
BART NOX Annual-Gerald Gentleman 1 -v5.14 | 133 | 7131 | Rate Constraint in lbs/MMBtu | FALSE | L | Annual | Constraint Shadow Price | US2022$/Ton | 0 | 0 | 0 | 0 | 0 | 0 | 0
BART NOX Annual-Gerald Gentleman 2 -v5.14 | 134 | 7132 | Rate Constraint in lbs/MMBtu | FALSE | L | Annual | Seasons Included | Seasons | Winter, Spring, Summer, Fall | Winter, Spring, Summer, Fall | Winter, Spring, Summer, Fall | Winter, Spring, Summer, Fall | Winter, Spring, Summer, Fall | Winter, Spring, Summer, Fall | Winter, Spring, Summer, Fall
BART NOX Annual-Gerald Gentleman 2 -v5.14 | 134 | 7132 | Rate Constraint in lbs/MMBtu | FALSE | L | Annual | Standard NOX | lb/MMBtu | 0.23 | 0.23 | 0.23 | 0.23 | 0.23 | 0.23 | 0.23
BART NOX Annual-Gerald Gentleman 2 -v5.14 | 134 | 7132 | Rate Constraint in lbs/MMBtu | FALSE | L | Annual | Emissions at Affected Plants NOX | Thousand Tons | 3.8462 | 3.8462 | 3.2303 | 1.8547 | 1.1024 | 0.4868 | 1.8547
BART NOX Annual-Gerald Gentleman 2 -v5.14 | 134 | 7132 | Rate Constraint in lbs/MMBtu | FALSE | L | Annual | Allowances Purchased NOX | Thousand Tons | 0 | 0 | 0 | 0 | 0 | 0 | 0
BART NOX Annual-Gerald Gentleman 2 -v5.14 | 134 | 7132 | Rate Constraint in lbs/MMBtu | FALSE | L | Annual | Allowances Sold NOX | Thousand Tons | 0 | 0 | 0 | 0 | 0 | 0 | 0
BART NOX Annual-Gerald Gentleman 2 -v5.14 | 134 | 7132 | Rate Constraint in lbs/MMBtu | FALSE | L | Annual | Allowances Banked | Thousand Tons | 0 | 0 | 0 | 0 | 0 | 0 | 0
BART NOX Annual-Gerald Gentleman 2 -v5.14 | 134 | 7132 | Rate Constraint in lbs/MMBtu | FALSE | L | Annual | Allowances Withdrawn (1:1) | Thousand Tons | 0 | 0 | 0 | 0 | 0 | 0 | 0
BART NOX Annual-Gerald Gentleman 2 -v5.14 | 134 | 7132 | Rate Constraint in lbs/MMBtu | FALSE | L | Annual | Allowances Withdrawn (n:1) | Thousand Tons | 0 | 0 | 0 | 0 | 0 | 0 | 0
BART NOX Annual-Gerald Gentleman 2 -v5.14 | 134 | 7132 | Rate Constraint in lbs/MMBtu | FALSE | L | Annual | Net Emissions Allowance Position | Thousand Tons | 3.8462 | 3.8462 | 3.2303 | 1.8547 | 1.1024 | 0.4868 | 1.8547
BART NOX Annual-Gerald Gentleman 2 -v5.14 | 134 | 7132 | Rate Constraint in lbs/MMBtu | FALSE | L | Annual | Fuel Consumed | TBtu | 48.7784 | 48.7784 | 40.9678 | 23.5221 | 13.9805 | 6.1737 | 23.5225
BART NOX Annual-Gerald Gentleman 2 -v5.14 | 134 | 7132 | Rate Constraint in lbs/MMBtu | FALSE | L | Annual | Rate | lb/MMBtu | 0.1577 | 0.1577 | 0.1577 | 0.1577 | 0.1577 | 0.1577 | 0.1577
BART NOX Annual-Gerald Gentleman 2 -v5.14 | 134 | 7132 | Rate Constraint in lbs/MMBtu | FALSE | L | Annual | Generation | TWh | 4.8449 | 4.8449 | 4.0691 | 2.3363 | 1.3886 | 0.6132 | 2.3364
BART NOX Annual-Gerald Gentleman 2 -v5.14 | 134 | 7132 | Rate Constraint in lbs/MMBtu | FALSE | L | Annual | Qualifying Generation | TWh | 4.8449 | 4.8449 | 4.0691 | 2.3363 | 1.3886 | 0.6132 | 2.3364
BART NOX Annual-Gerald Gentleman 2 -v5.14 | 134 | 7132 | Rate Constraint in lbs/MMBtu | FALSE | L | Annual | Rate | lb/MWh | 1.5877 | 1.5877 | 1.5877 | 1.5877 | 1.5877 | 1.5877 | 1.5877
BART NOX Annual-Gerald Gentleman 2 -v5.14 | 134 | 7132 | Rate Constraint in lbs/MMBtu | FALSE | L | Annual | Constraint Shadow Price | US2022$/Ton | 0 | 0 | 0 | 0 | 0 | 0 | 0
BART NOX Annual-Hayden H1 -v5.13 | 135 | 7133 | Rate Constraint in lbs/MMBtu | FALSE | L | Annual | Seasons Included | Seasons | Winter, Spring, Summer, Fall | Winter, Spring, Summer, Fall | Winter, Spring, Summer, Fall | Winter, Spring, Summer, Fall | Winter, Spring, Summer, Fall | Winter, Spring, Summer, Fall | Winter, Spring, Summer, Fall
BART NOX Annual-Hayden H1 -v5.13 | 135 | 7133 | Rate Constraint in lbs/MMBtu | FALSE | L | Annual | Standard NOX | lb/MMBtu | 0.08 | 0.08 | 0.08 | 0.08 | 0.08 | 0.08 | 0.08
BART NOX Annual-Hayden H1 -v5.13 | 135 | 7133 | Rate Constraint in lbs/MMBtu | FALSE | L | Annual | Emissions at Affected Plants NOX | Thousand Tons | 0 | 0 | 0 | 0 | 0 | 0 | 0
BART NOX Annual-Hayden H1 -v5.13 | 135 | 7133 | Rate Constraint in lbs/MMBtu | FALSE | L | Annual | Allowances Purchased NOX | Thousand Tons | 0 | 0 | 0 | 0 | 0 | 0 | 0
BART NOX Annual-Hayden H1 -v5.13 | 135 | 7133 | Rate Constraint in lbs/MMBtu | FALSE | L | Annual | Allowances Sold NOX | Thousand Tons | 0 | 0 | 0 | 0 | 0 | 0 | 0
BART NOX Annual-Hayden H1 -v5.13 | 135 | 7133 | Rate Constraint in lbs/MMBtu | FALSE | L | Annual | Allowances Banked | Thousand Tons | 0 | 0 | 0 | 0 | 0 | 0 | 0
BART NOX Annual-Hayden H1 -v5.13 | 135 | 7133 | Rate Constraint in lbs/MMBtu | FALSE | L | Annual | Allowances Withdrawn (1:1) | Thousand Tons | 0 | 0 | 0 | 0 | 0 | 0 | 0
BART NOX Annual-Hayden H1 -v5.13 | 135 | 7133 | Rate Constraint in lbs/MMBtu | FALSE | L | Annual | Allowances Withdrawn (n:1) | Thousand Tons | 0 | 0 | 0 | 0 | 0 | 0 | 0
BART NOX Annual-Hayden H1 -v5.13 | 135 | 7133 | Rate Constraint in lbs/MMBtu | FALSE | L | Annual | Net Emissions Allowance Position | Thousand Tons | 0 | 0 | 0 | 0 | 0 | 0 | 0
BART NOX Annual-Hayden H1 -v5.13 | 135 | 7133 | Rate Constraint in lbs/MMBtu | FALSE | L | Annual | Fuel Consumed | TBtu | 0 | 0 | 0 | 0 | 0 | 0 | 0
BART NOX Annual-Hayden H1 -v5.13 | 135 | 7133 | Rate Constraint in lbs/MMBtu | FALSE | L | Annual | Rate | lb/MMBtu | 0 | 0 | 0 | 0 | 0 | 0 | 0
BART NOX Annual-Hayden H1 -v5.13 | 135 | 7133 | Rate Constraint in lbs/MMBtu | FALSE | L | Annual | Generation | TWh | 0 | 0 | 0 | 0 | 0 | 0 | 0
BART NOX Annual-Hayden H1 -v5.13 | 135 | 7133 | Rate Constraint in lbs/MMBtu | FALSE | L | Annual | Qualifying Generation | TWh | 0 | 0 | 0 | 0 | 0 | 0 | 0
BART NOX Annual-Hayden H1 -v5.13 | 135 | 7133 | Rate Constraint in lbs/MMBtu | FALSE | L | Annual | Rate | lb/MWh | 0 | 0 | 0 | 0 | 0 | 0 | 0
BART NOX Annual-Hayden H1 -v5.13 | 135 | 7133 | Rate Constraint in lbs/MMBtu | FALSE | L | Annual | Constraint Shadow Price | US2022$/Ton | 0 | 0 | 0 | 0 | 0 | 0 | 0
BART NOX Annual-Jeffrey Energy Center 1 -v5.13 | 136 | 7145 | Rate Constraint in lbs/MMBtu | FALSE | L | Annual | Seasons Included | Seasons | Winter, Spring, Summer, Fall | Winter, Spring, Summer, Fall | Winter, Spring, Summer, Fall | Winter, Spring, Summer, Fall | Winter, Spring, Summer, Fall | Winter, Spring, Summer, Fall | Winter, Spring, Summer, Fall
BART NOX Annual-Jeffrey Energy Center 1 -v5.13 | 136 | 7145 | Rate Constraint in lbs/MMBtu | FALSE | L | Annual | Standard NOX | lb/MMBtu | 0.15 | 0.15 | 0.15 | 0.15 | 0.15 | 0.15 | 0.15
BART NOX Annual-Jeffrey Energy Center 1 -v5.13 | 136 | 7145 | Rate Constraint in lbs/MMBtu | FALSE | L | Annual | Emissions at Affected Plants NOX | Thousand Tons | 0.80665 | 0.83365 | 0 | 0 | 0 | 0 | 0
BART NOX Annual-Jeffrey Energy Center 1 -v5.13 | 136 | 7145 | Rate Constraint in lbs/MMBtu | FALSE | L | Annual | Allowances Purchased NOX | Thousand Tons | 0 | 0 | 0 | 0 | 0 | 0 | 0
BART NOX Annual-Jeffrey Energy Center 1 -v5.13 | 136 | 7145 | Rate Constraint in lbs/MMBtu | FALSE | L | Annual | Allowances Sold NOX | Thousand Tons | 0 | 0 | 0 | 0 | 0 | 0 | 0
BART NOX Annual-Jeffrey Energy Center 1 -v5.13 | 136 | 7145 | Rate Constraint in lbs/MMBtu | FALSE | L | Annual | Allowances Banked | Thousand Tons | 0 | 0 | 0 | 0 | 0 | 0 | 0
BART NOX Annual-Jeffrey Energy Center 1 -v5.13 | 136 | 7145 | Rate Constraint in lbs/MMBtu | FALSE | L | Annual | Allowances Withdrawn (1:1) | Thousand Tons | 0 | 0 | 0 | 0 | 0 | 0 | 0
BART NOX Annual-Jeffrey Energy Center 1 -v5.13 | 136 | 7145 | Rate Constraint in lbs/MMBtu | FALSE | L | Annual | Allowances Withdrawn (n:1) | Thousand Tons | 0 | 0 | 0 | 0 | 0 | 0 | 0
BART NOX Annual-Jeffrey Energy Center 1 -v5.13 | 136 | 7145 | Rate Constraint in lbs/MMBtu | FALSE | L | Annual | Net Emissions Allowance Position | Thousand Tons | 0.80665 | 0.83365 | 0 | 0 | 0 | 0 | 0
BART NOX Annual-Jeffrey Energy Center 1 -v5.13 | 136 | 7145 | Rate Constraint in lbs/MMBtu | FALSE | L | Annual | Fuel Consumed | TBtu | 40.4133 | 41.7662 | 0 | 0 | 0 | 0 | 0
BART NOX Annual-Jeffrey Energy Center 1 -v5.13 | 136 | 7145 | Rate Constraint in lbs/MMBtu | FALSE | L | Annual | Rate | lb/MMBtu | 0.03992 | 0.03992 | 0 | 0 | 0 | 0 | 0
BART NOX Annual-Jeffrey Energy Center 1 -v5.13 | 136 | 7145 | Rate Constraint in lbs/MMBtu | FALSE | L | Annual | Generation | TWh | 3.6773 | 3.8004 | 0 | 0 | 0 | 0 | 0
BART NOX Annual-Jeffrey Energy Center 1 -v5.13 | 136 | 7145 | Rate Constraint in lbs/MMBtu | FALSE | L | Annual | Qualifying Generation | TWh | 3.6773 | 3.8004 | 0 | 0 | 0 | 0 | 0
BART NOX Annual-Jeffrey Energy Center 1 -v5.13 | 136 | 7145 | Rate Constraint in lbs/MMBtu | FALSE | L | Annual | Rate | lb/MWh | 0.43872 | 0.43872 | 0 | 0 | 0 | 0 | 0
BART NOX Annual-Jeffrey Energy Center 1 -v5.13 | 136 | 7145 | Rate Constraint in lbs/MMBtu | FALSE | L | Annual | Constraint Shadow Price | US2022$/Ton | 0 | 0 | 0 | 0 | 0 | 0 | 0
BART NOX Annual-Jeffrey Energy Center 2 -v5.13 | 137 | 7146 | Rate Constraint in lbs/MMBtu | FALSE | L | Annual | Seasons Included | Seasons | Winter, Spring, Summer, Fall | Winter, Spring, Summer, Fall | Winter, Spring, Summer, Fall | Winter, Spring, Summer, Fall | Winter, Spring, Summer, Fall | Winter, Spring, Summer, Fall | Winter, Spring, Summer, Fall
BART NOX Annual-Jeffrey Energy Center 2 -v5.13 | 137 | 7146 | Rate Constraint in lbs/MMBtu | FALSE | L | Annual | Standard NOX | lb/MMBtu | 0.15 | 0.15 | 0.15 | 0.15 | 0.15 | 0.15 | 0.15
BART NOX Annual-Jeffrey Energy Center 2 -v5.13 | 137 | 7146 | Rate Constraint in lbs/MMBtu | FALSE | L | Annual | Emissions at Affected Plants NOX | Thousand Tons | 0.4738 | 0.4738 | 0 | 0 | 0 | 0 | 0
BART NOX Annual-Jeffrey Energy Center 2 -v5.13 | 137 | 7146 | Rate Constraint in lbs/MMBtu | FALSE | L | Annual | Allowances Purchased NOX | Thousand Tons | 0 | 0 | 0 | 0 | 0 | 0 | 0
BART NOX Annual-Jeffrey Energy Center 2 -v5.13 | 137 | 7146 | Rate Constraint in lbs/MMBtu | FALSE | L | Annual | Allowances Sold NOX | Thousand Tons | 0 | 0 | 0 | 0 | 0 | 0 | 0
BART NOX Annual-Jeffrey Energy Center 2 -v5.13 | 137 | 7146 | Rate Constraint in lbs/MMBtu | FALSE | L | Annual | Allowances Banked | Thousand Tons | 0 | 0 | 0 | 0 | 0 | 0 | 0
BART NOX Annual-Jeffrey Energy Center 2 -v5.13 | 137 | 7146 | Rate Constraint in lbs/MMBtu | FALSE | L | Annual | Allowances Withdrawn (1:1) | Thousand Tons | 0 | 0 | 0 | 0 | 0 | 0 | 0
BART NOX Annual-Jeffrey Energy Center 2 -v5.13 | 137 | 7146 | Rate Constraint in lbs/MMBtu | FALSE | L | Annual | Allowances Withdrawn (n:1) | Thousand Tons | 0 | 0 | 0 | 0 | 0 | 0 | 0
BART NOX Annual-Jeffrey Energy Center 2 -v5.13 | 137 | 7146 | Rate Constraint in lbs/MMBtu | FALSE | L | Annual | Net Emissions Allowance Position | Thousand Tons | 0.4738 | 0.4738 | 0 | 0 | 0 | 0 | 0
BART NOX Annual-Jeffrey Energy Center 2 -v5.13 | 137 | 7146 | Rate Constraint in lbs/MMBtu | FALSE | L | Annual | Fuel Consumed | TBtu | 9.476 | 9.476 | 0 | 0 | 0 | 0 | 0
BART NOX Annual-Jeffrey Energy Center 2 -v5.13 | 137 | 7146 | Rate Constraint in lbs/MMBtu | FALSE | L | Annual | Rate | lb/MMBtu | 0.1 | 0.1 | 0 | 0 | 0 | 0 | 0
BART NOX Annual-Jeffrey Energy Center 2 -v5.13 | 137 | 7146 | Rate Constraint in lbs/MMBtu | FALSE | L | Annual | Generation | TWh | 0.84978 | 0.84978 | 0 | 0 | 0 | 0 | 0
BART NOX Annual-Jeffrey Energy Center 2 -v5.13 | 137 | 7146 | Rate Constraint in lbs/MMBtu | FALSE | L | Annual | Qualifying Generation | TWh | 0.84978 | 0.84978 | 0 | 0 | 0 | 0 | 0
BART NOX Annual-Jeffrey Energy Center 2 -v5.13 | 137 | 7146 | Rate Constraint in lbs/MMBtu | FALSE | L | Annual | Rate | lb/MWh | 1.1151 | 1.1151 | 0 | 0 | 0 | 0 | 0
BART NOX Annual-Jeffrey Energy Center 2 -v5.13 | 137 | 7146 | Rate Constraint in lbs/MMBtu | FALSE | L | Annual | Constraint Shadow Price | US2022$/Ton | 0 | 0 | 0 | 0 | 0 | 0 | 0
BART NOX Annual-Jim Bridger 1 -v5.14 | 138 | 7165 | Rate Constraint in lbs/MMBtu | FALSE | L | Annual | Seasons Included | Seasons | Winter, Spring, Summer, Fall | Winter, Spring, Summer, Fall | Winter, Spring, Summer, Fall | Winter, Spring, Summer, Fall | Winter, Spring, Summer, Fall | Winter, Spring, Summer, Fall | Winter, Spring, Summer, Fall
BART NOX Annual-Jim Bridger 1 -v5.14 | 138 | 7165 | Rate Constraint in lbs/MMBtu | FALSE | L | Annual | Standard NOX | lb/MMBtu | 0.12 | 0.12 | 0.12 | 0.12 | 0.12 | 0.12 | 0.12
BART NOX Annual-Jim Bridger 1 -v5.14 | 138 | 7165 | Rate Constraint in lbs/MMBtu | FALSE | L | Annual | Emissions at Affected Plants NOX | Thousand Tons | 0.037212 | 0.037212 | 0.037212 | 0 | 0 | 0 | 0
BART NOX Annual-Jim Bridger 1 -v5.14 | 138 | 7165 | Rate Constraint in lbs/MMBtu | FALSE | L | Annual | Allowances Purchased NOX | Thousand Tons | 0 | 0 | 0 | 0 | 0 | 0 | 0
BART NOX Annual-Jim Bridger 1 -v5.14 | 138 | 7165 | Rate Constraint in lbs/MMBtu | FALSE | L | Annual | Allowances Sold NOX | Thousand Tons | 0 | 0 | 0 | 0 | 0 | 0 | 0
BART NOX Annual-Jim Bridger 1 -v5.14 | 138 | 7165 | Rate Constraint in lbs/MMBtu | FALSE | L | Annual | Allowances Banked | Thousand Tons | 0 | 0 | 0 | 0 | 0 | 0 | 0
BART NOX Annual-Jim Bridger 1 -v5.14 | 138 | 7165 | Rate Constraint in lbs/MMBtu | FALSE | L | Annual | Allowances Withdrawn (1:1) | Thousand Tons | 0 | 0 | 0 | 0 | 0 | 0 | 0
BART NOX Annual-Jim Bridger 1 -v5.14 | 138 | 7165 | Rate Constraint in lbs/MMBtu | FALSE | L | Annual | Allowances Withdrawn (n:1) | Thousand Tons | 0 | 0 | 0 | 0 | 0 | 0 | 0
BART NOX Annual-Jim Bridger 1 -v5.14 | 138 | 7165 | Rate Constraint in lbs/MMBtu | FALSE | L | Annual | Net Emissions Allowance Position | Thousand Tons | 0.037212 | 0.037212 | 0.037212 | 0 | 0 | 0 | 0
BART NOX Annual-Jim Bridger 1 -v5.14 | 138 | 7165 | Rate Constraint in lbs/MMBtu | FALSE | L | Annual | Fuel Consumed | TBtu | 1.0133 | 1.0133 | 1.0133 | 0 | 0 | 0 | 0
BART NOX Annual-Jim Bridger 1 -v5.14 | 138 | 7165 | Rate Constraint in lbs/MMBtu | FALSE | L | Annual | Rate | lb/MMBtu | 0.07345 | 0.07345 | 0.07345 | 0 | 0 | 0 | 0
BART NOX Annual-Jim Bridger 1 -v5.14 | 138 | 7165 | Rate Constraint in lbs/MMBtu | FALSE | L | Annual | Generation | TWh | 0.093031 | 0.093031 | 0.093031 | 0 | 0 | 0 | 0
BART NOX Annual-Jim Bridger 1 -v5.14 | 138 | 7165 | Rate Constraint in lbs/MMBtu | FALSE | L | Annual | Qualifying Generation | TWh | 0.093031 | 0.093031 | 0.093031 | 0 | 0 | 0 | 0
BART NOX Annual-Jim Bridger 1 -v5.14 | 138 | 7165 | Rate Constraint in lbs/MMBtu | FALSE | L | Annual | Rate | lb/MWh | 0.79999 | 0.79999 | 0.79999 | 0 | 0 | 0 | 0
BART NOX Annual-Jim Bridger 1 -v5.14 | 138 | 7165 | Rate Constraint in lbs/MMBtu | FALSE | L | Annual | Constraint Shadow Price | US2022$/Ton | 0 | 0 | 0 | 0 | 0 | 0 | 0
BART NOX Annual-Jim Bridger 2 -v5.14 | 139 | 7166 | Rate Constraint in lbs/MMBtu | FALSE | L | Annual | Seasons Included | Seasons | Winter, Spring, Summer, Fall | Winter, Spring, Summer, Fall | Winter, Spring, Summer, Fall | Winter, Spring, Summer, Fall | Winter, Spring, Summer, Fall | Winter, Spring, Summer, Fall | Winter, Spring, Summer, Fall
BART NOX Annual-Jim Bridger 2 -v5.14 | 139 | 7166 | Rate Constraint in lbs/MMBtu | FALSE | L | Annual | Standard NOX | lb/MMBtu | 0.12 | 0.12 | 0.12 | 0.12 | 0.12 | 0.12 | 0.12
BART NOX Annual-Jim Bridger 2 -v5.14 | 139 | 7166 | Rate Constraint in lbs/MMBtu | FALSE | L | Annual | Emissions at Affected Plants NOX | Thousand Tons | 0.037856 | 0.037856 | 0.037856 | 0 | 0 | 0 | 0
BART NOX Annual-Jim Bridger 2 -v5.14 | 139 | 7166 | Rate Constraint in lbs/MMBtu | FALSE | L | Annual | Allowances Purchased NOX | Thousand Tons | 0 | 0 | 0 | 0 | 0 | 0 | 0
BART NOX Annual-Jim Bridger 2 -v5.14 | 139 | 7166 | Rate Constraint in lbs/MMBtu | FALSE | L | Annual | Allowances Sold NOX | Thousand Tons | 0 | 0 | 0 | 0 | 0 | 0 | 0
BART NOX Annual-Jim Bridger 2 -v5.14 | 139 | 7166 | Rate Constraint in lbs/MMBtu | FALSE | L | Annual | Allowances Banked | Thousand Tons | 0 | 0 | 0 | 0 | 0 | 0 | 0
BART NOX Annual-Jim Bridger 2 -v5.14 | 139 | 7166 | Rate Constraint in lbs/MMBtu | FALSE | L | Annual | Allowances Withdrawn (1:1) | Thousand Tons | 0 | 0 | 0 | 0 | 0 | 0 | 0
BART NOX Annual-Jim Bridger 2 -v5.14 | 139 | 7166 | Rate Constraint in lbs/MMBtu | FALSE | L | Annual | Allowances Withdrawn (n:1) | Thousand Tons | 0 | 0 | 0 | 0 | 0 | 0 | 0
BART NOX Annual-Jim Bridger 2 -v5.14 | 139 | 7166 | Rate Constraint in lbs/MMBtu | FALSE | L | Annual | Net Emissions Allowance Position | Thousand Tons | 0.037856 | 0.037856 | 0.037856 | 0 | 0 | 0 | 0
BART NOX Annual-Jim Bridger 2 -v5.14 | 139 | 7166 | Rate Constraint in lbs/MMBtu | FALSE | L | Annual | Fuel Consumed | TBtu | 1.0308 | 1.0308 | 1.0308 | 0 | 0 | 0 | 0
BART NOX Annual-Jim Bridger 2 -v5.14 | 139 | 7166 | Rate Constraint in lbs/MMBtu | FALSE | L | Annual | Rate | lb/MMBtu | 0.07345 | 0.07345 | 0.07345 | 0 | 0 | 0 | 0
BART NOX Annual-Jim Bridger 2 -v5.14 | 139 | 7166 | Rate Constraint in lbs/MMBtu | FALSE | L | Annual | Generation | TWh | 0.094433 | 0.094433 | 0.094433 | 0 | 0 | 0 | 0
BART NOX Annual-Jim Bridger 2 -v5.14 | 139 | 7166 | Rate Constraint in lbs/MMBtu | FALSE | L | Annual | Qualifying Generation | TWh | 0.094433 | 0.094433 | 0.094433 | 0 | 0 | 0 | 0
BART NOX Annual-Jim Bridger 2 -v5.14 | 139 | 7166 | Rate Constraint in lbs/MMBtu | FALSE | L | Annual | Rate | lb/MWh | 0.80177 | 0.80177 | 0.80177 | 0 | 0 | 0 | 0
BART NOX Annual-Jim Bridger 2 -v5.14 | 139 | 7166 | Rate Constraint in lbs/MMBtu | FALSE | L | Annual | Constraint Shadow Price | US2022$/Ton | 0 | 0 | 0 | 0 | 0 | 0 | 0
BART NOX Annual-Jim Bridger 3 -v5.14 | 140 | 7167 | Rate Constraint in lbs/MMBtu | FALSE | L | Annual | Seasons Included | Seasons | Winter, Spring, Summer, Fall | Winter, Spring, Summer, Fall | Winter, Spring, Summer, Fall | Winter, Spring, Summer, Fall | Winter, Spring, Summer, Fall | Winter, Spring, Summer, Fall | Winter, Spring, Summer, Fall
BART NOX Annual-Jim Bridger 3 -v5.14 | 140 | 7167 | Rate Constraint in lbs/MMBtu | FALSE | L | Annual | Standard NOX | lb/MMBtu | 0.07 | 0.07 | 0.07 | 0.07 | 0.07 | 0.07 | 0.07
BART NOX Annual-Jim Bridger 3 -v5.14 | 140 | 7167 | Rate Constraint in lbs/MMBtu | FALSE | L | Annual | Emissions at Affected Plants NOX | Thousand Tons | 0.45322 | 0.89871 | 0.80749 | 0 | 0 | 0 | 0
BART NOX Annual-Jim Bridger 3 -v5.14 | 140 | 7167 | Rate Constraint in lbs/MMBtu | FALSE | L | Annual | Allowances Purchased NOX | Thousand Tons | 0 | 0 | 0 | 0 | 0 | 0 | 0
BART NOX Annual-Jim Bridger 3 -v5.14 | 140 | 7167 | Rate Constraint in lbs/MMBtu | FALSE | L | Annual | Allowances Sold NOX | Thousand Tons | 0 | 0 | 0 | 0 | 0 | 0 | 0
BART NOX Annual-Jim Bridger 3 -v5.14 | 140 | 7167 | Rate Constraint in lbs/MMBtu | FALSE | L | Annual | Allowances Banked | Thousand Tons | 0 | 0 | 0 | 0 | 0 | 0 | 0
BART NOX Annual-Jim Bridger 3 -v5.14 | 140 | 7167 | Rate Constraint in lbs/MMBtu | FALSE | L | Annual | Allowances Withdrawn (1:1) | Thousand Tons | 0 | 0 | 0 | 0 | 0 | 0 | 0
BART NOX Annual-Jim Bridger 3 -v5.14 | 140 | 7167 | Rate Constraint in lbs/MMBtu | FALSE | L | Annual | Allowances Withdrawn (n:1) | Thousand Tons | 0 | 0 | 0 | 0 | 0 | 0 | 0
BART NOX Annual-Jim Bridger 3 -v5.14 | 140 | 7167 | Rate Constraint in lbs/MMBtu | FALSE | L | Annual | Net Emissions Allowance Position | Thousand Tons | 0.45322 | 0.89871 | 0.80749 | 0 | 0 | 0 | 0
BART NOX Annual-Jim Bridger 3 -v5.14 | 140 | 7167 | Rate Constraint in lbs/MMBtu | FALSE | L | Annual | Fuel Consumed | TBtu | 17.5258 | 34.753 | 31.2254 | 0 | 0 | 0 | 0
BART NOX Annual-Jim Bridger 3 -v5.14 | 140 | 7167 | Rate Constraint in lbs/MMBtu | FALSE | L | Annual | Rate | lb/MMBtu | 0.05172 | 0.05172 | 0.05172 | 0 | 0 | 0 | 0
BART NOX Annual-Jim Bridger 3 -v5.14 | 140 | 7167 | Rate Constraint in lbs/MMBtu | FALSE | L | Annual | Generation | TWh | 1.6786 | 3.3285 | 2.9907 | 0 | 0 | 0 | 0
BART NOX Annual-Jim Bridger 3 -v5.14 | 140 | 7167 | Rate Constraint in lbs/MMBtu | FALSE | L | Annual | Qualifying Generation | TWh | 1.6786 | 3.3285 | 2.9907 | 0 | 0 | 0 | 0
BART NOX Annual-Jim Bridger 3 -v5.14 | 140 | 7167 | Rate Constraint in lbs/MMBtu | FALSE | L | Annual | Rate | lb/MWh | 0.54001 | 0.54001 | 0.54001 | 0 | 0 | 0 | 0
BART NOX Annual-Jim Bridger 3 -v5.14 | 140 | 7167 | Rate Constraint in lbs/MMBtu | FALSE | L | Annual | Constraint Shadow Price | US2022$/Ton | 0 | 0 | 0 | 0 | 0 | 0 | 0
BART NOX Annual-Jim Bridger 4 -v5.14 | 141 | 7168 | Rate Constraint in lbs/MMBtu | FALSE | L | Annual | Seasons Included | Seasons | Winter, Spring, Summer, Fall | Winter, Spring, Summer, Fall | Winter, Spring, Summer, Fall | Winter, Spring, Summer, Fall | Winter, Spring, Summer, Fall | Winter, Spring, Summer, Fall | Winter, Spring, Summer, Fall
BART NOX Annual-Jim Bridger 4 -v5.14 | 141 | 7168 | Rate Constraint in lbs/MMBtu | FALSE | L | Annual | Standard NOX | lb/MMBtu | 0.07 | 0.07 | 0.07 | 0.07 | 0.07 | 0.07 | 0.07
BART NOX Annual-Jim Bridger 4 -v5.14 | 141 | 7168 | Rate Constraint in lbs/MMBtu | FALSE | L | Annual | Emissions at Affected Plants NOX | Thousand Tons | 0.33633 | 0.95364 | 0.88447 | 0.019423 | 0.019423 | 0.019423 | 0.019423
BART NOX Annual-Jim Bridger 4 -v5.14 | 141 | 7168 | Rate Constraint in lbs/MMBtu | FALSE | L | Annual | Allowances Purchased NOX | Thousand Tons | 0 | 0 | 0 | 0 | 0 | 0 | 0
BART NOX Annual-Jim Bridger 4 -v5.14 | 141 | 7168 | Rate Constraint in lbs/MMBtu | FALSE | L | Annual | Allowances Sold NOX | Thousand Tons | 0 | 0 | 0 | 0 | 0 | 0 | 0
BART NOX Annual-Jim Bridger 4 -v5.14 | 141 | 7168 | Rate Constraint in lbs/MMBtu | FALSE | L | Annual | Allowances Banked | Thousand Tons | 0 | 0 | 0 | 0 | 0 | 0 | 0
BART NOX Annual-Jim Bridger 4 -v5.14 | 141 | 7168 | Rate Constraint in lbs/MMBtu | FALSE | L | Annual | Allowances Withdrawn (1:1) | Thousand Tons | 0 | 0 | 0 | 0 | 0 | 0 | 0
BART NOX Annual-Jim Bridger 4 -v5.14 | 141 | 7168 | Rate Constraint in lbs/MMBtu | FALSE | L | Annual | Allowances Withdrawn (n:1) | Thousand Tons | 0 | 0 | 0 | 0 | 0 | 0 | 0
BART NOX Annual-Jim Bridger 4 -v5.14 | 141 | 7168 | Rate Constraint in lbs/MMBtu | FALSE | L | Annual | Net Emissions Allowance Position | Thousand Tons | 0.33633 | 0.95364 | 0.88447 | 0.019423 | 0.019423 | 0.019423 | 0.019423
BART NOX Annual-Jim Bridger 4 -v5.14 | 141 | 7168 | Rate Constraint in lbs/MMBtu | FALSE | L | Annual | Fuel Consumed | TBtu | 12.3355 | 34.9766 | 32.4396 | 0.71239 | 0.71239 | 0.71239 | 0.71239
BART NOX Annual-Jim Bridger 4 -v5.14 | 141 | 7168 | Rate Constraint in lbs/MMBtu | FALSE | L | Annual | Rate | lb/MMBtu | 0.05453 | 0.05453 | 0.05453 | 0.05453 | 0.05453 | 0.05453 | 0.05453
BART NOX Annual-Jim Bridger 4 -v5.14 | 141 | 7168 | Rate Constraint in lbs/MMBtu | FALSE | L | Annual | Generation | TWh | 1.1787 | 3.3422 | 2.9089 | 0.045476 | 0.045476 | 0.045476 | 0.045476
BART NOX Annual-Jim Bridger 4 -v5.14 | 141 | 7168 | Rate Constraint in lbs/MMBtu | FALSE | L | Annual | Qualifying Generation | TWh | 1.1787 | 3.3422 | 2.9089 | 0.045476 | 0.045476 | 0.045476 | 0.045476
BART NOX Annual-Jim Bridger 4 -v5.14 | 141 | 7168 | Rate Constraint in lbs/MMBtu | FALSE | L | Annual | Rate | lb/MWh | 0.57066 | 0.57066 | 0.60811 | 0.85423 | 0.85423 | 0.85423 | 0.85423
BART NOX Annual-Jim Bridger 4 -v5.14 | 141 | 7168 | Rate Constraint in lbs/MMBtu | FALSE | L | Annual | Constraint Shadow Price | US2022$/Ton | 0 | 0 | 0 | 0 | 0 | 0 | 0
BART NOX Annual-La Cygne 1 & 2 -v5.13 | 142 | 7147 | Rate Constraint in lbs/MMBtu | FALSE | L | Annual | Seasons Included | Seasons | Winter, Spring, Summer, Fall | Winter, Spring, Summer, Fall | Winter, Spring, Summer, Fall | Winter, Spring, Summer, Fall | Winter, Spring, Summer, Fall | Winter, Spring, Summer, Fall | Winter, Spring, Summer, Fall
BART NOX Annual-La Cygne 1 & 2 -v5.13 | 142 | 7147 | Rate Constraint in lbs/MMBtu | FALSE | L | Annual | Standard NOX | lb/MMBtu | 0.13 | 0.13 | 0.13 | 0.13 | 0.13 | 0.13 | 0.13
BART NOX Annual-La Cygne 1 & 2 -v5.13 | 142 | 7147 | Rate Constraint in lbs/MMBtu | FALSE | L | Annual | Emissions at Affected Plants NOX | Thousand Tons | 3.5458 | 3.7121 | 0 | 0 | 0 | 0 | 0
BART NOX Annual-La Cygne 1 & 2 -v5.13 | 142 | 7147 | Rate Constraint in lbs/MMBtu | FALSE | L | Annual | Allowances Purchased NOX | Thousand Tons | 0 | 0 | 0 | 0 | 0 | 0 | 0
BART NOX Annual-La Cygne 1 & 2 -v5.13 | 142 | 7147 | Rate Constraint in lbs/MMBtu | FALSE | L | Annual | Allowances Sold NOX | Thousand Tons | 0 | 0 | 0 | 0 | 0 | 0 | 0
BART NOX Annual-La Cygne 1 & 2 -v5.13 | 142 | 7147 | Rate Constraint in lbs/MMBtu | FALSE | L | Annual | Allowances Banked | Thousand Tons | 0 | 0 | 0 | 0 | 0 | 0 | 0
BART NOX Annual-La Cygne 1 & 2 -v5.13 | 142 | 7147 | Rate Constraint in lbs/MMBtu | FALSE | L | Annual | Allowances Withdrawn (1:1) | Thousand Tons | 0 | 0 | 0 | 0 | 0 | 0 | 0
BART NOX Annual-La Cygne 1 & 2 -v5.13 | 142 | 7147 | Rate Constraint in lbs/MMBtu | FALSE | L | Annual | Allowances Withdrawn (n:1) | Thousand Tons | 0 | 0 | 0 | 0 | 0 | 0 | 0
BART NOX Annual-La Cygne 1 & 2 -v5.13 | 142 | 7147 | Rate Constraint in lbs/MMBtu | FALSE | L | Annual | Net Emissions Allowance Position | Thousand Tons | 3.5458 | 3.7121 | 0 | 0 | 0 | 0 | 0
BART NOX Annual-La Cygne 1 & 2 -v5.13 | 142 | 7147 | Rate Constraint in lbs/MMBtu | FALSE | L | Annual | Fuel Consumed | TBtu | 76.5511 | 80.5815 | 0 | 0 | 0 | 0 | 0
BART NOX Annual-La Cygne 1 & 2 -v5.13 | 142 | 7147 | Rate Constraint in lbs/MMBtu | FALSE | L | Annual | Rate | lb/MMBtu | 0.092639 | 0.092134 | 0 | 0 | 0 | 0 | 0
BART NOX Annual-La Cygne 1 & 2 -v5.13 | 142 | 7147 | Rate Constraint in lbs/MMBtu | FALSE | L | Annual | Generation | TWh | 6.9453 | 7.3035 | 0 | 0 | 0 | 0 | 0
BART NOX Annual-La Cygne 1 & 2 -v5.13 | 142 | 7147 | Rate Constraint in lbs/MMBtu | FALSE | L | Annual | Qualifying Generation | TWh | 6.9453 | 7.3035 | 0 | 0 | 0 | 0 | 0
BART NOX Annual-La Cygne 1 & 2 -v5.13 | 142 | 7147 | Rate Constraint in lbs/MMBtu | FALSE | L | Annual | Rate | lb/MWh | 1.0211 | 1.0165 | 0 | 0 | 0 | 0 | 0
BART NOX Annual-La Cygne 1 & 2 -v5.13 | 142 | 7147 | Rate Constraint in lbs/MMBtu | FALSE | L | Annual | Constraint Shadow Price | US2022$/Ton | 0 | 0 | 0 | 0 | 0 | 0 | 0
BART NOX Annual-Laramie 1 -v5.14 | 143 | 7169 | Rate Constraint in lbs/MMBtu | FALSE | L | Annual | Seasons Included | Seasons | Winter, Spring, Summer, Fall | Winter, Spring, Summer, Fall | Winter, Spring, Summer, Fall | Winter, Spring, Summer, Fall | Winter, Spring, Summer, Fall | Winter, Spring, Summer, Fall | Winter, Spring, Summer, Fall
BART NOX Annual-Laramie 1 -v5.14 | 143 | 7169 | Rate Constraint in lbs/MMBtu | FALSE | L | Annual | Standard NOX | lb/MMBtu | 0.06 | 0.06 | 0.06 | 0.06 | 0.06 | 0.06 | 0.06
BART NOX Annual-Laramie 1 -v5.14 | 143 | 7169 | Rate Constraint in lbs/MMBtu | FALSE | L | Annual | Emissions at Affected Plants NOX | Thousand Tons | 1.1684 | 1.1684 | 1.1684 | 1.1684 | 0 | 0 | 0
BART NOX Annual-Laramie 1 -v5.14 | 143 | 7169 | Rate Constraint in lbs/MMBtu | FALSE | L | Annual | Allowances Purchased NOX | Thousand Tons | 0 | 0 | 0 | 0 | 0 | 0 | 0
BART NOX Annual-Laramie 1 -v5.14 | 143 | 7169 | Rate Constraint in lbs/MMBtu | FALSE | L | Annual | Allowances Sold NOX | Thousand Tons | 0 | 0 | 0 | 0 | 0 | 0 | 0
BART NOX Annual-Laramie 1 -v5.14 | 143 | 7169 | Rate Constraint in lbs/MMBtu | FALSE | L | Annual | Allowances Banked | Thousand Tons | 0 | 0 | 0 | 0 | 0 | 0 | 0
BART NOX Annual-Laramie 1 -v5.14 | 143 | 7169 | Rate Constraint in lbs/MMBtu | FALSE | L | Annual | Allowances Withdrawn (1:1) | Thousand Tons | 0 | 0 | 0 | 0 | 0 | 0 | 0
BART NOX Annual-Laramie 1 -v5.14 | 143 | 7169 | Rate Constraint in lbs/MMBtu | FALSE | L | Annual | Allowances Withdrawn (n:1) | Thousand Tons | 0 | 0 | 0 | 0 | 0 | 0 | 0
BART NOX Annual-Laramie 1 -v5.14 | 143 | 7169 | Rate Constraint in lbs/MMBtu | FALSE | L | Annual | Net Emissions Allowance Position | Thousand Tons | 1.1684 | 1.1684 | 1.1684 | 1.1684 | 0 | 0 | 0
BART NOX Annual-Laramie 1 -v5.14 | 143 | 7169 | Rate Constraint in lbs/MMBtu | FALSE | L | Annual | Fuel Consumed | TBtu | 38.9525 | 38.9525 | 38.9525 | 38.9525 | 0 | 0 | 0
BART NOX Annual-Laramie 1 -v5.14 | 143 | 7169 | Rate Constraint in lbs/MMBtu | FALSE | L | Annual | Rate | lb/MMBtu | 0.05999 | 0.05999 | 0.05999 | 0.05999 | 0 | 0 | 0
BART NOX Annual-Laramie 1 -v5.14 | 143 | 7169 | Rate Constraint in lbs/MMBtu | FALSE | L | Annual | Generation | TWh | 3.8121 | 3.8121 | 2.5768 | 2.5768 | 0 | 0 | 0
BART NOX Annual-Laramie 1 -v5.14 | 143 | 7169 | Rate Constraint in lbs/MMBtu | FALSE | L | Annual | Qualifying Generation | TWh | 3.8121 | 3.8121 | 2.5768 | 2.5768 | 0 | 0 | 0
BART NOX Annual-Laramie 1 -v5.14 | 143 | 7169 | Rate Constraint in lbs/MMBtu | FALSE | L | Annual | Rate | lb/MWh | 0.61298 | 0.61298 | 0.90686 | 0.90686 | 0 | 0 | 0
BART NOX Annual-Laramie 1 -v5.14 | 143 | 7169 | Rate Constraint in lbs/MMBtu | FALSE | L | Annual | Constraint Shadow Price | US2022$/Ton | 0 | 0 | 0 | 0 | 0 | 0 | 0
BART NOX Annual-Laramie 2 -v5.14 | 144 | 7170 | Rate Constraint in lbs/MMBtu | FALSE | L | Annual | Seasons Included | Seasons | Winter, Spring, Summer, Fall | Winter, Spring, Summer, Fall | Winter, Spring, Summer, Fall | Winter, Spring, Summer, Fall | Winter, Spring, Summer, Fall | Winter, Spring, Summer, Fall | Winter, Spring, Summer, Fall
BART NOX Annual-Laramie 2 -v5.14 | 144 | 7170 | Rate Constraint in lbs/MMBtu | FALSE | L | Annual | Standard NOX | lb/MMBtu | 0.15 | 0.15 | 0.15 | 0.15 | 0.15 | 0.15 | 0.15
BART NOX Annual-Laramie 2 -v5.14 | 144 | 7170 | Rate Constraint in lbs/MMBtu | FALSE | L | Annual | Emissions at Affected Plants NOX | Thousand Tons | 2.7822 | 2.7822 | 2.5882 | 2.589 | 2.3371 | 0.89941 | 2.5899
BART NOX Annual-Laramie 2 -v5.14 | 144 | 7170 | Rate Constraint in lbs/MMBtu | FALSE | L | Annual | Allowances Purchased NOX | Thousand Tons | 0 | 0 | 0 | 0 | 0 | 0 | 0
BART NOX Annual-Laramie 2 -v5.14 | 144 | 7170 | Rate Constraint in lbs/MMBtu | FALSE | L | Annual | Allowances Sold NOX | Thousand Tons | 0 | 0 | 0 | 0 | 0 | 0 | 0
BART NOX Annual-Laramie 2 -v5.14 | 144 | 7170 | Rate Constraint in lbs/MMBtu | FALSE | L | Annual | Allowances Banked | Thousand Tons | 0 | 0 | 0 | 0 | 0 | 0 | 0
BART NOX Annual-Laramie 2 -v5.14 | 144 | 7170 | Rate Constraint in lbs/MMBtu | FALSE | L | Annual | Allowances Withdrawn (1:1) | Thousand Tons | 0 | 0 | 0 | 0 | 0 | 0 | 0
BART NOX Annual-Laramie 2 -v5.14 | 144 | 7170 | Rate Constraint in lbs/MMBtu | FALSE | L | Annual | Allowances Withdrawn (n:1) | Thousand Tons | 0 | 0 | 0 | 0 | 0 | 0 | 0
BART NOX Annual-Laramie 2 -v5.14 | 144 | 7170 | Rate Constraint in lbs/MMBtu | FALSE | L | Annual | Net Emissions Allowance Position | Thousand Tons | 2.7822 | 2.7822 | 2.5882 | 2.589 | 2.3371 | 0.89941 | 2.5899
BART NOX Annual-Laramie 2 -v5.14 | 144 | 7170 | Rate Constraint in lbs/MMBtu | FALSE | L | Annual | Fuel Consumed | TBtu | 39.4385 | 39.4385 | 36.6888 | 36.6995 | 33.1287 | 12.7495 | 36.7129
BART NOX Annual-Laramie 2 -v5.14 | 144 | 7170 | Rate Constraint in lbs/MMBtu | FALSE | L | Annual | Rate | lb/MMBtu | 0.14109 | 0.14109 | 0.14109 | 0.14109 | 0.14109 | 0.14109 | 0.14109
BART NOX Annual-Laramie 2 -v5.14 | 144 | 7170 | Rate Constraint in lbs/MMBtu | FALSE | L | Annual | Generation | TWh | 3.8802 | 3.8802 | 3.6097 | 3.6107 | 3.2594 | 1.2544 | 3.612
BART NOX Annual-Laramie 2 -v5.14 | 144 | 7170 | Rate Constraint in lbs/MMBtu | FALSE | L | Annual | Qualifying Generation | TWh | 3.8802 | 3.8802 | 3.6097 | 3.6107 | 3.2594 | 1.2544 | 3.612
BART NOX Annual-Laramie 2 -v5.14 | 144 | 7170 | Rate Constraint in lbs/MMBtu | FALSE | L | Annual | Rate | lb/MWh | 1.434 | 1.434 | 1.434 | 1.434 | 1.434 | 1.434 | 1.434
BART NOX Annual-Laramie 2 -v5.14 | 144 | 7170 | Rate Constraint in lbs/MMBtu | FALSE | L | Annual | Constraint Shadow Price | US2022$/Ton | 0 | 0 | 0 | 0 | 0 | 0 | 0
BART NOX Annual-Laramie 3 -v5.14 | 145 | 7195 | Rate Constraint in lbs/MMBtu | FALSE | L | Annual | Seasons Included | Seasons | Winter, Spring, Summer, Fall | Winter, Spring, Summer, Fall | Winter, Spring, Summer, Fall | Winter, Spring, Summer, Fall | Winter, Spring, Summer, Fall | Winter, Spring, Summer, Fall | Winter, Spring, Summer, Fall
BART NOX Annual-Laramie 3 -v5.14 | 145 | 7195 | Rate Constraint in lbs/MMBtu | FALSE | L | Annual | Standard NOX | lb/MMBtu | 0.15 | 0.15 | 0.15 | 0.15 | 0.15 | 0.15 | 0.15
BART NOX Annual-Laramie 3 -v5.14 | 145 | 7195 | Rate Constraint in lbs/MMBtu | FALSE | L | Annual | Emissions at Affected Plants NOX | Thousand Tons | 2.8163 | 2.8163 | 2.4447 | 2.6649 | 2.3657 | 0.95672 | 2.6656
BART NOX Annual-Laramie 3 -v5.14 | 145 | 7195 | Rate Constraint in lbs/MMBtu | FALSE | L | Annual | Allowances Purchased NOX | Thousand Tons | 0 | 0 | 0 | 0 | 0 | 0 | 0
BART NOX Annual-Laramie 3 -v5.14 | 145 | 7195 | Rate Constraint in lbs/MMBtu | FALSE | L | Annual | Allowances Sold NOX | Thousand Tons | 0 | 0 | 0 | 0 | 0 | 0 | 0
BART NOX Annual-Laramie 3 -v5.14 | 145 | 7195 | Rate Constraint in lbs/MMBtu | FALSE | L | Annual | Allowances Banked | Thousand Tons | 0 | 0 | 0 | 0 | 0 | 0 | 0
BART NOX Annual-Laramie 3 -v5.14 | 145 | 7195 | Rate Constraint in lbs/MMBtu | FALSE | L | Annual | Allowances Withdrawn (1:1) | Thousand Tons | 0 | 0 | 0 | 0 | 0 | 0 | 0
BART NOX Annual-Laramie 3 -v5.14 | 145 | 7195 | Rate Constraint in lbs/MMBtu | FALSE | L | Annual | Allowances Withdrawn (n:1) | Thousand Tons | 0 | 0 | 0 | 0 | 0 | 0 | 0
BART NOX Annual-Laramie 3 -v5.14 | 145 | 7195 | Rate Constraint in lbs/MMBtu | FALSE | L | Annual | Net Emissions Allowance Position | Thousand Tons | 2.8163 | 2.8163 | 2.4447 | 2.6649 | 2.3657 | 0.95672 | 2.6656
BART NOX Annual-Laramie 3 -v5.14 | 145 | 7195 | Rate Constraint in lbs/MMBtu | FALSE | L | Annual | Fuel Consumed | TBtu | 39.3337 | 39.3337 | 34.1443 | 37.2189 | 33.0407 | 13.362 | 37.2292
BART NOX Annual-Laramie 3 -v5.14 | 145 | 7195 | Rate Constraint in lbs/MMBtu | FALSE | L | Annual | Rate | lb/MMBtu | 0.1432 | 0.1432 | 0.1432 | 0.1432 | 0.1432 | 0.1432 | 0.1432
BART NOX Annual-Laramie 3 -v5.14 | 145 | 7195 | Rate Constraint in lbs/MMBtu | FALSE | L | Annual | Generation | TWh | 3.8802 | 3.8802 | 3.3683 | 3.6716 | 3.2594 | 1.3181 | 3.6726
BART NOX Annual-Laramie 3 -v5.14 | 145 | 7195 | Rate Constraint in lbs/MMBtu | FALSE | L | Annual | Qualifying Generation | TWh | 3.8802 | 3.8802 | 3.3683 | 3.6716 | 3.2594 | 1.3181 | 3.6726
BART NOX Annual-Laramie 3 -v5.14 | 145 | 7195 | Rate Constraint in lbs/MMBtu | FALSE | L | Annual | Rate | lb/MWh | 1.4516 | 1.4516 | 1.4516 | 1.4516 | 1.4516 | 1.4516 | 1.4516
BART NOX Annual-Laramie 3 -v5.14 | 145 | 7195 | Rate Constraint in lbs/MMBtu | FALSE | L | Annual | Constraint Shadow Price | US2022$/Ton | 0 | 0 | 0 | 0 | 0 | 0 | 0
BART NOX Annual-Leland Olds 1 -v5.13 | 146 | 7148 | Rate Constraint in lbs/MMBtu | FALSE | L | Annual | Seasons Included | Seasons | Winter, Spring, Summer, Fall | Winter, Spring, Summer, Fall | Winter, Spring, Summer, Fall | Winter, Spring, Summer, Fall | Winter, Spring, Summer, Fall | Winter, Spring, Summer, Fall | Winter, Spring, Summer, Fall
BART NOX Annual-Leland Olds 1 -v5.13 | 146 | 7148 | Rate Constraint in lbs/MMBtu | FALSE | L | Annual | Standard NOX | lb/MMBtu | 0.19 | 0.19 | 0.19 | 0.19 | 0.19 | 0.19 | 0.19
BART NOX Annual-Leland Olds 1 -v5.13 | 146 | 7148 | Rate Constraint in lbs/MMBtu | FALSE | L | Annual | Emissions at Affected Plants NOX | Thousand Tons | 0 | 0 | 0 | 0 | 0 | 0 | 0
BART NOX Annual-Leland Olds 1 -v5.13 | 146 | 7148 | Rate Constraint in lbs/MMBtu | FALSE | L | Annual | Allowances Purchased NOX | Thousand Tons | 0 | 0 | 0 | 0 | 0 | 0 | 0
BART NOX Annual-Leland Olds 1 -v5.13 | 146 | 7148 | Rate Constraint in lbs/MMBtu | FALSE | L | Annual | Allowances Sold NOX | Thousand Tons | 0 | 0 | 0 | 0 | 0 | 0 | 0
BART NOX Annual-Leland Olds 1 -v5.13 | 146 | 7148 | Rate Constraint in lbs/MMBtu | FALSE | L | Annual | Allowances Banked | Thousand Tons | 0 | 0 | 0 | 0 | 0 | 0 | 0
BART NOX Annual-Leland Olds 1 -v5.13 | 146 | 7148 | Rate Constraint in lbs/MMBtu | FALSE | L | Annual | Allowances Withdrawn (1:1) | Thousand Tons | 0 | 0 | 0 | 0 | 0 | 0 | 0
BART NOX Annual-Leland Olds 1 -v5.13 | 146 | 7148 | Rate Constraint in lbs/MMBtu | FALSE | L | Annual | Allowances Withdrawn (n:1) | Thousand Tons | 0 | 0 | 0 | 0 | 0 | 0 | 0
BART NOX Annual-Leland Olds 1 -v5.13 | 146 | 7148 | Rate Constraint in lbs/MMBtu | FALSE | L | Annual | Net Emissions Allowance Position | Thousand Tons | 0 | 0 | 0 | 0 | 0 | 0 | 0
BART NOX Annual-Leland Olds 1 -v5.13 | 146 | 7148 | Rate Constraint in lbs/MMBtu | FALSE | L | Annual | Fuel Consumed | TBtu | 0 | 0 | 0 | 0 | 0 | 0 | 0
BART NOX Annual-Leland Olds 1 -v5.13 | 146 | 7148 | Rate Constraint in lbs/MMBtu | FALSE | L | Annual | Rate | lb/MMBtu | 0 | 0 | 0 | 0 | 0 | 0 | 0
BART NOX Annual-Leland Olds 1 -v5.13 | 146 | 7148 | Rate Constraint in lbs/MMBtu | FALSE | L | Annual | Generation | TWh | 0 | 0 | 0 | 0 | 0 | 0 | 0
BART NOX Annual-Leland Olds 1 -v5.13 | 146 | 7148 | Rate Constraint in lbs/MMBtu | FALSE | L | Annual | Qualifying Generation | TWh | 0 | 0 | 0 | 0 | 0 | 0 | 0
BART NOX Annual-Leland Olds 1 -v5.13 | 146 | 7148 | Rate Constraint in lbs/MMBtu | FALSE | L | Annual | Rate | lb/MWh | 0 | 0 | 0 | 0 | 0 | 0 | 0
BART NOX Annual-Leland Olds 1 -v5.13 | 146 | 7148 | Rate Constraint in lbs/MMBtu | FALSE | L | Annual | Constraint Shadow Price | US2022$/Ton | 0 | 0 | 0 | 0 | 0 | 0 | 0
BART NOX Annual-Leland Olds 2 -v5.13 | 147 | 7149 | Rate Constraint in lbs/MMBtu | FALSE | L | Annual | Seasons Included | Seasons | Winter, Spring, Summer, Fall | Winter, Spring, Summer, Fall | Winter, Spring, Summer, Fall | Winter, Spring, Summer, Fall | Winter, Spring, Summer, Fall | Winter, Spring, Summer, Fall | Winter, Spring, Summer, Fall
BART NOX Annual-Leland Olds 2 -v5.13 | 147 | 7149 | Rate Constraint in lbs/MMBtu | FALSE | L | Annual | Standard NOX | lb/MMBtu | 0.35 | 0.35 | 0.35 | 0.35 | 0.35 | 0.35 | 0.35
BART NOX Annual-Leland Olds 2 -v5.13 | 147 | 7149 | Rate Constraint in lbs/MMBtu | FALSE | L | Annual | Emissions at Affected Plants NOX | Thousand Tons | 0 | 0 | 0 | 0 | 0 | 0 | 0
BART NOX Annual-Leland Olds 2 -v5.13 | 147 | 7149 | Rate Constraint in lbs/MMBtu | FALSE | L | Annual | Allowances Purchased NOX | Thousand Tons | 0 | 0 | 0 | 0 | 0 | 0 | 0
BART NOX Annual-Leland Olds 2 -v5.13 | 147 | 7149 | Rate Constraint in lbs/MMBtu | FALSE | L | Annual | Allowances Sold NOX | Thousand Tons | 0 | 0 | 0 | 0 | 0 | 0 | 0
BART NOX Annual-Leland Olds 2 -v5.13 | 147 | 7149 | Rate Constraint in lbs/MMBtu | FALSE | L | Annual | Allowances Banked | Thousand Tons | 0 | 0 | 0 | 0 | 0 | 0 | 0
BART NOX Annual-Leland Olds 2 -v5.13 | 147 | 7149 | Rate Constraint in lbs/MMBtu | FALSE | L | Annual | Allowances Withdrawn (1:1) | Thousand Tons | 0 | 0 | 0 | 0 | 0 | 0 | 0
BART NOX Annual-Leland Olds 2 -v5.13 | 147 | 7149 | Rate Constraint in lbs/MMBtu | FALSE | L | Annual | Allowances Withdrawn (n:1) | Thousand Tons | 0 | 0 | 0 | 0 | 0 | 0 | 0
BART NOX Annual-Leland Olds 2 -v5.13 | 147 | 7149 | Rate Constraint in lbs/MMBtu | FALSE | L | Annual | Net Emissions Allowance Position | Thousand Tons | 0 | 0 | 0 | 0 | 0 | 0 | 0
BART NOX Annual-Leland Olds 2 -v5.13 | 147 | 7149 | Rate Constraint in lbs/MMBtu | FALSE | L | Annual | Fuel Consumed | TBtu | 0 | 0 | 0 | 0 | 0 | 0 | 0
BART NOX Annual-Leland Olds 2 -v5.13 | 147 | 7149 | Rate Constraint in lbs/MMBtu | FALSE | L | Annual | Rate | lb/MMBtu | 0 | 0 | 0 | 0 | 0 | 0 | 0
BART NOX Annual-Leland Olds 2 -v5.13 | 147 | 7149 | Rate Constraint in lbs/MMBtu | FALSE | L | Annual | Generation | TWh | 0 | 0 | 0 | 0 | 0 | 0 | 0
BART NOX Annual-Leland Olds 2 -v5.13 | 147 | 7149 | Rate Constraint in lbs/MMBtu | FALSE | L | Annual | Qualifying Generation | TWh | 0 | 0 | 0 | 0 | 0 | 0 | 0
BART NOX Annual-Leland Olds 2 -v5.13 | 147 | 7149 | Rate Constraint in lbs/MMBtu | FALSE | L | Annual | Rate | lb/MWh | 0 | 0 | 0 | 0 | 0 | 0 | 0
BART NOX Annual-Leland Olds 2 -v5.13 | 147 | 7149 | Rate Constraint in lbs/MMBtu | FALSE | L | Annual | Constraint Shadow Price | US2022$/Ton | 0 | 0 | 0 | 0 | 0 | 0 | 0
BART NOX Annual-Milton R Young B1 -v5.13 | 148 | 7151 | Rate Constraint in lbs/MMBtu | FALSE | L | Annual | Seasons Included | Seasons | Winter, Spring, Summer, Fall | Winter, Spring, Summer, Fall | Winter, Spring, Summer, Fall | Winter, Spring, Summer, Fall | Winter, Spring, Summer, Fall | Winter, Spring, Summer, Fall | Winter, Spring, Summer, Fall
BART NOX Annual-Milton R Young B1 -v5.13 | 148 | 7151 | Rate Constraint in lbs/MMBtu | FALSE | L | Annual | Standard NOX | lb/MMBtu | 0.36 | 0.36 | 0.36 | 0.36 | 0.36 | 0.36 | 0.36
BART NOX Annual-Milton R Young B1 -v5.13 | 148 | 7151 | Rate Constraint in lbs/MMBtu | FALSE | L | Annual | Emissions at Affected Plants NOX | Thousand Tons | 2.4026 | 2.4797 | 0 | 0 | 0 | 0 | 0
BART NOX Annual-Milton R Young B1 -v5.13 | 148 | 7151 | Rate Constraint in lbs/MMBtu | FALSE | L | Annual | Allowances Purchased NOX | Thousand Tons | 0 | 0 | 0 | 0 | 0 | 0 | 0
BART NOX Annual-Milton R Young B1 -v5.13 | 148 | 7151 | Rate Constraint in lbs/MMBtu | FALSE | L | Annual | Allowances Sold NOX | Thousand Tons | 0 | 0 | 0 | 0 | 0 | 0 | 0
BART NOX Annual-Milton R Young B1 -v5.13 | 148 | 7151 | Rate Constraint in lbs/MMBtu | FALSE | L | Annual | Allowances Banked | Thousand Tons | 0 | 0 | 0 | 0 | 0 | 0 | 0
BART NOX Annual-Milton R Young B1 -v5.13 | 148 | 7151 | Rate Constraint in lbs/MMBtu | FALSE | L | Annual | Allowances Withdrawn (1:1) | Thousand Tons | 0 | 0 | 0 | 0 | 0 | 0 | 0
BART NOX Annual-Milton R Young B1 -v5.13 | 148 | 7151 | Rate Constraint in lbs/MMBtu | FALSE | L | Annual | Allowances Withdrawn (n:1) | Thousand Tons | 0 | 0 | 0 | 0 | 0 | 0 | 0
BART NOX Annual-Milton R Young B1 -v5.13 | 148 | 7151 | Rate Constraint in lbs/MMBtu | FALSE | L | Annual | Net Emissions Allowance Position | Thousand Tons | 2.4026 | 2.4797 | 0 | 0 | 0 | 0 | 0
BART NOX Annual-Milton R Young B1 -v5.13 | 148 | 7151 | Rate Constraint in lbs/MMBtu | FALSE | L | Annual | Fuel Consumed | TBtu | 17.9812 | 18.5585 | 0 | 0 | 0 | 0 | 0
BART NOX Annual-Milton R Young B1 -v5.13 | 148 | 7151 | Rate Constraint in lbs/MMBtu | FALSE | L | Annual | Rate | lb/MMBtu | 0.26723 | 0.26723 | 0 | 0 | 0 | 0 | 0
BART NOX Annual-Milton R Young B1 -v5.13 | 148 | 7151 | Rate Constraint in lbs/MMBtu | FALSE | L | Annual | Generation | TWh | 1.546 | 1.5956 | 0 | 0 | 0 | 0 | 0
BART NOX Annual-Milton R Young B1 -v5.13 | 148 | 7151 | Rate Constraint in lbs/MMBtu | FALSE | L | Annual | Qualifying Generation | TWh | 1.546 | 1.5956 | 0 | 0 | 0 | 0 | 0
BART NOX Annual-Milton R Young B1 -v5.13 | 148 | 7151 | Rate Constraint in lbs/MMBtu | FALSE | L | Annual | Rate | lb/MWh | 3.1082 | 3.1082 | 0 | 0 | 0 | 0 | 0
BART NOX Annual-Milton R Young B1 -v5.13 | 148 | 7151 | Rate Constraint in lbs/MMBtu | FALSE | L | Annual | Constraint Shadow Price | US2022$/Ton | 0 | 0 | 0 | 0 | 0 | 0 | 0
BART NOX Annual-Milton R Young B2 -v5.13 | 149 | 7152 | Rate Constraint in lbs/MMBtu | FALSE | L | Annual | Seasons Included | Seasons | Winter, Spring, Summer, Fall | Winter, Spring, Summer, Fall | Winter, Spring, Summer, Fall | Winter, Spring, Summer, Fall | Winter, Spring, Summer, Fall | Winter, Spring, Summer, Fall | Winter, Spring, Summer, Fall
BART NOX Annual-Milton R Young B2 -v5.13 | 149 | 7152 | Rate Constraint in lbs/MMBtu | FALSE | L | Annual | Standard NOX | lb/MMBtu | 0.35 | 0.35 | 0.35 | 0.35 | 0.35 | 0.35 | 0.35
BART NOX Annual-Milton R Young B2 -v5.13 | 149 | 7152 | Rate Constraint in lbs/MMBtu | FALSE | L | Annual | Emissions at Affected Plants NOX | Thousand Tons | 4.4342 | 4.0666 | 0.90914 | 0.90914 | 0 | 0 | 0
BART NOX Annual-Milton R Young B2 -v5.13 | 149 | 7152 | Rate Constraint in lbs/MMBtu | FALSE | L | Annual | Allowances Purchased NOX | Thousand Tons | 0 | 0 | 0 | 0 | 0 | 0 | 0
BART NOX Annual-Milton R Young B2 -v5.13 | 149 | 7152 | Rate Constraint in lbs/MMBtu | FALSE | L | Annual | Allowances Sold NOX | Thousand Tons | 0 | 0 | 0 | 0 | 0 | 0 | 0
BART NOX Annual-Milton R Young B2 -v5.13 | 149 | 7152 | Rate Constraint in lbs/MMBtu | FALSE | L | Annual | Allowances Banked | Thousand Tons | 0 | 0 | 0 | 0 | 0 | 0 | 0
BART NOX Annual-Milton R Young B2 -v5.13 | 149 | 7152 | Rate Constraint in lbs/MMBtu | FALSE | L | Annual | Allowances Withdrawn (1:1) | Thousand Tons | 0 | 0 | 0 | 0 | 0 | 0 | 0
BART NOX Annual-Milton R Young B2 -v5.13 | 149 | 7152 | Rate Constraint in lbs/MMBtu | FALSE | L | Annual | Allowances Withdrawn (n:1) | Thousand Tons | 0 | 0 | 0 | 0 | 0 | 0 | 0
BART NOX Annual-Milton R Young B2 -v5.13 | 149 | 7152 | Rate Constraint in lbs/MMBtu | FALSE | L | Annual | Net Emissions Allowance Position | Thousand Tons | 4.4342 | 4.0666 | 0.90914 | 0.90914 | 0 | 0 | 0
BART NOX Annual-Milton R Young B2 -v5.13 | 149 | 7152 | Rate Constraint in lbs/MMBtu | FALSE | L | Annual | Fuel Consumed | TBtu | 31.2785 | 36.3656 | 36.3656 | 36.3656 | 0 | 0 | 0
BART NOX Annual-Milton R Young B2 -v5.13 | 149 | 7152 | Rate Constraint in lbs/MMBtu | FALSE | L | Annual | Rate | lb/MMBtu | 0.28353 | 0.22365 | 0.05 | 0.05 | 0 | 0 | 0
BART NOX Annual-Milton R Young B2 -v5.13 | 149 | 7152 | Rate Constraint in lbs/MMBtu | FALSE | L | Annual | Generation | TWh | 2.7459 | 2.8918 | 2.0196 | 2.0196 | 0 | 0 | 0
BART NOX Annual-Milton R Young B2 -v5.13 | 149 | 7152 | Rate Constraint in lbs/MMBtu | FALSE | L | Annual | Qualifying Generation | TWh | 2.7459 | 2.8918 | 2.0196 | 2.0196 | 0 | 0 | 0
BART NOX Annual-Milton R Young B2 -v5.13 | 149 | 7152 | Rate Constraint in lbs/MMBtu | FALSE | L | Annual | Rate | lb/MWh | 3.2297 | 2.8126 | 0.90033 | 0.90033 | 0 | 0 | 0
BART NOX Annual-Milton R Young B2 -v5.13 | 149 | 7152 | Rate Constraint in lbs/MMBtu | FALSE | L | Annual | Constraint Shadow Price | US2022$/Ton | 0 | 0 | 0 | 0 | 0 | 0 | 0
BART NOX Annual-Muskogee 4 -v6.17 | 150 | 7153 | Rate Constraint in lbs/MMBtu | FALSE | L | Annual | Seasons Included | Seasons | Winter, Spring, Summer, Fall | Winter, Spring, Summer, Fall | Winter, Spring, Summer, Fall | Winter, Spring, Summer, Fall | Winter, Spring, Summer, Fall | Winter, Spring, Summer, Fall | Winter, Spring, Summer, Fall
BART NOX Annual-Muskogee 4 -v6.17 | 150 | 7153 | Rate Constraint in lbs/MMBtu | FALSE | L | Annual | Standard NOX | lb/MMBtu | 0.15 | 0.15 | 0.15 | 0.15 | 0.15 | 0.15 | 0.15
BART NOX Annual-Muskogee 4 -v6.17 | 150 | 7153 | Rate Constraint in lbs/MMBtu | FALSE | L | Annual | Emissions at Affected Plants NOX | Thousand Tons | 0.05096 | 0.05096 | 0.05096 | 0.05096 | 0.05096 | 0.05096 | 0.05096
BART NOX Annual-Muskogee 4 -v6.17 | 150 | 7153 | Rate Constraint in lbs/MMBtu | FALSE | L | Annual | Allowances Purchased NOX | Thousand Tons | 0 | 0 | 0 | 0 | 0 | 0 | 0
BART NOX Annual-Muskogee 4 -v6.17 | 150 | 7153 | Rate Constraint in lbs/MMBtu | FALSE | L | Annual | Allowances Sold NOX | Thousand Tons | 0 | 0 | 0 | 0 | 0 | 0 | 0
BART NOX Annual-Muskogee 4 -v6.17 | 150 | 7153 | Rate Constraint in lbs/MMBtu | FALSE | L | Annual | Allowances Banked | Thousand Tons | 0 | 0 | 0 | 0 | 0 | 0 | 0
BART NOX Annual-Muskogee 4 -v6.17 | 150 | 7153 | Rate Constraint in lbs/MMBtu | FALSE | L | Annual | Allowances Withdrawn (1:1) | Thousand Tons | 0 | 0 | 0 | 0 | 0 | 0 | 0
BART NOX Annual-Muskogee 4 -v6.17 | 150 | 7153 | Rate Constraint in lbs/MMBtu | FALSE | L | Annual | Allowances Withdrawn (n:1) | Thousand Tons | 0 | 0 | 0 | 0 | 0 | 0 | 0
BART NOX Annual-Muskogee 4 -v6.17 | 150 | 7153 | Rate Constraint in lbs/MMBtu | FALSE | L | Annual | Net Emissions Allowance Position | Thousand Tons | 0.05096 | 0.05096 | 0.05096 | 0.05096 | 0.05096 | 0.05096 | 0.05096
BART NOX Annual-Muskogee 4 -v6.17 | 150 | 7153 | Rate Constraint in lbs/MMBtu | FALSE | L | Annual | Fuel Consumed | TBtu | 0.95574 | 0.95574 | 0.95574 | 0.95574 | 0.95574 | 0.95574 | 0.95574
BART NOX Annual-Muskogee 4 -v6.17 | 150 | 7153 | Rate Constraint in lbs/MMBtu | FALSE | L | Annual | Rate | lb/MMBtu | 0.10664 | 0.10664 | 0.10664 | 0.10664 | 0.10664 | 0.10664 | 0.10664
BART NOX Annual-Muskogee 4 -v6.17 | 150 | 7153 | Rate Constraint in lbs/MMBtu | FALSE | L | Annual | Generation | TWh | 0.084797 | 0.084797 | 0.084797 | 0.084797 | 0.084797 | 0.084797 | 0.084797
BART NOX Annual-Muskogee 4 -v6.17 | 150 | 7153 | Rate Constraint in lbs/MMBtu | FALSE | L | Annual | Qualifying Generation | TWh | 0.084797 | 0.084797 | 0.084797 | 0.084797 | 0.084797 | 0.084797 | 0.084797
BART NOX Annual-Muskogee 4 -v6.17 | 150 | 7153 | Rate Constraint in lbs/MMBtu | FALSE | L | Annual | Rate | lb/MWh | 1.2019 | 1.2019 | 1.2019 | 1.2019 | 1.2019 | 1.2019 | 1.2019
BART NOX Annual-Muskogee 4 -v6.17 | 150 | 7153 | Rate Constraint in lbs/MMBtu | FALSE | L | Annual | Constraint Shadow Price | US2022$/Ton | 0 | 0 | 0 | 0 | 0 | 0 | 0
BART NOX Annual-Muskogee 5 -v6.17 | 151 | 7154 | Rate Constraint in lbs/MMBtu | FALSE | L | Annual | Seasons Included | Seasons | Winter, Spring, Summer, Fall | Winter, Spring, Summer, Fall | Winter, Spring, Summer, Fall | Winter, Spring, Summer, Fall | Winter, Spring, Summer, Fall | Winter, Spring, Summer, Fall | Winter, Spring, Summer, Fall
BART NOX Annual-Muskogee 5 -v6.17 | 151 | 7154 | Rate Constraint in lbs/MMBtu | FALSE | L | Annual | Standard NOX | lb/MMBtu | 0.15 | 0.15 | 0.15 | 0.15 | 0.15 | 0.15 | 0.15
BART NOX Annual-Muskogee 5 -v6.17 | 151 | 7154 | Rate Constraint in lbs/MMBtu | FALSE | L | Annual | Emissions at Affected Plants NOX | Thousand Tons | 0.047778 | 0.047778 | 0.047778 | 0.047778 | 0.047778 | 0.047778 | 0.047778
BART NOX Annual-Muskogee 5 -v6.17 | 151 | 7154 | Rate Constraint in lbs/MMBtu | FALSE | L | Annual | Allowances Purchased NOX | Thousand Tons | 0 | 0 | 0 | 0 | 0 | 0 | 0
BART NOX Annual-Muskogee 5 -v6.17 | 151 | 7154 | Rate Constraint in lbs/MMBtu | FALSE | L | Annual | Allowances Sold NOX | Thousand Tons | 0 | 0 | 0 | 0 | 0 | 0 | 0
BART NOX Annual-Muskogee 5 -v6.17 | 151 | 7154 | Rate Constraint in lbs/MMBtu | FALSE | L | Annual | Allowances Banked | Thousand Tons | 0 | 0 | 0 | 0 | 0 | 0 | 0
BART NOX Annual-Muskogee 5 -v6.17 | 151 | 7154 | Rate Constraint in lbs/MMBtu | FALSE | L | Annual | Allowances Withdrawn (1:1) | Thousand Tons | 0 | 0 | 0 | 0 | 0 | 0 | 0
BART NOX Annual-Muskogee 5 -v6.17 | 151 | 7154 | Rate Constraint in lbs/MMBtu | FALSE | L | Annual | Allowances Withdrawn (n:1) | Thousand Tons | 0 | 0 | 0 | 0 | 0 | 0 | 0
BART NOX Annual-Muskogee 5 -v6.17 | 151 | 7154 | Rate Constraint in lbs/MMBtu | FALSE | L | Annual | Net Emissions Allowance Position | Thousand Tons | 0.047778 | 0.047778 | 0.047778 | 0.047778 | 0.047778 | 0.047778 | 0.047778
BART NOX Annual-Muskogee 5 -v6.17 | 151 | 7154 | Rate Constraint in lbs/MMBtu | FALSE | L | Annual | Fuel Consumed | TBtu | 0.96279 | 0.96279 | 0.96279 | 0.96279 | 0.96279 | 0.96279 | 0.96279
BART NOX Annual-Muskogee 5 -v6.17 | 151 | 7154 | Rate Constraint in lbs/MMBtu | FALSE | L | Annual | Rate | lb/MMBtu | 0.09925 | 0.09925 | 0.09925 | 0.09925 | 0.09925 | 0.09925 | 0.09925
BART NOX Annual-Muskogee 5 -v6.17 | 151 | 7154 | Rate Constraint in lbs/MMBtu | FALSE | L | Annual | Generation | TWh | 0.085498 | 0.085498 | 0.085498 | 0.085498 | 0.085498 | 0.085498 | 0.085498
BART NOX Annual-Muskogee 5 -v6.17 | 151 | 7154 | Rate Constraint in lbs/MMBtu | FALSE | L | Annual | Qualifying Generation | TWh | 0.085498 | 0.085498 | 0.085498 | 0.085498 | 0.085498 | 0.085498 | 0.085498
BART NOX Annual-Muskogee 5 -v6.17 | 151 | 7154 | Rate Constraint in lbs/MMBtu | FALSE | L | Annual | Rate | lb/MWh | 1.1177 | 1.1177 | 1.1177 | 1.1177 | 1.1177 | 1.1177 | 1.1177
BART NOX Annual-Muskogee 5 -v6.17 | 151 | 7154 | Rate Constraint in lbs/MMBtu | FALSE | L | Annual | Constraint Shadow Price | US2022$/Ton | 0 | 0 | 0 | 0 | 0 | 0 | 0
BART NOX Annual-Naughton 3 -v5.14 | 152 | 7173 | Rate Constraint in lbs/MMBtu | FALSE | L | Annual | Seasons Included | Seasons | Winter, Spring, Summer, Fall | Winter, Spring, Summer, Fall | Winter, Spring, Summer, Fall | Winter, Spring, Summer, Fall | Winter, Spring, Summer, Fall | Winter, Spring, Summer, Fall | Winter, Spring, Summer, Fall
BART NOX Annual-Naughton 3 -v5.14 | 152 | 7173 | Rate Constraint in lbs/MMBtu | FALSE | L | Annual | Standard NOX | lb/MMBtu | 0.12 | 0.12 | 0.12 | 0.12 | 0.12 | 0.12 | 0.12
BART NOX Annual-Naughton 3 -v5.14 | 152 | 7173 | Rate Constraint in lbs/MMBtu | FALSE | L | Annual | Emissions at Affected Plants NOX | Thousand Tons | 0 | 0 | 0 | 0 | 0 | 0 | 0
BART NOX Annual-Naughton 3 -v5.14 | 152 | 7173 | Rate Constraint in lbs/MMBtu | FALSE | L | Annual | Allowances Purchased NOX | Thousand Tons | 0 | 0 | 0 | 0 | 0 | 0 | 0
BART NOX Annual-Naughton 3 -v5.14 | 152 | 7173 | Rate Constraint in lbs/MMBtu | FALSE | L | Annual | Allowances Sold NOX | Thousand Tons | 0 | 0 | 0 | 0 | 0 | 0 | 0
BART NOX Annual-Naughton 3 -v5.14 | 152 | 7173 | Rate Constraint in lbs/MMBtu | FALSE | L | Annual | Allowances Banked | Thousand Tons | 0 | 0 | 0 | 0 | 0 | 0 | 0
BART NOX Annual-Naughton 3 -v5.14 | 152 | 7173 | Rate Constraint in lbs/MMBtu | FALSE | L | Annual | Allowances Withdrawn (1:1) | Thousand Tons | 0 | 0 | 0 | 0 | 0 | 0 | 0
BART NOX Annual-Naughton 3 -v5.14 | 152 | 7173 | Rate Constraint in lbs/MMBtu | FALSE | L | Annual | Allowances Withdrawn (n:1) | Thousand Tons | 0 | 0 | 0 | 0 | 0 | 0 | 0
BART NOX Annual-Naughton 3 -v5.14 | 152 | 7173 | Rate Constraint in lbs/MMBtu | FALSE | L | Annual | Net Emissions Allowance Position | Thousand Tons | 0 | 0 | 0 | 0 | 0 | 0 | 0
BART NOX Annual-Naughton 3 -v5.14 | 152 | 7173 | Rate Constraint in lbs/MMBtu | FALSE | L | Annual | Fuel Consumed | TBtu | 0 | 0 | 0 | 0 | 0 | 0 | 0
BART NOX Annual-Naughton 3 -v5.14 | 152 | 7173 | Rate Constraint in lbs/MMBtu | FALSE | L | Annual | Rate | lb/MMBtu | 0 | 0 | 0 | 0 | 0 | 0 | 0
BART NOX Annual-Naughton 3 -v5.14 | 152 | 7173 | Rate Constraint in lbs/MMBtu | FALSE | L | Annual | Generation | TWh | 0 | 0 | 0 | 0 | 0 | 0 | 0
BART NOX Annual-Naughton 3 -v5.14 | 152 | 7173 | Rate Constraint in lbs/MMBtu | FALSE | L | Annual | Qualifying Generation | TWh | 0 | 0 | 0 | 0 | 0 | 0 | 0
BART NOX Annual-Naughton 3 -v5.14 | 152 | 7173 | Rate Constraint in lbs/MMBtu | FALSE | L | Annual | Rate | lb/MWh | 0 | 0 | 0 | 0 | 0 | 0 | 0
BART NOX Annual-Naughton 3 -v5.14 | 152 | 7173 | Rate Constraint in lbs/MMBtu | FALSE | L | Annual | Constraint Shadow Price | US2022$/Ton | 0 | 0 | 0 | 0 | 0 | 0 | 0
BART NOX Annual-Nebraska City 1 -v5.14 | 153 | 7137 | Rate Constraint in lbs/MMBtu | FALSE | L | Annual | Seasons Included | Seasons | Winter, Spring, Summer, Fall | Winter, Spring, Summer, Fall | Winter, Spring, Summer, Fall | Winter, Spring, Summer, Fall | Winter, Spring, Summer, Fall | Winter, Spring, Summer, Fall | Winter, Spring, Summer, Fall
BART NOX Annual-Nebraska City 1 -v5.14 | 153 | 7137 | Rate Constraint in lbs/MMBtu | FALSE | L | Annual | Standard NOX | lb/MMBtu | 0.23 | 0.23 | 0.23 | 0.23 | 0.23 | 0.23 | 0.23
BART NOX Annual-Nebraska City 1 -v5.14 | 153 | 7137 | Rate Constraint in lbs/MMBtu | FALSE | L | Annual | Emissions at Affected Plants NOX | Thousand Tons | 3.8906 | 3.8412 | 0 | 0 | 0 | 0 | 0
BART NOX Annual-Nebraska City 1 -v5.14 | 153 | 7137 | Rate Constraint in lbs/MMBtu | FALSE | L | Annual | Allowances Purchased NOX | Thousand Tons | 0 | 0 | 0 | 0 | 0 | 0 | 0
BART NOX Annual-Nebraska City 1 -v5.14 | 153 | 7137 | Rate Constraint in lbs/MMBtu | FALSE | L | Annual | Allowances Sold NOX | Thousand Tons | 0 | 0 | 0 | 0 | 0 | 0 | 0
BART NOX Annual-Nebraska City 1 -v5.14 | 153 | 7137 | Rate Constraint in lbs/MMBtu | FALSE | L | Annual | Allowances Banked | Thousand Tons | 0 | 0 | 0 | 0 | 0 | 0 | 0
BART NOX Annual-Nebraska City 1 -v5.14 | 153 | 7137 | Rate Constraint in lbs/MMBtu | FALSE | L | Annual | Allowances Withdrawn (1:1) | Thousand Tons | 0 | 0 | 0 | 0 | 0 | 0 | 0
BART NOX Annual-Nebraska City 1 -v5.14 | 153 | 7137 | Rate Constraint in lbs/MMBtu | FALSE | L | Annual | Allowances Withdrawn (n:1) | Thousand Tons | 0 | 0 | 0 | 0 | 0 | 0 | 0
BART NOX Annual-Nebraska City 1 -v5.14 | 153 | 7137 | Rate Constraint in lbs/MMBtu | FALSE | L | Annual | Net Emissions Allowance Position | Thousand Tons | 3.8906 | 3.8412 | 0 | 0 | 0 | 0 | 0
BART NOX Annual-Nebraska City 1 -v5.14 | 153 | 7137 | Rate Constraint in lbs/MMBtu | FALSE | L | Annual | Fuel Consumed | TBtu | 41.5221 | 40.9946 | 0 | 0 | 0 | 0 | 0
BART NOX Annual-Nebraska City 1 -v5.14 | 153 | 7137 | Rate Constraint in lbs/MMBtu | FALSE | L | Annual | Rate | lb/MMBtu | 0.1874 | 0.1874 | 0 | 0 | 0 | 0 | 0
BART NOX Annual-Nebraska City 1 -v5.14 | 153 | 7137 | Rate Constraint in lbs/MMBtu | FALSE | L | Annual | Generation | TWh | 4.2292 | 4.1755 | 0 | 0 | 0 | 0 | 0
BART NOX Annual-Nebraska City 1 -v5.14 | 153 | 7137 | Rate Constraint in lbs/MMBtu | FALSE | L | Annual | Qualifying Generation | TWh | 4.2292 | 4.1755 | 0 | 0 | 0 | 0 | 0
BART NOX Annual-Nebraska City 1 -v5.14 | 153 | 7137 | Rate Constraint in lbs/MMBtu | FALSE | L | Annual | Rate | lb/MWh | 1.8399 | 1.8399 | 0 | 0 | 0 | 0 | 0
BART NOX Annual-Nebraska City 1 -v5.14 | 153 | 7137 | Rate Constraint in lbs/MMBtu | FALSE | L | Annual | Constraint Shadow Price | US2022$/Ton | 0 | 0 | 0 | 0 | 0 | 0 | 0
BART NOX Annual-Pawnee 1 -v5.13 | 154 | 7155 | Rate Constraint in lbs/MMBtu | FALSE | L | Annual | Seasons Included | Seasons | Winter, Spring, Summer, Fall | Winter, Spring, Summer, Fall | Winter, Spring, Summer, Fall | Winter, Spring, Summer, Fall | Winter, Spring, Summer, Fall | Winter, Spring, Summer, Fall | Winter, Spring, Summer, Fall
BART NOX Annual-Pawnee 1 -v5.13 | 154 | 7155 | Rate Constraint in lbs/MMBtu | FALSE | L | Annual | Standard NOX | lb/MMBtu | 0.07 | 0.07 | 0.07 | 0.07 | 0.07 | 0.07 | 0.07
BART NOX Annual-Pawnee 1 -v5.13 | 154 | 7155 | Rate Constraint in lbs/MMBtu | FALSE | L | Annual | Emissions at Affected Plants NOX | Thousand Tons | 0.037163 | 0.026607 | 0.040029 | 0.040029 | 0.040029 | 0.040029 | 0.040029
BART NOX Annual-Pawnee 1 -v5.13 | 154 | 7155 | Rate Constraint in lbs/MMBtu | FALSE | L | Annual | Allowances Purchased NOX | Thousand Tons | 0 | 0 | 0 | 0 | 0 | 0 | 0
BART NOX Annual-Pawnee 1 -v5.13 | 154 | 7155 | Rate Constraint in lbs/MMBtu | FALSE | L | Annual | Allowances Sold NOX | Thousand Tons | 0 | 0 | 0 | 0 | 0 | 0 | 0
BART NOX Annual-Pawnee 1 -v5.13 | 154 | 7155 | Rate Constraint in lbs/MMBtu | FALSE | L | Annual | Allowances Banked | Thousand Tons | 0 | 0 | 0 | 0 | 0 | 0 | 0
BART NOX Annual-Pawnee 1 -v5.13 | 154 | 7155 | Rate Constraint in lbs/MMBtu | FALSE | L | Annual | Allowances Withdrawn (1:1) | Thousand Tons | 0 | 0 | 0 | 0 | 0 | 0 | 0
BART NOX Annual-Pawnee 1 -v5.13 | 154 | 7155 | Rate Constraint in lbs/MMBtu | FALSE | L | Annual | Allowances Withdrawn (n:1) | Thousand Tons | 0 | 0 | 0 | 0 | 0 | 0 | 0
BART NOX Annual-Pawnee 1 -v5.13 | 154 | 7155 | Rate Constraint in lbs/MMBtu | FALSE | L | Annual | Net Emissions Allowance Position | Thousand Tons | 0.037163 | 0.026607 | 0.040029 | 0.040029 | 0.040029 | 0.040029 | 0.040029
BART NOX Annual-Pawnee 1 -v5.13 | 154 | 7155 | Rate Constraint in lbs/MMBtu | FALSE | L | Annual | Fuel Consumed | TBtu | 1.4504 | 1.0586 | 1.5568 | 1.5568 | 1.5568 | 1.5568 | 1.5568
BART NOX Annual-Pawnee 1 -v5.13 | 154 | 7155 | Rate Constraint in lbs/MMBtu | FALSE | L | Annual | Rate | lb/MMBtu | 0.051245 | 0.05027 | 0.051425 | 0.051425 | 0.051425 | 0.051425 | 0.051425
BART NOX Annual-Pawnee 1 -v5.13 | 154 | 7155 | Rate Constraint in lbs/MMBtu | FALSE | L | Annual | Generation | TWh | 0.13033 | 0.093942 | 0.12207 | 0.12207 | 0.12207 | 0.12207 | 0.12207
BART NOX Annual-Pawnee 1 -v5.13 | 154 | 7155 | Rate Constraint in lbs/MMBtu | FALSE | L | Annual | Qualifying Generation | TWh | 0.13033 | 0.093942 | 0.12207 | 0.12207 | 0.12207 | 0.12207 | 0.12207
BART NOX Annual-Pawnee 1 -v5.13 | 154 | 7155 | Rate Constraint in lbs/MMBtu | FALSE | L | Annual | Rate | lb/MWh | 0.5703 | 0.56645 | 0.65585 | 0.65585 | 0.65585 | 0.65585 | 0.65585
BART NOX Annual-Pawnee 1 -v5.13 | 154 | 7155 | Rate Constraint in lbs/MMBtu | FALSE | L | Annual | Constraint Shadow Price | US2022$/Ton | 0 | 0 | 0 | 0 | 0 | 0 | 0
BART NOX Annual-Ray D Nixon 1 -v5.13 | 155 | 7156 | Rate Constraint in lbs/MMBtu | FALSE | L | Annual | Seasons Included | Seasons | Winter, Spring, Summer, Fall | Winter, Spring, Summer, Fall | Winter, Spring, Summer, Fall | Winter, Spring, Summer, Fall | Winter, Spring, Summer, Fall | Winter, Spring, Summer, Fall | Winter, Spring, Summer, Fall
BART NOX Annual-Ray D Nixon 1 -v5.13 | 155 | 7156 | Rate Constraint in lbs/MMBtu | FALSE | L | Annual | Standard NOX | lb/MMBtu | 0.21 | 0.21 | 0.21 | 0.21 | 0.21 | 0.21 | 0.21
BART NOX Annual-Ray D Nixon 1 -v5.13 | 155 | 7156 | Rate Constraint in lbs/MMBtu | FALSE | L | Annual | Emissions at Affected Plants NOX | Thousand Tons | 1.236 | 0 | 0 | 0 | 0 | 0 | 0
BART NOX Annual-Ray D Nixon 1 -v5.13 | 155 | 7156 | Rate Constraint in lbs/MMBtu | FALSE | L | Annual | Allowances Purchased NOX | Thousand Tons | 0 | 0 | 0 | 0 | 0 | 0 | 0
BART NOX Annual-Ray D Nixon 1 -v5.13 | 155 | 7156 | Rate Constraint in lbs/MMBtu | FALSE | L | Annual | Allowances Sold NOX | Thousand Tons | 0 | 0 | 0 | 0 | 0 | 0 | 0
BART NOX Annual-Ray D Nixon 1 -v5.13 | 155 | 7156 | Rate Constraint in lbs/MMBtu | FALSE | L | Annual | Allowances Banked | Thousand Tons | 0 | 0 | 0 | 0 | 0 | 0 | 0
BART NOX Annual-Ray D Nixon 1 -v5.13 | 155 | 7156 | Rate Constraint in lbs/MMBtu | FALSE | L | Annual | Allowances Withdrawn (1:1) | Thousand Tons | 0 | 0 | 0 | 0 | 0 | 0 | 0
BART NOX Annual-Ray D Nixon 1 -v5.13 | 155 | 7156 | Rate Constraint in lbs/MMBtu | FALSE | L | Annual | Allowances Withdrawn (n:1) | Thousand Tons | 0 | 0 | 0 | 0 | 0 | 0 | 0
BART NOX Annual-Ray D Nixon 1 -v5.13 | 155 | 7156 | Rate Constraint in lbs/MMBtu | FALSE | L | Annual | Net Emissions Allowance Position | Thousand Tons | 1.236 | 0 | 0 | 0 | 0 | 0 | 0
BART NOX Annual-Ray D Nixon 1 -v5.13 | 155 | 7156 | Rate Constraint in lbs/MMBtu | FALSE | L | Annual | Fuel Consumed | TBtu | 15.1818 | 0 | 0 | 0 | 0 | 0 | 0
BART NOX Annual-Ray D Nixon 1 -v5.13 | 155 | 7156 | Rate Constraint in lbs/MMBtu | FALSE | L | Annual | Rate | lb/MMBtu | 0.16282 | 0 | 0 | 0 | 0 | 0 | 0
BART NOX Annual-Ray D Nixon 1 -v5.13 | 155 | 7156 | Rate Constraint in lbs/MMBtu | FALSE | L | Annual | Generation | TWh | 1.4518 | 0 | 0 | 0 | 0 | 0 | 0
BART NOX Annual-Ray D Nixon 1 -v5.13 | 155 | 7156 | Rate Constraint in lbs/MMBtu | FALSE | L | Annual | Qualifying Generation | TWh | 1.4518 | 0 | 0 | 0 | 0 | 0 | 0
BART NOX Annual-Ray D Nixon 1 -v5.13 | 155 | 7156 | Rate Constraint in lbs/MMBtu | FALSE | L | Annual | Rate | lb/MWh | 1.7026 | 0 | 0 | 0 | 0 | 0 | 0
BART NOX Annual-Ray D Nixon 1 -v5.13 | 155 | 7156 | Rate Constraint in lbs/MMBtu | FALSE | L | Annual | Constraint Shadow Price | US2022$/Ton | 0 | 0 | 0 | 0 | 0 | 0 | 0
BART NOX Annual-Sooner 1 -v5.13 | 156 | 7157 | Rate Constraint in lbs/MMBtu | FALSE | L | Annual | Seasons Included | Seasons | Winter, Spring, Summer, Fall | Winter, Spring, Summer, Fall | Winter, Spring, Summer, Fall | Winter, Spring, Summer, Fall | Winter, Spring, Summer, Fall | Winter, Spring, Summer, Fall | Winter, Spring, Summer, Fall
BART NOX Annual-Sooner 1 -v5.13 | 156 | 7157 | Rate Constraint in lbs/MMBtu | FALSE | L | Annual | Standard NOX | lb/MMBtu | 0.15 | 0.15 | 0.15 | 0.15 | 0.15 | 0.15 | 0.15
BART NOX Annual-Sooner 1 -v5.13 | 156 | 7157 | Rate Constraint in lbs/MMBtu | FALSE | L | Annual | Emissions at Affected Plants NOX | Thousand Tons | 0.57045 | 0.18981 | 0.44066 | 0.44066 | 0 | 0 | 0
BART NOX Annual-Sooner 1 -v5.13 | 156 | 7157 | Rate Constraint in lbs/MMBtu | FALSE | L | Annual | Allowances Purchased NOX | Thousand Tons | 0 | 0 | 0 | 0 | 0 | 0 | 0
BART NOX Annual-Sooner 1 -v5.13 | 156 | 7157 | Rate Constraint in lbs/MMBtu | FALSE | L | Annual | Allowances Sold NOX | Thousand Tons | 0 | 0 | 0 | 0 | 0 | 0 | 0
BART NOX Annual-Sooner 1 -v5.13 | 156 | 7157 | Rate Constraint in lbs/MMBtu | FALSE | L | Annual | Allowances Banked | Thousand Tons | 0 | 0 | 0 | 0 | 0 | 0 | 0
BART NOX Annual-Sooner 1 -v5.13 | 156 | 7157 | Rate Constraint in lbs/MMBtu | FALSE | L | Annual | Allowances Withdrawn (1:1) | Thousand Tons | 0 | 0 | 0 | 0 | 0 | 0 | 0
BART NOX Annual-Sooner 1 -v5.13 | 156 | 7157 | Rate Constraint in lbs/MMBtu | FALSE | L | Annual | Allowances Withdrawn (n:1) | Thousand Tons | 0 | 0 | 0 | 0 | 0 | 0 | 0
BART NOX Annual-Sooner 1 -v5.13 | 156 | 7157 | Rate Constraint in lbs/MMBtu | FALSE | L | Annual | Net Emissions Allowance Position | Thousand Tons | 0.57045 | 0.18981 | 0.44066 | 0.44066 | 0 | 0 | 0
BART NOX Annual-Sooner 1 -v5.13 | 156 | 7157 | Rate Constraint in lbs/MMBtu | FALSE | L | Annual | Fuel Consumed | TBtu | 9.259 | 7.5925 | 17.6263 | 17.6263 | 0 | 0 | 0
BART NOX Annual-Sooner 1 -v5.13 | 156 | 7157 | Rate Constraint in lbs/MMBtu | FALSE | L | Annual | Rate | lb/MMBtu | 0.12322 | 0.05 | 0.05 | 0.05 | 0 | 0 | 0
BART NOX Annual-Sooner 1 -v5.13 | 156 | 7157 | Rate Constraint in lbs/MMBtu | FALSE | L | Annual | Generation | TWh | 0.87177 | 0.71066 | 1.0906 | 1.0906 | 0 | 0 | 0
BART NOX Annual-Sooner 1 -v5.13 | 156 | 7157 | Rate Constraint in lbs/MMBtu | FALSE | L | Annual | Qualifying Generation | TWh | 0.87177 | 0.71066 | 1.0906 | 1.0906 | 0 | 0 | 0
BART NOX Annual-Sooner 1 -v5.13 | 156 | 7157 | Rate Constraint in lbs/MMBtu | FALSE | L | Annual | Rate | lb/MWh | 1.3087 | 0.53419 | 0.80811 | 0.80811 | 0 | 0 | 0
BART NOX Annual-Sooner 1 -v5.13 | 156 | 7157 | Rate Constraint in lbs/MMBtu | FALSE | L | Annual | Constraint Shadow Price | US2022$/Ton | 0 | 0 | 0 | 0 | 0 | 0 | 0
BART NOX Annual-Sooner 2 -v5.13 | 157 | 7158 | Rate Constraint in lbs/MMBtu | FALSE | L | Annual | Seasons Included | Seasons | Winter, Spring, Summer, Fall | Winter, Spring, Summer, Fall | Winter, Spring, Summer, Fall | Winter, Spring, Summer, Fall | Winter, Spring, Summer, Fall | Winter, Spring, Summer, Fall | Winter, Spring, Summer, Fall
BART NOX Annual-Sooner 2 -v5.13 | 157 | 7158 | Rate Constraint in lbs/MMBtu | FALSE | L | Annual | Standard NOX | lb/MMBtu | 0.15 | 0.15 | 0.15 | 0.15 | 0.15 | 0.15 | 0.15
BART NOX Annual-Sooner 2 -v5.13 | 157 | 7158 | Rate Constraint in lbs/MMBtu | FALSE | L | Annual | Emissions at Affected Plants NOX | Thousand Tons | 0 | 0 | 0 | 0 | 0 | 0 | 0
BART NOX Annual-Sooner 2 -v5.13 | 157 | 7158 | Rate Constraint in lbs/MMBtu | FALSE | L | Annual | Allowances Purchased NOX | Thousand Tons | 0 | 0 | 0 | 0 | 0 | 0 | 0
BART NOX Annual-Sooner 2 -v5.13 | 157 | 7158 | Rate Constraint in lbs/MMBtu | FALSE | L | Annual | Allowances Sold NOX | Thousand Tons | 0 | 0 | 0 | 0 | 0 | 0 | 0
BART NOX Annual-Sooner 2 -v5.13 | 157 | 7158 | Rate Constraint in lbs/MMBtu | FALSE | L | Annual | Allowances Banked | Thousand Tons | 0 | 0 | 0 | 0 | 0 | 0 | 0
BART NOX Annual-Sooner 2 -v5.13 | 157 | 7158 | Rate Constraint in lbs/MMBtu | FALSE | L | Annual | Allowances Withdrawn (1:1) | Thousand Tons | 0 | 0 | 0 | 0 | 0 | 0 | 0
BART NOX Annual-Sooner 2 -v5.13 | 157 | 7158 | Rate Constraint in lbs/MMBtu | FALSE | L | Annual | Allowances Withdrawn (n:1) | Thousand Tons | 0 | 0 | 0 | 0 | 0 | 0 | 0
BART NOX Annual-Sooner 2 -v5.13 | 157 | 7158 | Rate Constraint in lbs/MMBtu | FALSE | L | Annual | Net Emissions Allowance Position | Thousand Tons | 0 | 0 | 0 | 0 | 0 | 0 | 0
BART NOX Annual-Sooner 2 -v5.13 | 157 | 7158 | Rate Constraint in lbs/MMBtu | FALSE | L | Annual | Fuel Consumed | TBtu | 0 | 0 | 0 | 0 | 0 | 0 | 0
BART NOX Annual-Sooner 2 -v5.13 | 157 | 7158 | Rate Constraint in lbs/MMBtu | FALSE | L | Annual | Rate | lb/MMBtu | 0 | 0 | 0 | 0 | 0 | 0 | 0
BART NOX Annual-Sooner 2 -v5.13 | 157 | 7158 | Rate Constraint in lbs/MMBtu | FALSE | L | Annual | Generation | TWh | 0 | 0 | 0 | 0 | 0 | 0 | 0
BART NOX Annual-Sooner 2 -v5.13 | 157 | 7158 | Rate Constraint in lbs/MMBtu | FALSE | L | Annual | Qualifying Generation | TWh | 0 | 0 | 0 | 0 | 0 | 0 | 0
BART NOX Annual-Sooner 2 -v5.13 | 157 | 7158 | Rate Constraint in lbs/MMBtu | FALSE | L | Annual | Rate | lb/MWh | 0 | 0 | 0 | 0 | 0 | 0 | 0
BART NOX Annual-Sooner 2 -v5.13 | 157 | 7158 | Rate Constraint in lbs/MMBtu | FALSE | L | Annual | Constraint Shadow Price | US2022$/Ton | 0 | 0 | 0 | 0 | 0 | 0 | 0
BART NOX Annual-Wyodak - v6.20 | 158 | 7659 | Rate Constraint in lbs/MMBtu | FALSE | L | Annual | Seasons Included | Seasons | Winter, Spring, Summer, Fall | Winter, Spring, Summer, Fall | Winter, Spring, Summer, Fall | Winter, Spring, Summer, Fall | Winter, Spring, Summer, Fall | Winter, Spring, Summer, Fall | Winter, Spring, Summer, Fall
BART NOX Annual-Wyodak - v6.20 | 158 | 7659 | Rate Constraint in lbs/MMBtu | FALSE | L | Annual | Standard NOX | lb/MMBtu | 0.23 | 0.23 | 0.23 | 0.23 | 0.23 | 0.23 | 0.23
BART NOX Annual-Wyodak - v6.20 | 158 | 7659 | Rate Constraint in lbs/MMBtu | FALSE | L | Annual | Emissions at Affected Plants NOX | Thousand Tons | 3.0968 | 3.0968 | 3.0968 | 0 | 0 | 0 | 0
BART NOX Annual-Wyodak - v6.20 | 158 | 7659 | Rate Constraint in lbs/MMBtu | FALSE | L | Annual | Allowances Purchased NOX | Thousand Tons | 0 | 0 | 0 | 0 | 0 | 0 | 0
BART NOX Annual-Wyodak - v6.20 | 158 | 7659 | Rate Constraint in lbs/MMBtu | FALSE | L | Annual | Allowances Sold NOX | Thousand Tons | 0 | 0 | 0 | 0 | 0 | 0 | 0
BART NOX Annual-Wyodak - v6.20 | 158 | 7659 | Rate Constraint in lbs/MMBtu | FALSE | L | Annual | Allowances Banked | Thousand Tons | 0 | 0 | 0 | 0 | 0 | 0 | 0
BART NOX Annual-Wyodak - v6.20 | 158 | 7659 | Rate Constraint in lbs/MMBtu | FALSE | L | Annual | Allowances Withdrawn (1:1) | Thousand Tons | 0 | 0 | 0 | 0 | 0 | 0 | 0
BART NOX Annual-Wyodak - v6.20 | 158 | 7659 | Rate Constraint in lbs/MMBtu | FALSE | L | Annual | Allowances Withdrawn (n:1) | Thousand Tons | 0 | 0 | 0 | 0 | 0 | 0 | 0
BART NOX Annual-Wyodak - v6.20 | 158 | 7659 | Rate Constraint in lbs/MMBtu | FALSE | L | Annual | Net Emissions Allowance Position | Thousand Tons | 3.0968 | 3.0968 | 3.0968 | 0 | 0 | 0 | 0
BART NOX Annual-Wyodak - v6.20 | 158 | 7659 | Rate Constraint in lbs/MMBtu | FALSE | L | Annual | Fuel Consumed | TBtu | 27.3713 | 27.3713 | 27.3713 | 0 | 0 | 0 | 0
BART NOX Annual-Wyodak - v6.20 | 158 | 7659 | Rate Constraint in lbs/MMBtu | FALSE | L | Annual | Rate | lb/MMBtu | 0.22628 | 0.22628 | 0.22628 | 0 | 0 | 0 | 0
BART NOX Annual-Wyodak - v6.20 | 158 | 7659 | Rate Constraint in lbs/MMBtu | FALSE | L | Annual | Generation | TWh | 2.2397 | 2.2397 | 2.2397 | 0 | 0 | 0 | 0
BART NOX Annual-Wyodak - v6.20 | 158 | 7659 | Rate Constraint in lbs/MMBtu | FALSE | L | Annual | Qualifying Generation | TWh | 2.2397 | 2.2397 | 2.2397 | 0 | 0 | 0 | 0
BART NOX Annual-Wyodak - v6.20 | 158 | 7659 | Rate Constraint in lbs/MMBtu | FALSE | L | Annual | Rate | lb/MWh | 2.7654 | 2.7654 | 2.7654 | 0 | 0 | 0 | 0
BART NOX Annual-Wyodak - v6.20 | 158 | 7659 | Rate Constraint in lbs/MMBtu | FALSE | L | Annual | Constraint Shadow Price | US2022$/Ton | 0 | 0 | 0 | 0 | 0 | 0 | 0
BART SO2 Annual- Arthur Kill- v5.16 | 159 | 7243 | Rate Constraint in lbs/MMBtu | FALSE | L | Annual | Seasons Included | Seasons | Winter, Spring, Summer, Fall | Winter, Spring, Summer, Fall | Winter, Spring, Summer, Fall | Winter, Spring, Summer, Fall | Winter, Spring, Summer, Fall | Winter, Spring, Summer, Fall | Winter, Spring, Summer, Fall
BART SO2 Annual- Arthur Kill- v5.16 | 159 | 7243 | Rate Constraint in lbs/MMBtu | FALSE | L | Annual | Standard SO2 | lb/MMBtu | 0.15 | 0.15 | 0.15 | 0.15 | 0.15 | 0.15 | 0.15
BART SO2 Annual- Arthur Kill- v5.16 | 159 | 7243 | Rate Constraint in lbs/MMBtu | FALSE | L | Annual | Emissions at Affected Plants SO2 | Thousand Tons | 0 | 0 | 0 | 0 | 0 | 0 | 0
BART SO2 Annual- Arthur Kill- v5.16 | 159 | 7243 | Rate Constraint in lbs/MMBtu | FALSE | L | Annual | Allowances Purchased SO2 | Thousand Tons | 0 | 0 | 0 | 0 | 0 | 0 | 0
BART SO2 Annual- Arthur Kill- v5.16 | 159 | 7243 | Rate Constraint in lbs/MMBtu | FALSE | L | Annual | Allowances Sold SO2 | Thousand Tons | 0 | 0 | 0 | 0 | 0 | 0 | 0
BART SO2 Annual- Arthur Kill- v5.16 | 159 | 7243 | Rate Constraint in lbs/MMBtu | FALSE | L | Annual | Allowances Banked | Thousand Tons | 0 | 0 | 0 | 0 | 0 | 0 | 0
BART SO2 Annual- Arthur Kill- v5.16 | 159 | 7243 | Rate Constraint in lbs/MMBtu | FALSE | L | Annual | Allowances Withdrawn (1:1) | Thousand Tons | 0 | 0 | 0 | 0 | 0 | 0 | 0
BART SO2 Annual- Arthur Kill- v5.16 | 159 | 7243 | Rate Constraint in lbs/MMBtu | FALSE | L | Annual | Allowances Withdrawn (n:1) | Thousand Tons | 0 | 0 | 0 | 0 | 0 | 0 | 0
BART SO2 Annual- Arthur Kill- v5.16 | 159 | 7243 | Rate Constraint in lbs/MMBtu | FALSE | L | Annual | Net Emissions Allowance Position | Thousand Tons | 0 | 0 | 0 | 0 | 0 | 0 | 0
BART SO2 Annual- Arthur Kill- v5.16 | 159 | 7243 | Rate Constraint in lbs/MMBtu | FALSE | L | Annual | Fuel Consumed | TBtu | 3.6906 | 3.6906 | 0 | 0 | 0 | 0 | 0
BART SO2 Annual- Arthur Kill- v5.16 | 159 | 7243 | Rate Constraint in lbs/MMBtu | FALSE | L | Annual | Rate | lb/MMBtu | 0 | 0 | 0 | 0 | 0 | 0 | 0
BART SO2 Annual- Arthur Kill- v5.16 | 159 | 7243 | Rate Constraint in lbs/MMBtu | FALSE | L | Annual | Generation | TWh | 0.32873 | 0.32873 | 0 | 0 | 0 | 0 | 0
BART SO2 Annual- Arthur Kill- v5.16 | 159 | 7243 | Rate Constraint in lbs/MMBtu | FALSE | L | Annual | Qualifying Generation | TWh | 0.32873 | 0.32873 | 0 | 0 | 0 | 0 | 0
BART SO2 Annual- Arthur Kill- v5.16 | 159 | 7243 | Rate Constraint in lbs/MMBtu | FALSE | L | Annual | Rate | lb/MWh | 0 | 0 | 0 | 0 | 0 | 0 | 0
BART SO2 Annual- Arthur Kill- v5.16 | 159 | 7243 | Rate Constraint in lbs/MMBtu | FALSE | L | Annual | Constraint Shadow Price | US2022$/Ton | 0 | 0 | 0 | 0 | 0 | 0 | 0
BART SO2 Annual- Big Stone 1- v5.16 | 160 | 7234 | Rate Constraint in lbs/MMBtu | FALSE | L | Annual | Seasons Included | Seasons | Winter, Spring, Summer, Fall | Winter, Spring, Summer, Fall | Winter, Spring, Summer, Fall | Winter, Spring, Summer, Fall | Winter, Spring, Summer, Fall | Winter, Spring, Summer, Fall | Winter, Spring, Summer, Fall
BART SO2 Annual- Big Stone 1- v5.16 | 160 | 7234 | Rate Constraint in lbs/MMBtu | FALSE | L | Annual | Standard SO2 | lb/MMBtu | 0.09 | 0.09 | 0.09 | 0.09 | 0.09 | 0.09 | 0.09
BART SO2 Annual- Big Stone 1- v5.16 | 160 | 7234 | Rate Constraint in lbs/MMBtu | FALSE | L | Annual | Emissions at Affected Plants SO2 | Thousand Tons | 1.0466 | 1.1508 | 0 | 0 | 0 | 0 | 0
BART SO2 Annual- Big Stone 1- v5.16 | 160 | 7234 | Rate Constraint in lbs/MMBtu | FALSE | L | Annual | Allowances Purchased SO2 | Thousand Tons | 0 | 0 | 0 | 0 | 0 | 0 | 0
BART SO2 Annual- Big Stone 1- v5.16 | 160 | 7234 | Rate Constraint in lbs/MMBtu | FALSE | L | Annual | Allowances Sold SO2 | Thousand Tons | 0 | 0 | 0 | 0 | 0 | 0 | 0
BART SO2 Annual- Big Stone 1- v5.16 | 160 | 7234 | Rate Constraint in lbs/MMBtu | FALSE | L | Annual | Allowances Banked | Thousand Tons | 0 | 0 | 0 | 0 | 0 | 0 | 0
BART SO2 Annual- Big Stone 1- v5.16 | 160 | 7234 | Rate Constraint in lbs/MMBtu | FALSE | L | Annual | Allowances Withdrawn (1:1) | Thousand Tons | 0 | 0 | 0 | 0 | 0 | 0 | 0
BART SO2 Annual- Big Stone 1- v5.16 | 160 | 7234 | Rate Constraint in lbs/MMBtu | FALSE | L | Annual | Allowances Withdrawn (n:1) | Thousand Tons | 0 | 0 | 0 | 0 | 0 | 0 | 0
BART SO2 Annual- Big Stone 1- v5.16 | 160 | 7234 | Rate Constraint in lbs/MMBtu | FALSE | L | Annual | Net Emissions Allowance Position | Thousand Tons | 1.0466 | 1.1508 | 0 | 0 | 0 | 0 | 0
BART SO2 Annual- Big Stone 1- v5.16 | 160 | 7234 | Rate Constraint in lbs/MMBtu | FALSE | L | Annual | Fuel Consumed | TBtu | 26.1661 | 28.7695 | 0 | 0 | 0 | 0 | 0
BART SO2 Annual- Big Stone 1- v5.16 | 160 | 7234 | Rate Constraint in lbs/MMBtu | FALSE | L | Annual | Rate | lb/MMBtu | 0.08 | 0.08 | 0 | 0 | 0 | 0 | 0
BART SO2 Annual- Big Stone 1- v5.16 | 160 | 7234 | Rate Constraint in lbs/MMBtu | FALSE | L | Annual | Generation | TWh | 2.5578 | 2.8123 | 0 | 0 | 0 | 0 | 0
BART SO2 Annual- Big Stone 1- v5.16 | 160 | 7234 | Rate Constraint in lbs/MMBtu | FALSE | L | Annual | Qualifying Generation | TWh | 2.5578 | 2.8123 | 0 | 0 | 0 | 0 | 0
BART SO2 Annual- Big Stone 1- v5.16 | 160 | 7234 | Rate Constraint in lbs/MMBtu | FALSE | L | Annual | Rate | lb/MWh | 0.8184 | 0.8184 | 0 | 0 | 0 | 0 | 0
BART SO2 Annual- Big Stone 1- v5.16 | 160 | 7234 | Rate Constraint in lbs/MMBtu | FALSE | L | Annual | Constraint Shadow Price | US2022$/Ton | 0 | 0 | 0 | 0 | 0 | 0 | 0
BART SO2 Annual Cap-Deerhaven B2 -v5.13 | 161 | 7233 | Rate Constraint in MTons | FALSE | L | Annual | Seasons Included | Seasons | Winter, Spring, Summer, Fall | Winter, Spring, Summer, Fall | Winter, Spring, Summer, Fall | Winter, Spring, Summer, Fall | Winter, Spring, Summer, Fall | Winter, Spring, Summer, Fall | Winter, Spring, Summer, Fall
BART SO2 Annual Cap-Deerhaven B2 -v5.13 | 161 | 7233 | Rate Constraint in MTons | FALSE | L | Annual | Standard SO2 | Thousand Tons | 5.5 | 5.5 | 5.5 | 5.5 | 5.5 | 5.5 | 5.5
BART SO2 Annual Cap-Deerhaven B2 -v5.13 | 161 | 7233 | Rate Constraint in MTons | FALSE | L | Annual | Emissions at Affected Plants SO2 | Thousand Tons | 0 | 0 | 0 | 0 | 0 | 0 | 0
BART SO2 Annual Cap-Deerhaven B2 -v5.13 | 161 | 7233 | Rate Constraint in MTons | FALSE | L | Annual | Allowances Purchased SO2 | Thousand Tons | 0 | 0 | 0 | 0 | 0 | 0 | 0
BART SO2 Annual Cap-Deerhaven B2 -v5.13 | 161 | 7233 | Rate Constraint in MTons | FALSE | L | Annual | Allowances Sold SO2 | Thousand Tons | 0 | 0 | 0 | 0 | 0 | 0 | 0
BART SO2 Annual Cap-Deerhaven B2 -v5.13 | 161 | 7233 | Rate Constraint in MTons | FALSE | L | Annual | Allowances Banked | Thousand Tons | 0 | 0 | 0 | 0 | 0 | 0 | 0
BART SO2 Annual Cap-Deerhaven B2 -v5.13 | 161 | 7233 | Rate Constraint in MTons | FALSE | L | Annual | Allowances Withdrawn (1:1) | Thousand Tons | 0 | 0 | 0 | 0 | 0 | 0 | 0
BART SO2 Annual Cap-Deerhaven B2 -v5.13 | 161 | 7233 | Rate Constraint in MTons | FALSE | L | Annual | Allowances Withdrawn (n:1) | Thousand Tons | 0 | 0 | 0 | 0 | 0 | 0 | 0
BART SO2 Annual Cap-Deerhaven B2 -v5.13 | 161 | 7233 | Rate Constraint in MTons | FALSE | L | Annual | Net Emissions Allowance Position | Thousand Tons | 0 | 0 | 0 | 0 | 0 | 0 | 0
BART SO2 Annual Cap-Deerhaven B2 -v5.13 | 161 | 7233 | Rate Constraint in MTons | FALSE | L | Annual | Fuel Consumed | TBtu | 0.50003 | 0.50003 | 0 | 0 | 0 | 0 | 0
BART SO2 Annual Cap-Deerhaven B2 -v5.13 | 161 | 7233 | Rate Constraint in MTons | FALSE | L | Annual | Rate | lb/MMBtu | 0 | 0 | 0 | 0 | 0 | 0 | 0
BART SO2 Annual Cap-Deerhaven B2 -v5.13 | 161 | 7233 | Rate Constraint in MTons | FALSE | L | Annual | Generation | TWh | 0.040646 | 0.040646 | 0 | 0 | 0 | 0 | 0
BART SO2 Annual Cap-Deerhaven B2 -v5.13 | 161 | 7233 | Rate Constraint in MTons | FALSE | L | Annual | Qualifying Generation | TWh | 0.040646 | 0.040646 | 0 | 0 | 0 | 0 | 0
BART SO2 Annual Cap-Deerhaven B2 -v5.13 | 161 | 7233 | Rate Constraint in MTons | FALSE | L | Annual | Rate | lb/MWh | 0 | 0 | 0 | 0 | 0 | 0 | 0
BART SO2 Annual Cap-Deerhaven B2 -v5.13 | 161 | 7233 | Rate Constraint in MTons | FALSE | L | Annual | Constraint Shadow Price | US2022$/Ton | 0 | 0 | 0 | 0 | 0 | 0 | 0
BART SO2 Annual Cap-Northside 1-3 -v5.13 | 162 | 7232 | Rate Constraint in MTons | FALSE | L | Annual | Seasons Included | Seasons | Winter, Spring, Summer, Fall | Winter, Spring, Summer, Fall | Winter, Spring, Summer, Fall | Winter, Spring, Summer, Fall | Winter, Spring, Summer, Fall | Winter, Spring, Summer, Fall | Winter, Spring, Summer, Fall
BART SO2 Annual Cap-Northside 1-3 -v5.13 | 162 | 7232 | Rate Constraint in MTons | FALSE | L | Annual | Standard SO2 | Thousand Tons | 3.6 | 3.6 | 3.6 | 3.6 | 3.6 | 3.6 | 3.6
BART SO2 Annual Cap-Northside 1-3 -v5.13 | 162 | 7232 | Rate Constraint in MTons | FALSE | L | Annual | Emissions at Affected Plants SO2 | Thousand Tons | 3.6 | 3.6 | 3.6 | 3.6 | 2.7215 | 2.7215 | 2.7215
BART SO2 Annual Cap-Northside 1-3 -v5.13 | 162 | 7232 | Rate Constraint in MTons | FALSE | L | Annual | Allowances Purchased SO2 | Thousand Tons | 0 | 0 | 0 | 0 | 0 | 0 | 0
BART SO2 Annual Cap-Northside 1-3 -v5.13 | 162 | 7232 | Rate Constraint in MTons | FALSE | L | Annual | Allowances Sold SO2 | Thousand Tons | 0 | 0 | 0 | 0 | 0 | 0 | 0
BART SO2 Annual Cap-Northside 1-3 -v5.13 | 162 | 7232 | Rate Constraint in MTons | FALSE | L | Annual | Allowances Banked | Thousand Tons | 0 | 0 | 0 | 0 | 0 | 0 | 0
BART SO2 Annual Cap-Northside 1-3 -v5.13 | 162 | 7232 | Rate Constraint in MTons | FALSE | L | Annual | Allowances Withdrawn (1:1) | Thousand Tons | 0 | 0 | 0 | 0 | 0 | 0 | 0
BART SO2 Annual Cap-Northside 1-3 -v5.13 | 162 | 7232 | Rate Constraint in MTons | FALSE | L | Annual | Allowances Withdrawn (n:1) | Thousand Tons | 0 | 0 | 0 | 0 | 0 | 0 | 0
BART SO2 Annual Cap-Northside 1-3 -v5.13 | 162 | 7232 | Rate Constraint in MTons | FALSE | L | Annual | Net Emissions Allowance Position | Thousand Tons | 3.6 | 3.6 | 3.6 | 3.6 | 2.7215 | 2.7215 | 2.7215
BART SO2 Annual Cap-Northside 1-3 -v5.13 | 162 | 7232 | Rate Constraint in MTons | FALSE | L | Annual | Fuel Consumed | TBtu | 6.2338 | 6.2338 | 9.6073 | 9.6073 | 4.7126 | 4.7126 | 4.7126
BART SO2 Annual Cap-Northside 1-3 -v5.13 | 162 | 7232 | Rate Constraint in MTons | FALSE | L | Annual | Rate | lb/MMBtu | 1.155 | 1.155 | 0.74943 | 0.74943 | 1.155 | 1.155 | 1.155
BART SO2 Annual Cap-Northside 1-3 -v5.13 | 162 | 7232 | Rate Constraint in MTons | FALSE | L | Annual | Generation | TWh | 0.60073 | 0.60073 | 0.77562 | 0.77562 | 0.45414 | 0.45414 | 0.45414
BART SO2 Annual Cap-Northside 1-3 -v5.13 | 162 | 7232 | Rate Constraint in MTons | FALSE | L | Annual | Qualifying Generation | TWh | 0.60073 | 0.60073 | 0.77562 | 0.77562 | 0.45414 | 0.45414 | 0.45414
BART SO2 Annual Cap-Northside 1-3 -v5.13 | 162 | 7232 | Rate Constraint in MTons | FALSE | L | Annual | Rate | lb/MWh | 11.9854 | 11.9854 | 9.2829 | 9.2829 | 11.9854 | 11.9854 | 11.9854
BART SO2 Annual Cap-Northside 1-3 -v5.13 | 162 | 7232 | Rate Constraint in MTons | FALSE | L | Annual | Constraint Shadow Price | US2022$/Ton | 188.2611 | 787.92 | 1537.7002 | 1762.9081 | 0 | 0 | 0
BART SO2 Annual- Coal Creek 1- v6.17 | 163 | 7212 | Rate Constraint in lbs/MMBtu | FALSE | L | Annual | Seasons Included | Seasons | Winter, Spring, Summer, Fall | Winter, Spring, Summer, Fall | Winter, Spring, Summer, Fall | Winter, Spring, Summer, Fall | Winter, Spring, Summer, Fall | Winter, Spring, Summer, Fall | Winter, Spring, Summer, Fall
BART SO2 Annual- Coal Creek 1- v6.17 | 163 | 7212 | Rate Constraint in lbs/MMBtu | FALSE | L | Annual | Standard SO2 | lb/MMBtu | 0.15 | 0.15 | 0.15 | 0.15 | 0.15 | 0.15 | 0.15
BART SO2 Annual- Coal Creek 1- v6.17 | 163 | 7212 | Rate Constraint in lbs/MMBtu | FALSE | L | Annual | Emissions at Affected Plants SO2 | Thousand Tons | 2.9577 | 2.9577 | 2.9577 | 2.9577 | 0 | 0 | 0
BART SO2 Annual- Coal Creek 1- v6.17 | 163 | 7212 | Rate Constraint in lbs/MMBtu | FALSE | L | Annual | Allowances Purchased SO2 | Thousand Tons | 0 | 0 | 0 | 0 | 0 | 0 | 0
BART SO2 Annual- Coal Creek 1- v6.17 | 163 | 7212 | Rate Constraint in lbs/MMBtu | FALSE | L | Annual | Allowances Sold SO2 | Thousand Tons | 0 | 0 | 0 | 0 | 0 | 0 | 0
BART SO2 Annual- Coal Creek 1- v6.17 | 163 | 7212 | Rate Constraint in lbs/MMBtu | FALSE | L | Annual | Allowances Banked | Thousand Tons | 0 | 0 | 0 | 0 | 0 | 0 | 0
BART SO2 Annual- Coal Creek 1- v6.17 | 163 | 7212 | Rate Constraint in lbs/MMBtu | FALSE | L | Annual | Allowances Withdrawn (1:1) | Thousand Tons | 0 | 0 | 0 | 0 | 0 | 0 | 0
BART SO2 Annual- Coal Creek 1- v6.17 | 163 | 7212 | Rate Constraint in lbs/MMBtu | FALSE | L | Annual | Allowances Withdrawn (n:1) | Thousand Tons | 0 | 0 | 0 | 0 | 0 | 0 | 0
BART SO2 Annual- Coal Creek 1- v6.17 | 163 | 7212 | Rate Constraint in lbs/MMBtu | FALSE | L | Annual | Net Emissions Allowance Position | Thousand Tons | 2.9577 | 2.9577 | 2.9577 | 2.9577 | 0 | 0 | 0
BART SO2 Annual- Coal Creek 1- v6.17 | 163 | 7212 | Rate Constraint in lbs/MMBtu | FALSE | L | Annual | Fuel Consumed | TBtu | 40.3639 | 40.3639 | 40.3639 | 40.3639 | 0 | 0 | 0
BART SO2 Annual- Coal Creek 1- v6.17 | 163 | 7212 | Rate Constraint in lbs/MMBtu | FALSE | L | Annual | Rate | lb/MMBtu | 0.14655 | 0.14655 | 0.14655 | 0.14655 | 0 | 0 | 0
BART SO2 Annual- Coal Creek 1- v6.17 | 163 | 7212 | Rate Constraint in lbs/MMBtu | FALSE | L | Annual | Generation | TWh | 4.0567 | 4.0567 | 2.7532 | 2.7532 | 0 | 0 | 0
BART SO2 Annual- Coal Creek 1- v6.17 | 163 | 7212 | Rate Constraint in lbs/MMBtu | FALSE | L | Annual | Qualifying Generation | TWh | 4.0567 | 4.0567 | 2.7532 | 2.7532 | 0 | 0 | 0
BART SO2 Annual- Coal Creek 1- v6.17 | 163 | 7212 | Rate Constraint in lbs/MMBtu | FALSE | L | Annual | Rate | lb/MWh | 1.4582 | 1.4582 | 2.1486 | 2.1486 | 0 | 0 | 0
BART SO2 Annual- Coal Creek 1- v6.17 | 163 | 7212 | Rate Constraint in lbs/MMBtu | FALSE | L | Annual | Constraint Shadow Price | US2022$/Ton | 0 | 0 | 0 | 0 | 0 | 0 | 0
BART SO2 Annual- Coal Creek 2- v6.17 | 164 | 7213 | Rate Constraint in lbs/MMBtu | FALSE | L | Annual | Seasons Included | Seasons | Winter, Spring, Summer, Fall | Winter, Spring, Summer, Fall | Winter, Spring, Summer, Fall | Winter, Spring, Summer, Fall | Winter, Spring, Summer, Fall | Winter, Spring, Summer, Fall | Winter, Spring, Summer, Fall
BART SO2 Annual- Coal Creek 2- v6.17 | 164 | 7213 | Rate Constraint in lbs/MMBtu | FALSE | L | Annual | Standard SO2 | lb/MMBtu | 0.15 | 0.15 | 0.15 | 0.15 | 0.15 | 0.15 | 0.15
BART SO2 Annual- Coal Creek 2- v6.17 | 164 | 7213 | Rate Constraint in lbs/MMBtu | FALSE | L | Annual | Emissions at Affected Plants SO2 | Thousand Tons | 2.9722 | 2.9722 | 2.9722 | 2.9722 | 0 | 0 | 0
BART SO2 Annual- Coal Creek 2- v6.17 | 164 | 7213 | Rate Constraint in lbs/MMBtu | FALSE | L | Annual | Allowances Purchased SO2 | Thousand Tons | 0 | 0 | 0 | 0 | 0 | 0 | 0
BART SO2 Annual- Coal Creek 2- v6.17 | 164 | 7213 | Rate Constraint in lbs/MMBtu | FALSE | L | Annual | Allowances Sold SO2 | Thousand Tons | 0 | 0 | 0 | 0 | 0 | 0 | 0
BART SO2 Annual- Coal Creek 2- v6.17 | 164 | 7213 | Rate Constraint in lbs/MMBtu | FALSE | L | Annual | Allowances Banked | Thousand Tons | 0 | 0 | 0 | 0 | 0 | 0 | 0
BART SO2 Annual- Coal Creek 2- v6.17 | 164 | 7213 | Rate Constraint in lbs/MMBtu | FALSE | L | Annual | Allowances Withdrawn (1:1) | Thousand Tons | 0 | 0 | 0 | 0 | 0 | 0 | 0
BART SO2 Annual- Coal Creek 2- v6.17 | 164 | 7213 | Rate Constraint in lbs/MMBtu | FALSE | L | Annual | Allowances Withdrawn (n:1) | Thousand Tons | 0 | 0 | 0 | 0 | 0 | 0 | 0
BART SO2 Annual- Coal Creek 2- v6.17 | 164 | 7213 | Rate Constraint in lbs/MMBtu | FALSE | L | Annual | Net Emissions Allowance Position | Thousand Tons | 2.9722 | 2.9722 | 2.9722 | 2.9722 | 0 | 0 | 0
BART SO2 Annual- Coal Creek 2- v6.17 | 164 | 7213 | Rate Constraint in lbs/MMBtu | FALSE | L | Annual | Fuel Consumed | TBtu | 40.7903 | 40.7903 | 40.7903 | 40.7903 | 0 | 0 | 0
BART SO2 Annual- Coal Creek 2- v6.17 | 164 | 7213 | Rate Constraint in lbs/MMBtu | FALSE | L | Annual | Rate | lb/MMBtu | 0.14573 | 0.14573 | 0.14573 | 0.14573 | 0 | 0 | 0
BART SO2 Annual- Coal Creek 2- v6.17 | 164 | 7213 | Rate Constraint in lbs/MMBtu | FALSE | L | Annual | Generation | TWh | 4.0995 | 4.0995 | 2.782 | 2.782 | 0 | 0 | 0
BART SO2 Annual- Coal Creek 2- v6.17 | 164 | 7213 | Rate Constraint in lbs/MMBtu | FALSE | L | Annual | Qualifying Generation | TWh | 4.0995 | 4.0995 | 2.782 | 2.782 | 0 | 0 | 0
BART SO2 Annual- Coal Creek 2- v6.17 | 164 | 7213 | Rate Constraint in lbs/MMBtu | FALSE | L | Annual | Rate | lb/MWh | 1.45 | 1.45 | 2.1368 | 2.1368 | 0 | 0 | 0
BART SO2 Annual- Coal Creek 2- v6.17 | 164 | 7213 | Rate Constraint in lbs/MMBtu | FALSE | L | Annual | Constraint Shadow Price | US2022$/Ton | 0 | 0 | 0 | 0 | 0 | 0 | 0
BART SO2 Annual- Flint Creek- v6.20 | 165 | 7643 | Rate Constraint in lbs/MMBtu | FALSE | L | Annual | Seasons Included | Seasons | Winter, Spring, Summer, Fall | Winter, Spring, Summer, Fall | Winter, Spring, Summer, Fall | Winter, Spring, Summer, Fall | Winter, Spring, Summer, Fall | Winter, Spring, Summer, Fall | Winter, Spring, Summer, Fall
BART SO2 Annual- Flint Creek- v6.20 | 165 | 7643 | Rate Constraint in lbs/MMBtu | FALSE | L | Annual | Standard SO2 | lb/MMBtu | 0.06 | 0.06 | 0.06 | 0.06 | 0.06 | 0.06 | 0.06
BART SO2 Annual- Flint Creek- v6.20 | 165 | 7643 | Rate Constraint in lbs/MMBtu | FALSE | L | Annual | Emissions at Affected Plants SO2 | Thousand Tons | 0 | 0 | 0 | 0 | 0 | 0 | 0
BART SO2 Annual- Flint Creek- v6.20 | 165 | 7643 | Rate Constraint in lbs/MMBtu | FALSE | L | Annual | Allowances Purchased SO2 | Thousand Tons | 0 | 0 | 0 | 0 | 0 | 0 | 0
BART SO2 Annual- Flint Creek- v6.20 | 165 | 7643 | Rate Constraint in lbs/MMBtu | FALSE | L | Annual | Allowances Sold SO2 | Thousand Tons | 0 | 0 | 0 | 0 | 0 | 0 | 0
BART SO2 Annual- Flint Creek- v6.20 | 165 | 7643 | Rate Constraint in lbs/MMBtu | FALSE | L | Annual | Allowances Banked | Thousand Tons | 0 | 0 | 0 | 0 | 0 | 0 | 0
BART SO2 Annual- Flint Creek- v6.20 | 165 | 7643 | Rate Constraint in lbs/MMBtu | FALSE | L | Annual | Allowances Withdrawn (1:1) | Thousand Tons | 0 | 0 | 0 | 0 | 0 | 0 | 0
BART SO2 Annual- Flint Creek- v6.20 | 165 | 7643 | Rate Constraint in lbs/MMBtu | FALSE | L | Annual | Allowances Withdrawn (n:1) | Thousand Tons | 0 | 0 | 0 | 0 | 0 | 0 | 0
BART SO2 Annual- Flint Creek- v6.20 | 165 | 7643 | Rate Constraint in lbs/MMBtu | FALSE | L | Annual | Net Emissions Allowance Position | Thousand Tons | 0 | 0 | 0 | 0 | 0 | 0 | 0
BART SO2 Annual- Flint Creek- v6.20 | 165 | 7643 | Rate Constraint in lbs/MMBtu | FALSE | L | Annual | Fuel Consumed | TBtu | 0 | 0 | 0 | 0 | 0 | 0 | 0
BART SO2 Annual- Flint Creek- v6.20 | 165 | 7643 | Rate Constraint in lbs/MMBtu | FALSE | L | Annual | Rate | lb/MMBtu | 0 | 0 | 0 | 0 | 0 | 0 | 0
BART SO2 Annual- Flint Creek- v6.20 | 165 | 7643 | Rate Constraint in lbs/MMBtu | FALSE | L | Annual | Generation | TWh | 0 | 0 | 0 | 0 | 0 | 0 | 0
BART SO2 Annual- Flint Creek- v6.20 | 165 | 7643 | Rate Constraint in lbs/MMBtu | FALSE | L | Annual | Qualifying Generation | TWh | 0 | 0 | 0 | 0 | 0 | 0 | 0
BART SO2 Annual- Flint Creek- v6.20 | 165 | 7643 | Rate Constraint in lbs/MMBtu | FALSE | L | Annual | Rate | lb/MWh | 0 | 0 | 0 | 0 | 0 | 0 | 0
BART SO2 Annual- Flint Creek- v6.20 | 165 | 7643 | Rate Constraint in lbs/MMBtu | FALSE | L | Annual | Constraint Shadow Price | US2022$/Ton | 56267.6476 | 29255.4703 | 3946.2812 | 3106.6768 | 0 | 0 | 28649.382
BART SO2 Annual- Hayden 1- v5.16 | 166 | 7202 | Rate Constraint in lbs/MMBtu | FALSE | L | Annual | Seasons Included | Seasons | Winter, Spring, Summer, Fall | Winter, Spring, Summer, Fall | Winter, Spring, Summer, Fall | Winter, Spring, Summer, Fall | Winter, Spring, Summer, Fall | Winter, Spring, Summer, Fall | Winter, Spring, Summer, Fall
BART SO2 Annual- Hayden 1- v5.16 | 166 | 7202 | Rate Constraint in lbs/MMBtu | FALSE | L | Annual | Standard SO2 | lb/MMBtu | 0.13 | 0.13 | 0.13 | 0.13 | 0.13 | 0.13 | 0.13
BART SO2 Annual- Hayden 1- v5.16 | 166 | 7202 | Rate Constraint in lbs/MMBtu | FALSE | L | Annual | Emissions at Affected Plants SO2 | Thousand Tons | 0 | 0 | 0 | 0 | 0 | 0 | 0
BART SO2 Annual- Hayden 1- v5.16 | 166 | 7202 | Rate Constraint in lbs/MMBtu | FALSE | L | Annual | Allowances Purchased SO2 | Thousand Tons | 0 | 0 | 0 | 0 | 0 | 0 | 0
BART SO2 Annual- Hayden 1- v5.16 | 166 | 7202 | Rate Constraint in lbs/MMBtu | FALSE | L | Annual | Allowances Sold SO2 | Thousand Tons | 0 | 0 | 0 | 0 | 0 | 0 | 0
BART SO2 Annual- Hayden 1- v5.16 | 166 | 7202 | Rate Constraint in lbs/MMBtu | FALSE | L | Annual | Allowances Banked | Thousand Tons | 0 | 0 | 0 | 0 | 0 | 0 | 0
BART SO2 Annual- Hayden 1- v5.16 | 166 | 7202 | Rate Constraint in lbs/MMBtu | FALSE | L | Annual | Allowances Withdrawn (1:1) | Thousand Tons | 0 | 0 | 0 | 0 | 0 | 0 | 0
BART SO2 Annual- Hayden 1- v5.16 | 166 | 7202 | Rate Constraint in lbs/MMBtu | FALSE | L | Annual | Allowances Withdrawn (n:1) | Thousand Tons | 0 | 0 | 0 | 0 | 0 | 0 | 0
BART SO2 Annual- Hayden 1- v5.16 | 166 | 7202 | Rate Constraint in lbs/MMBtu | FALSE | L | Annual | Net Emissions Allowance Position | Thousand Tons | 0 | 0 | 0 | 0 | 0 | 0 | 0
BART SO2 Annual- Hayden 1- v5.16 | 166 | 7202 | Rate Constraint in lbs/MMBtu | FALSE | L | Annual | Fuel Consumed | TBtu | 0 | 0 | 0 | 0 | 0 | 0 | 0
BART SO2 Annual- Hayden 1- v5.16 | 166 | 7202 | Rate Constraint in lbs/MMBtu | FALSE | L | Annual | Rate | lb/MMBtu | 0 | 0 | 0 | 0 | 0 | 0 | 0
BART SO2 Annual- Hayden 1- v5.16 | 166 | 7202 | Rate Constraint in lbs/MMBtu | FALSE | L | Annual | Generation | TWh | 0 | 0 | 0 | 0 | 0 | 0 | 0
BART SO2 Annual- Hayden 1- v5.16 | 166 | 7202 | Rate Constraint in lbs/MMBtu | FALSE | L | Annual | Qualifying Generation | TWh | 0 | 0 | 0 | 0 | 0 | 0 | 0
BART SO2 Annual- Hayden 1- v5.16 | 166 | 7202 | Rate Constraint in lbs/MMBtu | FALSE | L | Annual | Rate | lb/MWh | 0 | 0 | 0 | 0 | 0 | 0 | 0
BART SO2 Annual- Hayden 1- v5.16 | 166 | 7202 | Rate Constraint in lbs/MMBtu | FALSE | L | Annual | Constraint Shadow Price | US2022$/Ton | 0 | 0 | 0 | 0 | 0 | 0 | 0
BART SO2 Annual- Nebraska City- v6.17 | 167 | 7206 | Rate Constraint in lbs/MMBtu | FALSE | L | Annual | Seasons Included | Seasons | Winter, Spring, Summer, Fall | Winter, Spring, Summer, Fall | Winter, Spring, Summer, Fall | Winter, Spring, Summer, Fall | Winter, Spring, Summer, Fall | Winter, Spring, Summer, Fall | Winter, Spring, Summer, Fall
BART SO2 Annual- Nebraska City- v6.17 | 167 | 7206 | Rate Constraint in lbs/MMBtu | FALSE | L | Annual | Standard SO2 | lb/MMBtu | 1.2 | 1.2 | 1.2 | 1.2 | 1.2 | 1.2 | 1.2
BART SO2 Annual- Nebraska City- v6.17 | 167 | 7206 | Rate Constraint in lbs/MMBtu | FALSE | L | Annual | Emissions at Affected Plants SO2 | Thousand Tons | 10.8439 | 10.7061 | 0 | 0 | 0 | 0 | 0
BART SO2 Annual- Nebraska City- v6.17 | 167 | 7206 | Rate Constraint in lbs/MMBtu | FALSE | L | Annual | Allowances Purchased SO2 | Thousand Tons | 0 | 0 | 0 | 0 | 0 | 0 | 0
BART SO2 Annual- Nebraska City- v6.17 | 167 | 7206 | Rate Constraint in lbs/MMBtu | FALSE | L | Annual | Allowances Sold SO2 | Thousand Tons | 0 | 0 | 0 | 0 | 0 | 0 | 0
BART SO2 Annual- Nebraska City- v6.17 | 167 | 7206 | Rate Constraint in lbs/MMBtu | FALSE | L | Annual | Allowances Banked | Thousand Tons | 0 | 0 | 0 | 0 | 0 | 0 | 0
BART SO2 Annual- Nebraska City- v6.17 | 167 | 7206 | Rate Constraint in lbs/MMBtu | FALSE | L | Annual | Allowances Withdrawn (1:1) | Thousand Tons | 0 | 0 | 0 | 0 | 0 | 0 | 0
BART SO2 Annual- Nebraska City- v6.17 | 167 | 7206 | Rate Constraint in lbs/MMBtu | FALSE | L | Annual | Allowances Withdrawn (n:1) | Thousand Tons | 0 | 0 | 0 | 0 | 0 | 0 | 0
BART SO2 Annual- Nebraska City- v6.17 | 167 | 7206 | Rate Constraint in lbs/MMBtu | FALSE | L | Annual | Net Emissions Allowance Position | Thousand Tons | 10.8439 | 10.7061 | 0 | 0 | 0 | 0 | 0
BART SO2 Annual- Nebraska City- v6.17 | 167 | 7206 | Rate Constraint in lbs/MMBtu | FALSE | L | Annual | Fuel Consumed | TBtu | 41.5221 | 40.9946 | 0 | 0 | 0 | 0 | 0
BART SO2 Annual- Nebraska City- v6.17 | 167 | 7206 | Rate Constraint in lbs/MMBtu | FALSE | L | Annual | Rate | lb/MMBtu | 0.52232 | 0.52232 | 0 | 0 | 0 | 0 | 0
BART SO2 Annual- Nebraska City- v6.17 | 167 | 7206 | Rate Constraint in lbs/MMBtu | FALSE | L | Annual | Generation | TWh | 4.2292 | 4.1755 | 0 | 0 | 0 | 0 | 0
BART SO2 Annual- Nebraska City- v6.17 | 167 | 7206 | Rate Constraint in lbs/MMBtu | FALSE | L | Annual | Qualifying Generation | TWh | 4.2292 | 4.1755 | 0 | 0 | 0 | 0 | 0
BART SO2 Annual- Nebraska City- v6.17 | 167 | 7206 | Rate Constraint in lbs/MMBtu | FALSE | L | Annual | Rate | lb/MWh | 5.1281 | 5.1281 | 0 | 0 | 0 | 0 | 0
BART SO2 Annual- Nebraska City- v6.17 | 167 | 7206 | Rate Constraint in lbs/MMBtu | FALSE | L | Annual | Constraint Shadow Price | US2022$/Ton | 0 | 0 | 0 | 0 | 0 | 0 | 0
BART SO2 Annual- Oswego Harbor 5- v5.16 | 168 | 7244 | Rate Constraint in lbs/MMBtu | FALSE | L | Annual | Seasons Included | Seasons | Winter, Spring, Summer, Fall | Winter, Spring, Summer, Fall | Winter, Spring, Summer, Fall | Winter, Spring, Summer, Fall | Winter, Spring, Summer, Fall | Winter, Spring, Summer, Fall | Winter, Spring, Summer, Fall
BART SO2 Annual- Oswego Harbor 5- v5.16 | 168 | 7244 | Rate Constraint in lbs/MMBtu | FALSE | L | Annual | Standard SO2 | lb/MMBtu | 0.8 | 0.8 | 0.8 | 0.8 | 0.8 | 0.8 | 0.8
BART SO2 Annual- Oswego Harbor 5- v5.16 | 168 | 7244 | Rate Constraint in lbs/MMBtu | FALSE | L | Annual | Emissions at Affected Plants SO2 | Thousand Tons | 0 | 0 | 0 | 0 | 0 | 0 | 0
BART SO2 Annual- Oswego Harbor 5- v5.16 | 168 | 7244 | Rate Constraint in lbs/MMBtu | FALSE | L | Annual | Allowances Purchased SO2 | Thousand Tons | 0 | 0 | 0 | 0 | 0 | 0 | 0
BART SO2 Annual- Oswego Harbor 5- v5.16 | 168 | 7244 | Rate Constraint in lbs/MMBtu | FALSE | L | Annual | Allowances Sold SO2 | Thousand Tons | 0 | 0 | 0 | 0 | 0 | 0 | 0
BART SO2 Annual- Oswego Harbor 5- v5.16 | 168 | 7244 | Rate Constraint in lbs/MMBtu | FALSE | L | Annual | Allowances Banked | Thousand Tons | 0 | 0 | 0 | 0 | 0 | 0 | 0
BART SO2 Annual- Oswego Harbor 5- v5.16 | 168 | 7244 | Rate Constraint in lbs/MMBtu | FALSE | L | Annual | Allowances Withdrawn (1:1) | Thousand Tons | 0 | 0 | 0 | 0 | 0 | 0 | 0
BART SO2 Annual- Oswego Harbor 5- v5.16 | 168 | 7244 | Rate Constraint in lbs/MMBtu | FALSE | L | Annual | Allowances Withdrawn (n:1) | Thousand Tons | 0 | 0 | 0 | 0 | 0 | 0 | 0
BART SO2 Annual- Oswego Harbor 5- v5.16 | 168 | 7244 | Rate Constraint in lbs/MMBtu | FALSE | L | Annual | Net Emissions Allowance Position | Thousand Tons | 0 | 0 | 0 | 0 | 0 | 0 | 0
BART SO2 Annual- Oswego Harbor 5- v5.16 | 168 | 7244 | Rate Constraint in lbs/MMBtu | FALSE | L | Annual | Fuel Consumed | TBtu | 0 | 0 | 0 | 0 | 0 | 0 | 0
BART SO2 Annual- Oswego Harbor 5- v5.16 | 168 | 7244 | Rate Constraint in lbs/MMBtu | FALSE | L | Annual | Rate | lb/MMBtu | 0 | 0 | 0 | 0 | 0 | 0 | 0
BART SO2 Annual- Oswego Harbor 5- v5.16 | 168 | 7244 | Rate Constraint in lbs/MMBtu | FALSE | L | Annual | Generation | TWh | 0 | 0 | 0 | 0 | 0 | 0 | 0
BART SO2 Annual- Oswego Harbor 5- v5.16 | 168 | 7244 | Rate Constraint in lbs/MMBtu | FALSE | L | Annual | Qualifying Generation | TWh | 0 | 0 | 0 | 0 | 0 | 0 | 0
BART SO2 Annual- Oswego Harbor 5- v5.16 | 168 | 7244 | Rate Constraint in lbs/MMBtu | FALSE | L | Annual | Rate | lb/MWh | 0 | 0 | 0 | 0 | 0 | 0 | 0
BART SO2 Annual- Oswego Harbor 5- v5.16 | 168 | 7244 | Rate Constraint in lbs/MMBtu | FALSE | L | Annual | Constraint Shadow Price | US2022$/Ton | 0 | 0 | 0 | 0 | 0 | 0 | 0
BART SO2 Annual- Oswego Harbor 6- v6.17 | 169 | 7245 | Rate Constraint in lbs/MMBtu | FALSE | L | Annual | Seasons Included | Seasons | Winter, Spring, Summer, Fall | Winter, Spring, Summer, Fall | Winter, Spring, Summer, Fall | Winter, Spring, Summer, Fall | Winter, Spring, Summer, Fall | Winter, Spring, Summer, Fall | Winter, Spring, Summer, Fall
BART SO2 Annual- Oswego Harbor 6- v6.17 | 169 | 7245 | Rate Constraint in lbs/MMBtu | FALSE | L | Annual | Standard SO2 | lb/MMBtu | 0.8 | 0.8 | 0.8 | 0.8 | 0.8 | 0.8 | 0.8
BART SO2 Annual- Oswego Harbor 6- v6.17 | 169 | 7245 | Rate Constraint in lbs/MMBtu | FALSE | L | Annual | Emissions at Affected Plants SO2 | Thousand Tons | 0 | 0 | 0 | 0 | 0 | 0 | 0
BART SO2 Annual- Oswego Harbor 6- v6.17 | 169 | 7245 | Rate Constraint in lbs/MMBtu | FALSE | L | Annual | Allowances Purchased SO2 | Thousand Tons | 0 | 0 | 0 | 0 | 0 | 0 | 0
BART SO2 Annual- Oswego Harbor 6- v6.17 | 169 | 7245 | Rate Constraint in lbs/MMBtu | FALSE | L | Annual | Allowances Sold SO2 | Thousand Tons | 0 | 0 | 0 | 0 | 0 | 0 | 0
BART SO2 Annual- Oswego Harbor 6- v6.17 | 169 | 7245 | Rate Constraint in lbs/MMBtu | FALSE | L | Annual | Allowances Banked | Thousand Tons | 0 | 0 | 0 | 0 | 0 | 0 | 0
BART SO2 Annual- Oswego Harbor 6- v6.17 | 169 | 7245 | Rate Constraint in lbs/MMBtu | FALSE | L | Annual | Allowances Withdrawn (1:1) | Thousand Tons | 0 | 0 | 0 | 0 | 0 | 0 | 0
BART SO2 Annual- Oswego Harbor 6- v6.17 | 169 | 7245 | Rate Constraint in lbs/MMBtu | FALSE | L | Annual | Allowances Withdrawn (n:1) | Thousand Tons | 0 | 0 | 0 | 0 | 0 | 0 | 0
BART SO2 Annual- Oswego Harbor 6- v6.17 | 169 | 7245 | Rate Constraint in lbs/MMBtu | FALSE | L | Annual | Net Emissions Allowance Position | Thousand Tons | 0 | 0 | 0 | 0 | 0 | 0 | 0
BART SO2 Annual- Oswego Harbor 6- v6.17 | 169 | 7245 | Rate Constraint in lbs/MMBtu | FALSE | L | Annual | Fuel Consumed | TBtu | 0 | 0 | 0 | 0 | 0 | 0 | 0
BART SO2 Annual- Oswego Harbor 6- v6.17 | 169 | 7245 | Rate Constraint in lbs/MMBtu | FALSE | L | Annual | Rate | lb/MMBtu | 0 | 0 | 0 | 0 | 0 | 0 | 0
BART SO2 Annual- Oswego Harbor 6- v6.17 | 169 | 7245 | Rate Constraint in lbs/MMBtu | FALSE | L | Annual | Generation | TWh | 0 | 0 | 0 | 0 | 0 | 0 | 0
BART SO2 Annual- Oswego Harbor 6- v6.17 | 169 | 7245 | Rate Constraint in lbs/MMBtu | FALSE | L | Annual | Qualifying Generation | TWh | 0 | 0 | 0 | 0 | 0 | 0 | 0
BART SO2 Annual- Oswego Harbor 6- v6.17 | 169 | 7245 | Rate Constraint in lbs/MMBtu | FALSE | L | Annual | Rate | lb/MWh | 0 | 0 | 0 | 0 | 0 | 0 | 0
BART SO2 Annual- Oswego Harbor 6- v6.17 | 169 | 7245 | Rate Constraint in lbs/MMBtu | FALSE | L | Annual | Constraint Shadow Price | US2022$/Ton | 0 | 0 | 0 | 0 | 0 | 0 | 0
BART SO2 Annual- R S Nelson 3- v7.23 | 170 | 7952 | Rate Constraint in lbs/MMBtu | FALSE | L | Annual | Seasons Included | Seasons | Winter, Spring, Summer, Fall | Winter, Spring, Summer, Fall | Winter, Spring, Summer, Fall | Winter, Spring, Summer, Fall | Winter, Spring, Summer, Fall | Winter, Spring, Summer, Fall | Winter, Spring, Summer, Fall
BART SO2 Annual- R S Nelson 3- v7.23 | 170 | 7952 | Rate Constraint in lbs/MMBtu | FALSE | L | Annual | Standard SO2 | lb/MMBtu | 0.6 | 0.6 | 0.6 | 0.6 | 0.6 | 0.6 | 0.6
BART SO2 Annual- R S Nelson 3- v7.23 | 170 | 7952 | Rate Constraint in lbs/MMBtu | FALSE | L | Annual | Emissions at Affected Plants SO2 | Thousand Tons | 0 | 0 | 0 | 0 | 0 | 0 | 0
BART SO2 Annual- R S Nelson 3- v7.23 | 170 | 7952 | Rate Constraint in lbs/MMBtu | FALSE | L | Annual | Allowances Purchased SO2 | Thousand Tons | 0 | 0 | 0 | 0 | 0 | 0 | 0
BART SO2 Annual- R S Nelson 3- v7.23 | 170 | 7952 | Rate Constraint in lbs/MMBtu | FALSE | L | Annual | Allowances Sold SO2 | Thousand Tons | 0 | 0 | 0 | 0 | 0 | 0 | 0
BART SO2 Annual- R S Nelson 3- v7.23 | 170 | 7952 | Rate Constraint in lbs/MMBtu | FALSE | L | Annual | Allowances Banked | Thousand Tons | 0 | 0 | 0 | 0 | 0 | 0 | 0
BART SO2 Annual- R S Nelson 3- v7.23 | 170 | 7952 | Rate Constraint in lbs/MMBtu | FALSE | L | Annual | Allowances Withdrawn (1:1) | Thousand Tons | 0 | 0 | 0 | 0 | 0 | 0 | 0
BART SO2 Annual- R S Nelson 3- v7.23 | 170 | 7952 | Rate Constraint in lbs/MMBtu | FALSE | L | Annual | Allowances Withdrawn (n:1) | Thousand Tons | 0 | 0 | 0 | 0 | 0 | 0 | 0
BART SO2 Annual- R S Nelson 3- v7.23 | 170 | 7952 | Rate Constraint in lbs/MMBtu | FALSE | L | Annual | Net Emissions Allowance Position | Thousand Tons | 0 | 0 | 0 | 0 | 0 | 0 | 0
BART SO2 Annual- R S Nelson 3- v7.23 | 170 | 7952 | Rate Constraint in lbs/MMBtu | FALSE | L | Annual | Fuel Consumed | TBtu | 0 | 0 | 0 | 0 | 0 | 0 | 0
BART SO2 Annual- R S Nelson 3- v7.23 | 170 | 7952 | Rate Constraint in lbs/MMBtu | FALSE | L | Annual | Rate | lb/MMBtu | 0 | 0 | 0 | 0 | 0 | 0 | 0
BART SO2 Annual- R S Nelson 3- v7.23 | 170 | 7952 | Rate Constraint in lbs/MMBtu | FALSE | L | Annual | Generation | TWh | 0 | 0 | 0 | 0 | 0 | 0 | 0
BART SO2 Annual- R S Nelson 3- v7.23 | 170 | 7952 | Rate Constraint in lbs/MMBtu | FALSE | L | Annual | Qualifying Generation | TWh | 0 | 0 | 0 | 0 | 0 | 0 | 0
BART SO2 Annual- R S Nelson 3- v7.23 | 170 | 7952 | Rate Constraint in lbs/MMBtu | FALSE | L | Annual | Rate | lb/MWh | 0 | 0 | 0 | 0 | 0 | 0 | 0
BART SO2 Annual- R S Nelson 3- v7.23 | 170 | 7952 | Rate Constraint in lbs/MMBtu | FALSE | L | Annual | Constraint Shadow Price | US2022$/Ton | 0 | 0 | 0 | 0 | 0 | 0 | 0
BART SO2 Annual Rate-Seminole 1&2 -v5.13 | 171 | 7231 | Rate Constraint in lbs/MMBtu | FALSE | L | Annual | Seasons Included | Seasons | Winter, Spring, Summer, Fall | Winter, Spring, Summer, Fall | Winter, Spring, Summer, Fall | Winter, Spring, Summer, Fall | Winter, Spring, Summer, Fall | Winter, Spring, Summer, Fall | Winter, Spring, Summer, Fall
BART SO2 Annual Rate-Seminole 1&2 -v5.13 | 171 | 7231 | Rate Constraint in lbs/MMBtu | FALSE | L | Annual | Standard SO2 | lb/MMBtu | 0.25 | 0.25 | 0.25 | 0.25 | 0.25 | 0.25 | 0.25
BART SO2 Annual Rate-Seminole 1&2 -v5.13 | 171 | 7231 | Rate Constraint in lbs/MMBtu | FALSE | L | Annual | Emissions at Affected Plants SO2 | Thousand Tons | 0.29988 | 0.29988 | 0 | 0 | 0 | 0 | 0
BART SO2 Annual Rate-Seminole 1&2 -v5.13 | 171 | 7231 | Rate Constraint in lbs/MMBtu | FALSE | L | Annual | Allowances Purchased SO2 | Thousand Tons | 0 | 0 | 0 | 0 | 0 | 0 | 0
BART SO2 Annual Rate-Seminole 1&2 -v5.13 | 171 | 7231 | Rate Constraint in lbs/MMBtu | FALSE | L | Annual | Allowances Sold SO2 | Thousand Tons | 0 | 0 | 0 | 0 | 0 | 0 | 0
BART SO2 Annual Rate-Seminole 1&2 -v5.13 | 171 | 7231 | Rate Constraint in lbs/MMBtu | FALSE | L | Annual | Allowances Banked | Thousand Tons | 0 | 0 | 0 | 0 | 0 | 0 | 0
BART SO2 Annual Rate-Seminole 1&2 -v5.13 | 171 | 7231 | Rate Constraint in lbs/MMBtu | FALSE | L | Annual | Allowances Withdrawn (1:1) | Thousand Tons | 0 | 0 | 0 | 0 | 0 | 0 | 0
BART SO2 Annual Rate-Seminole 1&2 -v5.13 | 171 | 7231 | Rate Constraint in lbs/MMBtu | FALSE | L | Annual | Allowances Withdrawn (n:1) | Thousand Tons | 0 | 0 | 0 | 0 | 0 | 0 | 0
BART SO2 Annual Rate-Seminole 1&2 -v5.13 | 171 | 7231 | Rate Constraint in lbs/MMBtu | FALSE | L | Annual | Net Emissions Allowance Position | Thousand Tons | 0.29988 | 0.29988 | 0 | 0 | 0 | 0 | 0
BART SO2 Annual Rate-Seminole 1&2 -v5.13 | 171 | 7231 | Rate Constraint in lbs/MMBtu | FALSE | L | Annual | Fuel Consumed | TBtu | 5.4822 | 5.4822 | 0 | 0 | 0 | 0 | 0
BART SO2 Annual Rate-Seminole 1&2 -v5.13 | 171 | 7231 | Rate Constraint in lbs/MMBtu | FALSE | L | Annual | Rate | lb/MMBtu | 0.1094 | 0.1094 | 0 | 0 | 0 | 0 | 0
BART SO2 Annual Rate-Seminole 1&2 -v5.13 | 171 | 7231 | Rate Constraint in lbs/MMBtu | FALSE | L | Annual | Generation | TWh | 0.55538 | 0.55538 | 0 | 0 | 0 | 0 | 0
BART SO2 Annual Rate-Seminole 1&2 -v5.13 | 171 | 7231 | Rate Constraint in lbs/MMBtu | FALSE | L | Annual | Qualifying Generation | TWh | 0.55538 | 0.55538 | 0 | 0 | 0 | 0 | 0
BART SO2 Annual Rate-Seminole 1&2 -v5.13 | 171 | 7231 | Rate Constraint in lbs/MMBtu | FALSE | L | Annual | Rate | lb/MWh | 1.0799 | 1.0799 | 0 | 0 | 0 | 0 | 0
BART SO2 Annual Rate-Seminole 1&2 -v5.13 | 171 | 7231 | Rate Constraint in lbs/MMBtu | FALSE | L | Annual | Constraint Shadow Price | US2022$/Ton | 0 | 0 | 0 | 0 | 0 | 0 | 0
BART SO2 Annual- Roseton 1- v5.16 | 172 | 7247 | Rate Constraint in lbs/MMBtu | FALSE | L | Annual | Seasons Included | Seasons | Winter, Spring, Summer, Fall | Winter, Spring, Summer, Fall | Winter, Spring, Summer, Fall | Winter, Spring, Summer, Fall | Winter, Spring, Summer, Fall | Winter, Spring, Summer, Fall | Winter, Spring, Summer, Fall
BART SO2 Annual- Roseton 1- v5.16 | 172 | 7247 | Rate Constraint in lbs/MMBtu | FALSE | L | Annual | Standard SO2 | lb/MMBtu | 0.55 | 0.55 | 0.55 | 0.55 | 0.55 | 0.55 | 0.55
BART SO2 Annual- Roseton 1- v5.16 | 172 | 7247 | Rate Constraint in lbs/MMBtu | FALSE | L | Annual | Emissions at Affected Plants SO2 | Thousand Tons | 0 | 0 | 0 | 0 | 0 | 0 | 0
BART SO2 Annual- Roseton 1- v5.16 | 172 | 7247 | Rate Constraint in lbs/MMBtu | FALSE | L | Annual | Allowances Purchased SO2 | Thousand Tons | 0 | 0 | 0 | 0 | 0 | 0 | 0
BART SO2 Annual- Roseton 1- v5.16 | 172 | 7247 | Rate Constraint in lbs/MMBtu | FALSE | L | Annual | Allowances Sold SO2 | Thousand Tons | 0 | 0 | 0 | 0 | 0 | 0 | 0
BART SO2 Annual- Roseton 1- v5.16 | 172 | 7247 | Rate Constraint in lbs/MMBtu | FALSE | L | Annual | Allowances Banked | Thousand Tons | 0 | 0 | 0 | 0 | 0 | 0 | 0
BART SO2 Annual- Roseton 1- v5.16 | 172 | 7247 | Rate Constraint in lbs/MMBtu | FALSE | L | Annual | Allowances Withdrawn (1:1) | Thousand Tons | 0 | 0 | 0 | 0 | 0 | 0 | 0
BART SO2 Annual- Roseton 1- v5.16 | 172 | 7247 | Rate Constraint in lbs/MMBtu | FALSE | L | Annual | Allowances Withdrawn (n:1) | Thousand Tons | 0 | 0 | 0 | 0 | 0 | 0 | 0
BART SO2 Annual- Roseton 1- v5.16 | 172 | 7247 | Rate Constraint in lbs/MMBtu | FALSE | L | Annual | Net Emissions Allowance Position | Thousand Tons | 0 | 0 | 0 | 0 | 0 | 0 | 0
BART SO2 Annual- Roseton 1- v5.16 | 172 | 7247 | Rate Constraint in lbs/MMBtu | FALSE | L | Annual | Fuel Consumed | TBtu | 0 | 0 | 0 | 0 | 0 | 0 | 0
BART SO2 Annual- Roseton 1- v5.16 | 172 | 7247 | Rate Constraint in lbs/MMBtu | FALSE | L | Annual | Rate | lb/MMBtu | 0 | 0 | 0 | 0 | 0 | 0 | 0
BART SO2 Annual- Roseton 1- v5.16 | 172 | 7247 | Rate Constraint in lbs/MMBtu | FALSE | L | Annual | Generation | TWh | 0 | 0 | 0 | 0 | 0 | 0 | 0
BART SO2 Annual- Roseton 1- v5.16 | 172 | 7247 | Rate Constraint in lbs/MMBtu | FALSE | L | Annual | Qualifying Generation | TWh | 0 | 0 | 0 | 0 | 0 | 0 | 0
BART SO2 Annual- Roseton 1- v5.16 | 172 | 7247 | Rate Constraint in lbs/MMBtu | FALSE | L | Annual | Rate | lb/MWh | 0 | 0 | 0 | 0 | 0 | 0 | 0
BART SO2 Annual- Roseton 1- v5.16 | 172 | 7247 | Rate Constraint in lbs/MMBtu | FALSE | L | Annual | Constraint Shadow Price | US2022$/Ton | 0 | 0 | 0 | 0 | 0 | 0 | 0
BART SO2 Annual- Roseton 2- v5.16 | 173 | 7248 | Rate Constraint in lbs/MMBtu | FALSE | L | Annual | Seasons Included | Seasons | Winter, Spring, Summer, Fall | Winter, Spring, Summer, Fall | Winter, Spring, Summer, Fall | Winter, Spring, Summer, Fall | Winter, Spring, Summer, Fall | Winter, Spring, Summer, Fall | Winter, Spring, Summer, Fall
BART SO2 Annual- Roseton 2- v5.16 | 173 | 7248 | Rate Constraint in lbs/MMBtu | FALSE | L | Annual | Standard SO2 | lb/MMBtu | 0.55 | 0.55 | 0.55 | 0.55 | 0.55 | 0.55 | 0.55
BART SO2 Annual- Roseton 2- v5.16 | 173 | 7248 | Rate Constraint in lbs/MMBtu | FALSE | L | Annual | Emissions at Affected Plants SO2 | Thousand Tons | 0 | 0 | 0 | 0 | 0 | 0 | 0
BART SO2 Annual- Roseton 2- v5.16 | 173 | 7248 | Rate Constraint in lbs/MMBtu | FALSE | L | Annual | Allowances Purchased SO2 | Thousand Tons | 0 | 0 | 0 | 0 | 0 | 0 | 0
BART SO2 Annual- Roseton 2- v5.16 | 173 | 7248 | Rate Constraint in lbs/MMBtu | FALSE | L | Annual | Allowances Sold SO2 | Thousand Tons | 0 | 0 | 0 | 0 | 0 | 0 | 0
BART SO2 Annual- Roseton 2- v5.16 | 173 | 7248 | Rate Constraint in lbs/MMBtu | FALSE | L | Annual | Allowances Banked | Thousand Tons | 0 | 0 | 0 | 0 | 0 | 0 | 0
BART SO2 Annual- Roseton 2- v5.16 | 173 | 7248 | Rate Constraint in lbs/MMBtu | FALSE | L | Annual | Allowances Withdrawn (1:1) | Thousand Tons | 0 | 0 | 0 | 0 | 0 | 0 | 0
BART SO2 Annual- Roseton 2- v5.16 | 173 | 7248 | Rate Constraint in lbs/MMBtu | FALSE | L | Annual | Allowances Withdrawn (n:1) | Thousand Tons | 0 | 0 | 0 | 0 | 0 | 0 | 0
BART SO2 Annual- Roseton 2- v5.16 | 173 | 7248 | Rate Constraint in lbs/MMBtu | FALSE | L | Annual | Net Emissions Allowance Position | Thousand Tons | 0 | 0 | 0 | 0 | 0 | 0 | 0
BART SO2 Annual- Roseton 2- v5.16 | 173 | 7248 | Rate Constraint in lbs/MMBtu | FALSE | L | Annual | Fuel Consumed | TBtu | 0 | 0 | 0 | 0 | 0 | 0 | 0
BART SO2 Annual- Roseton 2- v5.16 | 173 | 7248 | Rate Constraint in lbs/MMBtu | FALSE | L | Annual | Rate | lb/MMBtu | 0 | 0 | 0 | 0 | 0 | 0 | 0
BART SO2 Annual- Roseton 2- v5.16 | 173 | 7248 | Rate Constraint in lbs/MMBtu | FALSE | L | Annual | Generation | TWh | 0 | 0 | 0 | 0 | 0 | 0 | 0
BART SO2 Annual- Roseton 2- v5.16 | 173 | 7248 | Rate Constraint in lbs/MMBtu | FALSE | L | Annual | Qualifying Generation | TWh | 0 | 0 | 0 | 0 | 0 | 0 | 0
BART SO2 Annual- Roseton 2- v5.16 | 173 | 7248 | Rate Constraint in lbs/MMBtu | FALSE | L | Annual | Rate | lb/MWh | 0 | 0 | 0 | 0 | 0 | 0 | 0
BART SO2 Annual- Roseton 2- v5.16 | 173 | 7248 | Rate Constraint in lbs/MMBtu | FALSE | L | Annual | Constraint Shadow Price | US2022$/Ton | 0 | 0 | 0 | 0 | 0 | 17.2759 | 0
BART SO2 Annual- Sherburne County 3- v5.16 | 174 | 7246 | Rate Constraint in lbs/MMBtu | FALSE | L | Annual | Seasons Included | Seasons | Winter, Spring, Summer, Fall | Winter, Spring, Summer, Fall | Winter, Spring, Summer, Fall | Winter, Spring, Summer, Fall | Winter, Spring, Summer, Fall | Winter, Spring, Summer, Fall | Winter, Spring, Summer, Fall
BART SO2 Annual- Sherburne County 3- v5.16 | 174 | 7246 | Rate Constraint in lbs/MMBtu | FALSE | L | Annual | Standard SO2 | lb/MMBtu | 0.29 | 0.29 | 0.29 | 0.29 | 0.29 | 0.29 | 0.29
BART SO2 Annual- Sherburne County 3- v5.16 | 174 | 7246 | Rate Constraint in lbs/MMBtu | FALSE | L | Annual | Emissions at Affected Plants SO2 | Thousand Tons | 4.0268 | 4.3439 | 0 | 0 | 0 | 0 | 0
BART SO2 Annual- Sherburne County 3- v5.16 | 174 | 7246 | Rate Constraint in lbs/MMBtu | FALSE | L | Annual | Allowances Purchased SO2 | Thousand Tons | 0 | 0 | 0 | 0 | 0 | 0 | 0
BART SO2 Annual- Sherburne County 3- v5.16 | 174 | 7246 | Rate Constraint in lbs/MMBtu | FALSE | L | Annual | Allowances Sold SO2 | Thousand Tons | 0 | 0 | 0 | 0 | 0 | 0 | 0
BART SO2 Annual- Sherburne County 3- v5.16 | 174 | 7246 | Rate Constraint in lbs/MMBtu | FALSE | L | Annual | Allowances Banked | Thousand Tons | 0 | 0 | 0 | 0 | 0 | 0 | 0
BART SO2 Annual- Sherburne County 3- v5.16 | 174 | 7246 | Rate Constraint in lbs/MMBtu | FALSE | L | Annual | Allowances Withdrawn (1:1) | Thousand Tons | 0 | 0 | 0 | 0 | 0 | 0 | 0
BART SO2 Annual- Sherburne County 3- v5.16 | 174 | 7246 | Rate Constraint in lbs/MMBtu | FALSE | L | Annual | Allowances Withdrawn (n:1) | Thousand Tons | 0 | 0 | 0 | 0 | 0 | 0 | 0
BART SO2 Annual- Sherburne County 3- v5.16 | 174 | 7246 | Rate Constraint in lbs/MMBtu | FALSE | L | Annual | Net Emissions Allowance Position | Thousand Tons | 4.0268 | 4.3439 | 0 | 0 | 0 | 0 | 0
BART SO2 Annual- Sherburne County 3- v5.16 | 174 | 7246 | Rate Constraint in lbs/MMBtu | FALSE | L | Annual | Fuel Consumed | TBtu | 48.6157 | 52.4432 | 0 | 0 | 0 | 0 | 0
BART SO2 Annual- Sherburne County 3- v5.16 | 174 | 7246 | Rate Constraint in lbs/MMBtu | FALSE | L | Annual | Rate | lb/MMBtu | 0.16566 | 0.16566 | 0 | 0 | 0 | 0 | 0
BART SO2 Annual- Sherburne County 3- v5.16 | 174 | 7246 | Rate Constraint in lbs/MMBtu | FALSE | L | Annual | Generation | TWh | 4.8528 | 5.2349 | 0 | 0 | 0 | 0 | 0
BART SO2 Annual- Sherburne County 3- v5.16 | 174 | 7246 | Rate Constraint in lbs/MMBtu | FALSE | L | Annual | Qualifying Generation | TWh | 4.8528 | 5.2349 | 0 | 0 | 0 | 0 | 0
BART SO2 Annual- Sherburne County 3- v5.16 | 174 | 7246 | Rate Constraint in lbs/MMBtu | FALSE | L | Annual | Rate | lb/MWh | 1.6596 | 1.6596 | 0 | 0 | 0 | 0 | 0
BART SO2 Annual- Sherburne County 3- v5.16 | 174 | 7246 | Rate Constraint in lbs/MMBtu | FALSE | L | Annual | Constraint Shadow Price | US2022$/Ton | 0 | 0 | 0 | 0 | 0 | 0 | 0
BART SO2 Annual- White Bluff 1- v6.20 | 175 | 7641 | Rate Constraint in lbs/MMBtu | FALSE | L | Annual | Seasons Included | Seasons | Winter, Spring, Summer, Fall | Winter, Spring, Summer, Fall | Winter, Spring, Summer, Fall | Winter, Spring, Summer, Fall | Winter, Spring, Summer, Fall | Winter, Spring, Summer, Fall | Winter, Spring, Summer, Fall
BART SO2 Annual- White Bluff 1- v6.20 | 175 | 7641 | Rate Constraint in lbs/MMBtu | FALSE | L | Annual | Standard SO2 | lb/MMBtu | 0.6 | 0.6 | 0.6 | 0.6 | 0.6 | 0.6 | 0.6
BART SO2 Annual- White Bluff 1- v6.20 | 175 | 7641 | Rate Constraint in lbs/MMBtu | FALSE | L | Annual | Emissions at Affected Plants SO2 | Thousand Tons | 10.0346 | 0 | 0 | 0 | 0 | 0 | 0
BART SO2 Annual- White Bluff 1- v6.20 | 175 | 7641 | Rate Constraint in lbs/MMBtu | FALSE | L | Annual | Allowances Purchased SO2 | Thousand Tons | 0 | 0 | 0 | 0 | 0 | 0 | 0
BART SO2 Annual- White Bluff 1- v6.20 | 175 | 7641 | Rate Constraint in lbs/MMBtu | FALSE | L | Annual | Allowances Sold SO2 | Thousand Tons | 0 | 0 | 0 | 0 | 0 | 0 | 0
BART SO2 Annual- White Bluff 1- v6.20 | 175 | 7641 | Rate Constraint in lbs/MMBtu | FALSE | L | Annual | Allowances Banked | Thousand Tons | 0 | 0 | 0 | 0 | 0 | 0 | 0
BART SO2 Annual- White Bluff 1- v6.20 | 175 | 7641 | Rate Constraint in lbs/MMBtu | FALSE | L | Annual | Allowances Withdrawn (1:1) | Thousand Tons | 0 | 0 | 0 | 0 | 0 | 0 | 0
BART SO2 Annual- White Bluff 1- v6.20 | 175 | 7641 | Rate Constraint in lbs/MMBtu | FALSE | L | Annual | Allowances Withdrawn (n:1) | Thousand Tons | 0 | 0 | 0 | 0 | 0 | 0 | 0
BART SO2 Annual- White Bluff 1- v6.20 | 175 | 7641 | Rate Constraint in lbs/MMBtu | FALSE | L | Annual | Net Emissions Allowance Position | Thousand Tons | 10.0346 | 0 | 0 | 0 | 0 | 0 | 0
BART SO2 Annual- White Bluff 1- v6.20 | 175 | 7641 | Rate Constraint in lbs/MMBtu | FALSE | L | Annual | Fuel Consumed | TBtu | 38.4231 | 9.7456 | 0 | 0 | 0 | 0 | 0
BART SO2 Annual- White Bluff 1- v6.20 | 175 | 7641 | Rate Constraint in lbs/MMBtu | FALSE | L | Annual | Rate | lb/MMBtu | 0.52232 | 0 | 0 | 0 | 0 | 0 | 0
BART SO2 Annual- White Bluff 1- v6.20 | 175 | 7641 | Rate Constraint in lbs/MMBtu | FALSE | L | Annual | Generation | TWh | 3.7167 | 0.89781 | 0 | 0 | 0 | 0 | 0
BART SO2 Annual- White Bluff 1- v6.20 | 175 | 7641 | Rate Constraint in lbs/MMBtu | FALSE | L | Annual | Qualifying Generation | TWh | 3.7167 | 0.89781 | 0 | 0 | 0 | 0 | 0
BART SO2 Annual- White Bluff 1- v6.20 | 175 | 7641 | Rate Constraint in lbs/MMBtu | FALSE | L | Annual | Rate | lb/MWh | 5.3997 | 0 | 0 | 0 | 0 | 0 | 0
BART SO2 Annual- White Bluff 1- v6.20 | 175 | 7641 | Rate Constraint in lbs/MMBtu | FALSE | L | Annual | Constraint Shadow Price | US2022$/Ton | 0 | 0 | 0 | 0 | 0 | 0 | 0
BART SO2 Annual- White Bluff 2- v6.20 | 176 | 7642 | Rate Constraint in lbs/MMBtu | FALSE | L | Annual | Seasons Included | Seasons | Winter, Spring, Summer, Fall | Winter, Spring, Summer, Fall | Winter, Spring, Summer, Fall | Winter, Spring, Summer, Fall | Winter, Spring, Summer, Fall | Winter, Spring, Summer, Fall | Winter, Spring, Summer, Fall
BART SO2 Annual- White Bluff 2- v6.20 | 176 | 7642 | Rate Constraint in lbs/MMBtu | FALSE | L | Annual | Standard SO2 | lb/MMBtu | 0.6 | 0.6 | 0.6 | 0.6 | 0.6 | 0.6 | 0.6
BART SO2 Annual- White Bluff 2- v6.20 | 176 | 7642 | Rate Constraint in lbs/MMBtu | FALSE | L | Annual | Emissions at Affected Plants SO2 | Thousand Tons | 9.967 | 0.16519 | 0.026486 | 0 | 0 | 0 | 0.043985
BART SO2 Annual- White Bluff 2- v6.20 | 176 | 7642 | Rate Constraint in lbs/MMBtu | FALSE | L | Annual | Allowances Purchased SO2 | Thousand Tons | 0 | 0 | 0 | 0 | 0 | 0 | 0
BART SO2 Annual- White Bluff 2- v6.20 | 176 | 7642 | Rate Constraint in lbs/MMBtu | FALSE | L | Annual | Allowances Sold SO2 | Thousand Tons | 0 | 0 | 0 | 0 | 0 | 0 | 0
BART SO2 Annual- White Bluff 2- v6.20 | 176 | 7642 | Rate Constraint in lbs/MMBtu | FALSE | L | Annual | Allowances Banked | Thousand Tons | 0 | 0 | 0 | 0 | 0 | 0 | 0
BART SO2 Annual- White Bluff 2- v6.20 | 176 | 7642 | Rate Constraint in lbs/MMBtu | FALSE | L | Annual | Allowances Withdrawn (1:1) | Thousand Tons | 0 | 0 | 0 | 0 | 0 | 0 | 0
BART SO2 Annual- White Bluff 2- v6.20 | 176 | 7642 | Rate Constraint in lbs/MMBtu | FALSE | L | Annual | Allowances Withdrawn (n:1) | Thousand Tons | 0 | 0 | 0 | 0 | 0 | 0 | 0
BART SO2 Annual- White Bluff 2- v6.20 | 176 | 7642 | Rate Constraint in lbs/MMBtu | FALSE | L | Annual | Net Emissions Allowance Position | Thousand Tons | 9.967 | 0.16519 | 0.026486 | 0 | 0 | 0 | 0.043985
BART SO2 Annual- White Bluff 2- v6.20 | 176 | 7642 | Rate Constraint in lbs/MMBtu | FALSE | L | Annual | Fuel Consumed | TBtu | 38.1644 | 10.87 | 0.10142 | 0 | 0 | 0 | 0.16842
BART SO2 Annual- White Bluff 2- v6.20 | 176 | 7642 | Rate Constraint in lbs/MMBtu | FALSE | L | Annual | Rate | lb/MMBtu | 0.52232 | 0.030394 | 0.52232 | 0 | 0 | 0 | 0.52232
BART SO2 Annual- White Bluff 2- v6.20 | 176 | 7642 | Rate Constraint in lbs/MMBtu | FALSE | L | Annual | Generation | TWh | 3.7394 | 1.0173 | 0.0099371 | 0 | 0 | 0 | 0.016502
BART SO2 Annual- White Bluff 2- v6.20 | 176 | 7642 | Rate Constraint in lbs/MMBtu | FALSE | L | Annual | Qualifying Generation | TWh | 3.7394 | 1.0173 | 0.0099371 | 0 | 0 | 0 | 0.016502
BART SO2 Annual- White Bluff 2- v6.20 | 176 | 7642 | Rate Constraint in lbs/MMBtu | FALSE | L | Annual | Rate | lb/MWh | 5.3308 | 0.32477 | 5.3308 | 0 | 0 | 0 | 5.3308
BART SO2 Annual- White Bluff 2- v6.20 | 176 | 7642 | Rate Constraint in lbs/MMBtu | FALSE | L | Annual | Constraint Shadow Price | US2022$/Ton | 0 | 0 | 0 | 0 | 0 | 0 | 0
BART SO2 Annual-Apache Station 2 -v5.13 | 177 | 7207 | Rate Constraint in lbs/MMBtu | FALSE | L | Annual | Seasons Included | Seasons | Winter, Spring, Summer, Fall | Winter, Spring, Summer, Fall | Winter, Spring, Summer, Fall | Winter, Spring, Summer, Fall | Winter, Spring, Summer, Fall | Winter, Spring, Summer, Fall | Winter, Spring, Summer, Fall
BART SO2 Annual-Apache Station 2 -v5.13 | 177 | 7207 | Rate Constraint in lbs/MMBtu | FALSE | L | Annual | Standard SO2 | lb/MMBtu | 0.00064 | 0.00064 | 0.00064 | 0.00064 | 0.00064 | 0.00064 | 0.00064
BART SO2 Annual-Apache Station 2 -v5.13 | 177 | 7207 | Rate Constraint in lbs/MMBtu | FALSE | L | Annual | Emissions at Affected Plants SO2 | Thousand Tons | 0 | 0 | 0 | 0 | 0 | 0 | 0
BART SO2 Annual-Apache Station 2 -v5.13 | 177 | 7207 | Rate Constraint in lbs/MMBtu | FALSE | L | Annual | Allowances Purchased SO2 | Thousand Tons | 0 | 0 | 0 | 0 | 0 | 0 | 0
BART SO2 Annual-Apache Station 2 -v5.13 | 177 | 7207 | Rate Constraint in lbs/MMBtu | FALSE | L | Annual | Allowances Sold SO2 | Thousand Tons | 0 | 0 | 0 | 0 | 0 | 0 | 0
BART SO2 Annual-Apache Station 2 -v5.13 | 177 | 7207 | Rate Constraint in lbs/MMBtu | FALSE | L | Annual | Allowances Banked | Thousand Tons | 0 | 0 | 0 | 0 | 0 | 0 | 0
BART SO2 Annual-Apache Station 2 -v5.13 | 177 | 7207 | Rate Constraint in lbs/MMBtu | FALSE | L | Annual | Allowances Withdrawn (1:1) | Thousand Tons | 0 | 0 | 0 | 0 | 0 | 0 | 0
BART SO2 Annual-Apache Station 2 -v5.13 | 177 | 7207 | Rate Constraint in lbs/MMBtu | FALSE | L | Annual | Allowances Withdrawn (n:1) | Thousand Tons | 0 | 0 | 0 | 0 | 0 | 0 | 0
BART SO2 Annual-Apache Station 2 -v5.13 | 177 | 7207 | Rate Constraint in lbs/MMBtu | FALSE | L | Annual | Net Emissions Allowance Position | Thousand Tons | 0 | 0 | 0 | 0 | 0 | 0 | 0
BART SO2 Annual-Apache Station 2 -v5.13 | 177 | 7207 | Rate Constraint in lbs/MMBtu | FALSE | L | Annual | Fuel Consumed | TBtu | 0.33913 | 0.33913 | 0.33913 | 0.33913 | 0.33913 | 0.33913 | 0.33913
BART SO2 Annual-Apache Station 2 -v5.13 | 177 | 7207 | Rate Constraint in lbs/MMBtu | FALSE | L | Annual | Rate | lb/MMBtu | 0 | 0 | 0 | 0 | 0 | 0 | 0
BART SO2 Annual-Apache Station 2 -v5.13 | 177 | 7207 | Rate Constraint in lbs/MMBtu | FALSE | L | Annual | Generation | TWh | 0.03066 | 0.03066 | 0.03066 | 0.03066 | 0.03066 | 0.03066 | 0.03066
BART SO2 Annual-Apache Station 2 -v5.13 | 177 | 7207 | Rate Constraint in lbs/MMBtu | FALSE | L | Annual | Qualifying Generation | TWh | 0.03066 | 0.03066 | 0.03066 | 0.03066 | 0.03066 | 0.03066 | 0.03066
BART SO2 Annual-Apache Station 2 -v5.13 | 177 | 7207 | Rate Constraint in lbs/MMBtu | FALSE | L | Annual | Rate | lb/MWh | 0 | 0 | 0 | 0 | 0 | 0 | 0
BART SO2 Annual-Apache Station 2 -v5.13 | 177 | 7207 | Rate Constraint in lbs/MMBtu | FALSE | L | Annual | Constraint Shadow Price | US2022$/Ton | 0 | 0 | 0 | 0 | 0 | 0 | 0
BART SO2 Annual-Apache Station 3 -v5.13 | 178 | 7208 | Rate Constraint in lbs/MMBtu | FALSE | L | Annual | Seasons Included | Seasons | Winter, Spring, Summer, Fall | Winter, Spring, Summer, Fall | Winter, Spring, Summer, Fall | Winter, Spring, Summer, Fall | Winter, Spring, Summer, Fall | Winter, Spring, Summer, Fall | Winter, Spring, Summer, Fall
BART SO2 Annual-Apache Station 3 -v5.13 | 178 | 7208 | Rate Constraint in lbs/MMBtu | FALSE | L | Annual | Standard SO2 | lb/MMBtu | 0.15 | 0.15 | 0.15 | 0.15 | 0.15 | 0.15 | 0.15
BART SO2 Annual-Apache Station 3 -v5.13 | 178 | 7208 | Rate Constraint in lbs/MMBtu | FALSE | L | Annual | Emissions at Affected Plants SO2 | Thousand Tons | 0.069614 | 0.069614 | 0 | 0 | 0 | 0 | 0
BART SO2 Annual-Apache Station 3 -v5.13 | 178 | 7208 | Rate Constraint in lbs/MMBtu | FALSE | L | Annual | Allowances Purchased SO2 | Thousand Tons | 0 | 0 | 0 | 0 | 0 | 0 | 0
BART SO2 Annual-Apache Station 3 -v5.13 | 178 | 7208 | Rate Constraint in lbs/MMBtu | FALSE | L | Annual | Allowances Sold SO2 | Thousand Tons | 0 | 0 | 0 | 0 | 0 | 0 | 0
BART SO2 Annual-Apache Station 3 -v5.13 | 178 | 7208 | Rate Constraint in lbs/MMBtu | FALSE | L | Annual | Allowances Banked | Thousand Tons | 0 | 0 | 0 | 0 | 0 | 0 | 0
BART SO2 Annual-Apache Station 3 -v5.13 | 178 | 7208 | Rate Constraint in lbs/MMBtu | FALSE | L | Annual | Allowances Withdrawn (1:1) | Thousand Tons | 0 | 0 | 0 | 0 | 0 | 0 | 0
BART SO2 Annual-Apache Station 3 -v5.13 | 178 | 7208 | Rate Constraint in lbs/MMBtu | FALSE | L | Annual | Allowances Withdrawn (n:1) | Thousand Tons | 0 | 0 | 0 | 0 | 0 | 0 | 0
BART SO2 Annual-Apache Station 3 -v5.13 | 178 | 7208 | Rate Constraint in lbs/MMBtu | FALSE | L | Annual | Net Emissions Allowance Position | Thousand Tons | 0.069614 | 0.069614 | 0 | 0 | 0 | 0 | 0
BART SO2 Annual-Apache Station 3 -v5.13 | 178 | 7208 | Rate Constraint in lbs/MMBtu | FALSE | L | Annual | Fuel Consumed | TBtu | 1.7771 | 1.7771 | 0 | 0 | 0 | 0 | 0
BART SO2 Annual-Apache Station 3 -v5.13 | 178 | 7208 | Rate Constraint in lbs/MMBtu | FALSE | L | Annual | Rate | lb/MMBtu | 0.078348 | 0.078348 | 0 | 0 | 0 | 0 | 0
BART SO2 Annual-Apache Station 3 -v5.13 | 178 | 7208 | Rate Constraint in lbs/MMBtu | FALSE | L | Annual | Generation | TWh | 0.1533 | 0.1533 | 0 | 0 | 0 | 0 | 0
BART SO2 Annual-Apache Station 3 -v5.13 | 178 | 7208 | Rate Constraint in lbs/MMBtu | FALSE | L | Annual | Qualifying Generation | TWh | 0.1533 | 0.1533 | 0 | 0 | 0 | 0 | 0
BART SO2 Annual-Apache Station 3 -v5.13 | 178 | 7208 | Rate Constraint in lbs/MMBtu | FALSE | L | Annual | Rate | lb/MWh | 0.90821 | 0.90821 | 0 | 0 | 0 | 0 | 0
BART SO2 Annual-Apache Station 3 -v5.13 | 178 | 7208 | Rate Constraint in lbs/MMBtu | FALSE | L | Annual | Constraint Shadow Price | US2022$/Ton | 0 | 0 | 0 | 0 | 0 | 0 | 0
BART SO2 Annual-Coronado U1B -v5.13 | 179 | 7214 | Rate Constraint in lbs/MMBtu | FALSE | L | Annual | Seasons Included | Seasons | Winter, Spring, Summer, Fall | Winter, Spring, Summer, Fall | Winter, Spring, Summer, Fall | Winter, Spring, Summer, Fall | Winter, Spring, Summer, Fall | Winter, Spring, Summer, Fall | Winter, Spring, Summer, Fall
BART SO2 Annual-Coronado U1B -v5.13 | 179 | 7214 | Rate Constraint in lbs/MMBtu | FALSE | L | Annual | Standard SO2 | lb/MMBtu | 0.06 | 0.06 | 0.06 | 0.06 | 0.06 | 0.06 | 0.06
BART SO2 Annual-Coronado U1B -v5.13 | 179 | 7214 | Rate Constraint in lbs/MMBtu | FALSE | L | Annual | Emissions at Affected Plants SO2 | Thousand Tons | 0.0015218 | 0.0048794 | 0 | 0 | 0 | 0 | 0
BART SO2 Annual-Coronado U1B -v5.13 | 179 | 7214 | Rate Constraint in lbs/MMBtu | FALSE | L | Annual | Allowances Purchased SO2 | Thousand Tons | 0 | 0 | 0 | 0 | 0 | 0 | 0
BART SO2 Annual-Coronado U1B -v5.13 | 179 | 7214 | Rate Constraint in lbs/MMBtu | FALSE | L | Annual | Allowances Sold SO2 | Thousand Tons | 0 | 0 | 0 | 0 | 0 | 0 | 0
BART SO2 Annual-Coronado U1B -v5.13 | 179 | 7214 | Rate Constraint in lbs/MMBtu | FALSE | L | Annual | Allowances Banked | Thousand Tons | 0 | 0 | 0 | 0 | 0 | 0 | 0
BART SO2 Annual-Coronado U1B -v5.13 | 179 | 7214 | Rate Constraint in lbs/MMBtu | FALSE | L | Annual | Allowances Withdrawn (1:1) | Thousand Tons | 0 | 0 | 0 | 0 | 0 | 0 | 0
BART SO2 Annual-Coronado U1B -v5.13 | 179 | 7214 | Rate Constraint in lbs/MMBtu | FALSE | L | Annual | Allowances Withdrawn (n:1) | Thousand Tons | 0 | 0 | 0 | 0 | 0 | 0 | 0
BART SO2 Annual-Coronado U1B -v5.13 | 179 | 7214 | Rate Constraint in lbs/MMBtu | FALSE | L | Annual | Net Emissions Allowance Position | Thousand Tons | 0.0015218 | 0.0048794 | 0 | 0 | 0 | 0 | 0
BART SO2 Annual-Coronado U1B -v5.13 | 179 | 7214 | Rate Constraint in lbs/MMBtu | FALSE | L | Annual | Fuel Consumed | TBtu | 0.050728 | 0.16265 | 0 | 0 | 0 | 0 | 0
BART SO2 Annual-Coronado U1B -v5.13 | 179 | 7214 | Rate Constraint in lbs/MMBtu | FALSE | L | Annual | Rate | lb/MMBtu | 0.06 | 0.06 | 0 | 0 | 0 | 0 | 0
BART SO2 Annual-Coronado U1B -v5.13 | 179 | 7214 | Rate Constraint in lbs/MMBtu | FALSE | L | Annual | Generation | TWh | 0.004778 | 0.01532 | 0 | 0 | 0 | 0 | 0
BART SO2 Annual-Coronado U1B -v5.13 | 179 | 7214 | Rate Constraint in lbs/MMBtu | FALSE | L | Annual | Qualifying Generation | TWh | 0.004778 | 0.01532 | 0 | 0 | 0 | 0 | 0
BART SO2 Annual-Coronado U1B -v5.13 | 179 | 7214 | Rate Constraint in lbs/MMBtu | FALSE | L | Annual | Rate | lb/MWh | 0.63702 | 0.63702 | 0 | 0 | 0 | 0 | 0
BART SO2 Annual-Coronado U1B -v5.13 | 179 | 7214 | Rate Constraint in lbs/MMBtu | FALSE | L | Annual | Constraint Shadow Price | US2022$/Ton | 0 | 0 | 0 | 0 | 0 | 0 | 0
BART SO2 Annual-Coronado U2B -v5.13 | 180 | 7215 | Rate Constraint in lbs/MMBtu | FALSE | L | Annual | Seasons Included | Seasons | Winter, Spring, Summer, Fall | Winter, Spring, Summer, Fall | Winter, Spring, Summer, Fall | Winter, Spring, Summer, Fall | Winter, Spring, Summer, Fall | Winter, Spring, Summer, Fall | Winter, Spring, Summer, Fall
BART SO2 Annual-Coronado U2B -v5.13 | 180 | 7215 | Rate Constraint in lbs/MMBtu | FALSE | L | Annual | Standard SO2 | lb/MMBtu | 0.06 | 0.06 | 0.06 | 0.06 | 0.06 | 0.06 | 0.06
BART SO2 Annual-Coronado U2B -v5.13 | 180 | 7215 | Rate Constraint in lbs/MMBtu | FALSE | L | Annual | Emissions at Affected Plants SO2 | Thousand Tons | 0.16326 | 0.52978 | 0 | 0 | 0 | 0 | 0
BART SO2 Annual-Coronado U2B -v5.13 | 180 | 7215 | Rate Constraint in lbs/MMBtu | FALSE | L | Annual | Allowances Purchased SO2 | Thousand Tons | 0 | 0 | 0 | 0 | 0 | 0 | 0
BART SO2 Annual-Coronado U2B -v5.13 | 180 | 7215 | Rate Constraint in lbs/MMBtu | FALSE | L | Annual | Allowances Sold SO2 | Thousand Tons | 0 | 0 | 0 | 0 | 0 | 0 | 0
BART SO2 Annual-Coronado U2B -v5.13 | 180 | 7215 | Rate Constraint in lbs/MMBtu | FALSE | L | Annual | Allowances Banked | Thousand Tons | 0 | 0 | 0 | 0 | 0 | 0 | 0
BART SO2 Annual-Coronado U2B -v5.13 | 180 | 7215 | Rate Constraint in lbs/MMBtu | FALSE | L | Annual | Allowances Withdrawn (1:1) | Thousand Tons | 0 | 0 | 0 | 0 | 0 | 0 | 0
BART SO2 Annual-Coronado U2B -v5.13 | 180 | 7215 | Rate Constraint in lbs/MMBtu | FALSE | L | Annual | Allowances Withdrawn (n:1) | Thousand Tons | 0 | 0 | 0 | 0 | 0 | 0 | 0
BART SO2 Annual-Coronado U2B -v5.13 | 180 | 7215 | Rate Constraint in lbs/MMBtu | FALSE | L | Annual | Net Emissions Allowance Position | Thousand Tons | 0.16326 | 0.52978 | 0 | 0 | 0 | 0 | 0
BART SO2 Annual-Coronado U2B -v5.13 | 180 | 7215 | Rate Constraint in lbs/MMBtu | FALSE | L | Annual | Fuel Consumed | TBtu | 5.442 | 17.6593 | 0 | 0 | 0 | 0 | 0
BART SO2 Annual-Coronado U2B -v5.13 | 180 | 7215 | Rate Constraint in lbs/MMBtu | FALSE | L | Annual | Rate | lb/MMBtu | 0.06 | 0.06 | 0 | 0 | 0 | 0 | 0
BART SO2 Annual-Coronado U2B -v5.13 | 180 | 7215 | Rate Constraint in lbs/MMBtu | FALSE | L | Annual | Generation | TWh | 0.50903 | 1.6518 | 0 | 0 | 0 | 0 | 0
BART SO2 Annual-Coronado U2B -v5.13 | 180 | 7215 | Rate Constraint in lbs/MMBtu | FALSE | L | Annual | Qualifying Generation | TWh | 0.50903 | 1.6518 | 0 | 0 | 0 | 0 | 0
BART SO2 Annual-Coronado U2B -v5.13 | 180 | 7215 | Rate Constraint in lbs/MMBtu | FALSE | L | Annual | Rate | lb/MWh | 0.64146 | 0.64146 | 0 | 0 | 0 | 0 | 0
BART SO2 Annual-Coronado U2B -v5.13 | 180 | 7215 | Rate Constraint in lbs/MMBtu | FALSE | L | Annual | Constraint Shadow Price | US2022$/Ton | 0 | 0 | 0 | 0 | 0 | 0 | 0
BART SO2 Annual-Craig C2 -v5.14 | 181 | 7201 | Rate Constraint in lbs/MMBtu | FALSE | L | Annual | Seasons Included | Seasons | Winter, Spring, Summer, Fall | Winter, Spring, Summer, Fall | Winter, Spring, Summer, Fall | Winter, Spring, Summer, Fall | Winter, Spring, Summer, Fall | Winter, Spring, Summer, Fall | Winter, Spring, Summer, Fall
BART SO2 Annual-Craig C2 -v5.14 | 181 | 7201 | Rate Constraint in lbs/MMBtu | FALSE | L | Annual | Standard SO2 | lb/MMBtu | 0.11 | 0.11 | 0.11 | 0.11 | 0.11 | 0.11 | 0.11
BART SO2 Annual-Craig C2 -v5.14 | 181 | 7201 | Rate Constraint in lbs/MMBtu | FALSE | L | Annual | Emissions at Affected Plants SO2 | Thousand Tons | 0.63807 | 0 | 0 | 0 | 0 | 0 | 0
BART SO2 Annual-Craig C2 -v5.14 | 181 | 7201 | Rate Constraint in lbs/MMBtu | FALSE | L | Annual | Allowances Purchased SO2 | Thousand Tons | 0 | 0 | 0 | 0 | 0 | 0 | 0
BART SO2 Annual-Craig C2 -v5.14 | 181 | 7201 | Rate Constraint in lbs/MMBtu | FALSE | L | Annual | Allowances Sold SO2 | Thousand Tons | 0 | 0 | 0 | 0 | 0 | 0 | 0
BART SO2 Annual-Craig C2 -v5.14 | 181 | 7201 | Rate Constraint in lbs/MMBtu | FALSE | L | Annual | Allowances Banked | Thousand Tons | 0 | 0 | 0 | 0 | 0 | 0 | 0
BART SO2 Annual-Craig C2 -v5.14 | 181 | 7201 | Rate Constraint in lbs/MMBtu | FALSE | L | Annual | Allowances Withdrawn (1:1) | Thousand Tons | 0 | 0 | 0 | 0 | 0 | 0 | 0
BART SO2 Annual-Craig C2 -v5.14 | 181 | 7201 | Rate Constraint in lbs/MMBtu | FALSE | L | Annual | Allowances Withdrawn (n:1) | Thousand Tons | 0 | 0 | 0 | 0 | 0 | 0 | 0
BART SO2 Annual-Craig C2 -v5.14 | 181 | 7201 | Rate Constraint in lbs/MMBtu | FALSE | L | Annual | Net Emissions Allowance Position | Thousand Tons | 0.63807 | 0 | 0 | 0 | 0 | 0 | 0
BART SO2 Annual-Craig C2 -v5.14 | 181 | 7201 | Rate Constraint in lbs/MMBtu | FALSE | L | Annual | Fuel Consumed | TBtu | 21.2691 | 0 | 0 | 0 | 0 | 0 | 0
BART SO2 Annual-Craig C2 -v5.14 | 181 | 7201 | Rate Constraint in lbs/MMBtu | FALSE | L | Annual | Rate | lb/MMBtu | 0.06 | 0 | 0 | 0 | 0 | 0 | 0
BART SO2 Annual-Craig C2 -v5.14 | 181 | 7201 | Rate Constraint in lbs/MMBtu | FALSE | L | Annual | Generation | TWh | 2.0771 | 0 | 0 | 0 | 0 | 0 | 0
BART SO2 Annual-Craig C2 -v5.14 | 181 | 7201 | Rate Constraint in lbs/MMBtu | FALSE | L | Annual | Qualifying Generation | TWh | 2.0771 | 0 | 0 | 0 | 0 | 0 | 0
BART SO2 Annual-Craig C2 -v5.14 | 181 | 7201 | Rate Constraint in lbs/MMBtu | FALSE | L | Annual | Rate | lb/MWh | 0.6144 | 0 | 0 | 0 | 0 | 0 | 0
BART SO2 Annual-Craig C2 -v5.14 | 181 | 7201 | Rate Constraint in lbs/MMBtu | FALSE | L | Annual | Constraint Shadow Price | US2022$/Ton | 0 | 0 | 0 | 0 | 0 | 0 | 0
BART SO2 Annual-Jeffrey Energy Center 1 -v5.13 | 182 | 7216 | Rate Constraint in lbs/MMBtu | FALSE | L | Annual | Seasons Included | Seasons | Winter, Spring, Summer, Fall | Winter, Spring, Summer, Fall | Winter, Spring, Summer, Fall | Winter, Spring, Summer, Fall | Winter, Spring, Summer, Fall | Winter, Spring, Summer, Fall | Winter, Spring, Summer, Fall
BART SO2 Annual-Jeffrey Energy Center 1 -v5.13 | 182 | 7216 | Rate Constraint in lbs/MMBtu | FALSE | L | Annual | Standard SO2 | lb/MMBtu | 0.15 | 0.15 | 0.15 | 0.15 | 0.15 | 0.15 | 0.15
BART SO2 Annual-Jeffrey Energy Center 1 -v5.13 | 182 | 7216 | Rate Constraint in lbs/MMBtu | FALSE | L | Annual | Emissions at Affected Plants SO2 | Thousand Tons | 1.2124 | 1.253 | 0 | 0 | 0 | 0 | 0
BART SO2 Annual-Jeffrey Energy Center 1 -v5.13 | 182 | 7216 | Rate Constraint in lbs/MMBtu | FALSE | L | Annual | Allowances Purchased SO2 | Thousand Tons | 0 | 0 | 0 | 0 | 0 | 0 | 0
BART SO2 Annual-Jeffrey Energy Center 1 -v5.13 | 182 | 7216 | Rate Constraint in lbs/MMBtu | FALSE | L | Annual | Allowances Sold SO2 | Thousand Tons | 0 | 0 | 0 | 0 | 0 | 0 | 0
BART SO2 Annual-Jeffrey Energy Center 1 -v5.13 | 182 | 7216 | Rate Constraint in lbs/MMBtu | FALSE | L | Annual | Allowances Banked | Thousand Tons | 0 | 0 | 0 | 0 | 0 | 0 | 0
BART SO2 Annual-Jeffrey Energy Center 1 -v5.13 | 182 | 7216 | Rate Constraint in lbs/MMBtu | FALSE | L | Annual | Allowances Withdrawn (1:1) | Thousand Tons | 0 | 0 | 0 | 0 | 0 | 0 | 0
BART SO2 Annual-Jeffrey Energy Center 1 -v5.13 | 182 | 7216 | Rate Constraint in lbs/MMBtu | FALSE | L | Annual | Allowances Withdrawn (n:1) | Thousand Tons | 0 | 0 | 0 | 0 | 0 | 0 | 0
BART SO2 Annual-Jeffrey Energy Center 1 -v5.13 | 182 | 7216 | Rate Constraint in lbs/MMBtu | FALSE | L | Annual | Net Emissions Allowance Position | Thousand Tons | 1.2124 | 1.253 | 0 | 0 | 0 | 0 | 0
BART SO2 Annual-Jeffrey Energy Center 1 -v5.13 | 182 | 7216 | Rate Constraint in lbs/MMBtu | FALSE | L | Annual | Fuel Consumed | TBtu | 40.4133 | 41.7662 | 0 | 0 | 0 | 0 | 0
BART SO2 Annual-Jeffrey Energy Center 1 -v5.13 | 182 | 7216 | Rate Constraint in lbs/MMBtu | FALSE | L | Annual | Rate | lb/MMBtu | 0.06 | 0.06 | 0 | 0 | 0 | 0 | 0
BART SO2 Annual-Jeffrey Energy Center 1 -v5.13 | 182 | 7216 | Rate Constraint in lbs/MMBtu | FALSE | L | Annual | Generation | TWh | 3.6773 | 3.8004 | 0 | 0 | 0 | 0 | 0
BART SO2 Annual-Jeffrey Energy Center 1 -v5.13 | 182 | 7216 | Rate Constraint in lbs/MMBtu | FALSE | L | Annual | Qualifying Generation | TWh | 3.6773 | 3.8004 | 0 | 0 | 0 | 0 | 0
BART SO2 Annual-Jeffrey Energy Center 1 -v5.13 | 182 | 7216 | Rate Constraint in lbs/MMBtu | FALSE | L | Annual | Rate | lb/MWh | 0.6594 | 0.6594 | 0 | 0 | 0 | 0 | 0
BART SO2 Annual-Jeffrey Energy Center 1 -v5.13 | 182 | 7216 | Rate Constraint in lbs/MMBtu | FALSE | L | Annual | Constraint Shadow Price | US2022$/Ton | 0 | 0 | 0 | 0 | 0 | 0 | 0
BART SO2 Annual-Jeffrey Energy Center 2 -v5.13 | 183 | 7217 | Rate Constraint in lbs/MMBtu | FALSE | L | Annual | Seasons Included | Seasons | Winter, Spring, Summer, Fall | Winter, Spring, Summer, Fall | Winter, Spring, Summer, Fall | Winter, Spring, Summer, Fall | Winter, Spring, Summer, Fall | Winter, Spring, Summer, Fall | Winter, Spring, Summer, Fall
BART SO2 Annual-Jeffrey Energy Center 2 -v5.13 | 183 | 7217 | Rate Constraint in lbs/MMBtu | FALSE | L | Annual | Standard SO2 | lb/MMBtu | 0.15 | 0.15 | 0.15 | 0.15 | 0.15 | 0.15 | 0.15
BART SO2 Annual-Jeffrey Energy Center 2 -v5.13 | 183 | 7217 | Rate Constraint in lbs/MMBtu | FALSE | L | Annual | Emissions at Affected Plants SO2 | Thousand Tons | 0.28428 | 0.28428 | 0 | 0 | 0 | 0 | 0
BART SO2 Annual-Jeffrey Energy Center 2 -v5.13 | 183 | 7217 | Rate Constraint in lbs/MMBtu | FALSE | L | Annual | Allowances Purchased SO2 | Thousand Tons | 0 | 0 | 0 | 0 | 0 | 0 | 0
BART SO2 Annual-Jeffrey Energy Center 2 -v5.13 | 183 | 7217 | Rate Constraint in lbs/MMBtu | FALSE | L | Annual | Allowances Sold SO2 | Thousand Tons | 0 | 0 | 0 | 0 | 0 | 0 | 0
BART SO2 Annual-Jeffrey Energy Center 2 -v5.13 | 183 | 7217 | Rate Constraint in lbs/MMBtu | FALSE | L | Annual | Allowances Banked | Thousand Tons | 0 | 0 | 0 | 0 | 0 | 0 | 0
BART SO2 Annual-Jeffrey Energy Center 2 -v5.13 | 183 | 7217 | Rate Constraint in lbs/MMBtu | FALSE | L | Annual | Allowances Withdrawn (1:1) | Thousand Tons | 0 | 0 | 0 | 0 | 0 | 0 | 0
BART SO2 Annual-Jeffrey Energy Center 2 -v5.13 | 183 | 7217 | Rate Constraint in lbs/MMBtu | FALSE | L | Annual | Allowances Withdrawn (n:1) | Thousand Tons | 0 | 0 | 0 | 0 | 0 | 0 | 0
BART SO2 Annual-Jeffrey Energy Center 2 -v5.13 | 183 | 7217 | Rate Constraint in lbs/MMBtu | FALSE | L | Annual | Net Emissions Allowance Position | Thousand Tons | 0.28428 | 0.28428 | 0 | 0 | 0 | 0 | 0
BART SO2 Annual-Jeffrey Energy Center 2 -v5.13 | 183 | 7217 | Rate Constraint in lbs/MMBtu | FALSE | L | Annual | Fuel Consumed | TBtu | 9.476 | 9.476 | 0 | 0 | 0 | 0 | 0
BART SO2 Annual-Jeffrey Energy Center 2 -v5.13 | 183 | 7217 | Rate Constraint in lbs/MMBtu | FALSE | L | Annual | Rate | lb/MMBtu | 0.06 | 0.06 | 0 | 0 | 0 | 0 | 0
BART SO2 Annual-Jeffrey Energy Center 2 -v5.13 | 183 | 7217 | Rate Constraint in lbs/MMBtu | FALSE | L | Annual | Generation | TWh | 0.84978 | 0.84978 | 0 | 0 | 0 | 0 | 0
BART SO2 Annual-Jeffrey Energy Center 2 -v5.13 | 183 | 7217 | Rate Constraint in lbs/MMBtu | FALSE | L | Annual | Qualifying Generation | TWh | 0.84978 | 0.84978 | 0 | 0 | 0 | 0 | 0
BART SO2 Annual-Jeffrey Energy Center 2 -v5.13 | 183 | 7217 | Rate Constraint in lbs/MMBtu | FALSE | L | Annual | Rate | lb/MWh | 0.66906 | 0.66906 | 0 | 0 | 0 | 0 | 0
BART SO2 Annual-Jeffrey Energy Center 2 -v5.13 | 183 | 7217 | Rate Constraint in lbs/MMBtu | FALSE | L | Annual | Constraint Shadow Price | US2022$/Ton | 0 | 0 | 0 | 0 | 0 | 0 | 0
BART SO2 Annual-La Cygne 1 -v5.13 | 184 | 7218 | Rate Constraint in lbs/MMBtu | FALSE | L | Annual | Seasons Included | Seasons | Winter, Spring, Summer, Fall | Winter, Spring, Summer, Fall | Winter, Spring, Summer, Fall | Winter, Spring, Summer, Fall | Winter, Spring, Summer, Fall | Winter, Spring, Summer, Fall | Winter, Spring, Summer, Fall
BART SO2 Annual-La Cygne 1 -v5.13 | 184 | 7218 | Rate Constraint in lbs/MMBtu | FALSE | L | Annual | Standard SO2 | lb/MMBtu | 0.15 | 0.15 | 0.15 | 0.15 | 0.15 | 0.15 | 0.15
BART SO2 Annual-La Cygne 1 -v5.13 | 184 | 7218 | Rate Constraint in lbs/MMBtu | FALSE | L | Annual | Emissions at Affected Plants SO2 | Thousand Tons | 0.91692 | 1.1078 | 0 | 0 | 0 | 0 | 0
BART SO2 Annual-La Cygne 1 -v5.13 | 184 | 7218 | Rate Constraint in lbs/MMBtu | FALSE | L | Annual | Allowances Purchased SO2 | Thousand Tons | 0 | 0 | 0 | 0 | 0 | 0 | 0
BART SO2 Annual-La Cygne 1 -v5.13 | 184 | 7218 | Rate Constraint in lbs/MMBtu | FALSE | L | Annual | Allowances Sold SO2 | Thousand Tons | 0 | 0 | 0 | 0 | 0 | 0 | 0
BART SO2 Annual-La Cygne 1 -v5.13 | 184 | 7218 | Rate Constraint in lbs/MMBtu | FALSE | L | Annual | Allowances Banked | Thousand Tons | 0 | 0 | 0 | 0 | 0 | 0 | 0
BART SO2 Annual-La Cygne 1 -v5.13 | 184 | 7218 | Rate Constraint in lbs/MMBtu | FALSE | L | Annual | Allowances Withdrawn (1:1) | Thousand Tons | 0 | 0 | 0 | 0 | 0 | 0 | 0
BART SO2 Annual-La Cygne 1 -v5.13 | 184 | 7218 | Rate Constraint in lbs/MMBtu | FALSE | L | Annual | Allowances Withdrawn (n:1) | Thousand Tons | 0 | 0 | 0 | 0 | 0 | 0 | 0
BART SO2 Annual-La Cygne 1 -v5.13 | 184 | 7218 | Rate Constraint in lbs/MMBtu | FALSE | L | Annual | Net Emissions Allowance Position | Thousand Tons | 0.91692 | 1.1078 | 0 | 0 | 0 | 0 | 0
BART SO2 Annual-La Cygne 1 -v5.13 | 184 | 7218 | Rate Constraint in lbs/MMBtu | FALSE | L | Annual | Fuel Consumed | TBtu | 32.0923 | 38.7727 | 0 | 0 | 0 | 0 | 0
BART SO2 Annual-La Cygne 1 -v5.13 | 184 | 7218 | Rate Constraint in lbs/MMBtu | FALSE | L | Annual | Rate | lb/MMBtu | 0.057143 | 0.057143 | 0 | 0 | 0 | 0 | 0
BART SO2 Annual-La Cygne 1 -v5.13 | 184 | 7218 | Rate Constraint in lbs/MMBtu | FALSE | L | Annual | Generation | TWh | 2.8834 | 3.4836 | 0 | 0 | 0 | 0 | 0
BART SO2 Annual-La Cygne 1 -v5.13 | 184 | 7218 | Rate Constraint in lbs/MMBtu | FALSE | L | Annual | Qualifying Generation | TWh | 2.8834 | 3.4836 | 0 | 0 | 0 | 0 | 0
BART SO2 Annual-La Cygne 1 -v5.13 | 184 | 7218 | Rate Constraint in lbs/MMBtu | FALSE | L | Annual | Rate | lb/MWh | 0.636 | 0.636 | 0 | 0 | 0 | 0 | 0
BART SO2 Annual-La Cygne 1 -v5.13 | 184 | 7218 | Rate Constraint in lbs/MMBtu | FALSE | L | Annual | Constraint Shadow Price | US2022$/Ton | 0 | 0 | 0 | 0 | 0 | 0 | 0
BART SO2 Annual-La Cygne 2 -v5.13 | 185 | 7219 | Rate Constraint in lbs/MMBtu | FALSE | L | Annual | Seasons Included | Seasons | Winter, Spring, Summer, Fall | Winter, Spring, Summer, Fall | Winter, Spring, Summer, Fall | Winter, Spring, Summer, Fall | Winter, Spring, Summer, Fall | Winter, Spring, Summer, Fall | Winter, Spring, Summer, Fall
BART SO2 Annual-La Cygne 2 -v5.13 | 185 | 7219 | Rate Constraint in lbs/MMBtu | FALSE | L | Annual | Standard SO2 | lb/MMBtu | 0.15 | 0.15 | 0.15 | 0.15 | 0.15 | 0.15 | 0.15
BART SO2 Annual-La Cygne 2 -v5.13 | 185 | 7219 | Rate Constraint in lbs/MMBtu | FALSE | L | Annual | Emissions at Affected Plants SO2 | Thousand Tons | 1.2703 | 1.1945 | 0 | 0 | 0 | 0 | 0
BART SO2 Annual-La Cygne 2 -v5.13 | 185 | 7219 | Rate Constraint in lbs/MMBtu | FALSE | L | Annual | Allowances Purchased SO2 | Thousand Tons | 0 | 0 | 0 | 0 | 0 | 0 | 0
BART SO2 Annual-La Cygne 2 -v5.13 | 185 | 7219 | Rate Constraint in lbs/MMBtu | FALSE | L | Annual | Allowances Sold SO2 | Thousand Tons | 0 | 0 | 0 | 0 | 0 | 0 | 0
BART SO2 Annual-La Cygne 2 -v5.13 | 185 | 7219 | Rate Constraint in lbs/MMBtu | FALSE | L | Annual | Allowances Banked | Thousand Tons | 0 | 0 | 0 | 0 | 0 | 0 | 0
BART SO2 Annual-La Cygne 2 -v5.13 | 185 | 7219 | Rate Constraint in lbs/MMBtu | FALSE | L | Annual | Allowances Withdrawn (1:1) | Thousand Tons | 0 | 0 | 0 | 0 | 0 | 0 | 0
BART SO2 Annual-La Cygne 2 -v5.13 | 185 | 7219 | Rate Constraint in lbs/MMBtu | FALSE | L | Annual | Allowances Withdrawn (n:1) | Thousand Tons | 0 | 0 | 0 | 0 | 0 | 0 | 0
BART SO2 Annual-La Cygne 2 -v5.13 | 185 | 7219 | Rate Constraint in lbs/MMBtu | FALSE | L | Annual | Net Emissions Allowance Position | Thousand Tons | 1.2703 | 1.1945 | 0 | 0 | 0 | 0 | 0
BART SO2 Annual-La Cygne 2 -v5.13 | 185 | 7219 | Rate Constraint in lbs/MMBtu | FALSE | L | Annual | Fuel Consumed | TBtu | 44.4588 | 41.8088 | 0 | 0 | 0 | 0 | 0
BART SO2 Annual-La Cygne 2 -v5.13 | 185 | 7219 | Rate Constraint in lbs/MMBtu | FALSE | L | Annual | Rate | lb/MMBtu | 0.057143 | 0.057143 | 0 | 0 | 0 | 0 | 0
BART SO2 Annual-La Cygne 2 -v5.13 | 185 | 7219 | Rate Constraint in lbs/MMBtu | FALSE | L | Annual | Generation | TWh | 4.0619 | 3.8198 | 0 | 0 | 0 | 0 | 0
BART SO2 Annual-La Cygne 2 -v5.13 | 185 | 7219 | Rate Constraint in lbs/MMBtu | FALSE | L | Annual | Qualifying Generation | TWh | 4.0619 | 3.8198 | 0 | 0 | 0 | 0 | 0
BART SO2 Annual-La Cygne 2 -v5.13 | 185 | 7219 | Rate Constraint in lbs/MMBtu | FALSE | L | Annual | Rate | lb/MWh | 0.62544 | 0.62544 | 0 | 0 | 0 | 0 | 0
BART SO2 Annual-La Cygne 2 -v5.13 | 185 | 7219 | Rate Constraint in lbs/MMBtu | FALSE | L | Annual | Constraint Shadow Price | US2022$/Ton | 0 | 0 | 0 | 0 | 0 | 0 | 0
BART SO2 Annual-Leland Olds 1 -v5.13 | 186 | 7220 | Rate Constraint in lbs/MMBtu | FALSE | L | Annual | Seasons Included | Seasons | Winter, Spring, Summer, Fall | Winter, Spring, Summer, Fall | Winter, Spring, Summer, Fall | Winter, Spring, Summer, Fall | Winter, Spring, Summer, Fall | Winter, Spring, Summer, Fall | Winter, Spring, Summer, Fall
BART SO2 Annual-Leland Olds 1 -v5.13 | 186 | 7220 | Rate Constraint in lbs/MMBtu | FALSE | L | Annual | Standard SO2 | lb/MMBtu | 0.15 | 0.15 | 0.15 | 0.15 | 0.15 | 0.15 | 0.15
BART SO2 Annual-Leland Olds 1 -v5.13 | 186 | 7220 | Rate Constraint in lbs/MMBtu | FALSE | L | Annual | Emissions at Affected Plants SO2 | Thousand Tons | 0 | 0 | 0 | 0 | 0 | 0 | 0
BART SO2 Annual-Leland Olds 1 -v5.13 | 186 | 7220 | Rate Constraint in lbs/MMBtu | FALSE | L | Annual | Allowances Purchased SO2 | Thousand Tons | 0 | 0 | 0 | 0 | 0 | 0 | 0
BART SO2 Annual-Leland Olds 1 -v5.13 | 186 | 7220 | Rate Constraint in lbs/MMBtu | FALSE | L | Annual | Allowances Sold SO2 | Thousand Tons | 0 | 0 | 0 | 0 | 0 | 0 | 0
BART SO2 Annual-Leland Olds 1 -v5.13 | 186 | 7220 | Rate Constraint in lbs/MMBtu | FALSE | L | Annual | Allowances Banked | Thousand Tons | 0 | 0 | 0 | 0 | 0 | 0 | 0
BART SO2 Annual-Leland Olds 1 -v5.13 | 186 | 7220 | Rate Constraint in lbs/MMBtu | FALSE | L | Annual | Allowances Withdrawn (1:1) | Thousand Tons | 0 | 0 | 0 | 0 | 0 | 0 | 0
BART SO2 Annual-Leland Olds 1 -v5.13 | 186 | 7220 | Rate Constraint in lbs/MMBtu | FALSE | L | Annual | Allowances Withdrawn (n:1) | Thousand Tons | 0 | 0 | 0 | 0 | 0 | 0 | 0
BART SO2 Annual-Leland Olds 1 -v5.13 | 186 | 7220 | Rate Constraint in lbs/MMBtu | FALSE | L | Annual | Net Emissions Allowance Position | Thousand Tons | 0 | 0 | 0 | 0 | 0 | 0 | 0
BART SO2 Annual-Leland Olds 1 -v5.13 | 186 | 7220 | Rate Constraint in lbs/MMBtu | FALSE | L | Annual | Fuel Consumed | TBtu | 0 | 0 | 0 | 0 | 0 | 0 | 0
BART SO2 Annual-Leland Olds 1 -v5.13 | 186 | 7220 | Rate Constraint in lbs/MMBtu | FALSE | L | Annual | Rate | lb/MMBtu | 0 | 0 | 0 | 0 | 0 | 0 | 0
BART SO2 Annual-Leland Olds 1 -v5.13 | 186 | 7220 | Rate Constraint in lbs/MMBtu | FALSE | L | Annual | Generation | TWh | 0 | 0 | 0 | 0 | 0 | 0 | 0
BART SO2 Annual-Leland Olds 1 -v5.13 | 186 | 7220 | Rate Constraint in lbs/MMBtu | FALSE | L | Annual | Qualifying Generation | TWh | 0 | 0 | 0 | 0 | 0 | 0 | 0
BART SO2 Annual-Leland Olds 1 -v5.13 | 186 | 7220 | Rate Constraint in lbs/MMBtu | FALSE | L | Annual | Rate | lb/MWh | 0 | 0 | 0 | 0 | 0 | 0 | 0
BART SO2 Annual-Leland Olds 1 -v5.13 | 186 | 7220 | Rate Constraint in lbs/MMBtu | FALSE | L | Annual | Constraint Shadow Price | US2022$/Ton | 0 | 0 | 0 | 0 | 0 | 0 | 0
BART SO2 Annual-Leland Olds 2 -v5.13 | 187 | 7221 | Rate Constraint in lbs/MMBtu | FALSE | L | Annual | Seasons Included | Seasons | Winter, Spring, Summer, Fall | Winter, Spring, Summer, Fall | Winter, Spring, Summer, Fall | Winter, Spring, Summer, Fall | Winter, Spring, Summer, Fall | Winter, Spring, Summer, Fall | Winter, Spring, Summer, Fall
BART SO2 Annual-Leland Olds 2 -v5.13 | 187 | 7221 | Rate Constraint in lbs/MMBtu | FALSE | L | Annual | Standard SO2 | lb/MMBtu | 0.15 | 0.15 | 0.15 | 0.15 | 0.15 | 0.15 | 0.15
BART SO2 Annual-Leland Olds 2 -v5.13 | 187 | 7221 | Rate Constraint in lbs/MMBtu | FALSE | L | Annual | Emissions at Affected Plants SO2 | Thousand Tons | 0 | 0 | 0 | 0 | 0 | 0 | 0
BART SO2 Annual-Leland Olds 2 -v5.13 | 187 | 7221 | Rate Constraint in lbs/MMBtu | FALSE | L | Annual | Allowances Purchased SO2 | Thousand Tons | 0 | 0 | 0 | 0 | 0 | 0 | 0
BART SO2 Annual-Leland Olds 2 -v5.13 | 187 | 7221 | Rate Constraint in lbs/MMBtu | FALSE | L | Annual | Allowances Sold SO2 | Thousand Tons | 0 | 0 | 0 | 0 | 0 | 0 | 0
BART SO2 Annual-Leland Olds 2 -v5.13 | 187 | 7221 | Rate Constraint in lbs/MMBtu | FALSE | L | Annual | Allowances Banked | Thousand Tons | 0 | 0 | 0 | 0 | 0 | 0 | 0
BART SO2 Annual-Leland Olds 2 -v5.13 | 187 | 7221 | Rate Constraint in lbs/MMBtu | FALSE | L | Annual | Allowances Withdrawn (1:1) | Thousand Tons | 0 | 0 | 0 | 0 | 0 | 0 | 0
BART SO2 Annual-Leland Olds 2 -v5.13 | 187 | 7221 | Rate Constraint in lbs/MMBtu | FALSE | L | Annual | Allowances Withdrawn (n:1) | Thousand Tons | 0 | 0 | 0 | 0 | 0 | 0 | 0
BART SO2 Annual-Leland Olds 2 -v5.13 | 187 | 7221 | Rate Constraint in lbs/MMBtu | FALSE | L | Annual | Net Emissions Allowance Position | Thousand Tons | 0 | 0 | 0 | 0 | 0 | 0 | 0
BART SO2 Annual-Leland Olds 2 -v5.13 | 187 | 7221 | Rate Constraint in lbs/MMBtu | FALSE | L | Annual | Fuel Consumed | TBtu | 0 | 0 | 0 | 0 | 0 | 0 | 0
BART SO2 Annual-Leland Olds 2 -v5.13 | 187 | 7221 | Rate Constraint in lbs/MMBtu | FALSE | L | Annual | Rate | lb/MMBtu | 0 | 0 | 0 | 0 | 0 | 0 | 0
BART SO2 Annual-Leland Olds 2 -v5.13 | 187 | 7221 | Rate Constraint in lbs/MMBtu | FALSE | L | Annual | Generation | TWh | 0 | 0 | 0 | 0 | 0 | 0 | 0
BART SO2 Annual-Leland Olds 2 -v5.13 | 187 | 7221 | Rate Constraint in lbs/MMBtu | FALSE | L | Annual | Qualifying Generation | TWh | 0 | 0 | 0 | 0 | 0 | 0 | 0
BART SO2 Annual-Leland Olds 2 -v5.13 | 187 | 7221 | Rate Constraint in lbs/MMBtu | FALSE | L | Annual | Rate | lb/MWh | 0 | 0 | 0 | 0 | 0 | 0 | 0
BART SO2 Annual-Leland Olds 2 -v5.13 | 187 | 7221 | Rate Constraint in lbs/MMBtu | FALSE | L | Annual | Constraint Shadow Price | US2022$/Ton | 0 | 0 | 0 | 0 | 0 | 0 | 0
BART SO2 Annual-Milton R Young B1 -v5.13 | 188 | 7222 | Rate Constraint in lbs/MMBtu | FALSE | L | Annual | Seasons Included | Seasons | Winter, Spring, Summer, Fall | Winter, Spring, Summer, Fall | Winter, Spring, Summer, Fall | Winter, Spring, Summer, Fall | Winter, Spring, Summer, Fall | Winter, Spring, Summer, Fall | Winter, Spring, Summer, Fall
BART SO2 Annual-Milton R Young B1 -v5.13 | 188 | 7222 | Rate Constraint in lbs/MMBtu | FALSE | L | Annual | Standard SO2 | lb/MMBtu | 0.15 | 0.15 | 0.15 | 0.15 | 0.15 | 0.15 | 0.15
BART SO2 Annual-Milton R Young B1 -v5.13 | 188 | 7222 | Rate Constraint in lbs/MMBtu | FALSE | L | Annual | Emissions at Affected Plants SO2 | Thousand Tons | 0.62067 | 0.6406 | 0 | 0 | 0 | 0 | 0
BART SO2 Annual-Milton R Young B1 -v5.13 | 188 | 7222 | Rate Constraint in lbs/MMBtu | FALSE | L | Annual | Allowances Purchased SO2 | Thousand Tons | 0 | 0 | 0 | 0 | 0 | 0 | 0
BART SO2 Annual-Milton R Young B1 -v5.13 | 188 | 7222 | Rate Constraint in lbs/MMBtu | FALSE | L | Annual | Allowances Sold SO2 | Thousand Tons | 0 | 0 | 0 | 0 | 0 | 0 | 0
BART SO2 Annual-Milton R Young B1 -v5.13 | 188 | 7222 | Rate Constraint in lbs/MMBtu | FALSE | L | Annual | Allowances Banked | Thousand Tons | 0 | 0 | 0 | 0 | 0 | 0 | 0
BART SO2 Annual-Milton R Young B1 -v5.13 | 188 | 7222 | Rate Constraint in lbs/MMBtu | FALSE | L | Annual | Allowances Withdrawn (1:1) | Thousand Tons | 0 | 0 | 0 | 0 | 0 | 0 | 0
BART SO2 Annual-Milton R Young B1 -v5.13 | 188 | 7222 | Rate Constraint in lbs/MMBtu | FALSE | L | Annual | Allowances Withdrawn (n:1) | Thousand Tons | 0 | 0 | 0 | 0 | 0 | 0 | 0
BART SO2 Annual-Milton R Young B1 -v5.13 | 188 | 7222 | Rate Constraint in lbs/MMBtu | FALSE | L | Annual | Net Emissions Allowance Position | Thousand Tons | 0.62067 | 0.6406 | 0 | 0 | 0 | 0 | 0
BART SO2 Annual-Milton R Young B1 -v5.13 | 188 | 7222 | Rate Constraint in lbs/MMBtu | FALSE | L | Annual | Fuel Consumed | TBtu | 17.9812 | 18.5585 | 0 | 0 | 0 | 0 | 0
BART SO2 Annual-Milton R Young B1 -v5.13 | 188 | 7222 | Rate Constraint in lbs/MMBtu | FALSE | L | Annual | Rate | lb/MMBtu | 0.069036 | 0.069036 | 0 | 0 | 0 | 0 | 0
BART SO2 Annual-Milton R Young B1 -v5.13 | 188 | 7222 | Rate Constraint in lbs/MMBtu | FALSE | L | Annual | Generation | TWh | 1.546 | 1.5956 | 0 | 0 | 0 | 0 | 0
BART SO2 Annual-Milton R Young B1 -v5.13 | 188 | 7222 | Rate Constraint in lbs/MMBtu | FALSE | L | Annual | Qualifying Generation | TWh | 1.546 | 1.5956 | 0 | 0 | 0 | 0 | 0
BART SO2 Annual-Milton R Young B1 -v5.13 | 188 | 7222 | Rate Constraint in lbs/MMBtu | FALSE | L | Annual | Rate | lb/MWh | 0.80296 | 0.80296 | 0 | 0 | 0 | 0 | 0
BART SO2 Annual-Milton R Young B1 -v5.13 | 188 | 7222 | Rate Constraint in lbs/MMBtu | FALSE | L | Annual | Constraint Shadow Price | US2022$/Ton | 0 | 0 | 0 | 0 | 0 | 0 | 0
BART SO2 Annual-Milton R Young B2 -v5.13 | 189 | 7223 | Rate Constraint in lbs/MMBtu | FALSE | L | Annual | Seasons Included | Seasons | Winter, Spring, Summer, Fall | Winter, Spring, Summer, Fall | Winter, Spring, Summer, Fall | Winter, Spring, Summer, Fall | Winter, Spring, Summer, Fall | Winter, Spring, Summer, Fall | Winter, Spring, Summer, Fall
BART SO2 Annual-Milton R Young B2 -v5.13 | 189 | 7223 | Rate Constraint in lbs/MMBtu | FALSE | L | Annual | Standard SO2 | lb/MMBtu | 0.15 | 0.15 | 0.15 | 0.15 | 0.15 | 0.15 | 0.15
BART SO2 Annual-Milton R Young B2 -v5.13 | 189 | 7223 | Rate Constraint in lbs/MMBtu | FALSE | L | Annual | Emissions at Affected Plants SO2 | Thousand Tons | 1.1541 | 1.3418 | 1.3418 | 1.3418 | 0 | 0 | 0
BART SO2 Annual-Milton R Young B2 -v5.13 | 189 | 7223 | Rate Constraint in lbs/MMBtu | FALSE | L | Annual | Allowances Purchased SO2 | Thousand Tons | 0 | 0 | 0 | 0 | 0 | 0 | 0
BART SO2 Annual-Milton R Young B2 -v5.13 | 189 | 7223 | Rate Constraint in lbs/MMBtu | FALSE | L | Annual | Allowances Sold SO2 | Thousand Tons | 0 | 0 | 0 | 0 | 0 | 0 | 0
BART SO2 Annual-Milton R Young B2 -v5.13 | 189 | 7223 | Rate Constraint in lbs/MMBtu | FALSE | L | Annual | Allowances Banked | Thousand Tons | 0 | 0 | 0 | 0 | 0 | 0 | 0
BART SO2 Annual-Milton R Young B2 -v5.13 | 189 | 7223 | Rate Constraint in lbs/MMBtu | FALSE | L | Annual | Allowances Withdrawn (1:1) | Thousand Tons | 0 | 0 | 0 | 0 | 0 | 0 | 0
BART SO2 Annual-Milton R Young B2 -v5.13 | 189 | 7223 | Rate Constraint in lbs/MMBtu | FALSE | L | Annual | Allowances Withdrawn (n:1) | Thousand Tons | 0 | 0 | 0 | 0 | 0 | 0 | 0
BART SO2 Annual-Milton R Young B2 -v5.13 | 189 | 7223 | Rate Constraint in lbs/MMBtu | FALSE | L | Annual | Net Emissions Allowance Position | Thousand Tons | 1.1541 | 1.3418 | 1.3418 | 1.3418 | 0 | 0 | 0
BART SO2 Annual-Milton R Young B2 -v5.13 | 189 | 7223 | Rate Constraint in lbs/MMBtu | FALSE | L | Annual | Fuel Consumed | TBtu | 31.2785 | 36.3656 | 36.3656 | 36.3656 | 0 | 0 | 0
BART SO2 Annual-Milton R Young B2 -v5.13 | 189 | 7223 | Rate Constraint in lbs/MMBtu | FALSE | L | Annual | Rate | lb/MMBtu | 0.073797 | 0.073797 | 0.073797 | 0.073797 | 0 | 0 | 0
BART SO2 Annual-Milton R Young B2 -v5.13 | 189 | 7223 | Rate Constraint in lbs/MMBtu | FALSE | L | Annual | Generation | TWh | 2.7459 | 2.8918 | 2.0196 | 2.0196 | 0 | 0 | 0
BART SO2 Annual-Milton R Young B2 -v5.13 | 189 | 7223 | Rate Constraint in lbs/MMBtu | FALSE | L | Annual | Qualifying Generation | TWh | 2.7459 | 2.8918 | 2.0196 | 2.0196 | 0 | 0 | 0
BART SO2 Annual-Milton R Young B2 -v5.13 | 189 | 7223 | Rate Constraint in lbs/MMBtu | FALSE | L | Annual | Rate | lb/MWh | 0.84062 | 0.92805 | 1.3288 | 1.3288 | 0 | 0 | 0
BART SO2 Annual-Milton R Young B2 -v5.13 | 189 | 7223 | Rate Constraint in lbs/MMBtu | FALSE | L | Annual | Constraint Shadow Price | US2022$/Ton | 0 | 0 | 0 | 0 | 0 | 0 | 0
BART SO2 Annual-Muskogee 4 -v5.13 | 190 | 7224 | Rate Constraint in lbs/MMBtu | FALSE | L | Annual | Seasons Included | Seasons | Winter, Spring, Summer, Fall | Winter, Spring, Summer, Fall | Winter, Spring, Summer, Fall | Winter, Spring, Summer, Fall | Winter, Spring, Summer, Fall | Winter, Spring, Summer, Fall | Winter, Spring, Summer, Fall
BART SO2 Annual-Muskogee 4 -v5.13 | 190 | 7224 | Rate Constraint in lbs/MMBtu | FALSE | L | Annual | Standard SO2 | lb/MMBtu | 0.06 | 0.06 | 0.06 | 0.06 | 0.06 | 0.06 | 0.06
BART SO2 Annual-Muskogee 4 -v5.13 | 190 | 7224 | Rate Constraint in lbs/MMBtu | FALSE | L | Annual | Emissions at Affected Plants SO2 | Thousand Tons | 0 | 0 | 0 | 0 | 0 | 0 | 0
BART SO2 Annual-Muskogee 4 -v5.13 | 190 | 7224 | Rate Constraint in lbs/MMBtu | FALSE | L | Annual | Allowances Purchased SO2 | Thousand Tons | 0 | 0 | 0 | 0 | 0 | 0 | 0
BART SO2 Annual-Muskogee 4 -v5.13 | 190 | 7224 | Rate Constraint in lbs/MMBtu | FALSE | L | Annual | Allowances Sold SO2 | Thousand Tons | 0 | 0 | 0 | 0 | 0 | 0 | 0
BART SO2 Annual-Muskogee 4 -v5.13 | 190 | 7224 | Rate Constraint in lbs/MMBtu | FALSE | L | Annual | Allowances Banked | Thousand Tons | 0 | 0 | 0 | 0 | 0 | 0 | 0
BART SO2 Annual-Muskogee 4 -v5.13 | 190 | 7224 | Rate Constraint in lbs/MMBtu | FALSE | L | Annual | Allowances Withdrawn (1:1) | Thousand Tons | 0 | 0 | 0 | 0 | 0 | 0 | 0
BART SO2 Annual-Muskogee 4 -v5.13 | 190 | 7224 | Rate Constraint in lbs/MMBtu | FALSE | L | Annual | Allowances Withdrawn (n:1) | Thousand Tons | 0 | 0 | 0 | 0 | 0 | 0 | 0
BART SO2 Annual-Muskogee 4 -v5.13 | 190 | 7224 | Rate Constraint in lbs/MMBtu | FALSE | L | Annual | Net Emissions Allowance Position | Thousand Tons | 0 | 0 | 0 | 0 | 0 | 0 | 0
BART SO2 Annual-Muskogee 4 -v5.13 | 190 | 7224 | Rate Constraint in lbs/MMBtu | FALSE | L | Annual | Fuel Consumed | TBtu | 0.95574 | 0.95574 | 0.95574 | 0.95574 | 0.95574 | 0.95574 | 0.95574
BART SO2 Annual-Muskogee 4 -v5.13 | 190 | 7224 | Rate Constraint in lbs/MMBtu | FALSE | L | Annual | Rate | lb/MMBtu | 0 | 0 | 0 | 0 | 0 | 0 | 0
BART SO2 Annual-Muskogee 4 -v5.13 | 190 | 7224 | Rate Constraint in lbs/MMBtu | FALSE | L | Annual | Generation | TWh | 0.084797 | 0.084797 | 0.084797 | 0.084797 | 0.084797 | 0.084797 | 0.084797
BART SO2 Annual-Muskogee 4 -v5.13 | 190 | 7224 | Rate Constraint in lbs/MMBtu | FALSE | L | Annual | Qualifying Generation | TWh | 0.084797 | 0.084797 | 0.084797 | 0.084797 | 0.084797 | 0.084797 | 0.084797
BART SO2 Annual-Muskogee 4 -v5.13 | 190 | 7224 | Rate Constraint in lbs/MMBtu | FALSE | L | Annual | Rate | lb/MWh | 0 | 0 | 0 | 0 | 0 | 0 | 0
BART SO2 Annual-Muskogee 4 -v5.13 | 190 | 7224 | Rate Constraint in lbs/MMBtu | FALSE | L | Annual | Constraint Shadow Price | US2022$/Ton | 0 | 0 | 0 | 0 | 0 | 0 | 0
BART SO2 Annual-Muskogee 5 -v5.13 | 191 | 7225 | Rate Constraint in lbs/MMBtu | FALSE | L | Annual | Seasons Included | Seasons | Winter, Spring, Summer, Fall | Winter, Spring, Summer, Fall | Winter, Spring, Summer, Fall | Winter, Spring, Summer, Fall | Winter, Spring, Summer, Fall | Winter, Spring, Summer, Fall | Winter, Spring, Summer, Fall
BART SO2 Annual-Muskogee 5 -v5.13 | 191 | 7225 | Rate Constraint in lbs/MMBtu | FALSE | L | Annual | Standard SO2 | lb/MMBtu | 0.06 | 0.06 | 0.06 | 0.06 | 0.06 | 0.06 | 0.06
BART SO2 Annual-Muskogee 5 -v5.13 | 191 | 7225 | Rate Constraint in lbs/MMBtu | FALSE | L | Annual | Emissions at Affected Plants SO2 | Thousand Tons | 0 | 0 | 0 | 0 | 0 | 0 | 0
BART SO2 Annual-Muskogee 5 -v5.13 | 191 | 7225 | Rate Constraint in lbs/MMBtu | FALSE | L | Annual | Allowances Purchased SO2 | Thousand Tons | 0 | 0 | 0 | 0 | 0 | 0 | 0
BART SO2 Annual-Muskogee 5 -v5.13 | 191 | 7225 | Rate Constraint in lbs/MMBtu | FALSE | L | Annual | Allowances Sold SO2 | Thousand Tons | 0 | 0 | 0 | 0 | 0 | 0 | 0
BART SO2 Annual-Muskogee 5 -v5.13 | 191 | 7225 | Rate Constraint in lbs/MMBtu | FALSE | L | Annual | Allowances Banked | Thousand Tons | 0 | 0 | 0 | 0 | 0 | 0 | 0
BART SO2 Annual-Muskogee 5 -v5.13 | 191 | 7225 | Rate Constraint in lbs/MMBtu | FALSE | L | Annual | Allowances Withdrawn (1:1) | Thousand Tons | 0 | 0 | 0 | 0 | 0 | 0 | 0
BART SO2 Annual-Muskogee 5 -v5.13 | 191 | 7225 | Rate Constraint in lbs/MMBtu | FALSE | L | Annual | Allowances Withdrawn (n:1) | Thousand Tons | 0 | 0 | 0 | 0 | 0 | 0 | 0
BART SO2 Annual-Muskogee 5 -v5.13 | 191 | 7225 | Rate Constraint in lbs/MMBtu | FALSE | L | Annual | Net Emissions Allowance Position | Thousand Tons | 0 | 0 | 0 | 0 | 0 | 0 | 0
BART SO2 Annual-Muskogee 5 -v5.13 | 191 | 7225 | Rate Constraint in lbs/MMBtu | FALSE | L | Annual | Fuel Consumed | TBtu | 0.96279 | 0.96279 | 0.96279 | 0.96279 | 0.96279 | 0.96279 | 0.96279
BART SO2 Annual-Muskogee 5 -v5.13 | 191 | 7225 | Rate Constraint in lbs/MMBtu | FALSE | L | Annual | Rate | lb/MMBtu | 0 | 0 | 0 | 0 | 0 | 0 | 0
BART SO2 Annual-Muskogee 5 -v5.13 | 191 | 7225 | Rate Constraint in lbs/MMBtu | FALSE | L | Annual | Generation | TWh | 0.085498 | 0.085498 | 0.085498 | 0.085498 | 0.085498 | 0.085498 | 0.085498
BART SO2 Annual-Muskogee 5 -v5.13 | 191 | 7225 | Rate Constraint in lbs/MMBtu | FALSE | L | Annual | Qualifying Generation | TWh | 0.085498 | 0.085498 | 0.085498 | 0.085498 | 0.085498 | 0.085498 | 0.085498
BART SO2 Annual-Muskogee 5 -v5.13 | 191 | 7225 | Rate Constraint in lbs/MMBtu | FALSE | L | Annual | Rate | lb/MWh | 0 | 0 | 0 | 0 | 0 | 0 | 0
BART SO2 Annual-Muskogee 5 -v5.13 | 191 | 7225 | Rate Constraint in lbs/MMBtu | FALSE | L | Annual | Constraint Shadow Price | US2022$/Ton | 0 | 0 | 0 | 0 | 0 | 0 | 0
BART SO2 Annual-Nelson -v6.20 | 192 | 7238 | Rate Constraint in lbs/MMBtu | FALSE | L | Annual | Seasons Included | Seasons | Winter, Spring, Summer, Fall | Winter, Spring, Summer, Fall | Winter, Spring, Summer, Fall | Winter, Spring, Summer, Fall | Winter, Spring, Summer, Fall | Winter, Spring, Summer, Fall | Winter, Spring, Summer, Fall
BART SO2 Annual-Nelson -v6.20 | 192 | 7238 | Rate Constraint in lbs/MMBtu | FALSE | L | Annual | Standard SO2 | lb/MMBtu | 0.6 | 0.6 | 0.6 | 0.6 | 0.6 | 0.6 | 0.6
BART SO2 Annual-Nelson -v6.20 | 192 | 7238 | Rate Constraint in lbs/MMBtu | FALSE | L | Annual | Emissions at Affected Plants SO2 | Thousand Tons | 0 | 0 | 0 | 0 | 0 | 0 | 0
BART SO2 Annual-Nelson -v6.20 | 192 | 7238 | Rate Constraint in lbs/MMBtu | FALSE | L | Annual | Allowances Purchased SO2 | Thousand Tons | 0 | 0 | 0 | 0 | 0 | 0 | 0
BART SO2 Annual-Nelson -v6.20 | 192 | 7238 | Rate Constraint in lbs/MMBtu | FALSE | L | Annual | Allowances Sold SO2 | Thousand Tons | 0 | 0 | 0 | 0 | 0 | 0 | 0
BART SO2 Annual-Nelson -v6.20 | 192 | 7238 | Rate Constraint in lbs/MMBtu | FALSE | L | Annual | Allowances Banked | Thousand Tons | 0 | 0 | 0 | 0 | 0 | 0 | 0
BART SO2 Annual-Nelson -v6.20 | 192 | 7238 | Rate Constraint in lbs/MMBtu | FALSE | L | Annual | Allowances Withdrawn (1:1) | Thousand Tons | 0 | 0 | 0 | 0 | 0 | 0 | 0
BART SO2 Annual-Nelson -v6.20 | 192 | 7238 | Rate Constraint in lbs/MMBtu | FALSE | L | Annual | Allowances Withdrawn (n:1) | Thousand Tons | 0 | 0 | 0 | 0 | 0 | 0 | 0
BART SO2 Annual-Nelson -v6.20 | 192 | 7238 | Rate Constraint in lbs/MMBtu | FALSE | L | Annual | Net Emissions Allowance Position | Thousand Tons | 0 | 0 | 0 | 0 | 0 | 0 | 0
BART SO2 Annual-Nelson -v6.20 | 192 | 7238 | Rate Constraint in lbs/MMBtu | FALSE | L | Annual | Fuel Consumed | TBtu | 0 | 0 | 0 | 0 | 0 | 0 | 0
BART SO2 Annual-Nelson -v6.20 | 192 | 7238 | Rate Constraint in lbs/MMBtu | FALSE | L | Annual | Rate | lb/MMBtu | 0 | 0 | 0 | 0 | 0 | 0 | 0
BART SO2 Annual-Nelson -v6.20 | 192 | 7238 | Rate Constraint in lbs/MMBtu | FALSE | L | Annual | Generation | TWh | 0 | 0 | 0 | 0 | 0 | 0 | 0
BART SO2 Annual-Nelson -v6.20 | 192 | 7238 | Rate Constraint in lbs/MMBtu | FALSE | L | Annual | Qualifying Generation | TWh | 0 | 0 | 0 | 0 | 0 | 0 | 0
BART SO2 Annual-Nelson -v6.20 | 192 | 7238 | Rate Constraint in lbs/MMBtu | FALSE | L | Annual | Rate | lb/MWh | 0 | 0 | 0 | 0 | 0 | 0 | 0
BART SO2 Annual-Nelson -v6.20 | 192 | 7238 | Rate Constraint in lbs/MMBtu | FALSE | L | Annual | Constraint Shadow Price | US2022$/Ton | 0 | 0 | 0 | 0 | 0 | 0 | 0
BART SO2 Annual-Pawnee 1 -v5.13 | 193 | 7226 | Rate Constraint in lbs/MMBtu | FALSE | L | Annual | Seasons Included | Seasons | Winter, Spring, Summer, Fall | Winter, Spring, Summer, Fall | Winter, Spring, Summer, Fall | Winter, Spring, Summer, Fall | Winter, Spring, Summer, Fall | Winter, Spring, Summer, Fall | Winter, Spring, Summer, Fall
BART SO2 Annual-Pawnee 1 -v5.13 | 193 | 7226 | Rate Constraint in lbs/MMBtu | FALSE | L | Annual | Standard SO2 | lb/MMBtu | 0.12 | 0.12 | 0.12 | 0.12 | 0.12 | 0.12 | 0.12
BART SO2 Annual-Pawnee 1 -v5.13 | 193 | 7226 | Rate Constraint in lbs/MMBtu | FALSE | L | Annual | Emissions at Affected Plants SO2 | Thousand Tons | 0.018617 | 0.0029433 | 0.026774 | 0.026774 | 0.026774 | 0.026774 | 0.026774
BART SO2 Annual-Pawnee 1 -v5.13 | 193 | 7226 | Rate Constraint in lbs/MMBtu | FALSE | L | Annual | Allowances Purchased SO2 | Thousand Tons | 0 | 0 | 0 | 0 | 0 | 0 | 0
BART SO2 Annual-Pawnee 1 -v5.13 | 193 | 7226 | Rate Constraint in lbs/MMBtu | FALSE | L | Annual | Allowances Sold SO2 | Thousand Tons | 0 | 0 | 0 | 0 | 0 | 0 | 0
BART SO2 Annual-Pawnee 1 -v5.13 | 193 | 7226 | Rate Constraint in lbs/MMBtu | FALSE | L | Annual | Allowances Banked | Thousand Tons | 0 | 0 | 0 | 0 | 0 | 0 | 0
BART SO2 Annual-Pawnee 1 -v5.13 | 193 | 7226 | Rate Constraint in lbs/MMBtu | FALSE | L | Annual | Allowances Withdrawn (1:1) | Thousand Tons | 0 | 0 | 0 | 0 | 0 | 0 | 0
BART SO2 Annual-Pawnee 1 -v5.13 | 193 | 7226 | Rate Constraint in lbs/MMBtu | FALSE | L | Annual | Allowances Withdrawn (n:1) | Thousand Tons | 0 | 0 | 0 | 0 | 0 | 0 | 0
BART SO2 Annual-Pawnee 1 -v5.13 | 193 | 7226 | Rate Constraint in lbs/MMBtu | FALSE | L | Annual | Net Emissions Allowance Position | Thousand Tons | 0.018617 | 0.0029433 | 0.026774 | 0.026774 | 0.026774 | 0.026774 | 0.026774
BART SO2 Annual-Pawnee 1 -v5.13 | 193 | 7226 | Rate Constraint in lbs/MMBtu | FALSE | L | Annual | Fuel Consumed | TBtu | 1.4504 | 1.0586 | 1.5568 | 1.5568 | 1.5568 | 1.5568 | 1.5568
BART SO2 Annual-Pawnee 1 -v5.13 | 193 | 7226 | Rate Constraint in lbs/MMBtu | FALSE | L | Annual | Rate | lb/MMBtu | 0.025671 | 0.0055609 | 0.034396 | 0.034396 | 0.034396 | 0.034396 | 0.034396
BART SO2 Annual-Pawnee 1 -v5.13 | 193 | 7226 | Rate Constraint in lbs/MMBtu | FALSE | L | Annual | Generation | TWh | 0.13033 | 0.093942 | 0.12207 | 0.12207 | 0.12207 | 0.12207 | 0.12207
BART SO2 Annual-Pawnee 1 -v5.13 | 193 | 7226 | Rate Constraint in lbs/MMBtu | FALSE | L | Annual | Qualifying Generation | TWh | 0.13033 | 0.093942 | 0.12207 | 0.12207 | 0.12207 | 0.12207 | 0.12207
BART SO2 Annual-Pawnee 1 -v5.13 | 193 | 7226 | Rate Constraint in lbs/MMBtu | FALSE | L | Annual | Rate | lb/MWh | 0.2857 | 0.062662 | 0.43867 | 0.43867 | 0.43867 | 0.43867 | 0.43867
BART SO2 Annual-Pawnee 1 -v5.13 | 193 | 7226 | Rate Constraint in lbs/MMBtu | FALSE | L | Annual | Constraint Shadow Price | US2022$/Ton | 0 | 0 | 0 | 0 | 0 | 0 | 0
BART SO2 Annual-Ray D Nixon 1 -v5.13 | 194 | 7227 | Rate Constraint in lbs/MMBtu | FALSE | L | Annual | Seasons Included | Seasons | Winter, Spring, Summer, Fall | Winter, Spring, Summer, Fall | Winter, Spring, Summer, Fall | Winter, Spring, Summer, Fall | Winter, Spring, Summer, Fall | Winter, Spring, Summer, Fall | Winter, Spring, Summer, Fall
BART SO2 Annual-Ray D Nixon 1 -v5.13 | 194 | 7227 | Rate Constraint in lbs/MMBtu | FALSE | L | Annual | Standard SO2 | lb/MMBtu | 0.11 | 0.11 | 0.11 | 0.11 | 0.11 | 0.11 | 0.11
BART SO2 Annual-Ray D Nixon 1 -v5.13 | 194 | 7227 | Rate Constraint in lbs/MMBtu | FALSE | L | Annual | Emissions at Affected Plants SO2 | Thousand Tons | 0.60727 | 0 | 0 | 0 | 0 | 0 | 0
BART SO2 Annual-Ray D Nixon 1 -v5.13 | 194 | 7227 | Rate Constraint in lbs/MMBtu | FALSE | L | Annual | Allowances Purchased SO2 | Thousand Tons | 0 | 0 | 0 | 0 | 0 | 0 | 0
BART SO2 Annual-Ray D Nixon 1 -v5.13 | 194 | 7227 | Rate Constraint in lbs/MMBtu | FALSE | L | Annual | Allowances Sold SO2 | Thousand Tons | 0 | 0 | 0 | 0 | 0 | 0 | 0
BART SO2 Annual-Ray D Nixon 1 -v5.13 | 194 | 7227 | Rate Constraint in lbs/MMBtu | FALSE | L | Annual | Allowances Banked | Thousand Tons | 0 | 0 | 0 | 0 | 0 | 0 | 0
BART SO2 Annual-Ray D Nixon 1 -v5.13 | 194 | 7227 | Rate Constraint in lbs/MMBtu | FALSE | L | Annual | Allowances Withdrawn (1:1) | Thousand Tons | 0 | 0 | 0 | 0 | 0 | 0 | 0
BART SO2 Annual-Ray D Nixon 1 -v5.13 | 194 | 7227 | Rate Constraint in lbs/MMBtu | FALSE | L | Annual | Allowances Withdrawn (n:1) | Thousand Tons | 0 | 0 | 0 | 0 | 0 | 0 | 0
BART SO2 Annual-Ray D Nixon 1 -v5.13 | 194 | 7227 | Rate Constraint in lbs/MMBtu | FALSE | L | Annual | Net Emissions Allowance Position | Thousand Tons | 0.60727 | 0 | 0 | 0 | 0 | 0 | 0
BART SO2 Annual-Ray D Nixon 1 -v5.13 | 194 | 7227 | Rate Constraint in lbs/MMBtu | FALSE | L | Annual | Fuel Consumed | TBtu | 15.1818 | 0 | 0 | 0 | 0 | 0 | 0
BART SO2 Annual-Ray D Nixon 1 -v5.13 | 194 | 7227 | Rate Constraint in lbs/MMBtu | FALSE | L | Annual | Rate | lb/MMBtu | 0.08 | 0 | 0 | 0 | 0 | 0 | 0
BART SO2 Annual-Ray D Nixon 1 -v5.13 | 194 | 7227 | Rate Constraint in lbs/MMBtu | FALSE | L | Annual | Generation | TWh | 1.4518 | 0 | 0 | 0 | 0 | 0 | 0
BART SO2 Annual-Ray D Nixon 1 -v5.13 | 194 | 7227 | Rate Constraint in lbs/MMBtu | FALSE | L | Annual | Qualifying Generation | TWh | 1.4518 | 0 | 0 | 0 | 0 | 0 | 0
BART SO2 Annual-Ray D Nixon 1 -v5.13 | 194 | 7227 | Rate Constraint in lbs/MMBtu | FALSE | L | Annual | Rate | lb/MWh | 0.83656 | 0 | 0 | 0 | 0 | 0 | 0
BART SO2 Annual-Ray D Nixon 1 -v5.13 | 194 | 7227 | Rate Constraint in lbs/MMBtu | FALSE | L | Annual | Constraint Shadow Price | US2022$/Ton | 0 | 0 | 0 | 0 | 0 | 0 | 0
BART SO2 Annual-Sooner 1 -v5.13 | 195 | 7228 | Rate Constraint in lbs/MMBtu | FALSE | L | Annual | Seasons Included | Seasons | Winter, Spring, Summer, Fall | Winter, Spring, Summer, Fall | Winter, Spring, Summer, Fall | Winter, Spring, Summer, Fall | Winter, Spring, Summer, Fall | Winter, Spring, Summer, Fall | Winter, Spring, Summer, Fall
BART SO2 Annual-Sooner 1 -v5.13 | 195 | 7228 | Rate Constraint in lbs/MMBtu | FALSE | L | Annual | Standard SO2 | lb/MMBtu | 0.06 | 0.06 | 0.06 | 0.06 | 0.06 | 0.06 | 0.06
BART SO2 Annual-Sooner 1 -v5.13 | 195 | 7228 | Rate Constraint in lbs/MMBtu | FALSE | L | Annual | Emissions at Affected Plants SO2 | Thousand Tons | 0.1209 | 0.099142 | 0.23016 | 0.23016 | 0 | 0 | 0
BART SO2 Annual-Sooner 1 -v5.13 | 195 | 7228 | Rate Constraint in lbs/MMBtu | FALSE | L | Annual | Allowances Purchased SO2 | Thousand Tons | 0 | 0 | 0 | 0 | 0 | 0 | 0
BART SO2 Annual-Sooner 1 -v5.13 | 195 | 7228 | Rate Constraint in lbs/MMBtu | FALSE | L | Annual | Allowances Sold SO2 | Thousand Tons | 0 | 0 | 0 | 0 | 0 | 0 | 0
BART SO2 Annual-Sooner 1 -v5.13 | 195 | 7228 | Rate Constraint in lbs/MMBtu | FALSE | L | Annual | Allowances Banked | Thousand Tons | 0 | 0 | 0 | 0 | 0 | 0 | 0
BART SO2 Annual-Sooner 1 -v5.13 | 195 | 7228 | Rate Constraint in lbs/MMBtu | FALSE | L | Annual | Allowances Withdrawn (1:1) | Thousand Tons | 0 | 0 | 0 | 0 | 0 | 0 | 0
BART SO2 Annual-Sooner 1 -v5.13 | 195 | 7228 | Rate Constraint in lbs/MMBtu | FALSE | L | Annual | Allowances Withdrawn (n:1) | Thousand Tons | 0 | 0 | 0 | 0 | 0 | 0 | 0
BART SO2 Annual-Sooner 1 -v5.13 | 195 | 7228 | Rate Constraint in lbs/MMBtu | FALSE | L | Annual | Net Emissions Allowance Position | Thousand Tons | 0.1209 | 0.099142 | 0.23016 | 0.23016 | 0 | 0 | 0
BART SO2 Annual-Sooner 1 -v5.13 | 195 | 7228 | Rate Constraint in lbs/MMBtu | FALSE | L | Annual | Fuel Consumed | TBtu | 9.259 | 7.5925 | 17.6263 | 17.6263 | 0 | 0 | 0
BART SO2 Annual-Sooner 1 -v5.13 | 195 | 7228 | Rate Constraint in lbs/MMBtu | FALSE | L | Annual | Rate | lb/MMBtu | 0.026116 | 0.026116 | 0.026116 | 0.026116 | 0 | 0 | 0
BART SO2 Annual-Sooner 1 -v5.13 | 195 | 7228 | Rate Constraint in lbs/MMBtu | FALSE | L | Annual | Generation | TWh | 0.87177 | 0.71066 | 1.0906 | 1.0906 | 0 | 0 | 0
BART SO2 Annual-Sooner 1 -v5.13 | 195 | 7228 | Rate Constraint in lbs/MMBtu | FALSE | L | Annual | Qualifying Generation | TWh | 0.87177 | 0.71066 | 1.0906 | 1.0906 | 0 | 0 | 0
BART SO2 Annual-Sooner 1 -v5.13 | 195 | 7228 | Rate Constraint in lbs/MMBtu | FALSE | L | Annual | Rate | lb/MWh | 0.27738 | 0.27901 | 0.42209 | 0.42209 | 0 | 0 | 0
BART SO2 Annual-Sooner 1 -v5.13 | 195 | 7228 | Rate Constraint in lbs/MMBtu | FALSE | L | Annual | Constraint Shadow Price | US2022$/Ton | 0 | 0 | 0 | 0 | 0 | 0 | 0
BART SO2 Annual-Sooner 2 -v5.13 | 196 | 7229 | Rate Constraint in lbs/MMBtu | FALSE | L | Annual | Seasons Included | Seasons | Winter, Spring, Summer, Fall | Winter, Spring, Summer, Fall | Winter, Spring, Summer, Fall | Winter, Spring, Summer, Fall | Winter, Spring, Summer, Fall | Winter, Spring, Summer, Fall | Winter, Spring, Summer, Fall
BART SO2 Annual-Sooner 2 -v5.13 | 196 | 7229 | Rate Constraint in lbs/MMBtu | FALSE | L | Annual | Standard SO2 | lb/MMBtu | 0.06 | 0.06 | 0.06 | 0.06 | 0.06 | 0.06 | 0.06
BART SO2 Annual-Sooner 2 -v5.13 | 196 | 7229 | Rate Constraint in lbs/MMBtu | FALSE | L | Annual | Emissions at Affected Plants SO2 | Thousand Tons | 0 | 0 | 0 | 0 | 0 | 0 | 0
BART SO2 Annual-Sooner 2 -v5.13 | 196 | 7229 | Rate Constraint in lbs/MMBtu | FALSE | L | Annual | Allowances Purchased SO2 | Thousand Tons | 0 | 0 | 0 | 0 | 0 | 0 | 0
BART SO2 Annual-Sooner 2 -v5.13 | 196 | 7229 | Rate Constraint in lbs/MMBtu | FALSE | L | Annual | Allowances Sold SO2 | Thousand Tons | 0 | 0 | 0 | 0 | 0 | 0 | 0
BART SO2 Annual-Sooner 2 -v5.13 | 196 | 7229 | Rate Constraint in lbs/MMBtu | FALSE | L | Annual | Allowances Banked | Thousand Tons | 0 | 0 | 0 | 0 | 0 | 0 | 0
BART SO2 Annual-Sooner 2 -v5.13 | 196 | 7229 | Rate Constraint in lbs/MMBtu | FALSE | L | Annual | Allowances Withdrawn (1:1) | Thousand Tons | 0 | 0 | 0 | 0 | 0 | 0 | 0
BART SO2 Annual-Sooner 2 -v5.13 | 196 | 7229 | Rate Constraint in lbs/MMBtu | FALSE | L | Annual | Allowances Withdrawn (n:1) | Thousand Tons | 0 | 0 | 0 | 0 | 0 | 0 | 0
BART SO2 Annual-Sooner 2 -v5.13 | 196 | 7229 | Rate Constraint in lbs/MMBtu | FALSE | L | Annual | Net Emissions Allowance Position | Thousand Tons | 0 | 0 | 0 | 0 | 0 | 0 | 0
BART SO2 Annual-Sooner 2 -v5.13 | 196 | 7229 | Rate Constraint in lbs/MMBtu | FALSE | L | Annual | Fuel Consumed | TBtu | 0 | 0 | 0 | 0 | 0 | 0 | 0
BART SO2 Annual-Sooner 2 -v5.13 | 196 | 7229 | Rate Constraint in lbs/MMBtu | FALSE | L | Annual | Rate | lb/MMBtu | 0 | 0 | 0 | 0 | 0 | 0 | 0
BART SO2 Annual-Sooner 2 -v5.13 | 196 | 7229 | Rate Constraint in lbs/MMBtu | FALSE | L | Annual | Generation | TWh | 0 | 0 | 0 | 0 | 0 | 0 | 0
BART SO2 Annual-Sooner 2 -v5.13 | 196 | 7229 | Rate Constraint in lbs/MMBtu | FALSE | L | Annual | Qualifying Generation | TWh | 0 | 0 | 0 | 0 | 0 | 0 | 0
BART SO2 Annual-Sooner 2 -v5.13 | 196 | 7229 | Rate Constraint in lbs/MMBtu | FALSE | L | Annual | Rate | lb/MWh | 0 | 0 | 0 | 0 | 0 | 0 | 0
BART SO2 Annual-Sooner 2 -v5.13 | 196 | 7229 | Rate Constraint in lbs/MMBtu | FALSE | L | Annual | Constraint Shadow Price | US2022$/Ton | 0 | 0 | 0 | 0 | 0 | 0 | 0
BART SO2 Cap-Coronado U1B&U2B -v6.20 | 197 | 7668 | Rate Constraint in MTons | FALSE | L | Annual | Seasons Included | Seasons | Winter, Spring, Summer, Fall | Winter, Spring, Summer, Fall | Winter, Spring, Summer, Fall | Winter, Spring, Summer, Fall | Winter, Spring, Summer, Fall | Winter, Spring, Summer, Fall | Winter, Spring, Summer, Fall
BART SO2 Cap-Coronado U1B&U2B -v6.20 | 197 | 7668 | Rate Constraint in MTons | FALSE | L | Annual | Standard SO2 | Thousand Tons | 1.97 | 1.97 | 1.97 | 1.97 | 1.97 | 1.97 | 1.97
BART SO2 Cap-Coronado U1B&U2B -v6.20 | 197 | 7668 | Rate Constraint in MTons | FALSE | L | Annual | Emissions at Affected Plants SO2 | Thousand Tons | 0.16478 | 0.53466 | 0 | 0 | 0 | 0 | 0
BART SO2 Cap-Coronado U1B&U2B -v6.20 | 197 | 7668 | Rate Constraint in MTons | FALSE | L | Annual | Allowances Purchased SO2 | Thousand Tons | 0 | 0 | 0 | 0 | 0 | 0 | 0
BART SO2 Cap-Coronado U1B&U2B -v6.20 | 197 | 7668 | Rate Constraint in MTons | FALSE | L | Annual | Allowances Sold SO2 | Thousand Tons | 0 | 0 | 0 | 0 | 0 | 0 | 0
BART SO2 Cap-Coronado U1B&U2B -v6.20 | 197 | 7668 | Rate Constraint in MTons | FALSE | L | Annual | Allowances Banked | Thousand Tons | 0 | 0 | 0 | 0 | 0 | 0 | 0
BART SO2 Cap-Coronado U1B&U2B -v6.20 | 197 | 7668 | Rate Constraint in MTons | FALSE | L | Annual | Allowances Withdrawn (1:1) | Thousand Tons | 0 | 0 | 0 | 0 | 0 | 0 | 0
BART SO2 Cap-Coronado U1B&U2B -v6.20 | 197 | 7668 | Rate Constraint in MTons | FALSE | L | Annual | Allowances Withdrawn (n:1) | Thousand Tons | 0 | 0 | 0 | 0 | 0 | 0 | 0
BART SO2 Cap-Coronado U1B&U2B -v6.20 | 197 | 7668 | Rate Constraint in MTons | FALSE | L | Annual | Net Emissions Allowance Position | Thousand Tons | 0.16478 | 0.53466 | 0 | 0 | 0 | 0 | 0
BART SO2 Cap-Coronado U1B&U2B -v6.20 | 197 | 7668 | Rate Constraint in MTons | FALSE | L | Annual | Fuel Consumed | TBtu | 5.4927 | 17.8219 | 0 | 0 | 0 | 0 | 0
BART SO2 Cap-Coronado U1B&U2B -v6.20 | 197 | 7668 | Rate Constraint in MTons | FALSE | L | Annual | Rate | lb/MMBtu | 0.06 | 0.06 | 0 | 0 | 0 | 0 | 0
BART SO2 Cap-Coronado U1B&U2B -v6.20 | 197 | 7668 | Rate Constraint in MTons | FALSE | L | Annual | Generation | TWh | 0.5138 | 1.6671 | 0 | 0 | 0 | 0 | 0
BART SO2 Cap-Coronado U1B&U2B -v6.20 | 197 | 7668 | Rate Constraint in MTons | FALSE | L | Annual | Qualifying Generation | TWh | 0.5138 | 1.6671 | 0 | 0 | 0 | 0 | 0
BART SO2 Cap-Coronado U1B&U2B -v6.20 | 197 | 7668 | Rate Constraint in MTons | FALSE | L | Annual | Rate | lb/MWh | 0.64142 | 0.64142 | 0 | 0 | 0 | 0 | 0
BART SO2 Cap-Coronado U1B&U2B -v6.20 | 197 | 7668 | Rate Constraint in MTons | FALSE | L | Annual | Constraint Shadow Price | US2022$/Ton | 0 | 0 | 0 | 0 | 0 | 0 | 0
CA AB 32- CO2 Constraint- v.5.13 | 198 | 7281 | Rate Constraint in MTons | FALSE | L | Annual | Seasons Included | Seasons | Winter, Spring, Summer, Fall | Winter, Spring, Summer, Fall | Winter, Spring, Summer, Fall | Winter, Spring, Summer, Fall | Winter, Spring, Summer, Fall | Winter, Spring, Summer, Fall | Winter, Spring, Summer, Fall
CA AB 32- CO2 Constraint- v.5.13 | 198 | 7281 | Rate Constraint in MTons | FALSE | L | Annual | Standard CO2 | Thousand Tons | 0 | 0 | 0 | 0 | 0 | 0 | 0
CA AB 32- CO2 Constraint- v.5.13 | 198 | 7281 | Rate Constraint in MTons | FALSE | L | Annual | Emissions at Affected Plants CO2 | Thousand Tons | 57691.2827 | 62912.9089 | 54823.7102 | 49233.8064 | 22616.61 | 8839.2436 | 14888.4315
CA AB 32- CO2 Constraint- v.5.13 | 198 | 7281 | Rate Constraint in MTons | FALSE | L | Annual | Allowances Purchased CO2 | Thousand Tons | -57691.2827 | -62912.9089 | -54823.7102 | -49233.8064 | -22616.61 | -8839.2436 | -14888.4315
CA AB 32- CO2 Constraint- v.5.13 | 198 | 7281 | Rate Constraint in MTons | FALSE | L | Annual | Allowances Sold CO2 | Thousand Tons | 0 | 0 | 0 | 0 | 0 | 0 | 0
CA AB 32- CO2 Constraint- v.5.13 | 198 | 7281 | Rate Constraint in MTons | FALSE | L | Annual | Allowances Banked | Thousand Tons | 0 | 0 | 0 | 0 | 0 | 0 | 0
CA AB 32- CO2 Constraint- v.5.13 | 198 | 7281 | Rate Constraint in MTons | FALSE | L | Annual | Allowances Withdrawn (1:1) | Thousand Tons | 0 | 0 | 0 | 0 | 0 | 0 | 0
CA AB 32- CO2 Constraint- v.5.13 | 198 | 7281 | Rate Constraint in MTons | FALSE | L | Annual | Allowances Withdrawn (n:1) | Thousand Tons | 0 | 0 | 0 | 0 | 0 | 0 | 0
CA AB 32- CO2 Constraint- v.5.13 | 198 | 7281 | Rate Constraint in MTons | FALSE | L | Annual | Net Emissions Allowance Position | Thousand Tons | -1.254e-05 | -1.0459e-05 | -1.0376e-05 | -8.0147e-06 | -6.6097e-06 | -3.0794e-06 | -2.3617e-06
CA AB 32- CO2 Constraint- v.5.13 | 198 | 7281 | Rate Constraint in MTons | FALSE | L | Annual | Fuel Consumed | TBtu | 1070.2963 | 1158.8508 | 1034.8767 | 941.8344 | 498.6554 | 276.412 | 379.7855
CA AB 32- CO2 Constraint- v.5.13 | 198 | 7281 | Rate Constraint in MTons | FALSE | L | Annual | Rate | lb/MMBtu | 107.8043 | 108.5781 | 105.9522 | 104.5488 | 90.7104 | 63.957 | 78.4044
CA AB 32- CO2 Constraint- v.5.13 | 198 | 7281 | Rate Constraint in MTons | FALSE | L | Annual | Generation | TWh | 144.1524 | 155.528 | 134.4916 | 124.0124 | 66.117 | 41.2318 | 64.7475
CA AB 32- CO2 Constraint- v.5.13 | 198 | 7281 | Rate Constraint in MTons | FALSE | L | Annual | Qualifying Generation | TWh | 144.147 | 155.528 | 134.4916 | 124.0124 | 66.117 | 36.3178 | 50.2117
CA AB 32- CO2 Constraint- v.5.13 | 198 | 7281 | Rate Constraint in MTons | FALSE | L | Annual | Rate | lb/MWh | 800.4505 | 809.0236 | 815.2733 | 794.0141 | 684.1391 | 486.7723 | 593.0259
CA AB 32- CO2 Constraint- v.5.13 | 198 | 7281 | Rate Constraint in MTons | FALSE | L | Annual | Constraint Shadow Price | US2022$/Ton | 15.9205 | 15.9204 | 15.9201 | 15.9205 | 18.7303 | 72.9104 | 72.9104
CA NOx Annual v5.14 | 199 | 7279 | Rate Constraint in MTons | FALSE | L | Annual | Seasons Included | Seasons | Winter, Spring, Summer, Fall | Winter, Spring, Summer, Fall | Winter, Spring, Summer, Fall | Winter, Spring, Summer, Fall | Winter, Spring, Summer, Fall | Winter, Spring, Summer, Fall | Winter, Spring, Summer, Fall
CA NOx Annual v5.14 | 199 | 7279 | Rate Constraint in MTons | FALSE | L | Annual | Standard NOX | Thousand Tons | 5.286 | 5.286 | 5.286 | 5.286 | 5.286 | 5.286 | 5.286
CA NOx Annual v5.14 | 199 | 7279 | Rate Constraint in MTons | FALSE | L | Annual | Emissions at Affected Plants NOX | Thousand Tons | 0.62731 | 0.86664 | 0.51563 | 0.6024 | 0.23237 | 0.081656 | 0.15054
CA NOx Annual v5.14 | 199 | 7279 | Rate Constraint in MTons | FALSE | L | Annual | Allowances Purchased NOX | Thousand Tons | 0 | 0 | 0 | 0 | 0 | 0 | 0
CA NOx Annual v5.14 | 199 | 7279 | Rate Constraint in MTons | FALSE | L | Annual | Allowances Sold NOX | Thousand Tons | 0 | 0 | 0 | 0 | 0 | 0 | 0
CA NOx Annual v5.14 | 199 | 7279 | Rate Constraint in MTons | FALSE | L | Annual | Allowances Banked | Thousand Tons | 0 | 0 | 0 | 0 | 0 | 0 | 0
CA NOx Annual v5.14 | 199 | 7279 | Rate Constraint in MTons | FALSE | L | Annual | Allowances Withdrawn (1:1) | Thousand Tons | 0 | 0 | 0 | 0 | 0 | 0 | 0
CA NOx Annual v5.14 | 199 | 7279 | Rate Constraint in MTons | FALSE | L | Annual | Allowances Withdrawn (n:1) | Thousand Tons | 0 | 0 | 0 | 0 | 0 | 0 | 0
CA NOx Annual v5.14 | 199 | 7279 | Rate Constraint in MTons | FALSE | L | Annual | Net Emissions Allowance Position | Thousand Tons | 0.62731 | 0.86664 | 0.51563 | 0.6024 | 0.23237 | 0.081656 | 0.15054
CA NOx Annual v5.14 | 199 | 7279 | Rate Constraint in MTons | FALSE | L | Annual | Fuel Consumed | TBtu | 130.1303 | 189.3272 | 104.4453 | 124.5415 | 54.4524 | 20.4858 | 35.8275
CA NOx Annual v5.14 | 199 | 7279 | Rate Constraint in MTons | FALSE | L | Annual | Rate | lb/MMBtu | 0.0096412 | 0.0091549 | 0.0098737 | 0.0096739 | 0.0085347 | 0.0079719 | 0.0084036
CA NOx Annual v5.14 | 199 | 7279 | Rate Constraint in MTons | FALSE | L | Annual | Generation | TWh | 17.8043 | 25.8268 | 14.2976 | 17.1163 | 7.5156 | 2.7498 | 4.9017
CA NOx Annual v5.14 | 199 | 7279 | Rate Constraint in MTons | FALSE | L | Annual | Qualifying Generation | TWh | 17.8043 | 25.8268 | 14.2976 | 17.1163 | 7.5156 | 2.7498 | 4.9017
CA NOx Annual v5.14 | 199 | 7279 | Rate Constraint in MTons | FALSE | L | Annual | Rate | lb/MWh | 0.070467 | 0.067111 | 0.072129 | 0.070389 | 0.061836 | 0.059391 | 0.061424
CA NOx Annual v5.14 | 199 | 7279 | Rate Constraint in MTons | FALSE | L | Annual | Constraint Shadow Price | US2022$/Ton | 0 | 0 | 0 | 0 | 0 | 0 | 0
CA SO2 Annual v5.14 | 200 | 7280 | Rate Constraint in MTons | FALSE | L | Annual | Seasons Included | Seasons | Winter, Spring, Summer, Fall | Winter, Spring, Summer, Fall | Winter, Spring, Summer, Fall | Winter, Spring, Summer, Fall | Winter, Spring, Summer, Fall | Winter, Spring, Summer, Fall | Winter, Spring, Summer, Fall
CA SO2 Annual v5.14 | 200 | 7280 | Rate Constraint in MTons | FALSE | L | Annual | Standard SO2 | Thousand Tons | 2.219 | 2.219 | 2.219 | 2.219 | 2.219 | 2.219 | 2.219
CA SO2 Annual v5.14 | 200 | 7280 | Rate Constraint in MTons | FALSE | L | Annual | Emissions at Affected Plants SO2 | Thousand Tons | 0 | 0 | 0 | 0 | 0 | 0 | 0
CA SO2 Annual v5.14 | 200 | 7280 | Rate Constraint in MTons | FALSE | L | Annual | Allowances Purchased SO2 | Thousand Tons | 0 | 0 | 0 | 0 | 0 | 0 | 0
CA SO2 Annual v5.14 | 200 | 7280 | Rate Constraint in MTons | FALSE | L | Annual | Allowances Sold SO2 | Thousand Tons | 0 | 0 | 0 | 0 | 0 | 0 | 0
CA SO2 Annual v5.14 | 200 | 7280 | Rate Constraint in MTons | FALSE | L | Annual | Allowances Banked | Thousand Tons | 0 | 0 | 0 | 0 | 0 | 0 | 0
CA SO2 Annual v5.14 | 200 | 7280 | Rate Constraint in MTons | FALSE | L | Annual | Allowances Withdrawn (1:1) | Thousand Tons | 0 | 0 | 0 | 0 | 0 | 0 | 0
CA SO2 Annual v5.14 | 200 | 7280 | Rate Constraint in MTons | FALSE | L | Annual | Allowances Withdrawn (n:1) | Thousand Tons | 0 | 0 | 0 | 0 | 0 | 0 | 0
CA SO2 Annual v5.14 | 200 | 7280 | Rate Constraint in MTons | FALSE | L | Annual | Net Emissions Allowance Position | Thousand Tons | 0 | 0 | 0 | 0 | 0 | 0 | 0
CA SO2 Annual v5.14 | 200 | 7280 | Rate Constraint in MTons | FALSE | L | Annual | Fuel Consumed | TBtu | 0 | 0 | 0 | 0 | 0 | 0 | 0
CA SO2 Annual v5.14 | 200 | 7280 | Rate Constraint in MTons | FALSE | L | Annual | Rate | lb/MMBtu | 0 | 0 | 0 | 0 | 0 | 0 | 0
CA SO2 Annual v5.14 | 200 | 7280 | Rate Constraint in MTons | FALSE | L | Annual | Generation | TWh | 0 | 0 | 0 | 0 | 0 | 0 | 0
CA SO2 Annual v5.14 | 200 | 7280 | Rate Constraint in MTons | FALSE | L | Annual | Qualifying Generation | TWh | 0 | 0 | 0 | 0 | 0 | 0 | 0
CA SO2 Annual v5.14 | 200 | 7280 | Rate Constraint in MTons | FALSE | L | Annual | Rate | lb/MWh | 0 | 0 | 0 | 0 | 0 | 0 | 0
CA SO2 Annual v5.14 | 200 | 7280 | Rate Constraint in MTons | FALSE | L | Annual | Constraint Shadow Price | US2022$/Ton | 0 | 0 | 0 | 0 | 0 | 0 | 0
CO - CO2 Cap Annual v6.21 | 201 | 7790 | Rate Constraint in MTons | FALSE | L | Annual | Seasons Included | Seasons | Winter, Spring, Summer, Fall | Winter, Spring, Summer, Fall | Winter, Spring, Summer, Fall | Winter, Spring, Summer, Fall | Winter, Spring, Summer, Fall | Winter, Spring, Summer, Fall | Winter, Spring, Summer, Fall
CO - CO2 Cap Annual v6.21 | 201 | 7790 | Rate Constraint in MTons | FALSE | L | Annual | Standard CO2 | Thousand Tons | 19040.0934 | 9066.7111 | 9066.7111 | 9066.7111 | 9066.7111 | 9066.7111 | 9066.7111
CO - CO2 Cap Annual v6.21 | 201 | 7790 | Rate Constraint in MTons | FALSE | L | Annual | Emissions at Affected Plants CO2 | Thousand Tons | 19040.0934 | 9066.7111 | 9066.7111 | 9066.7111 | 6642.0009 | 3931.0272 | 5752.299
CO - CO2 Cap Annual v6.21 | 201 | 7790 | Rate Constraint in MTons | FALSE | L | Annual | Allowances Purchased CO2 | Thousand Tons | 0 | 0 | 0 | 0 | 0 | 0 | 0
CO - CO2 Cap Annual v6.21 | 201 | 7790 | Rate Constraint in MTons | FALSE | L | Annual | Allowances Sold CO2 | Thousand Tons | 0 | 0 | 0 | 0 | 0 | 0 | 0
CO - CO2 Cap Annual v6.21 | 201 | 7790 | Rate Constraint in MTons | FALSE | L | Annual | Allowances Banked | Thousand Tons | 0 | 0 | 0 | 0 | 0 | 0 | 0
CO - CO2 Cap Annual v6.21 | 201 | 7790 | Rate Constraint in MTons | FALSE | L | Annual | Allowances Withdrawn (1:1) | Thousand Tons | 0 | 0 | 0 | 0 | 0 | 0 | 0
CO - CO2 Cap Annual v6.21 | 201 | 7790 | Rate Constraint in MTons | FALSE | L | Annual | Allowances Withdrawn (n:1) | Thousand Tons | 0 | 0 | 0 | 0 | 0 | 0 | 0
CO - CO2 Cap Annual v6.21 | 201 | 7790 | Rate Constraint in MTons | FALSE | L | Annual | Net Emissions Allowance Position | Thousand Tons | 19040.0934 | 9066.7111 | 9066.7111 | 9066.7111 | 6642.0009 | 3931.0272 | 5752.299
CO - CO2 Cap Annual v6.21 | 201 | 7790 | Rate Constraint in MTons | FALSE | L | Annual | Fuel Consumed | TBtu | 242.7966 | 148.2652 | 167.2498 | 166.7419 | 123.7257 | 77.0461 | 107.8536
CO - CO2 Cap Annual v6.21 | 201 | 7790 | Rate Constraint in MTons | FALSE | L | Annual | Rate | lb/MMBtu | 156.8399 | 122.304 | 108.4212 | 108.7515 | 107.3666 | 102.0435 | 106.6686
CO - CO2 Cap Annual v6.21 | 201 | 7790 | Rate Constraint in MTons | FALSE | L | Annual | Generation | TWh | 29.8806 | 21.1248 | 23.3506 | 23.2691 | 17.5418 | 10.7692 | 14.5247
CO - CO2 Cap Annual v6.21 | 201 | 7790 | Rate Constraint in MTons | FALSE | L | Annual | Qualifying Generation | TWh | 29.8806 | 21.1248 | 23.3506 | 23.2691 | 17.5418 | 10.7692 | 14.5247
CO - CO2 Cap Annual v6.21 | 201 | 7790 | Rate Constraint in MTons | FALSE | L | Annual | Rate | lb/MWh | 1274.4108 | 858.3941 | 776.5724 | 779.2912 | 757.2785 | 730.0492 | 792.0734
CO - CO2 Cap Annual v6.21 | 201 | 7790 | Rate Constraint in MTons | FALSE | L | Annual | Constraint Shadow Price | US2022$/Ton | 8.7439 | 34.6263 | 11.8855 | 6.281 | 0 | 0 | 0
CO Hg Rate Annual - Comanche 1,2 & 3 v5.14 | 202 | 7283 | Rate Constraint in lbs/MWh | FALSE | L | Annual | Seasons Included | Seasons | Winter, Spring, Summer, Fall | Winter, Spring, Summer, Fall | Winter, Spring, Summer, Fall | Winter, Spring, Summer, Fall | Winter, Spring, Summer, Fall | Winter, Spring, Summer, Fall | Winter, Spring, Summer, Fall
CO Hg Rate Annual - Comanche 1,2 & 3 v5.14 | 202 | 7283 | Rate Constraint in lbs/MWh | FALSE | L | Annual | Standard MER | lb/MWh | 1.3e-05 | 1.3e-05 | 1.3e-05 | 1.3e-05 | 1.3e-05 | 1.3e-05 | 1.3e-05
CO Hg Rate Annual - Comanche 1,2 & 3 v5.14 | 202 | 7283 | Rate Constraint in lbs/MWh | FALSE | L | Annual | Emissions at Affected Plants MER | lbs | 12.72 | 3.8558 | 0 | 0 | 0 | 0 | 0
CO Hg Rate Annual - Comanche 1,2 & 3 v5.14 | 202 | 7283 | Rate Constraint in lbs/MWh | FALSE | L | Annual | Allowances Purchased MER | lbs | 0 | 0 | 0 | 0 | 0 | 0 | 0
CO Hg Rate Annual - Comanche 1,2 & 3 v5.14 | 202 | 7283 | Rate Constraint in lbs/MWh | FALSE | L | Annual | Allowances Sold MER | lbs | 0 | 0 | 0 | 0 | 0 | 0 | 0
CO Hg Rate Annual - Comanche 1,2 & 3 v5.14 | 202 | 7283 | Rate Constraint in lbs/MWh | FALSE | L | Annual | Allowances Banked | lbs | 0 | 0 | 0 | 0 | 0 | 0 | 0
CO Hg Rate Annual - Comanche 1,2 & 3 v5.14 | 202 | 7283 | Rate Constraint in lbs/MWh | FALSE | L | Annual | Allowances Withdrawn (1:1) | lbs | 0 | 0 | 0 | 0 | 0 | 0 | 0
CO Hg Rate Annual - Comanche 1,2 & 3 v5.14 | 202 | 7283 | Rate Constraint in lbs/MWh | FALSE | L | Annual | Allowances Withdrawn (n:1) | lbs | 0 | 0 | 0 | 0 | 0 | 0 | 0
CO Hg Rate Annual - Comanche 1,2 & 3 v5.14 | 202 | 7283 | Rate Constraint in lbs/MWh | FALSE | L | Annual | Net Emissions Allowance Position | lbs | 12.72 | 3.8558 | 0 | 0 | 0 | 0 | 0
CO Hg Rate Annual - Comanche 1,2 & 3 v5.14 | 202 | 7283 | Rate Constraint in lbs/MWh | FALSE | L | Annual | Fuel Consumed | TBtu | 22.6688 | 6.8716 | 0 | 0 | 0 | 0 | 0
CO Hg Rate Annual - Comanche 1,2 & 3 v5.14 | 202 | 7283 | Rate Constraint in lbs/MWh | FALSE | L | Annual | Rate | lb/MMBtu | 5.6112e-07 | 5.6112e-07 | 0 | 0 | 0 | 0 | 0
CO Hg Rate Annual - Comanche 1,2 & 3 v5.14 | 202 | 7283 | Rate Constraint in lbs/MWh | FALSE | L | Annual | Generation | TWh | 2.1674 | 0.657 | 0 | 0 | 0 | 0 | 0
CO Hg Rate Annual - Comanche 1,2 & 3 v5.14 | 202 | 7283 | Rate Constraint in lbs/MWh | FALSE | L | Annual | Qualifying Generation | TWh | 2.1674 | 0.657 | 0 | 0 | 0 | 0 | 0
CO Hg Rate Annual - Comanche 1,2 & 3 v5.14 | 202 | 7283 | Rate Constraint in lbs/MWh | FALSE | L | Annual | Constraint Shadow Price | US2022$/Lb | 0 | 0 | 0 | 0 | 0 | 0 | 0
CO Hg Rule - MER Removal Annual v3.1 | 203 | 7282 | MACT Fuel Choice Floor in lbs/MMBtu | FALSE | L | Annual | Seasons Included | Seasons | Winter, Spring, Summer, Fall | Winter, Spring, Summer, Fall | Winter, Spring, Summer, Fall | Winter, Spring, Summer, Fall | Winter, Spring, Summer, Fall | Winter, Spring, Summer, Fall | Winter, Spring, Summer, Fall
CO Hg Rule - MER Removal Annual v3.1 | 203 | 7282 | MACT Fuel Choice Floor in lbs/MMBtu | FALSE | L | Annual | Emission Floor | lbs/MMBtu | 8.248e-07 | 8.248e-07 | 8.248e-07 | 8.248e-07 | 8.248e-07 | 8.248e-07 | 8.248e-07
CO Hg Rule - MER Removal Annual v3.1 | 203 | 7282 | MACT Fuel Choice Floor in lbs/MMBtu | FALSE | L | Annual | Emissions at Affected Plants MER | lbs | 53.7724 | 3.8971 | 0.35761 | 0.35761 | 0.35761 | 0.35761 | 0.35761
CO Hg Rule - MER Removal Annual v3.1 | 203 | 7282 | MACT Fuel Choice Floor in lbs/MMBtu | FALSE | L | Annual | Allowances Purchased MER | lbs | 0 | 0 | 0 | 0 | 0 | 0 | 0
CO Hg Rule - MER Removal Annual v3.1 | 203 | 7282 | MACT Fuel Choice Floor in lbs/MMBtu | FALSE | L | Annual | Allowances Sold MER | lbs | 0 | 0 | 0 | 0 | 0 | 0 | 0
CO Hg Rule - MER Removal Annual v3.1 | 203 | 7282 | MACT Fuel Choice Floor in lbs/MMBtu | FALSE | L | Annual | Allowances Banked | lbs | 0 | 0 | 0 | 0 | 0 | 0 | 0
CO Hg Rule - MER Removal Annual v3.1 | 203 | 7282 | MACT Fuel Choice Floor in lbs/MMBtu | FALSE | L | Annual | Allowances Withdrawn (1:1) | lbs | 0 | 0 | 0 | 0 | 0 | 0 | 0
CO Hg Rule - MER Removal Annual v3.1 | 203 | 7282 | MACT Fuel Choice Floor in lbs/MMBtu | FALSE | L | Annual | Allowances Withdrawn (n:1) | lbs | 0 | 0 | 0 | 0 | 0 | 0 | 0
CO Hg Rule - MER Removal Annual v3.1 | 203 | 7282 | MACT Fuel Choice Floor in lbs/MMBtu | FALSE | L | Annual | Net Emissions Allowance Position | lbs | 53.7724 | 3.8971 | 0.35761 | 0.35761 | 0.35761 | 0.35761 | 0.35761
CO Hg Rule - MER Removal Annual v3.1 | 203 | 7282 | MACT Fuel Choice Floor in lbs/MMBtu | FALSE | L | Annual | Fuel Consumed | TBtu | 98.6409 | 7.9301 | 1.5568 | 1.5568 | 1.5568 | 1.5568 | 1.5568
CO Hg Rule - MER Removal Annual v3.1 | 203 | 7282 | MACT Fuel Choice Floor in lbs/MMBtu | FALSE | L | Annual | Rate | lb/MMBtu | 5.4513e-07 | 4.9143e-07 | 2.2971e-07 | 2.2971e-07 | 2.2971e-07 | 2.2971e-07 | 2.2971e-07
CO Hg Rule - MER Removal Annual v3.1 | 203 | 7282 | MACT Fuel Choice Floor in lbs/MMBtu | FALSE | L | Annual | Generation | TWh | 9.6167 | 0.75094 | 0.12207 | 0.12207 | 0.12207 | 0.12207 | 0.12207
CO Hg Rule - MER Removal Annual v3.1 | 203 | 7282 | MACT Fuel Choice Floor in lbs/MMBtu | FALSE | L | Annual | Qualifying Generation | TWh | 9.6167 | 0.75094 | 0.12207 | 0.12207 | 0.12207 | 0.12207 | 0.12207
CO Hg Rule - MER Removal Annual v3.1 | 203 | 7282 | MACT Fuel Choice Floor in lbs/MMBtu | FALSE | L | Annual | Constraint Shadow Price | US2022$/Lb | 0 | 0 | 0 | 0 | 0 | 0 | 0
CO NOX Rate Annual - Craig 1,3 v5.14 | 204 | 7284 | Rate Constraint in lbs/MMBtu | FALSE | L | Annual | Seasons Included | Seasons | Winter, Spring, Summer, Fall | Winter, Spring, Summer, Fall | Winter, Spring, Summer, Fall | Winter, Spring, Summer, Fall | Winter, Spring, Summer, Fall | Winter, Spring, Summer, Fall | Winter, Spring, Summer, Fall
CO NOX Rate Annual - Craig 1,3 v5.14 | 204 | 7284 | Rate Constraint in lbs/MMBtu | FALSE | L | Annual | Standard NOX | lb/MMBtu | 0.28 | 0.28 | 0.28 | 0.28 | 0.28 | 0.28 | 0.28
CO NOX Rate Annual - Craig 1,3 v5.14 | 204 | 7284 | Rate Constraint in lbs/MMBtu | FALSE | L | Annual | Emissions at Affected Plants NOX | Thousand Tons | 2.6387 | 0 | 0 | 0 | 0 | 0 | 0
CO NOX Rate Annual - Craig 1,3 v5.14 | 204 | 7284 | Rate Constraint in lbs/MMBtu | FALSE | L | Annual | Allowances Purchased NOX | Thousand Tons | 0 | 0 | 0 | 0 | 0 | 0 | 0
CO NOX Rate Annual - Craig 1,3 v5.14 | 204 | 7284 | Rate Constraint in lbs/MMBtu | FALSE | L | Annual | Allowances Sold NOX | Thousand Tons | 0 | 0 | 0 | 0 | 0 | 0 | 0
CO NOX Rate Annual - Craig 1,3 v5.14 | 204 | 7284 | Rate Constraint in lbs/MMBtu | FALSE | L | Annual | Allowances Banked | Thousand Tons | 0 | 0 | 0 | 0 | 0 | 0 | 0
CO NOX Rate Annual - Craig 1,3 v5.14 | 204 | 7284 | Rate Constraint in lbs/MMBtu | FALSE | L | Annual | Allowances Withdrawn (1:1) | Thousand Tons | 0 | 0 | 0 | 0 | 0 | 0 | 0
CO NOX Rate Annual - Craig 1,3 v5.14 | 204 | 7284 | Rate Constraint in lbs/MMBtu | FALSE | L | Annual | Allowances Withdrawn (n:1) | Thousand Tons | 0 | 0 | 0 | 0 | 0 | 0 | 0
CO NOX Rate Annual - Craig 1,3 v5.14 | 204 | 7284 | Rate Constraint in lbs/MMBtu | FALSE | L | Annual | Net Emissions Allowance Position | Thousand Tons | 2.6387 | 0 | 0 | 0 | 0 | 0 | 0
CO NOX Rate Annual - Craig 1,3 v5.14 | 204 | 7284 | Rate Constraint in lbs/MMBtu | FALSE | L | Annual | Fuel Consumed | TBtu | 22.7275 | 0 | 0 | 0 | 0 | 0 | 0
CO NOX Rate Annual - Craig 1,3 v5.14 | 204 | 7284 | Rate Constraint in lbs/MMBtu | FALSE | L | Annual | Rate | lb/MMBtu | 0.2322 | 0 | 0 | 0 | 0 | 0 | 0
CO NOX Rate Annual - Craig 1,3 v5.14 | 204 | 7284 | Rate Constraint in lbs/MMBtu | FALSE | L | Annual | Generation | TWh | 2.2696 | 0 | 0 | 0 | 0 | 0 | 0
CO NOX Rate Annual - Craig 1,3 v5.14 | 204 | 7284 | Rate Constraint in lbs/MMBtu | FALSE | L | Annual | Qualifying Generation | TWh | 2.2696 | 0 | 0 | 0 | 0 | 0 | 0
CO NOX Rate Annual - Craig 1,3 v5.14 | 204 | 7284 | Rate Constraint in lbs/MMBtu | FALSE | L | Annual | Rate | lb/MWh | 2.3253 | 0 | 0 | 0 | 0 | 0 | 0
CO NOX Rate Annual - Craig 1,3 v5.14 | 204 | 7284 | Rate Constraint in lbs/MMBtu | FALSE | L | Annual | Constraint Shadow Price | US2022$/Ton | 0 | 0 | 0 | 0 | 0 | 0 | 0
CO NOX Rate Annual - Craig 2 v5.14 | 205 | 7285 | Rate Constraint in lbs/MMBtu | FALSE | L | Annual | Seasons Included | Seasons | Winter, Spring, Summer, Fall | Winter, Spring, Summer, Fall | Winter, Spring, Summer, Fall | Winter, Spring, Summer, Fall | Winter, Spring, Summer, Fall | Winter, Spring, Summer, Fall | Winter, Spring, Summer, Fall
CO NOX Rate Annual - Craig 2 v5.14 | 205 | 7285 | Rate Constraint in lbs/MMBtu | FALSE | L | Annual | Standard NOX | lb/MMBtu | 0.08 | 0.08 | 0.08 | 0.08 | 0.08 | 0.08 | 0.08
CO NOX Rate Annual - Craig 2 v5.14 | 205 | 7285 | Rate Constraint in lbs/MMBtu | FALSE | L | Annual | Emissions at Affected Plants NOX | Thousand Tons | 0.6687 | 0 | 0 | 0 | 0 | 0 | 0
CO NOX Rate Annual - Craig 2 v5.14 | 205 | 7285 | Rate Constraint in lbs/MMBtu | FALSE | L | Annual | Allowances Purchased NOX | Thousand Tons | 0 | 0 | 0 | 0 | 0 | 0 | 0
CO NOX Rate Annual - Craig 2 v5.14 | 205 | 7285 | Rate Constraint in lbs/MMBtu | FALSE | L | Annual | Allowances Sold NOX | Thousand Tons | 0 | 0 | 0 | 0 | 0 | 0 | 0
CO NOX Rate Annual - Craig 2 v5.14 | 205 | 7285 | Rate Constraint in lbs/MMBtu | FALSE | L | Annual | Allowances Banked | Thousand Tons | 0 | 0 | 0 | 0 | 0 | 0 | 0
CO NOX Rate Annual - Craig 2 v5.14 | 205 | 7285 | Rate Constraint in lbs/MMBtu | FALSE | L | Annual | Allowances Withdrawn (1:1) | Thousand Tons | 0 | 0 | 0 | 0 | 0 | 0 | 0
CO NOX Rate Annual - Craig 2 v5.14 | 205 | 7285 | Rate Constraint in lbs/MMBtu | FALSE | L | Annual | Allowances Withdrawn (n:1) | Thousand Tons | 0 | 0 | 0 | 0 | 0 | 0 | 0
CO NOX Rate Annual - Craig 2 v5.14 | 205 | 7285 | Rate Constraint in lbs/MMBtu | FALSE | L | Annual | Net Emissions Allowance Position | Thousand Tons | 0.6687 | 0 | 0 | 0 | 0 | 0 | 0
CO NOX Rate Annual - Craig 2 v5.14 | 205 | 7285 | Rate Constraint in lbs/MMBtu | FALSE | L | Annual | Fuel Consumed | TBtu | 21.2691 | 0 | 0 | 0 | 0 | 0 | 0
CO NOX Rate Annual - Craig 2 v5.14 | 205 | 7285 | Rate Constraint in lbs/MMBtu | FALSE | L | Annual | Rate | lb/MMBtu | 0.06288 | 0 | 0 | 0 | 0 | 0 | 0
CO NOX Rate Annual - Craig 2 v5.14 | 205 | 7285 | Rate Constraint in lbs/MMBtu | FALSE | L | Annual | Generation | TWh | 2.0771 | 0 | 0 | 0 | 0 | 0 | 0
CO NOX Rate Annual - Craig 2 v5.14 | 205 | 7285 | Rate Constraint in lbs/MMBtu | FALSE | L | Annual | Qualifying Generation | TWh | 2.0771 | 0 | 0 | 0 | 0 | 0 | 0
CO NOX Rate Annual - Craig 2 v5.14 | 205 | 7285 | Rate Constraint in lbs/MMBtu | FALSE | L | Annual | Rate | lb/MWh | 0.64389 | 0 | 0 | 0 | 0 | 0 | 0
CO NOX Rate Annual - Craig 2 v5.14 | 205 | 7285 | Rate Constraint in lbs/MMBtu | FALSE | L | Annual | Constraint Shadow Price | US2022$/Ton | 0 | 0 | 0 | 0 | 0 | 0 | 0
CT - CO2 Cap Annual v6.21 | 206 | 7789 | Rate Constraint in MTons | FALSE | L | Annual | Seasons Included | Seasons | Winter, Spring, Summer, Fall | Winter, Spring, Summer, Fall | Winter, Spring, Summer, Fall | Winter, Spring, Summer, Fall | Winter, Spring, Summer, Fall | Winter, Spring, Summer, Fall | Winter, Spring, Summer, Fall
CT - CO2 Cap Annual v6.21 | 206 | 7789 | Rate Constraint in MTons | FALSE | L | Annual | Standard CO2 | Thousand Tons | NA | NA | NA | 0 | 0 | 0 | 0
CT - CO2 Cap Annual v6.21 | 206 | 7789 | Rate Constraint in MTons | FALSE | L | Annual | Emissions at Affected Plants CO2 | Thousand Tons | 0 | 0 | 0 | 0 | 0 | 0 | 0
CT - CO2 Cap Annual v6.21 | 206 | 7789 | Rate Constraint in MTons | FALSE | L | Annual | Allowances Purchased CO2 | Thousand Tons | 0 | 0 | 0 | 0 | 0 | 0 | 0
CT - CO2 Cap Annual v6.21 | 206 | 7789 | Rate Constraint in MTons | FALSE | L | Annual | Allowances Sold CO2 | Thousand Tons | 0 | 0 | 0 | 0 | 0 | 0 | 0
CT - CO2 Cap Annual v6.21 | 206 | 7789 | Rate Constraint in MTons | FALSE | L | Annual | Allowances Banked | Thousand Tons | 0 | 0 | 0 | 0 | 0 | 0 | 0
CT - CO2 Cap Annual v6.21 | 206 | 7789 | Rate Constraint in MTons | FALSE | L | Annual | Allowances Withdrawn (1:1) | Thousand Tons | 0 | 0 | 0 | 0 | 0 | 0 | 0
CT - CO2 Cap Annual v6.21 | 206 | 7789 | Rate Constraint in MTons | FALSE | L | Annual | Allowances Withdrawn (n:1) | Thousand Tons | 0 | 0 | 0 | 0 | 0 | 0 | 0
CT - CO2 Cap Annual v6.21 | 206 | 7789 | Rate Constraint in MTons | FALSE | L | Annual | Net Emissions Allowance Position | Thousand Tons | 0 | 0 | 0 | 0 | 0 | 0 | 0
CT - CO2 Cap Annual v6.21 | 206 | 7789 | Rate Constraint in MTons | FALSE | L | Annual | Fuel Consumed | TBtu | 0 | 0 | 0 | 0 | 0.032439 | 0.75422 | 0.7235
CT - CO2 Cap Annual v6.21 | 206 | 7789 | Rate Constraint in MTons | FALSE | L | Annual | Rate | lb/MMBtu | 0 | 0 | 0 | 0 | 0 | 0 | 0
CT - CO2 Cap Annual v6.21 | 206 | 7789 | Rate Constraint in MTons | FALSE | L | Annual | Generation | TWh | 0 | 0 | 0 | 0 | 0.0057181 | 0.076146 | 0.073044
CT - CO2 Cap Annual v6.21 | 206 | 7789 | Rate Constraint in MTons | FALSE | L | Annual | Qualifying Generation | TWh | 0 | 0 | 0 | 0 | 0.0057181 | 0.076146 | 0.073044
CT - CO2 Cap Annual v6.21 | 206 | 7789 | Rate Constraint in MTons | FALSE | L | Annual | Rate | lb/MWh | 0 | 0 | 0 | 0 | 0 | 0 | 0
CT - CO2 Cap Annual v6.21 | 206 | 7789 | Rate Constraint in MTons | FALSE | L | Annual | Constraint Shadow Price | US2022$/Ton | 0 | 0 | 0 | 1288.7878 | 1535.7442 | 780.9692 | 832.1802
CT Fac. Spec. - MER Rate Annual v3.1 | 207 | 7562 | MACT Fuel Choice Floor in lbs/MMBtu | FALSE | L | Annual | Seasons Included | Seasons | Winter, Spring, Summer, Fall | Winter, Spring, Summer, Fall | Winter, Spring, Summer, Fall | Winter, Spring, Summer, Fall | Winter, Spring, Summer, Fall | Winter, Spring, Summer, Fall | Winter, Spring, Summer, Fall
CT Fac. Spec. - MER Rate Annual v3.1 | 207 | 7562 | MACT Fuel Choice Floor in lbs/MMBtu | FALSE | L | Annual | Emission Floor | lbs/MMBtu | 6e-07 | 6e-07 | 6e-07 | 6e-07 | 6e-07 | 6e-07 | 6e-07
CT Fac. Spec. - MER Rate Annual v3.1 | 207 | 7562 | MACT Fuel Choice Floor in lbs/MMBtu | FALSE | L | Annual | Emissions at Affected Plants MER | lbs | 0 | 0 | 0 | 0 | 0 | 0 | 0
CT Fac. Spec. - MER Rate Annual v3.1 | 207 | 7562 | MACT Fuel Choice Floor in lbs/MMBtu | FALSE | L | Annual | Allowances Purchased MER | lbs | 0 | 0 | 0 | 0 | 0 | 0 | 0
CT Fac. Spec. - MER Rate Annual v3.1 | 207 | 7562 | MACT Fuel Choice Floor in lbs/MMBtu | FALSE | L | Annual | Allowances Sold MER | lbs | 0 | 0 | 0 | 0 | 0 | 0 | 0
CT Fac. Spec. - MER Rate Annual v3.1 | 207 | 7562 | MACT Fuel Choice Floor in lbs/MMBtu | FALSE | L | Annual | Allowances Banked | lbs | 0 | 0 | 0 | 0 | 0 | 0 | 0
CT Fac. Spec. - MER Rate Annual v3.1 | 207 | 7562 | MACT Fuel Choice Floor in lbs/MMBtu | FALSE | L | Annual | Allowances Withdrawn (1:1) | lbs | 0 | 0 | 0 | 0 | 0 | 0 | 0
CT Fac. Spec. - MER Rate Annual v3.1 | 207 | 7562 | MACT Fuel Choice Floor in lbs/MMBtu | FALSE | L | Annual | Allowances Withdrawn (n:1) | lbs | 0 | 0 | 0 | 0 | 0 | 0 | 0
CT Fac. Spec. - MER Rate Annual v3.1 | 207 | 7562 | MACT Fuel Choice Floor in lbs/MMBtu | FALSE | L | Annual | Net Emissions Allowance Position | lbs | 0 | 0 | 0 | 0 | 0 | 0 | 0
CT Fac. Spec. - MER Rate Annual v3.1 | 207 | 7562 | MACT Fuel Choice Floor in lbs/MMBtu | FALSE | L | Annual | Fuel Consumed | TBtu | 0 | 0 | 0 | 0 | 0 | 0 | 0
CT Fac. Spec. - MER Rate Annual v3.1 | 207 | 7562 | MACT Fuel Choice Floor in lbs/MMBtu | FALSE | L | Annual | Rate | lb/MMBtu | 0 | 0 | 0 | 0 | 0 | 0 | 0
CT Fac. Spec. - MER Rate Annual v3.1 | 207 | 7562 | MACT Fuel Choice Floor in lbs/MMBtu | FALSE | L | Annual | Generation | TWh | 0 | 0 | 0 | 0 | 0 | 0 | 0
CT Fac. Spec. - MER Rate Annual v3.1 | 207 | 7562 | MACT Fuel Choice Floor in lbs/MMBtu | FALSE | L | Annual | Qualifying Generation | TWh | 0 | 0 | 0 | 0 | 0 | 0 | 0
CT Fac. Spec. - MER Rate Annual v3.1 | 207 | 7562 | MACT Fuel Choice Floor in lbs/MMBtu | FALSE | L | Annual | Constraint Shadow Price | US2022$/Lb | 0 | 0 | 0 | 0 | 0 | 0 | 0
CT Fac. Spec. - NOX Rate Winter v.4.10 Final, Unit 608 and retrofits | 208 | 7286 | Rate Constraint in lbs/MMBtu | FALSE | L | Annual | Seasons Included | Seasons | Winter, Spring, Fall | Winter, Spring, Fall | Winter, Spring, Fall | Winter, Spring, Fall | Winter, Spring, Fall | Winter, Spring, Fall | Winter, Spring, Fall
CT Fac. Spec. - NOX Rate Winter v.4.10 Final, Unit 608 and retrofits | 208 | 7286 | Rate Constraint in lbs/MMBtu | FALSE | L | Annual | Standard NOX | lb/MMBtu | 0.15 | 0.15 | 0.15 | 0.15 | 0.15 | 0.15 | 0.15
CT Fac. Spec. - NOX Rate Winter v.4.10 Final, Unit 608 and retrofits | 208 | 7286 | Rate Constraint in lbs/MMBtu | FALSE | L | Annual | Emissions at Affected Plants NOX | Thousand Tons | 0 | 0 | 0 | 0 | 0 | 0 | 0
CT Fac. Spec. - NOX Rate Winter v.4.10 Final, Unit 608 and retrofits | 208 | 7286 | Rate Constraint in lbs/MMBtu | FALSE | L | Annual | Allowances Purchased NOX | Thousand Tons | 0 | 0 | 0 | 0 | 0 | 0 | 0
CT Fac. Spec. - NOX Rate Winter v.4.10 Final, Unit 608 and retrofits | 208 | 7286 | Rate Constraint in lbs/MMBtu | FALSE | L | Annual | Allowances Sold NOX | Thousand Tons | 0 | 0 | 0 | 0 | 0 | 0 | 0
CT Fac. Spec. - NOX Rate Winter v.4.10 Final, Unit 608 and retrofits | 208 | 7286 | Rate Constraint in lbs/MMBtu | FALSE | L | Annual | Allowances Banked | Thousand Tons | 0 | 0 | 0 | 0 | 0 | 0 | 0
CT Fac. Spec. - NOX Rate Winter v.4.10 Final, Unit 608 and retrofits | 208 | 7286 | Rate Constraint in lbs/MMBtu | FALSE | L | Annual | Allowances Withdrawn (1:1) | Thousand Tons | 0 | 0 | 0 | 0 | 0 | 0 | 0
CT Fac. Spec. - NOX Rate Winter v.4.10 Final, Unit 608 and retrofits | 208 | 7286 | Rate Constraint in lbs/MMBtu | FALSE | L | Annual | Allowances Withdrawn (n:1) | Thousand Tons | 0 | 0 | 0 | 0 | 0 | 0 | 0
CT Fac. Spec. - NOX Rate Winter v.4.10 Final, Unit 608 and retrofits | 208 | 7286 | Rate Constraint in lbs/MMBtu | FALSE | L | Annual | Net Emissions Allowance Position | Thousand Tons | 0 | 0 | 0 | 0 | 0 | 0 | 0
CT Fac. Spec. - NOX Rate Winter v.4.10 Final, Unit 608 and retrofits | 208 | 7286 | Rate Constraint in lbs/MMBtu | FALSE | L | Annual | Fuel Consumed | TBtu | 0 | 0 | 0 | 0 | 0 | 0 | 0
CT Fac. Spec. - NOX Rate Winter v.4.10 Final, Unit 608 and retrofits | 208 | 7286 | Rate Constraint in lbs/MMBtu | FALSE | L | Annual | Rate | lb/MMBtu | 0 | 0 | 0 | 0 | 0 | 0 | 0
CT Fac. Spec. - NOX Rate Winter v.4.10 Final, Unit 608 and retrofits | 208 | 7286 | Rate Constraint in lbs/MMBtu | FALSE | L | Annual | Generation | TWh | 0 | 0 | 0 | 0 | 0 | 0 | 0
CT Fac. Spec. - NOX Rate Winter v.4.10 Final, Unit 608 and retrofits | 208 | 7286 | Rate Constraint in lbs/MMBtu | FALSE | L | Annual | Qualifying Generation | TWh | 0 | 0 | 0 | 0 | 0 | 0 | 0
CT Fac. Spec. - NOX Rate Winter v.4.10 Final, Unit 608 and retrofits | 208 | 7286 | Rate Constraint in lbs/MMBtu | FALSE | L | Annual | Rate | lb/MWh | 0 | 0 | 0 | 0 | 0 | 0 | 0
CT Fac. Spec. - NOX Rate Winter v.4.10 Final, Unit 608 and retrofits | 208 | 7286 | Rate Constraint in lbs/MMBtu | FALSE | L | Annual | Constraint Shadow Price | US2022$/Ton | 0 | 0 | 0 | 0 | 0 | 0 | 0
CT Fac. Spec. - NOX Rate Winter v.4.10 Final, Unit 609 and retrofits | 209 | 7286 | Rate Constraint in lbs/MMBtu | FALSE | L | Annual | Seasons Included | Seasons | Winter, Spring, Fall | Winter, Spring, Fall | Winter, Spring, Fall | Winter, Spring, Fall | Winter, Spring, Fall | Winter, Spring, Fall | Winter, Spring, Fall
CT Fac. Spec. - NOX Rate Winter v.4.10 Final, Unit 609 and retrofits | 209 | 7286 | Rate Constraint in lbs/MMBtu | FALSE | L | Annual | Standard NOX | lb/MMBtu | 0.15 | 0.15 | 0.15 | 0.15 | 0.15 | 0.15 | 0.15
CT Fac. Spec. - NOX Rate Winter v.4.10 Final, Unit 609 and retrofits | 209 | 7286 | Rate Constraint in lbs/MMBtu | FALSE | L | Annual | Emissions at Affected Plants NOX | Thousand Tons | 0 | 0 | 0 | 0 | 0 | 0 | 0
CT Fac. Spec. - NOX Rate Winter v.4.10 Final, Unit 609 and retrofits | 209 | 7286 | Rate Constraint in lbs/MMBtu | FALSE | L | Annual | Allowances Purchased NOX | Thousand Tons | 0 | 0 | 0 | 0 | 0 | 0 | 0
CT Fac. Spec. - NOX Rate Winter v.4.10 Final, Unit 609 and retrofits | 209 | 7286 | Rate Constraint in lbs/MMBtu | FALSE | L | Annual | Allowances Sold NOX | Thousand Tons | 0 | 0 | 0 | 0 | 0 | 0 | 0
CT Fac. Spec. - NOX Rate Winter v.4.10 Final, Unit 609 and retrofits | 209 | 7286 | Rate Constraint in lbs/MMBtu | FALSE | L | Annual | Allowances Banked | Thousand Tons | 0 | 0 | 0 | 0 | 0 | 0 | 0
CT Fac. Spec. - NOX Rate Winter v.4.10 Final, Unit 609 and retrofits | 209 | 7286 | Rate Constraint in lbs/MMBtu | FALSE | L | Annual | Allowances Withdrawn (1:1) | Thousand Tons | 0 | 0 | 0 | 0 | 0 | 0 | 0
CT Fac. Spec. - NOX Rate Winter v.4.10 Final, Unit 609 and retrofits | 209 | 7286 | Rate Constraint in lbs/MMBtu | FALSE | L | Annual | Allowances Withdrawn (n:1) | Thousand Tons | 0 | 0 | 0 | 0 | 0 | 0 | 0
CT Fac. Spec. - NOX Rate Winter v.4.10 Final, Unit 609 and retrofits | 209 | 7286 | Rate Constraint in lbs/MMBtu | FALSE | L | Annual | Net Emissions Allowance Position | Thousand Tons | 0 | 0 | 0 | 0 | 0 | 0 | 0
CT Fac. Spec. - NOX Rate Winter v.4.10 Final, Unit 609 and retrofits | 209 | 7286 | Rate Constraint in lbs/MMBtu | FALSE | L | Annual | Fuel Consumed | TBtu | 0 | 0 | 0 | 0 | 0 | 0 | 0
CT Fac. Spec. - NOX Rate Winter v.4.10 Final, Unit 609 and retrofits | 209 | 7286 | Rate Constraint in lbs/MMBtu | FALSE | L | Annual | Rate | lb/MMBtu | 0 | 0 | 0 | 0 | 0 | 0 | 0
CT Fac. Spec. - NOX Rate Winter v.4.10 Final, Unit 609 and retrofits | 209 | 7286 | Rate Constraint in lbs/MMBtu | FALSE | L | Annual | Generation | TWh | 0 | 0 | 0 | 0 | 0 | 0 | 0
CT Fac. Spec. - NOX Rate Winter v.4.10 Final, Unit 609 and retrofits | 209 | 7286 | Rate Constraint in lbs/MMBtu | FALSE | L | Annual | Qualifying Generation | TWh | 0 | 0 | 0 | 0 | 0 | 0 | 0
CT Fac. Spec. - NOX Rate Winter v.4.10 Final, Unit 609 and retrofits | 209 | 7286 | Rate Constraint in lbs/MMBtu | FALSE | L | Annual | Rate | lb/MWh | 0 | 0 | 0 | 0 | 0 | 0 | 0
CT Fac. Spec. - NOX Rate Winter v.4.10 Final, Unit 609 and retrofits | 209 | 7286 | Rate Constraint in lbs/MMBtu | FALSE | L | Annual | Constraint Shadow Price | US2022$/Ton | 0 | 0 | 0 | 0 | 0 | 0 | 0
CT Fac. Spec. - NOX Rate Winter v.4.10 Final, Unit 610 and retrofits | 210 | 7286 | Rate Constraint in lbs/MMBtu | FALSE | L | Annual | Seasons Included | Seasons | Winter, Spring, Fall | Winter, Spring, Fall | Winter, Spring, Fall | Winter, Spring, Fall | Winter, Spring, Fall | Winter, Spring, Fall | Winter, Spring, Fall
CT Fac. Spec. - NOX Rate Winter v.4.10 Final, Unit 610 and retrofits | 210 | 7286 | Rate Constraint in lbs/MMBtu | FALSE | L | Annual | Standard NOX | lb/MMBtu | 0.15 | 0.15 | 0.15 | 0.15 | 0.15 | 0.15 | 0.15
CT Fac. Spec. - NOX Rate Winter v.4.10 Final, Unit 610 and retrofits | 210 | 7286 | Rate Constraint in lbs/MMBtu | FALSE | L | Annual | Emissions at Affected Plants NOX | Thousand Tons | 0 | 0 | 0 | 0 | 0 | 0 | 0
CT Fac. Spec. - NOX Rate Winter v.4.10 Final, Unit 610 and retrofits | 210 | 7286 | Rate Constraint in lbs/MMBtu | FALSE | L | Annual | Allowances Purchased NOX | Thousand Tons | 0 | 0 | 0 | 0 | 0 | 0 | 0
CT Fac. Spec. - NOX Rate Winter v.4.10 Final, Unit 610 and retrofits | 210 | 7286 | Rate Constraint in lbs/MMBtu | FALSE | L | Annual | Allowances Sold NOX | Thousand Tons | 0 | 0 | 0 | 0 | 0 | 0 | 0
CT Fac. Spec. - NOX Rate Winter v.4.10 Final, Unit 610 and retrofits | 210 | 7286 | Rate Constraint in lbs/MMBtu | FALSE | L | Annual | Allowances Banked | Thousand Tons | 0 | 0 | 0 | 0 | 0 | 0 | 0
CT Fac. Spec. - NOX Rate Winter v.4.10 Final, Unit 610 and retrofits | 210 | 7286 | Rate Constraint in lbs/MMBtu | FALSE | L | Annual | Allowances Withdrawn (1:1) | Thousand Tons | 0 | 0 | 0 | 0 | 0 | 0 | 0
CT Fac. Spec. - NOX Rate Winter v.4.10 Final, Unit 610 and retrofits | 210 | 7286 | Rate Constraint in lbs/MMBtu | FALSE | L | Annual | Allowances Withdrawn (n:1) | Thousand Tons | 0 | 0 | 0 | 0 | 0 | 0 | 0
CT Fac. Spec. - NOX Rate Winter v.4.10 Final, Unit 610 and retrofits | 210 | 7286 | Rate Constraint in lbs/MMBtu | FALSE | L | Annual | Net Emissions Allowance Position | Thousand Tons | 0 | 0 | 0 | 0 | 0 | 0 | 0
CT Fac. Spec. - NOX Rate Winter v.4.10 Final, Unit 610 and retrofits | 210 | 7286 | Rate Constraint in lbs/MMBtu | FALSE | L | Annual | Fuel Consumed | TBtu | 0 | 0 | 0 | 0 | 0 | 0 | 0
CT Fac. Spec. - NOX Rate Winter v.4.10 Final, Unit 610 and retrofits | 210 | 7286 | Rate Constraint in lbs/MMBtu | FALSE | L | Annual | Rate | lb/MMBtu | 0 | 0 | 0 | 0 | 0 | 0 | 0
CT Fac. Spec. - NOX Rate Winter v.4.10 Final, Unit 610 and retrofits | 210 | 7286 | Rate Constraint in lbs/MMBtu | FALSE | L | Annual | Generation | TWh | 0 | 0 | 0 | 0 | 0 | 0 | 0
CT Fac. Spec. - NOX Rate Winter v.4.10 Final, Unit 610 and retrofits | 210 | 7286 | Rate Constraint in lbs/MMBtu | FALSE | L | Annual | Qualifying Generation | TWh | 0 | 0 | 0 | 0 | 0 | 0 | 0
CT Fac. Spec. - NOX Rate Winter v.4.10 Final, Unit 610 and retrofits | 210 | 7286 | Rate Constraint in lbs/MMBtu | FALSE | L | Annual | Rate | lb/MWh | 0 | 0 | 0 | 0 | 0 | 0 | 0
CT Fac. Spec. - NOX Rate Winter v.4.10 Final, Unit 610 and retrofits | 210 | 7286 | Rate Constraint in lbs/MMBtu | FALSE | L | Annual | Constraint Shadow Price | US2022$/Ton | 0 | 0 | 0 | 0 | 0 | 0 | 0
CT Fac. Spec. - NOX Rate Winter v.4.10 Final, Unit 611 and retrofits | 211 | 7286 | Rate Constraint in lbs/MMBtu | FALSE | L | Annual | Seasons Included | Seasons | Winter, Spring, Fall | Winter, Spring, Fall | Winter, Spring, Fall | Winter, Spring, Fall | Winter, Spring, Fall | Winter, Spring, Fall | Winter, Spring, Fall
CT Fac. Spec. - NOX Rate Winter v.4.10 Final, Unit 611 and retrofits | 211 | 7286 | Rate Constraint in lbs/MMBtu | FALSE | L | Annual | Standard NOX | lb/MMBtu | 0.15 | 0.15 | 0.15 | 0.15 | 0.15 | 0.15 | 0.15
CT Fac. Spec. - NOX Rate Winter v.4.10 Final, Unit 611 and retrofits | 211 | 7286 | Rate Constraint in lbs/MMBtu | FALSE | L | Annual | Emissions at Affected Plants NOX | Thousand Tons | 0 | 0 | 0 | 0 | 0 | 0 | 0
CT Fac. Spec. - NOX Rate Winter v.4.10 Final, Unit 611 and retrofits | 211 | 7286 | Rate Constraint in lbs/MMBtu | FALSE | L | Annual | Allowances Purchased NOX | Thousand Tons | 0 | 0 | 0 | 0 | 0 | 0 | 0
CT Fac. Spec. - NOX Rate Winter v.4.10 Final, Unit 611 and retrofits | 211 | 7286 | Rate Constraint in lbs/MMBtu | FALSE | L | Annual | Allowances Sold NOX | Thousand Tons | 0 | 0 | 0 | 0 | 0 | 0 | 0
CT Fac. Spec. - NOX Rate Winter v.4.10 Final, Unit 611 and retrofits | 211 | 7286 | Rate Constraint in lbs/MMBtu | FALSE | L | Annual | Allowances Banked | Thousand Tons | 0 | 0 | 0 | 0 | 0 | 0 | 0
CT Fac. Spec. - NOX Rate Winter v.4.10 Final, Unit 611 and retrofits | 211 | 7286 | Rate Constraint in lbs/MMBtu | FALSE | L | Annual | Allowances Withdrawn (1:1) | Thousand Tons | 0 | 0 | 0 | 0 | 0 | 0 | 0
CT Fac. Spec. - NOX Rate Winter v.4.10 Final, Unit 611 and retrofits | 211 | 7286 | Rate Constraint in lbs/MMBtu | FALSE | L | Annual | Allowances Withdrawn (n:1) | Thousand Tons | 0 | 0 | 0 | 0 | 0 | 0 | 0
CT Fac. Spec. - NOX Rate Winter v.4.10 Final, Unit 611 and retrofits | 211 | 7286 | Rate Constraint in lbs/MMBtu | FALSE | L | Annual | Net Emissions Allowance Position | Thousand Tons | 0 | 0 | 0 | 0 | 0 | 0 | 0
CT Fac. Spec. - NOX Rate Winter v.4.10 Final, Unit 611 and retrofits | 211 | 7286 | Rate Constraint in lbs/MMBtu | FALSE | L | Annual | Fuel Consumed | TBtu | 0 | 0 | 0 | 0 | 0 | 0 | 0
CT Fac. Spec. - NOX Rate Winter v.4.10 Final, Unit 611 and retrofits | 211 | 7286 | Rate Constraint in lbs/MMBtu | FALSE | L | Annual | Rate | lb/MMBtu | 0 | 0 | 0 | 0 | 0 | 0 | 0
CT Fac. Spec. - NOX Rate Winter v.4.10 Final, Unit 611 and retrofits | 211 | 7286 | Rate Constraint in lbs/MMBtu | FALSE | L | Annual | Generation | TWh | 0 | 0 | 0 | 0 | 0 | 0 | 0
CT Fac. Spec. - NOX Rate Winter v.4.10 Final, Unit 611 and retrofits | 211 | 7286 | Rate Constraint in lbs/MMBtu | FALSE | L | Annual | Qualifying Generation | TWh | 0 | 0 | 0 | 0 | 0 | 0 | 0
CT Fac. Spec. - NOX Rate Winter v.4.10 Final, Unit 611 and retrofits | 211 | 7286 | Rate Constraint in lbs/MMBtu | FALSE | L | Annual | Rate | lb/MWh | 0 | 0 | 0 | 0 | 0 | 0 | 0
CT Fac. Spec. - NOX Rate Winter v.4.10 Final, Unit 611 and retrofits | 211 | 7286 | Rate Constraint in lbs/MMBtu | FALSE | L | Annual | Constraint Shadow Price | US2022$/Ton | 0 | 0 | 0 | 0 | 0 | 0 | 0
CT Fac. Spec. - NOX Rate Winter v.4.10 Final, Unit 612 and retrofits | 212 | 7286 | Rate Constraint in lbs/MMBtu | FALSE | L | Annual | Seasons Included | Seasons | Winter, Spring, Fall | Winter, Spring, Fall | Winter, Spring, Fall | Winter, Spring, Fall | Winter, Spring, Fall | Winter, Spring, Fall | Winter, Spring, Fall
CT Fac. Spec. - NOX Rate Winter v.4.10 Final, Unit 612 and retrofits | 212 | 7286 | Rate Constraint in lbs/MMBtu | FALSE | L | Annual | Standard NOX | lb/MMBtu | 0.15 | 0.15 | 0.15 | 0.15 | 0.15 | 0.15 | 0.15
CT Fac. Spec. - NOX Rate Winter v.4.10 Final, Unit 612 and retrofits | 212 | 7286 | Rate Constraint in lbs/MMBtu | FALSE | L | Annual | Emissions at Affected Plants NOX | Thousand Tons | 0 | 0 | 0 | 0 | 0 | 0 | 0
CT Fac. Spec. - NOX Rate Winter v.4.10 Final, Unit 612 and retrofits | 212 | 7286 | Rate Constraint in lbs/MMBtu | FALSE | L | Annual | Allowances Purchased NOX | Thousand Tons | 0 | 0 | 0 | 0 | 0 | 0 | 0
CT Fac. Spec. - NOX Rate Winter v.4.10 Final, Unit 612 and retrofits | 212 | 7286 | Rate Constraint in lbs/MMBtu | FALSE | L | Annual | Allowances Sold NOX | Thousand Tons | 0 | 0 | 0 | 0 | 0 | 0 | 0
CT Fac. Spec. - NOX Rate Winter v.4.10 Final, Unit 612 and retrofits | 212 | 7286 | Rate Constraint in lbs/MMBtu | FALSE | L | Annual | Allowances Banked | Thousand Tons | 0 | 0 | 0 | 0 | 0 | 0 | 0
CT Fac. Spec. - NOX Rate Winter v.4.10 Final, Unit 612 and retrofits | 212 | 7286 | Rate Constraint in lbs/MMBtu | FALSE | L | Annual | Allowances Withdrawn (1:1) | Thousand Tons | 0 | 0 | 0 | 0 | 0 | 0 | 0
CT Fac. Spec. - NOX Rate Winter v.4.10 Final, Unit 612 and retrofits | 212 | 7286 | Rate Constraint in lbs/MMBtu | FALSE | L | Annual | Allowances Withdrawn (n:1) | Thousand Tons | 0 | 0 | 0 | 0 | 0 | 0 | 0
CT Fac. Spec. - NOX Rate Winter v.4.10 Final, Unit 612 and retrofits | 212 | 7286 | Rate Constraint in lbs/MMBtu | FALSE | L | Annual | Net Emissions Allowance Position | Thousand Tons | 0 | 0 | 0 | 0 | 0 | 0 | 0
CT Fac. Spec. - NOX Rate Winter v.4.10 Final, Unit 612 and retrofits | 212 | 7286 | Rate Constraint in lbs/MMBtu | FALSE | L | Annual | Fuel Consumed | TBtu | 0 | 0 | 0 | 0 | 0 | 0 | 0
CT Fac. Spec. - NOX Rate Winter v.4.10 Final, Unit 612 and retrofits | 212 | 7286 | Rate Constraint in lbs/MMBtu | FALSE | L | Annual | Rate | lb/MMBtu | 0 | 0 | 0 | 0 | 0 | 0 | 0
CT Fac. Spec. - NOX Rate Winter v.4.10 Final, Unit 612 and retrofits | 212 | 7286 | Rate Constraint in lbs/MMBtu | FALSE | L | Annual | Generation | TWh | 0 | 0 | 0 | 0 | 0 | 0 | 0
CT Fac. Spec. - NOX Rate Winter v.4.10 Final, Unit 612 and retrofits | 212 | 7286 | Rate Constraint in lbs/MMBtu | FALSE | L | Annual | Qualifying Generation | TWh | 0 | 0 | 0 | 0 | 0 | 0 | 0
CT Fac. Spec. - NOX Rate Winter v.4.10 Final, Unit 612 and retrofits | 212 | 7286 | Rate Constraint in lbs/MMBtu | FALSE | L | Annual | Rate | lb/MWh | 0 | 0 | 0 | 0 | 0 | 0 | 0
CT Fac. Spec. - NOX Rate Winter v.4.10 Final, Unit 612 and retrofits | 212 | 7286 | Rate Constraint in lbs/MMBtu | FALSE | L | Annual | Constraint Shadow Price | US2022$/Ton | 0 | 0 | 0 | 0 | 0 | 0 | 0
CT Fac. Spec. - NOX Rate Winter v.4.10 Final, Unit 613 and retrofits | 213 | 7286 | Rate Constraint in lbs/MMBtu | FALSE | L | Annual | Seasons Included | Seasons | Winter, Spring, Fall | Winter, Spring, Fall | Winter, Spring, Fall | Winter, Spring, Fall | Winter, Spring, Fall | Winter, Spring, Fall | Winter, Spring, Fall
CT Fac. Spec. - NOX Rate Winter v.4.10 Final, Unit 613 and retrofits | 213 | 7286 | Rate Constraint in lbs/MMBtu | FALSE | L | Annual | Standard NOX | lb/MMBtu | 0.15 | 0.15 | 0.15 | 0.15 | 0.15 | 0.15 | 0.15
CT Fac. Spec. - NOX Rate Winter v.4.10 Final, Unit 613 and retrofits | 213 | 7286 | Rate Constraint in lbs/MMBtu | FALSE | L | Annual | Emissions at Affected Plants NOX | Thousand Tons | 0 | 0 | 0 | 0 | 0 | 0 | 0
CT Fac. Spec. - NOX Rate Winter v.4.10 Final, Unit 613 and retrofits | 213 | 7286 | Rate Constraint in lbs/MMBtu | FALSE | L | Annual | Allowances Purchased NOX | Thousand Tons | 0 | 0 | 0 | 0 | 0 | 0 | 0
CT Fac. Spec. - NOX Rate Winter v.4.10 Final, Unit 613 and retrofits | 213 | 7286 | Rate Constraint in lbs/MMBtu | FALSE | L | Annual | Allowances Sold NOX | Thousand Tons | 0 | 0 | 0 | 0 | 0 | 0 | 0
CT Fac. Spec. - NOX Rate Winter v.4.10 Final, Unit 613 and retrofits | 213 | 7286 | Rate Constraint in lbs/MMBtu | FALSE | L | Annual | Allowances Banked | Thousand Tons | 0 | 0 | 0 | 0 | 0 | 0 | 0
CT Fac. Spec. - NOX Rate Winter v.4.10 Final, Unit 613 and retrofits | 213 | 7286 | Rate Constraint in lbs/MMBtu | FALSE | L | Annual | Allowances Withdrawn (1:1) | Thousand Tons | 0 | 0 | 0 | 0 | 0 | 0 | 0
CT Fac. Spec. - NOX Rate Winter v.4.10 Final, Unit 613 and retrofits | 213 | 7286 | Rate Constraint in lbs/MMBtu | FALSE | L | Annual | Allowances Withdrawn (n:1) | Thousand Tons | 0 | 0 | 0 | 0 | 0 | 0 | 0
CT Fac. Spec. - NOX Rate Winter v.4.10 Final, Unit 613 and retrofits | 213 | 7286 | Rate Constraint in lbs/MMBtu | FALSE | L | Annual | Net Emissions Allowance Position | Thousand Tons | 0 | 0 | 0 | 0 | 0 | 0 | 0
CT Fac. Spec. - NOX Rate Winter v.4.10 Final, Unit 613 and retrofits | 213 | 7286 | Rate Constraint in lbs/MMBtu | FALSE | L | Annual | Fuel Consumed | TBtu | 0 | 0 | 0 | 0 | 0 | 0 | 0
CT Fac. Spec. - NOX Rate Winter v.4.10 Final, Unit 613 and retrofits | 213 | 7286 | Rate Constraint in lbs/MMBtu | FALSE | L | Annual | Rate | lb/MMBtu | 0 | 0 | 0 | 0 | 0 | 0 | 0
CT Fac. Spec. - NOX Rate Winter v.4.10 Final, Unit 613 and retrofits | 213 | 7286 | Rate Constraint in lbs/MMBtu | FALSE | L | Annual | Generation | TWh | 0 | 0 | 0 | 0 | 0 | 0 | 0
CT Fac. Spec. - NOX Rate Winter v.4.10 Final, Unit 613 and retrofits | 213 | 7286 | Rate Constraint in lbs/MMBtu | FALSE | L | Annual | Qualifying Generation | TWh | 0 | 0 | 0 | 0 | 0 | 0 | 0
CT Fac. Spec. - NOX Rate Winter v.4.10 Final, Unit 613 and retrofits | 213 | 7286 | Rate Constraint in lbs/MMBtu | FALSE | L | Annual | Rate | lb/MWh | 0 | 0 | 0 | 0 | 0 | 0 | 0
CT Fac. Spec. - NOX Rate Winter v.4.10 Final, Unit 613 and retrofits | 213 | 7286 | Rate Constraint in lbs/MMBtu | FALSE | L | Annual | Constraint Shadow Price | US2022$/Ton | 0 | 0 | 0 | 0 | 0 | 0 | 0
CT Fac. Spec. - NOX Rate Winter v.4.10 Final, Unit 614 and retrofits | 214 | 7286 | Rate Constraint in lbs/MMBtu | FALSE | L | Annual | Seasons Included | Seasons | Winter, Spring, Fall | Winter, Spring, Fall | Winter, Spring, Fall | Winter, Spring, Fall | Winter, Spring, Fall | Winter, Spring, Fall | Winter, Spring, Fall
CT Fac. Spec. - NOX Rate Winter v.4.10 Final, Unit 614 and retrofits | 214 | 7286 | Rate Constraint in lbs/MMBtu | FALSE | L | Annual | Standard NOX | lb/MMBtu | 0.15 | 0.15 | 0.15 | 0.15 | 0.15 | 0.15 | 0.15
CT Fac. Spec. - NOX Rate Winter v.4.10 Final, Unit 614 and retrofits | 214 | 7286 | Rate Constraint in lbs/MMBtu | FALSE | L | Annual | Emissions at Affected Plants NOX | Thousand Tons | 0 | 0 | 0 | 0 | 0 | 0 | 0
CT Fac. Spec. - NOX Rate Winter v.4.10 Final, Unit 614 and retrofits | 214 | 7286 | Rate Constraint in lbs/MMBtu | FALSE | L | Annual | Allowances Purchased NOX | Thousand Tons | 0 | 0 | 0 | 0 | 0 | 0 | 0
CT Fac. Spec. - NOX Rate Winter v.4.10 Final, Unit 614 and retrofits | 214 | 7286 | Rate Constraint in lbs/MMBtu | FALSE | L | Annual | Allowances Sold NOX | Thousand Tons | 0 | 0 | 0 | 0 | 0 | 0 | 0
CT Fac. Spec. - NOX Rate Winter v.4.10 Final, Unit 614 and retrofits | 214 | 7286 | Rate Constraint in lbs/MMBtu | FALSE | L | Annual | Allowances Banked | Thousand Tons | 0 | 0 | 0 | 0 | 0 | 0 | 0
CT Fac. Spec. - NOX Rate Winter v.4.10 Final, Unit 614 and retrofits | 214 | 7286 | Rate Constraint in lbs/MMBtu | FALSE | L | Annual | Allowances Withdrawn (1:1) | Thousand Tons | 0 | 0 | 0 | 0 | 0 | 0 | 0
CT Fac. Spec. - NOX Rate Winter v.4.10 Final, Unit 614 and retrofits | 214 | 7286 | Rate Constraint in lbs/MMBtu | FALSE | L | Annual | Allowances Withdrawn (n:1) | Thousand Tons | 0 | 0 | 0 | 0 | 0 | 0 | 0
CT Fac. Spec. - NOX Rate Winter v.4.10 Final, Unit 614 and retrofits | 214 | 7286 | Rate Constraint in lbs/MMBtu | FALSE | L | Annual | Net Emissions Allowance Position | Thousand Tons | 0 | 0 | 0 | 0 | 0 | 0 | 0
CT Fac. Spec. - NOX Rate Winter v.4.10 Final, Unit 614 and retrofits | 214 | 7286 | Rate Constraint in lbs/MMBtu | FALSE | L | Annual | Fuel Consumed | TBtu | 0 | 0 | 0 | 0 | 0 | 0 | 0
CT Fac. Spec. - NOX Rate Winter v.4.10 Final, Unit 614 and retrofits | 214 | 7286 | Rate Constraint in lbs/MMBtu | FALSE | L | Annual | Rate | lb/MMBtu | 0 | 0 | 0 | 0 | 0 | 0 | 0
CT Fac. Spec. - NOX Rate Winter v.4.10 Final, Unit 614 and retrofits | 214 | 7286 | Rate Constraint in lbs/MMBtu | FALSE | L | Annual | Generation | TWh | 0 | 0 | 0 | 0 | 0 | 0 | 0
CT Fac. Spec. - NOX Rate Winter v.4.10 Final, Unit 614 and retrofits | 214 | 7286 | Rate Constraint in lbs/MMBtu | FALSE | L | Annual | Qualifying Generation | TWh | 0 | 0 | 0 | 0 | 0 | 0 | 0
CT Fac. Spec. - NOX Rate Winter v.4.10 Final, Unit 614 and retrofits | 214 | 7286 | Rate Constraint in lbs/MMBtu | FALSE | L | Annual | Rate | lb/MWh | 0 | 0 | 0 | 0 | 0 | 0 | 0
CT Fac. Spec. - NOX Rate Winter v.4.10 Final, Unit 614 and retrofits | 214 | 7286 | Rate Constraint in lbs/MMBtu | FALSE | L | Annual | Constraint Shadow Price | US2022$/Ton | 0 | 0 | 0 | 0 | 0 | 0 | 0
CT Fac. Spec. - NOX Rate Winter v.4.10 Final, Unit 616 and retrofits | 215 | 7286 | Rate Constraint in lbs/MMBtu | FALSE | L | Annual | Seasons Included | Seasons | Winter, Spring, Fall | Winter, Spring, Fall | Winter, Spring, Fall | Winter, Spring, Fall | Winter, Spring, Fall | Winter, Spring, Fall | Winter, Spring, Fall
CT Fac. Spec. - NOX Rate Winter v.4.10 Final, Unit 616 and retrofits | 215 | 7286 | Rate Constraint in lbs/MMBtu | FALSE | L | Annual | Standard NOX | lb/MMBtu | 0.15 | 0.15 | 0.15 | 0.15 | 0.15 | 0.15 | 0.15
CT Fac. Spec. - NOX Rate Winter v.4.10 Final, Unit 616 and retrofits | 215 | 7286 | Rate Constraint in lbs/MMBtu | FALSE | L | Annual | Emissions at Affected Plants NOX | Thousand Tons | 0 | 0 | 0 | 0 | 0 | 0 | 0
CT Fac. Spec. - NOX Rate Winter v.4.10 Final, Unit 616 and retrofits | 215 | 7286 | Rate Constraint in lbs/MMBtu | FALSE | L | Annual | Allowances Purchased NOX | Thousand Tons | 0 | 0 | 0 | 0 | 0 | 0 | 0
CT Fac. Spec. - NOX Rate Winter v.4.10 Final, Unit 616 and retrofits | 215 | 7286 | Rate Constraint in lbs/MMBtu | FALSE | L | Annual | Allowances Sold NOX | Thousand Tons | 0 | 0 | 0 | 0 | 0 | 0 | 0
CT Fac. Spec. - NOX Rate Winter v.4.10 Final, Unit 616 and retrofits | 215 | 7286 | Rate Constraint in lbs/MMBtu | FALSE | L | Annual | Allowances Banked | Thousand Tons | 0 | 0 | 0 | 0 | 0 | 0 | 0
CT Fac. Spec. - NOX Rate Winter v.4.10 Final, Unit 616 and retrofits | 215 | 7286 | Rate Constraint in lbs/MMBtu | FALSE | L | Annual | Allowances Withdrawn (1:1) | Thousand Tons | 0 | 0 | 0 | 0 | 0 | 0 | 0
CT Fac. Spec. - NOX Rate Winter v.4.10 Final, Unit 616 and retrofits | 215 | 7286 | Rate Constraint in lbs/MMBtu | FALSE | L | Annual | Allowances Withdrawn (n:1) | Thousand Tons | 0 | 0 | 0 | 0 | 0 | 0 | 0
CT Fac. Spec. - NOX Rate Winter v.4.10 Final, Unit 616 and retrofits | 215 | 7286 | Rate Constraint in lbs/MMBtu | FALSE | L | Annual | Net Emissions Allowance Position | Thousand Tons | 0 | 0 | 0 | 0 | 0 | 0 | 0
CT Fac. Spec. - NOX Rate Winter v.4.10 Final, Unit 616 and retrofits | 215 | 7286 | Rate Constraint in lbs/MMBtu | FALSE | L | Annual | Fuel Consumed | TBtu | 0 | 0 | 0 | 0 | 0 | 0 | 0
CT Fac. Spec. - NOX Rate Winter v.4.10 Final, Unit 616 and retrofits | 215 | 7286 | Rate Constraint in lbs/MMBtu | FALSE | L | Annual | Rate | lb/MMBtu | 0 | 0 | 0 | 0 | 0 | 0 | 0
CT Fac. Spec. - NOX Rate Winter v.4.10 Final, Unit 616 and retrofits | 215 | 7286 | Rate Constraint in lbs/MMBtu | FALSE | L | Annual | Generation | TWh | 0 | 0 | 0 | 0 | 0 | 0 | 0
CT Fac. Spec. - NOX Rate Winter v.4.10 Final, Unit 616 and retrofits | 215 | 7286 | Rate Constraint in lbs/MMBtu | FALSE | L | Annual | Qualifying Generation | TWh | 0 | 0 | 0 | 0 | 0 | 0 | 0
CT Fac. Spec. - NOX Rate Winter v.4.10 Final, Unit 616 and retrofits | 215 | 7286 | Rate Constraint in lbs/MMBtu | FALSE | L | Annual | Rate | lb/MWh | 0 | 0 | 0 | 0 | 0 | 0 | 0
CT Fac. Spec. - NOX Rate Winter v.4.10 Final, Unit 616 and retrofits | 215 | 7286 | Rate Constraint in lbs/MMBtu | FALSE | L | Annual | Constraint Shadow Price | US2022$/Ton | 0 | 0 | 0 | 0 | 0 | 0 | 0
CT Fac. Spec. - NOX Rate Winter v.4.10 Final, Unit 617 and retrofits | 216 | 7286 | Rate Constraint in lbs/MMBtu | FALSE | L | Annual | Seasons Included | Seasons | Winter, Spring, Fall | Winter, Spring, Fall | Winter, Spring, Fall | Winter, Spring, Fall | Winter, Spring, Fall | Winter, Spring, Fall | Winter, Spring, Fall
CT Fac. Spec. - NOX Rate Winter v.4.10 Final, Unit 617 and retrofits | 216 | 7286 | Rate Constraint in lbs/MMBtu | FALSE | L | Annual | Standard NOX | lb/MMBtu | 0.15 | 0.15 | 0.15 | 0.15 | 0.15 | 0.15 | 0.15
CT Fac. Spec. - NOX Rate Winter v.4.10 Final, Unit 617 and retrofits | 216 | 7286 | Rate Constraint in lbs/MMBtu | FALSE | L | Annual | Emissions at Affected Plants NOX | Thousand Tons | 0 | 0 | 0 | 0 | 0 | 0 | 0
CT Fac. Spec. - NOX Rate Winter v.4.10 Final, Unit 617 and retrofits | 216 | 7286 | Rate Constraint in lbs/MMBtu | FALSE | L | Annual | Allowances Purchased NOX | Thousand Tons | 0 | 0 | 0 | 0 | 0 | 0 | 0
CT Fac. Spec. - NOX Rate Winter v.4.10 Final, Unit 617 and retrofits | 216 | 7286 | Rate Constraint in lbs/MMBtu | FALSE | L | Annual | Allowances Sold NOX | Thousand Tons | 0 | 0 | 0 | 0 | 0 | 0 | 0
CT Fac. Spec. - NOX Rate Winter v.4.10 Final, Unit 617 and retrofits | 216 | 7286 | Rate Constraint in lbs/MMBtu | FALSE | L | Annual | Allowances Banked | Thousand Tons | 0 | 0 | 0 | 0 | 0 | 0 | 0
CT Fac. Spec. - NOX Rate Winter v.4.10 Final, Unit 617 and retrofits | 216 | 7286 | Rate Constraint in lbs/MMBtu | FALSE | L | Annual | Allowances Withdrawn (1:1) | Thousand Tons | 0 | 0 | 0 | 0 | 0 | 0 | 0
CT Fac. Spec. - NOX Rate Winter v.4.10 Final, Unit 617 and retrofits | 216 | 7286 | Rate Constraint in lbs/MMBtu | FALSE | L | Annual | Allowances Withdrawn (n:1) | Thousand Tons | 0 | 0 | 0 | 0 | 0 | 0 | 0
CT Fac. Spec. - NOX Rate Winter v.4.10 Final, Unit 617 and retrofits | 216 | 7286 | Rate Constraint in lbs/MMBtu | FALSE | L | Annual | Net Emissions Allowance Position | Thousand Tons | 0 | 0 | 0 | 0 | 0 | 0 | 0
CT Fac. Spec. - NOX Rate Winter v.4.10 Final, Unit 617 and retrofits | 216 | 7286 | Rate Constraint in lbs/MMBtu | FALSE | L | Annual | Fuel Consumed | TBtu | 0 | 0 | 0 | 0 | 0 | 0 | 0
CT Fac. Spec. - NOX Rate Winter v.4.10 Final, Unit 617 and retrofits | 216 | 7286 | Rate Constraint in lbs/MMBtu | FALSE | L | Annual | Rate | lb/MMBtu | 0 | 0 | 0 | 0 | 0 | 0 | 0
CT Fac. Spec. - NOX Rate Winter v.4.10 Final, Unit 617 and retrofits | 216 | 7286 | Rate Constraint in lbs/MMBtu | FALSE | L | Annual | Generation | TWh | 0 | 0 | 0 | 0 | 0 | 0 | 0
CT Fac. Spec. - NOX Rate Winter v.4.10 Final, Unit 617 and retrofits | 216 | 7286 | Rate Constraint in lbs/MMBtu | FALSE | L | Annual | Qualifying Generation | TWh | 0 | 0 | 0 | 0 | 0 | 0 | 0
CT Fac. Spec. - NOX Rate Winter v.4.10 Final, Unit 617 and retrofits | 216 | 7286 | Rate Constraint in lbs/MMBtu | FALSE | L | Annual | Rate | lb/MWh | 0 | 0 | 0 | 0 | 0 | 0 | 0
CT Fac. Spec. - NOX Rate Winter v.4.10 Final, Unit 617 and retrofits | 216 | 7286 | Rate Constraint in lbs/MMBtu | FALSE | L | Annual | Constraint Shadow Price | US2022$/Ton | 0 | 0 | 0 | 0 | 0 | 0 | 0
CT Fac. Spec. - NOX Rate Winter v.4.10 Final, Unit 618 and retrofits | 217 | 7286 | Rate Constraint in lbs/MMBtu | FALSE | L | Annual | Seasons Included | Seasons | Winter, Spring, Fall | Winter, Spring, Fall | Winter, Spring, Fall | Winter, Spring, Fall | Winter, Spring, Fall | Winter, Spring, Fall | Winter, Spring, Fall
CT Fac. Spec. - NOX Rate Winter v.4.10 Final, Unit 618 and retrofits | 217 | 7286 | Rate Constraint in lbs/MMBtu | FALSE | L | Annual | Standard NOX | lb/MMBtu | 0.15 | 0.15 | 0.15 | 0.15 | 0.15 | 0.15 | 0.15
CT Fac. Spec. - NOX Rate Winter v.4.10 Final, Unit 618 and retrofits | 217 | 7286 | Rate Constraint in lbs/MMBtu | FALSE | L | Annual | Emissions at Affected Plants NOX | Thousand Tons | 0 | 0 | 0 | 0 | 0 | 0 | 0
CT Fac. Spec. - NOX Rate Winter v.4.10 Final, Unit 618 and retrofits | 217 | 7286 | Rate Constraint in lbs/MMBtu | FALSE | L | Annual | Allowances Purchased NOX | Thousand Tons | 0 | 0 | 0 | 0 | 0 | 0 | 0
CT Fac. Spec. - NOX Rate Winter v.4.10 Final, Unit 618 and retrofits | 217 | 7286 | Rate Constraint in lbs/MMBtu | FALSE | L | Annual | Allowances Sold NOX | Thousand Tons | 0 | 0 | 0 | 0 | 0 | 0 | 0
CT Fac. Spec. - NOX Rate Winter v.4.10 Final, Unit 618 and retrofits | 217 | 7286 | Rate Constraint in lbs/MMBtu | FALSE | L | Annual | Allowances Banked | Thousand Tons | 0 | 0 | 0 | 0 | 0 | 0 | 0
CT Fac. Spec. - NOX Rate Winter v.4.10 Final, Unit 618 and retrofits | 217 | 7286 | Rate Constraint in lbs/MMBtu | FALSE | L | Annual | Allowances Withdrawn (1:1) | Thousand Tons | 0 | 0 | 0 | 0 | 0 | 0 | 0
CT Fac. Spec. - NOX Rate Winter v.4.10 Final, Unit 618 and retrofits | 217 | 7286 | Rate Constraint in lbs/MMBtu | FALSE | L | Annual | Allowances Withdrawn (n:1) | Thousand Tons | 0 | 0 | 0 | 0 | 0 | 0 | 0
CT Fac. Spec. - NOX Rate Winter v.4.10 Final, Unit 618 and retrofits | 217 | 7286 | Rate Constraint in lbs/MMBtu | FALSE | L | Annual | Net Emissions Allowance Position | Thousand Tons | 0 | 0 | 0 | 0 | 0 | 0 | 0
CT Fac. Spec. - NOX Rate Winter v.4.10 Final, Unit 618 and retrofits | 217 | 7286 | Rate Constraint in lbs/MMBtu | FALSE | L | Annual | Fuel Consumed | TBtu | 0 | 0 | 0 | 0 | 0 | 0 | 0
CT Fac. Spec. - NOX Rate Winter v.4.10 Final, Unit 618 and retrofits | 217 | 7286 | Rate Constraint in lbs/MMBtu | FALSE | L | Annual | Rate | lb/MMBtu | 0 | 0 | 0 | 0 | 0 | 0 | 0
CT Fac. Spec. - NOX Rate Winter v.4.10 Final, Unit 618 and retrofits | 217 | 7286 | Rate Constraint in lbs/MMBtu | FALSE | L | Annual | Generation | TWh | 0 | 0 | 0 | 0 | 0 | 0 | 0
CT Fac. Spec. - NOX Rate Winter v.4.10 Final, Unit 618 and retrofits | 217 | 7286 | Rate Constraint in lbs/MMBtu | FALSE | L | Annual | Qualifying Generation | TWh | 0 | 0 | 0 | 0 | 0 | 0 | 0
CT Fac. Spec. - NOX Rate Winter v.4.10 Final, Unit 618 and retrofits | 217 | 7286 | Rate Constraint in lbs/MMBtu | FALSE | L | Annual | Rate | lb/MWh | 0 | 0 | 0 | 0 | 0 | 0 | 0
CT Fac. Spec. - NOX Rate Winter v.4.10 Final, Unit 618 and retrofits | 217 | 7286 | Rate Constraint in lbs/MMBtu | FALSE | L | Annual | Constraint Shadow Price | US2022$/Ton | 0 | 0 | 0 | 0 | 0 | 0 | 0
CT Fac. Spec. - NOX Rate Winter v.4.10 Final, Unit 619 and retrofits | 218 | 7286 | Rate Constraint in lbs/MMBtu | FALSE | L | Annual | Seasons Included | Seasons | Winter, Spring, Fall | Winter, Spring, Fall | Winter, Spring, Fall | Winter, Spring, Fall | Winter, Spring, Fall | Winter, Spring, Fall | Winter, Spring, Fall
CT Fac. Spec. - NOX Rate Winter v.4.10 Final, Unit 619 and retrofits | 218 | 7286 | Rate Constraint in lbs/MMBtu | FALSE | L | Annual | Standard NOX | lb/MMBtu | 0.15 | 0.15 | 0.15 | 0.15 | 0.15 | 0.15 | 0.15
CT Fac. Spec. - NOX Rate Winter v.4.10 Final, Unit 619 and retrofits | 218 | 7286 | Rate Constraint in lbs/MMBtu | FALSE | L | Annual | Emissions at Affected Plants NOX | Thousand Tons | 0 | 0 | 0 | 0 | 0 | 0 | 0
CT Fac. Spec. - NOX Rate Winter v.4.10 Final, Unit 619 and retrofits | 218 | 7286 | Rate Constraint in lbs/MMBtu | FALSE | L | Annual | Allowances Purchased NOX | Thousand Tons | 0 | 0 | 0 | 0 | 0 | 0 | 0
CT Fac. Spec. - NOX Rate Winter v.4.10 Final, Unit 619 and retrofits | 218 | 7286 | Rate Constraint in lbs/MMBtu | FALSE | L | Annual | Allowances Sold NOX | Thousand Tons | 0 | 0 | 0 | 0 | 0 | 0 | 0
CT Fac. Spec. - NOX Rate Winter v.4.10 Final, Unit 619 and retrofits | 218 | 7286 | Rate Constraint in lbs/MMBtu | FALSE | L | Annual | Allowances Banked | Thousand Tons | 0 | 0 | 0 | 0 | 0 | 0 | 0
CT Fac. Spec. - NOX Rate Winter v.4.10 Final, Unit 619 and retrofits | 218 | 7286 | Rate Constraint in lbs/MMBtu | FALSE | L | Annual | Allowances Withdrawn (1:1) | Thousand Tons | 0 | 0 | 0 | 0 | 0 | 0 | 0
CT Fac. Spec. - NOX Rate Winter v.4.10 Final, Unit 619 and retrofits | 218 | 7286 | Rate Constraint in lbs/MMBtu | FALSE | L | Annual | Allowances Withdrawn (n:1) | Thousand Tons | 0 | 0 | 0 | 0 | 0 | 0 | 0
CT Fac. Spec. - NOX Rate Winter v.4.10 Final, Unit 619 and retrofits | 218 | 7286 | Rate Constraint in lbs/MMBtu | FALSE | L | Annual | Net Emissions Allowance Position | Thousand Tons | 0 | 0 | 0 | 0 | 0 | 0 | 0
CT Fac. Spec. - NOX Rate Winter v.4.10 Final, Unit 619 and retrofits | 218 | 7286 | Rate Constraint in lbs/MMBtu | FALSE | L | Annual | Fuel Consumed | TBtu | 0 | 0 | 0 | 0 | 0 | 0 | 0
CT Fac. Spec. - NOX Rate Winter v.4.10 Final, Unit 619 and retrofits | 218 | 7286 | Rate Constraint in lbs/MMBtu | FALSE | L | Annual | Rate | lb/MMBtu | 0 | 0 | 0 | 0 | 0 | 0 | 0
CT Fac. Spec. - NOX Rate Winter v.4.10 Final, Unit 619 and retrofits | 218 | 7286 | Rate Constraint in lbs/MMBtu | FALSE | L | Annual | Generation | TWh | 0 | 0 | 0 | 0 | 0 | 0 | 0
CT Fac. Spec. - NOX Rate Winter v.4.10 Final, Unit 619 and retrofits | 218 | 7286 | Rate Constraint in lbs/MMBtu | FALSE | L | Annual | Qualifying Generation | TWh | 0 | 0 | 0 | 0 | 0 | 0 | 0
CT Fac. Spec. - NOX Rate Winter v.4.10 Final, Unit 619 and retrofits | 218 | 7286 | Rate Constraint in lbs/MMBtu | FALSE | L | Annual | Rate | lb/MWh | 0 | 0 | 0 | 0 | 0 | 0 | 0
CT Fac. Spec. - NOX Rate Winter v.4.10 Final, Unit 619 and retrofits | 218 | 7286 | Rate Constraint in lbs/MMBtu | FALSE | L | Annual | Constraint Shadow Price | US2022$/Ton | 0 | 0 | 0 | 0 | 0 | 0 | 0
CT Fac. Spec. - NOX Rate Winter v.4.10 Final, Unit 620 and retrofits | 219 | 7286 | Rate Constraint in lbs/MMBtu | FALSE | L | Annual | Seasons Included | Seasons | Winter, Spring, Fall | Winter, Spring, Fall | Winter, Spring, Fall | Winter, Spring, Fall | Winter, Spring, Fall | Winter, Spring, Fall | Winter, Spring, Fall
CT Fac. Spec. - NOX Rate Winter v.4.10 Final, Unit 620 and retrofits | 219 | 7286 | Rate Constraint in lbs/MMBtu | FALSE | L | Annual | Standard NOX | lb/MMBtu | 0.15 | 0.15 | 0.15 | 0.15 | 0.15 | 0.15 | 0.15
CT Fac. Spec. - NOX Rate Winter v.4.10 Final, Unit 620 and retrofits | 219 | 7286 | Rate Constraint in lbs/MMBtu | FALSE | L | Annual | Emissions at Affected Plants NOX | Thousand Tons | 0 | 0 | 0 | 0 | 0 | 0 | 0
CT Fac. Spec. - NOX Rate Winter v.4.10 Final, Unit 620 and retrofits | 219 | 7286 | Rate Constraint in lbs/MMBtu | FALSE | L | Annual | Allowances Purchased NOX | Thousand Tons | 0 | 0 | 0 | 0 | 0 | 0 | 0
CT Fac. Spec. - NOX Rate Winter v.4.10 Final, Unit 620 and retrofits | 219 | 7286 | Rate Constraint in lbs/MMBtu | FALSE | L | Annual | Allowances Sold NOX | Thousand Tons | 0 | 0 | 0 | 0 | 0 | 0 | 0
CT Fac. Spec. - NOX Rate Winter v.4.10 Final, Unit 620 and retrofits | 219 | 7286 | Rate Constraint in lbs/MMBtu | FALSE | L | Annual | Allowances Banked | Thousand Tons | 0 | 0 | 0 | 0 | 0 | 0 | 0
CT Fac. Spec. - NOX Rate Winter v.4.10 Final, Unit 620 and retrofits | 219 | 7286 | Rate Constraint in lbs/MMBtu | FALSE | L | Annual | Allowances Withdrawn (1:1) | Thousand Tons | 0 | 0 | 0 | 0 | 0 | 0 | 0
CT Fac. Spec. - NOX Rate Winter v.4.10 Final, Unit 620 and retrofits | 219 | 7286 | Rate Constraint in lbs/MMBtu | FALSE | L | Annual | Allowances Withdrawn (n:1) | Thousand Tons | 0 | 0 | 0 | 0 | 0 | 0 | 0
CT Fac. Spec. - NOX Rate Winter v.4.10 Final, Unit 620 and retrofits | 219 | 7286 | Rate Constraint in lbs/MMBtu | FALSE | L | Annual | Net Emissions Allowance Position | Thousand Tons | 0 | 0 | 0 | 0 | 0 | 0 | 0
CT Fac. Spec. - NOX Rate Winter v.4.10 Final, Unit 620 and retrofits | 219 | 7286 | Rate Constraint in lbs/MMBtu | FALSE | L | Annual | Fuel Consumed | TBtu | 0 | 0 | 0 | 0 | 0 | 0 | 0
CT Fac. Spec. - NOX Rate Winter v.4.10 Final, Unit 620 and retrofits | 219 | 7286 | Rate Constraint in lbs/MMBtu | FALSE | L | Annual | Rate | lb/MMBtu | 0 | 0 | 0 | 0 | 0 | 0 | 0
CT Fac. Spec. - NOX Rate Winter v.4.10 Final, Unit 620 and retrofits | 219 | 7286 | Rate Constraint in lbs/MMBtu | FALSE | L | Annual | Generation | TWh | 0 | 0 | 0 | 0 | 0 | 0 | 0
CT Fac. Spec. - NOX Rate Winter v.4.10 Final, Unit 620 and retrofits | 219 | 7286 | Rate Constraint in lbs/MMBtu | FALSE | L | Annual | Qualifying Generation | TWh | 0 | 0 | 0 | 0 | 0 | 0 | 0
CT Fac. Spec. - NOX Rate Winter v.4.10 Final, Unit 620 and retrofits | 219 | 7286 | Rate Constraint in lbs/MMBtu | FALSE | L | Annual | Rate | lb/MWh | 0 | 0 | 0 | 0 | 0 | 0 | 0
CT Fac. Spec. - NOX Rate Winter v.4.10 Final, Unit 620 and retrofits | 219 | 7286 | Rate Constraint in lbs/MMBtu | FALSE | L | Annual | Constraint Shadow Price | US2022$/Ton | 0 | 0 | 0 | 0 | 0 | 0 | 0
CT Fac. Spec. - NOX Rate Winter v.4.10 Final, Unit 621 and retrofits | 220 | 7286 | Rate Constraint in lbs/MMBtu | FALSE | L | Annual | Seasons Included | Seasons | Winter, Spring, Fall | Winter, Spring, Fall | Winter, Spring, Fall | Winter, Spring, Fall | Winter, Spring, Fall | Winter, Spring, Fall | Winter, Spring, Fall
CT Fac. Spec. - NOX Rate Winter v.4.10 Final, Unit 621 and retrofits | 220 | 7286 | Rate Constraint in lbs/MMBtu | FALSE | L | Annual | Standard NOX | lb/MMBtu | 0.15 | 0.15 | 0.15 | 0.15 | 0.15 | 0.15 | 0.15
CT Fac. Spec. - NOX Rate Winter v.4.10 Final, Unit 621 and retrofits | 220 | 7286 | Rate Constraint in lbs/MMBtu | FALSE | L | Annual | Emissions at Affected Plants NOX | Thousand Tons | 0 | 0 | 0 | 0 | 0 | 0 | 0
CT Fac. Spec. - NOX Rate Winter v.4.10 Final, Unit 621 and retrofits | 220 | 7286 | Rate Constraint in lbs/MMBtu | FALSE | L | Annual | Allowances Purchased NOX | Thousand Tons | 0 | 0 | 0 | 0 | 0 | 0 | 0
CT Fac. Spec. - NOX Rate Winter v.4.10 Final, Unit 621 and retrofits | 220 | 7286 | Rate Constraint in lbs/MMBtu | FALSE | L | Annual | Allowances Sold NOX | Thousand Tons | 0 | 0 | 0 | 0 | 0 | 0 | 0
CT Fac. Spec. - NOX Rate Winter v.4.10 Final, Unit 621 and retrofits | 220 | 7286 | Rate Constraint in lbs/MMBtu | FALSE | L | Annual | Allowances Banked | Thousand Tons | 0 | 0 | 0 | 0 | 0 | 0 | 0
CT Fac. Spec. - NOX Rate Winter v.4.10 Final, Unit 621 and retrofits | 220 | 7286 | Rate Constraint in lbs/MMBtu | FALSE | L | Annual | Allowances Withdrawn (1:1) | Thousand Tons | 0 | 0 | 0 | 0 | 0 | 0 | 0
CT Fac. Spec. - NOX Rate Winter v.4.10 Final, Unit 621 and retrofits | 220 | 7286 | Rate Constraint in lbs/MMBtu | FALSE | L | Annual | Allowances Withdrawn (n:1) | Thousand Tons | 0 | 0 | 0 | 0 | 0 | 0 | 0
CT Fac. Spec. - NOX Rate Winter v.4.10 Final, Unit 621 and retrofits | 220 | 7286 | Rate Constraint in lbs/MMBtu | FALSE | L | Annual | Net Emissions Allowance Position | Thousand Tons | 0 | 0 | 0 | 0 | 0 | 0 | 0
CT Fac. Spec. - NOX Rate Winter v.4.10 Final, Unit 621 and retrofits | 220 | 7286 | Rate Constraint in lbs/MMBtu | FALSE | L | Annual | Fuel Consumed | TBtu | 0 | 0 | 0 | 0 | 0 | 0 | 0
CT Fac. Spec. - NOX Rate Winter v.4.10 Final, Unit 621 and retrofits | 220 | 7286 | Rate Constraint in lbs/MMBtu | FALSE | L | Annual | Rate | lb/MMBtu | 0 | 0 | 0 | 0 | 0 | 0 | 0
CT Fac. Spec. - NOX Rate Winter v.4.10 Final, Unit 621 and retrofits | 220 | 7286 | Rate Constraint in lbs/MMBtu | FALSE | L | Annual | Generation | TWh | 0 | 0 | 0 | 0 | 0 | 0 | 0
CT Fac. Spec. - NOX Rate Winter v.4.10 Final, Unit 621 and retrofits | 220 | 7286 | Rate Constraint in lbs/MMBtu | FALSE | L | Annual | Qualifying Generation | TWh | 0 | 0 | 0 | 0 | 0 | 0 | 0
CT Fac. Spec. - NOX Rate Winter v.4.10 Final, Unit 621 and retrofits | 220 | 7286 | Rate Constraint in lbs/MMBtu | FALSE | L | Annual | Rate | lb/MWh | 0 | 0 | 0 | 0 | 0 | 0 | 0
CT Fac. Spec. - NOX Rate Winter v.4.10 Final, Unit 621 and retrofits | 220 | 7286 | Rate Constraint in lbs/MMBtu | FALSE | L | Annual | Constraint Shadow Price | US2022$/Ton | 0 | 0 | 0 | 0 | 0 | 0 | 0
CT Fac. Spec. - NOX Rate Winter v.4.10 Final, Unit 622 and retrofits | 221 | 7286 | Rate Constraint in lbs/MMBtu | FALSE | L | Annual | Seasons Included | Seasons | Winter, Spring, Fall | Winter, Spring, Fall | Winter, Spring, Fall | Winter, Spring, Fall | Winter, Spring, Fall | Winter, Spring, Fall | Winter, Spring, Fall
CT Fac. Spec. - NOX Rate Winter v.4.10 Final, Unit 622 and retrofits | 221 | 7286 | Rate Constraint in lbs/MMBtu | FALSE | L | Annual | Standard NOX | lb/MMBtu | 0.15 | 0.15 | 0.15 | 0.15 | 0.15 | 0.15 | 0.15
CT Fac. Spec. - NOX Rate Winter v.4.10 Final, Unit 622 and retrofits | 221 | 7286 | Rate Constraint in lbs/MMBtu | FALSE | L | Annual | Emissions at Affected Plants NOX | Thousand Tons | 0 | 0 | 0 | 0 | 0 | 0 | 0
CT Fac. Spec. - NOX Rate Winter v.4.10 Final, Unit 622 and retrofits | 221 | 7286 | Rate Constraint in lbs/MMBtu | FALSE | L | Annual | Allowances Purchased NOX | Thousand Tons | 0 | 0 | 0 | 0 | 0 | 0 | 0
CT Fac. Spec. - NOX Rate Winter v.4.10 Final, Unit 622 and retrofits | 221 | 7286 | Rate Constraint in lbs/MMBtu | FALSE | L | Annual | Allowances Sold NOX | Thousand Tons | 0 | 0 | 0 | 0 | 0 | 0 | 0
CT Fac. Spec. - NOX Rate Winter v.4.10 Final, Unit 622 and retrofits | 221 | 7286 | Rate Constraint in lbs/MMBtu | FALSE | L | Annual | Allowances Banked | Thousand Tons | 0 | 0 | 0 | 0 | 0 | 0 | 0
CT Fac. Spec. - NOX Rate Winter v.4.10 Final, Unit 622 and retrofits | 221 | 7286 | Rate Constraint in lbs/MMBtu | FALSE | L | Annual | Allowances Withdrawn (1:1) | Thousand Tons | 0 | 0 | 0 | 0 | 0 | 0 | 0
CT Fac. Spec. - NOX Rate Winter v.4.10 Final, Unit 622 and retrofits | 221 | 7286 | Rate Constraint in lbs/MMBtu | FALSE | L | Annual | Allowances Withdrawn (n:1) | Thousand Tons | 0 | 0 | 0 | 0 | 0 | 0 | 0
CT Fac. Spec. - NOX Rate Winter v.4.10 Final, Unit 622 and retrofits | 221 | 7286 | Rate Constraint in lbs/MMBtu | FALSE | L | Annual | Net Emissions Allowance Position | Thousand Tons | 0 | 0 | 0 | 0 | 0 | 0 | 0
CT Fac. Spec. - NOX Rate Winter v.4.10 Final, Unit 622 and retrofits | 221 | 7286 | Rate Constraint in lbs/MMBtu | FALSE | L | Annual | Fuel Consumed | TBtu | 0 | 0 | 0 | 0 | 0 | 0 | 0
CT Fac. Spec. - NOX Rate Winter v.4.10 Final, Unit 622 and retrofits | 221 | 7286 | Rate Constraint in lbs/MMBtu | FALSE | L | Annual | Rate | lb/MMBtu | 0 | 0 | 0 | 0 | 0 | 0 | 0
CT Fac. Spec. - NOX Rate Winter v.4.10 Final, Unit 622 and retrofits | 221 | 7286 | Rate Constraint in lbs/MMBtu | FALSE | L | Annual | Generation | TWh | 0 | 0 | 0 | 0 | 0 | 0 | 0
CT Fac. Spec. - NOX Rate Winter v.4.10 Final, Unit 622 and retrofits | 221 | 7286 | Rate Constraint in lbs/MMBtu | FALSE | L | Annual | Qualifying Generation | TWh | 0 | 0 | 0 | 0 | 0 | 0 | 0
CT Fac. Spec. - NOX Rate Winter v.4.10 Final, Unit 622 and retrofits | 221 | 7286 | Rate Constraint in lbs/MMBtu | FALSE | L | Annual | Rate | lb/MWh | 0 | 0 | 0 | 0 | 0 | 0 | 0
CT Fac. Spec. - NOX Rate Winter v.4.10 Final, Unit 622 and retrofits | 221 | 7286 | Rate Constraint in lbs/MMBtu | FALSE | L | Annual | Constraint Shadow Price | US2022$/Ton | 0 | 0 | 0 | 0 | 0 | 0 | 0
CT Fac. Spec. - NOX Rate Winter v.4.10 Final, Unit 623 and retrofits | 222 | 7286 | Rate Constraint in lbs/MMBtu | FALSE | L | Annual | Seasons Included | Seasons | Winter, Spring, Fall | Winter, Spring, Fall | Winter, Spring, Fall | Winter, Spring, Fall | Winter, Spring, Fall | Winter, Spring, Fall | Winter, Spring, Fall
CT Fac. Spec. - NOX Rate Winter v.4.10 Final, Unit 623 and retrofits | 222 | 7286 | Rate Constraint in lbs/MMBtu | FALSE | L | Annual | Standard NOX | lb/MMBtu | 0.15 | 0.15 | 0.15 | 0.15 | 0.15 | 0.15 | 0.15
CT Fac. Spec. - NOX Rate Winter v.4.10 Final, Unit 623 and retrofits | 222 | 7286 | Rate Constraint in lbs/MMBtu | FALSE | L | Annual | Emissions at Affected Plants NOX | Thousand Tons | 0 | 0 | 0 | 0 | 0 | 0 | 0
CT Fac. Spec. - NOX Rate Winter v.4.10 Final, Unit 623 and retrofits | 222 | 7286 | Rate Constraint in lbs/MMBtu | FALSE | L | Annual | Allowances Purchased NOX | Thousand Tons | 0 | 0 | 0 | 0 | 0 | 0 | 0
CT Fac. Spec. - NOX Rate Winter v.4.10 Final, Unit 623 and retrofits | 222 | 7286 | Rate Constraint in lbs/MMBtu | FALSE | L | Annual | Allowances Sold NOX | Thousand Tons | 0 | 0 | 0 | 0 | 0 | 0 | 0
CT Fac. Spec. - NOX Rate Winter v.4.10 Final, Unit 623 and retrofits | 222 | 7286 | Rate Constraint in lbs/MMBtu | FALSE | L | Annual | Allowances Banked | Thousand Tons | 0 | 0 | 0 | 0 | 0 | 0 | 0
CT Fac. Spec. - NOX Rate Winter v.4.10 Final, Unit 623 and retrofits | 222 | 7286 | Rate Constraint in lbs/MMBtu | FALSE | L | Annual | Allowances Withdrawn (1:1) | Thousand Tons | 0 | 0 | 0 | 0 | 0 | 0 | 0
CT Fac. Spec. - NOX Rate Winter v.4.10 Final, Unit 623 and retrofits | 222 | 7286 | Rate Constraint in lbs/MMBtu | FALSE | L | Annual | Allowances Withdrawn (n:1) | Thousand Tons | 0 | 0 | 0 | 0 | 0 | 0 | 0
CT Fac. Spec. - NOX Rate Winter v.4.10 Final, Unit 623 and retrofits | 222 | 7286 | Rate Constraint in lbs/MMBtu | FALSE | L | Annual | Net Emissions Allowance Position | Thousand Tons | 0 | 0 | 0 | 0 | 0 | 0 | 0
CT Fac. Spec. - NOX Rate Winter v.4.10 Final, Unit 623 and retrofits | 222 | 7286 | Rate Constraint in lbs/MMBtu | FALSE | L | Annual | Fuel Consumed | TBtu | 0 | 0 | 0 | 0 | 0 | 0 | 0
CT Fac. Spec. - NOX Rate Winter v.4.10 Final, Unit 623 and retrofits | 222 | 7286 | Rate Constraint in lbs/MMBtu | FALSE | L | Annual | Rate | lb/MMBtu | 0 | 0 | 0 | 0 | 0 | 0 | 0
CT Fac. Spec. - NOX Rate Winter v.4.10 Final, Unit 623 and retrofits | 222 | 7286 | Rate Constraint in lbs/MMBtu | FALSE | L | Annual | Generation | TWh | 0 | 0 | 0 | 0 | 0 | 0 | 0
CT Fac. Spec. - NOX Rate Winter v.4.10 Final, Unit 623 and retrofits | 222 | 7286 | Rate Constraint in lbs/MMBtu | FALSE | L | Annual | Qualifying Generation | TWh | 0 | 0 | 0 | 0 | 0 | 0 | 0
CT Fac. Spec. - NOX Rate Winter v.4.10 Final, Unit 623 and retrofits | 222 | 7286 | Rate Constraint in lbs/MMBtu | FALSE | L | Annual | Rate | lb/MWh | 0 | 0 | 0 | 0 | 0 | 0 | 0
CT Fac. Spec. - NOX Rate Winter v.4.10 Final, Unit 623 and retrofits | 222 | 7286 | Rate Constraint in lbs/MMBtu | FALSE | L | Annual | Constraint Shadow Price | US2022$/Ton | 0 | 0 | 0 | 0 | 0 | 0 | 0
CT Fac. Spec. - NOX Rate Winter v.4.10 Final, Unit 624 and retrofits | 223 | 7286 | Rate Constraint in lbs/MMBtu | FALSE | L | Annual | Seasons Included | Seasons | Winter, Spring, Fall | Winter, Spring, Fall | Winter, Spring, Fall | Winter, Spring, Fall | Winter, Spring, Fall | Winter, Spring, Fall | Winter, Spring, Fall
CT Fac. Spec. - NOX Rate Winter v.4.10 Final, Unit 624 and retrofits | 223 | 7286 | Rate Constraint in lbs/MMBtu | FALSE | L | Annual | Standard NOX | lb/MMBtu | 0.15 | 0.15 | 0.15 | 0.15 | 0.15 | 0.15 | 0.15
CT Fac. Spec. - NOX Rate Winter v.4.10 Final, Unit 624 and retrofits | 223 | 7286 | Rate Constraint in lbs/MMBtu | FALSE | L | Annual | Emissions at Affected Plants NOX | Thousand Tons | 0 | 0 | 0 | 0 | 0 | 0 | 0
CT Fac. Spec. - NOX Rate Winter v.4.10 Final, Unit 624 and retrofits | 223 | 7286 | Rate Constraint in lbs/MMBtu | FALSE | L | Annual | Allowances Purchased NOX | Thousand Tons | 0 | 0 | 0 | 0 | 0 | 0 | 0
CT Fac. Spec. - NOX Rate Winter v.4.10 Final, Unit 624 and retrofits | 223 | 7286 | Rate Constraint in lbs/MMBtu | FALSE | L | Annual | Allowances Sold NOX | Thousand Tons | 0 | 0 | 0 | 0 | 0 | 0 | 0
CT Fac. Spec. - NOX Rate Winter v.4.10 Final, Unit 624 and retrofits | 223 | 7286 | Rate Constraint in lbs/MMBtu | FALSE | L | Annual | Allowances Banked | Thousand Tons | 0 | 0 | 0 | 0 | 0 | 0 | 0
CT Fac. Spec. - NOX Rate Winter v.4.10 Final, Unit 624 and retrofits | 223 | 7286 | Rate Constraint in lbs/MMBtu | FALSE | L | Annual | Allowances Withdrawn (1:1) | Thousand Tons | 0 | 0 | 0 | 0 | 0 | 0 | 0
CT Fac. Spec. - NOX Rate Winter v.4.10 Final, Unit 624 and retrofits | 223 | 7286 | Rate Constraint in lbs/MMBtu | FALSE | L | Annual | Allowances Withdrawn (n:1) | Thousand Tons | 0 | 0 | 0 | 0 | 0 | 0 | 0
CT Fac. Spec. - NOX Rate Winter v.4.10 Final, Unit 624 and retrofits | 223 | 7286 | Rate Constraint in lbs/MMBtu | FALSE | L | Annual | Net Emissions Allowance Position | Thousand Tons | 0 | 0 | 0 | 0 | 0 | 0 | 0
CT Fac. Spec. - NOX Rate Winter v.4.10 Final, Unit 624 and retrofits | 223 | 7286 | Rate Constraint in lbs/MMBtu | FALSE | L | Annual | Fuel Consumed | TBtu | 0 | 0 | 0 | 0 | 0 | 0 | 0
CT Fac. Spec. - NOX Rate Winter v.4.10 Final, Unit 624 and retrofits | 223 | 7286 | Rate Constraint in lbs/MMBtu | FALSE | L | Annual | Rate | lb/MMBtu | 0 | 0 | 0 | 0 | 0 | 0 | 0
CT Fac. Spec. - NOX Rate Winter v.4.10 Final, Unit 624 and retrofits | 223 | 7286 | Rate Constraint in lbs/MMBtu | FALSE | L | Annual | Generation | TWh | 0 | 0 | 0 | 0 | 0 | 0 | 0
CT Fac. Spec. - NOX Rate Winter v.4.10 Final, Unit 624 and retrofits | 223 | 7286 | Rate Constraint in lbs/MMBtu | FALSE | L | Annual | Qualifying Generation | TWh | 0 | 0 | 0 | 0 | 0 | 0 | 0
CT Fac. Spec. - NOX Rate Winter v.4.10 Final, Unit 624 and retrofits | 223 | 7286 | Rate Constraint in lbs/MMBtu | FALSE | L | Annual | Rate | lb/MWh | 0 | 0 | 0 | 0 | 0 | 0 | 0
CT Fac. Spec. - NOX Rate Winter v.4.10 Final, Unit 624 and retrofits | 223 | 7286 | Rate Constraint in lbs/MMBtu | FALSE | L | Annual | Constraint Shadow Price | US2022$/Ton | 0 | 0 | 0 | 0 | 0 | 0 | 0
CT Fac. Spec. - NOX Rate Winter v.4.10 Final, Unit 625 and retrofits | 224 | 7286 | Rate Constraint in lbs/MMBtu | FALSE | L | Annual | Seasons Included | Seasons | Winter, Spring, Fall | Winter, Spring, Fall | Winter, Spring, Fall | Winter, Spring, Fall | Winter, Spring, Fall | Winter, Spring, Fall | Winter, Spring, Fall
CT Fac. Spec. - NOX Rate Winter v.4.10 Final, Unit 625 and retrofits | 224 | 7286 | Rate Constraint in lbs/MMBtu | FALSE | L | Annual | Standard NOX | lb/MMBtu | 0.15 | 0.15 | 0.15 | 0.15 | 0.15 | 0.15 | 0.15
CT Fac. Spec. - NOX Rate Winter v.4.10 Final, Unit 625 and retrofits | 224 | 7286 | Rate Constraint in lbs/MMBtu | FALSE | L | Annual | Emissions at Affected Plants NOX | Thousand Tons | 0 | 0 | 0 | 0 | 0 | 0 | 0
CT Fac. Spec. - NOX Rate Winter v.4.10 Final, Unit 625 and retrofits | 224 | 7286 | Rate Constraint in lbs/MMBtu | FALSE | L | Annual | Allowances Purchased NOX | Thousand Tons | 0 | 0 | 0 | 0 | 0 | 0 | 0
CT Fac. Spec. - NOX Rate Winter v.4.10 Final, Unit 625 and retrofits | 224 | 7286 | Rate Constraint in lbs/MMBtu | FALSE | L | Annual | Allowances Sold NOX | Thousand Tons | 0 | 0 | 0 | 0 | 0 | 0 | 0
CT Fac. Spec. - NOX Rate Winter v.4.10 Final, Unit 625 and retrofits | 224 | 7286 | Rate Constraint in lbs/MMBtu | FALSE | L | Annual | Allowances Banked | Thousand Tons | 0 | 0 | 0 | 0 | 0 | 0 | 0
CT Fac. Spec. - NOX Rate Winter v.4.10 Final, Unit 625 and retrofits | 224 | 7286 | Rate Constraint in lbs/MMBtu | FALSE | L | Annual | Allowances Withdrawn (1:1) | Thousand Tons | 0 | 0 | 0 | 0 | 0 | 0 | 0
CT Fac. Spec. - NOX Rate Winter v.4.10 Final, Unit 625 and retrofits | 224 | 7286 | Rate Constraint in lbs/MMBtu | FALSE | L | Annual | Allowances Withdrawn (n:1) | Thousand Tons | 0 | 0 | 0 | 0 | 0 | 0 | 0
CT Fac. Spec. - NOX Rate Winter v.4.10 Final, Unit 625 and retrofits | 224 | 7286 | Rate Constraint in lbs/MMBtu | FALSE | L | Annual | Net Emissions Allowance Position | Thousand Tons | 0 | 0 | 0 | 0 | 0 | 0 | 0
CT Fac. Spec. - NOX Rate Winter v.4.10 Final, Unit 625 and retrofits | 224 | 7286 | Rate Constraint in lbs/MMBtu | FALSE | L | Annual | Fuel Consumed | TBtu | 0 | 0 | 0 | 0 | 0 | 0 | 0
CT Fac. Spec. - NOX Rate Winter v.4.10 Final, Unit 625 and retrofits | 224 | 7286 | Rate Constraint in lbs/MMBtu | FALSE | L | Annual | Rate | lb/MMBtu | 0 | 0 | 0 | 0 | 0 | 0 | 0
CT Fac. Spec. - NOX Rate Winter v.4.10 Final, Unit 625 and retrofits | 224 | 7286 | Rate Constraint in lbs/MMBtu | FALSE | L | Annual | Generation | TWh | 0 | 0 | 0 | 0 | 0 | 0 | 0
CT Fac. Spec. - NOX Rate Winter v.4.10 Final, Unit 625 and retrofits | 224 | 7286 | Rate Constraint in lbs/MMBtu | FALSE | L | Annual | Qualifying Generation | TWh | 0 | 0 | 0 | 0 | 0 | 0 | 0
CT Fac. Spec. - NOX Rate Winter v.4.10 Final, Unit 625 and retrofits | 224 | 7286 | Rate Constraint in lbs/MMBtu | FALSE | L | Annual | Rate | lb/MWh | 0 | 0 | 0 | 0 | 0 | 0 | 0
CT Fac. Spec. - NOX Rate Winter v.4.10 Final, Unit 625 and retrofits | 224 | 7286 | Rate Constraint in lbs/MMBtu | FALSE | L | Annual | Constraint Shadow Price | US2022$/Ton | 0 | 0 | 0 | 0 | 0 | 0 | 0
CT Fac. Spec. - NOX Rate Winter v.4.10 Final, Unit 626 and retrofits | 225 | 7286 | Rate Constraint in lbs/MMBtu | FALSE | L | Annual | Seasons Included | Seasons | Winter, Spring, Fall | Winter, Spring, Fall | Winter, Spring, Fall | Winter, Spring, Fall | Winter, Spring, Fall | Winter, Spring, Fall | Winter, Spring, Fall
CT Fac. Spec. - NOX Rate Winter v.4.10 Final, Unit 626 and retrofits | 225 | 7286 | Rate Constraint in lbs/MMBtu | FALSE | L | Annual | Standard NOX | lb/MMBtu | 0.15 | 0.15 | 0.15 | 0.15 | 0.15 | 0.15 | 0.15
CT Fac. Spec. - NOX Rate Winter v.4.10 Final, Unit 626 and retrofits | 225 | 7286 | Rate Constraint in lbs/MMBtu | FALSE | L | Annual | Emissions at Affected Plants NOX | Thousand Tons | 0 | 0 | 0 | 0 | 0 | 0 | 0
CT Fac. Spec. - NOX Rate Winter v.4.10 Final, Unit 626 and retrofits | 225 | 7286 | Rate Constraint in lbs/MMBtu | FALSE | L | Annual | Allowances Purchased NOX | Thousand Tons | 0 | 0 | 0 | 0 | 0 | 0 | 0
CT Fac. Spec. - NOX Rate Winter v.4.10 Final, Unit 626 and retrofits | 225 | 7286 | Rate Constraint in lbs/MMBtu | FALSE | L | Annual | Allowances Sold NOX | Thousand Tons | 0 | 0 | 0 | 0 | 0 | 0 | 0
CT Fac. Spec. - NOX Rate Winter v.4.10 Final, Unit 626 and retrofits | 225 | 7286 | Rate Constraint in lbs/MMBtu | FALSE | L | Annual | Allowances Banked | Thousand Tons | 0 | 0 | 0 | 0 | 0 | 0 | 0
CT Fac. Spec. - NOX Rate Winter v.4.10 Final, Unit 626 and retrofits | 225 | 7286 | Rate Constraint in lbs/MMBtu | FALSE | L | Annual | Allowances Withdrawn (1:1) | Thousand Tons | 0 | 0 | 0 | 0 | 0 | 0 | 0
CT Fac. Spec. - NOX Rate Winter v.4.10 Final, Unit 626 and retrofits | 225 | 7286 | Rate Constraint in lbs/MMBtu | FALSE | L | Annual | Allowances Withdrawn (n:1) | Thousand Tons | 0 | 0 | 0 | 0 | 0 | 0 | 0
CT Fac. Spec. - NOX Rate Winter v.4.10 Final, Unit 626 and retrofits | 225 | 7286 | Rate Constraint in lbs/MMBtu | FALSE | L | Annual | Net Emissions Allowance Position | Thousand Tons | 0 | 0 | 0 | 0 | 0 | 0 | 0
CT Fac. Spec. - NOX Rate Winter v.4.10 Final, Unit 626 and retrofits | 225 | 7286 | Rate Constraint in lbs/MMBtu | FALSE | L | Annual | Fuel Consumed | TBtu | 0 | 0 | 0 | 0 | 0 | 0 | 0
CT Fac. Spec. - NOX Rate Winter v.4.10 Final, Unit 626 and retrofits | 225 | 7286 | Rate Constraint in lbs/MMBtu | FALSE | L | Annual | Rate | lb/MMBtu | 0 | 0 | 0 | 0 | 0 | 0 | 0
CT Fac. Spec. - NOX Rate Winter v.4.10 Final, Unit 626 and retrofits | 225 | 7286 | Rate Constraint in lbs/MMBtu | FALSE | L | Annual | Generation | TWh | 0 | 0 | 0 | 0 | 0 | 0 | 0
CT Fac. Spec. - NOX Rate Winter v.4.10 Final, Unit 626 and retrofits | 225 | 7286 | Rate Constraint in lbs/MMBtu | FALSE | L | Annual | Qualifying Generation | TWh | 0 | 0 | 0 | 0 | 0 | 0 | 0
CT Fac. Spec. - NOX Rate Winter v.4.10 Final, Unit 626 and retrofits | 225 | 7286 | Rate Constraint in lbs/MMBtu | FALSE | L | Annual | Rate | lb/MWh | 0 | 0 | 0 | 0 | 0 | 0 | 0
CT Fac. Spec. - NOX Rate Winter v.4.10 Final, Unit 626 and retrofits | 225 | 7286 | Rate Constraint in lbs/MMBtu | FALSE | L | Annual | Constraint Shadow Price | US2022$/Ton | 0 | 0 | 0 | 0 | 0 | 0 | 0
CT Fac. Spec. - NOX Rate Winter v.4.10 Final, Unit 627 and retrofits | 226 | 7286 | Rate Constraint in lbs/MMBtu | FALSE | L | Annual | Seasons Included | Seasons | Winter, Spring, Fall | Winter, Spring, Fall | Winter, Spring, Fall | Winter, Spring, Fall | Winter, Spring, Fall | Winter, Spring, Fall | Winter, Spring, Fall
CT Fac. Spec. - NOX Rate Winter v.4.10 Final, Unit 627 and retrofits | 226 | 7286 | Rate Constraint in lbs/MMBtu | FALSE | L | Annual | Standard NOX | lb/MMBtu | 0.15 | 0.15 | 0.15 | 0.15 | 0.15 | 0.15 | 0.15
CT Fac. Spec. - NOX Rate Winter v.4.10 Final, Unit 627 and retrofits | 226 | 7286 | Rate Constraint in lbs/MMBtu | FALSE | L | Annual | Emissions at Affected Plants NOX | Thousand Tons | 0 | 0 | 0 | 0 | 0 | 0 | 0
CT Fac. Spec. - NOX Rate Winter v.4.10 Final, Unit 627 and retrofits | 226 | 7286 | Rate Constraint in lbs/MMBtu | FALSE | L | Annual | Allowances Purchased NOX | Thousand Tons | 0 | 0 | 0 | 0 | 0 | 0 | 0
CT Fac. Spec. - NOX Rate Winter v.4.10 Final, Unit 627 and retrofits | 226 | 7286 | Rate Constraint in lbs/MMBtu | FALSE | L | Annual | Allowances Sold NOX | Thousand Tons | 0 | 0 | 0 | 0 | 0 | 0 | 0
CT Fac. Spec. - NOX Rate Winter v.4.10 Final, Unit 627 and retrofits | 226 | 7286 | Rate Constraint in lbs/MMBtu | FALSE | L | Annual | Allowances Banked | Thousand Tons | 0 | 0 | 0 | 0 | 0 | 0 | 0
CT Fac. Spec. - NOX Rate Winter v.4.10 Final, Unit 627 and retrofits | 226 | 7286 | Rate Constraint in lbs/MMBtu | FALSE | L | Annual | Allowances Withdrawn (1:1) | Thousand Tons | 0 | 0 | 0 | 0 | 0 | 0 | 0
CT Fac. Spec. - NOX Rate Winter v.4.10 Final, Unit 627 and retrofits | 226 | 7286 | Rate Constraint in lbs/MMBtu | FALSE | L | Annual | Allowances Withdrawn (n:1) | Thousand Tons | 0 | 0 | 0 | 0 | 0 | 0 | 0
CT Fac. Spec. - NOX Rate Winter v.4.10 Final, Unit 627 and retrofits | 226 | 7286 | Rate Constraint in lbs/MMBtu | FALSE | L | Annual | Net Emissions Allowance Position | Thousand Tons | 0 | 0 | 0 | 0 | 0 | 0 | 0
CT Fac. Spec. - NOX Rate Winter v.4.10 Final, Unit 627 and retrofits | 226 | 7286 | Rate Constraint in lbs/MMBtu | FALSE | L | Annual | Fuel Consumed | TBtu | 0 | 0 | 0 | 0 | 0 | 0 | 0
CT Fac. Spec. - NOX Rate Winter v.4.10 Final, Unit 627 and retrofits | 226 | 7286 | Rate Constraint in lbs/MMBtu | FALSE | L | Annual | Rate | lb/MMBtu | 0 | 0 | 0 | 0 | 0 | 0 | 0
CT Fac. Spec. - NOX Rate Winter v.4.10 Final, Unit 627 and retrofits | 226 | 7286 | Rate Constraint in lbs/MMBtu | FALSE | L | Annual | Generation | TWh | 0 | 0 | 0 | 0 | 0 | 0 | 0
CT Fac. Spec. - NOX Rate Winter v.4.10 Final, Unit 627 and retrofits | 226 | 7286 | Rate Constraint in lbs/MMBtu | FALSE | L | Annual | Qualifying Generation | TWh | 0 | 0 | 0 | 0 | 0 | 0 | 0
CT Fac. Spec. - NOX Rate Winter v.4.10 Final, Unit 627 and retrofits | 226 | 7286 | Rate Constraint in lbs/MMBtu | FALSE | L | Annual | Rate | lb/MWh | 0 | 0 | 0 | 0 | 0 | 0 | 0
CT Fac. Spec. - NOX Rate Winter v.4.10 Final, Unit 627 and retrofits | 226 | 7286 | Rate Constraint in lbs/MMBtu | FALSE | L | Annual | Constraint Shadow Price | US2022$/Ton | 0 | 0 | 0 | 0 | 0 | 0 | 0
CT Fac. Spec. - NOX Rate Winter v.4.10 Final, Unit 628 and retrofits | 227 | 7286 | Rate Constraint in lbs/MMBtu | FALSE | L | Annual | Seasons Included | Seasons | Winter, Spring, Fall | Winter, Spring, Fall | Winter, Spring, Fall | Winter, Spring, Fall | Winter, Spring, Fall | Winter, Spring, Fall | Winter, Spring, Fall
CT Fac. Spec. - NOX Rate Winter v.4.10 Final, Unit 628 and retrofits | 227 | 7286 | Rate Constraint in lbs/MMBtu | FALSE | L | Annual | Standard NOX | lb/MMBtu | 0.15 | 0.15 | 0.15 | 0.15 | 0.15 | 0.15 | 0.15
CT Fac. Spec. - NOX Rate Winter v.4.10 Final, Unit 628 and retrofits | 227 | 7286 | Rate Constraint in lbs/MMBtu | FALSE | L | Annual | Emissions at Affected Plants NOX | Thousand Tons | 0 | 0 | 0 | 0 | 0 | 0 | 0
CT Fac. Spec. - NOX Rate Winter v.4.10 Final, Unit 628 and retrofits | 227 | 7286 | Rate Constraint in lbs/MMBtu | FALSE | L | Annual | Allowances Purchased NOX | Thousand Tons | 0 | 0 | 0 | 0 | 0 | 0 | 0
CT Fac. Spec. - NOX Rate Winter v.4.10 Final, Unit 628 and retrofits | 227 | 7286 | Rate Constraint in lbs/MMBtu | FALSE | L | Annual | Allowances Sold NOX | Thousand Tons | 0 | 0 | 0 | 0 | 0 | 0 | 0
CT Fac. Spec. - NOX Rate Winter v.4.10 Final, Unit 628 and retrofits | 227 | 7286 | Rate Constraint in lbs/MMBtu | FALSE | L | Annual | Allowances Banked | Thousand Tons | 0 | 0 | 0 | 0 | 0 | 0 | 0
CT Fac. Spec. - NOX Rate Winter v.4.10 Final, Unit 628 and retrofits | 227 | 7286 | Rate Constraint in lbs/MMBtu | FALSE | L | Annual | Allowances Withdrawn (1:1) | Thousand Tons | 0 | 0 | 0 | 0 | 0 | 0 | 0
CT Fac. Spec. - NOX Rate Winter v.4.10 Final, Unit 628 and retrofits | 227 | 7286 | Rate Constraint in lbs/MMBtu | FALSE | L | Annual | Allowances Withdrawn (n:1) | Thousand Tons | 0 | 0 | 0 | 0 | 0 | 0 | 0
CT Fac. Spec. - NOX Rate Winter v.4.10 Final, Unit 628 and retrofits | 227 | 7286 | Rate Constraint in lbs/MMBtu | FALSE | L | Annual | Net Emissions Allowance Position | Thousand Tons | 0 | 0 | 0 | 0 | 0 | 0 | 0
CT Fac. Spec. - NOX Rate Winter v.4.10 Final, Unit 628 and retrofits | 227 | 7286 | Rate Constraint in lbs/MMBtu | FALSE | L | Annual | Fuel Consumed | TBtu | 0 | 0 | 0 | 0 | 0 | 0 | 0
CT Fac. Spec. - NOX Rate Winter v.4.10 Final, Unit 628 and retrofits | 227 | 7286 | Rate Constraint in lbs/MMBtu | FALSE | L | Annual | Rate | lb/MMBtu | 0 | 0 | 0 | 0 | 0 | 0 | 0
CT Fac. Spec. - NOX Rate Winter v.4.10 Final, Unit 628 and retrofits | 227 | 7286 | Rate Constraint in lbs/MMBtu | FALSE | L | Annual | Generation | TWh | 0 | 0 | 0 | 0 | 0 | 0 | 0
CT Fac. Spec. - NOX Rate Winter v.4.10 Final, Unit 628 and retrofits | 227 | 7286 | Rate Constraint in lbs/MMBtu | FALSE | L | Annual | Qualifying Generation | TWh | 0 | 0 | 0 | 0 | 0 | 0 | 0
CT Fac. Spec. - NOX Rate Winter v.4.10 Final, Unit 628 and retrofits | 227 | 7286 | Rate Constraint in lbs/MMBtu | FALSE | L | Annual | Rate | lb/MWh | 0 | 0 | 0 | 0 | 0 | 0 | 0
CT Fac. Spec. - NOX Rate Winter v.4.10 Final, Unit 628 and retrofits | 227 | 7286 | Rate Constraint in lbs/MMBtu | FALSE | L | Annual | Constraint Shadow Price | US2022$/Ton | 0 | 0 | 0 | 0 | 0 | 0 | 0
CT Fac. Spec. - NOX Rate Winter v.4.10 Final, Unit 629 and retrofits | 228 | 7286 | Rate Constraint in lbs/MMBtu | FALSE | L | Annual | Seasons Included | Seasons | Winter, Spring, Fall | Winter, Spring, Fall | Winter, Spring, Fall | Winter, Spring, Fall | Winter, Spring, Fall | Winter, Spring, Fall | Winter, Spring, Fall
CT Fac. Spec. - NOX Rate Winter v.4.10 Final, Unit 629 and retrofits | 228 | 7286 | Rate Constraint in lbs/MMBtu | FALSE | L | Annual | Standard NOX | lb/MMBtu | 0.15 | 0.15 | 0.15 | 0.15 | 0.15 | 0.15 | 0.15
CT Fac. Spec. - NOX Rate Winter v.4.10 Final, Unit 629 and retrofits | 228 | 7286 | Rate Constraint in lbs/MMBtu | FALSE | L | Annual | Emissions at Affected Plants NOX | Thousand Tons | 0 | 0 | 0 | 0 | 0 | 0 | 0
CT Fac. Spec. - NOX Rate Winter v.4.10 Final, Unit 629 and retrofits | 228 | 7286 | Rate Constraint in lbs/MMBtu | FALSE | L | Annual | Allowances Purchased NOX | Thousand Tons | 0 | 0 | 0 | 0 | 0 | 0 | 0
CT Fac. Spec. - NOX Rate Winter v.4.10 Final, Unit 629 and retrofits | 228 | 7286 | Rate Constraint in lbs/MMBtu | FALSE | L | Annual | Allowances Sold NOX | Thousand Tons | 0 | 0 | 0 | 0 | 0 | 0 | 0
CT Fac. Spec. - NOX Rate Winter v.4.10 Final, Unit 629 and retrofits | 228 | 7286 | Rate Constraint in lbs/MMBtu | FALSE | L | Annual | Allowances Banked | Thousand Tons | 0 | 0 | 0 | 0 | 0 | 0 | 0
CT Fac. Spec. - NOX Rate Winter v.4.10 Final, Unit 629 and retrofits | 228 | 7286 | Rate Constraint in lbs/MMBtu | FALSE | L | Annual | Allowances Withdrawn (1:1) | Thousand Tons | 0 | 0 | 0 | 0 | 0 | 0 | 0
CT Fac. Spec. - NOX Rate Winter v.4.10 Final, Unit 629 and retrofits | 228 | 7286 | Rate Constraint in lbs/MMBtu | FALSE | L | Annual | Allowances Withdrawn (n:1) | Thousand Tons | 0 | 0 | 0 | 0 | 0 | 0 | 0
CT Fac. Spec. - NOX Rate Winter v.4.10 Final, Unit 629 and retrofits | 228 | 7286 | Rate Constraint in lbs/MMBtu | FALSE | L | Annual | Net Emissions Allowance Position | Thousand Tons | 0 | 0 | 0 | 0 | 0 | 0 | 0
CT Fac. Spec. - NOX Rate Winter v.4.10 Final, Unit 629 and retrofits | 228 | 7286 | Rate Constraint in lbs/MMBtu | FALSE | L | Annual | Fuel Consumed | TBtu | 0 | 0 | 0 | 0 | 0 | 0 | 0
CT Fac. Spec. - NOX Rate Winter v.4.10 Final, Unit 629 and retrofits | 228 | 7286 | Rate Constraint in lbs/MMBtu | FALSE | L | Annual | Rate | lb/MMBtu | 0 | 0 | 0 | 0 | 0 | 0 | 0
CT Fac. Spec. - NOX Rate Winter v.4.10 Final, Unit 629 and retrofits | 228 | 7286 | Rate Constraint in lbs/MMBtu | FALSE | L | Annual | Generation | TWh | 0 | 0 | 0 | 0 | 0 | 0 | 0
CT Fac. Spec. - NOX Rate Winter v.4.10 Final, Unit 629 and retrofits | 228 | 7286 | Rate Constraint in lbs/MMBtu | FALSE | L | Annual | Qualifying Generation | TWh | 0 | 0 | 0 | 0 | 0 | 0 | 0
CT Fac. Spec. - NOX Rate Winter v.4.10 Final, Unit 629 and retrofits | 228 | 7286 | Rate Constraint in lbs/MMBtu | FALSE | L | Annual | Rate | lb/MWh | 0 | 0 | 0 | 0 | 0 | 0 | 0
CT Fac. Spec. - NOX Rate Winter v.4.10 Final, Unit 629 and retrofits | 228 | 7286 | Rate Constraint in lbs/MMBtu | FALSE | L | Annual | Constraint Shadow Price | US2022$/Ton | 0 | 0 | 0 | 0 | 0 | 0 | 0
CT Fac. Spec. - NOX Rate Winter v.4.10 Final, Unit 630 and retrofits | 229 | 7286 | Rate Constraint in lbs/MMBtu | FALSE | L | Annual | Seasons Included | Seasons | Winter, Spring, Fall | Winter, Spring, Fall | Winter, Spring, Fall | Winter, Spring, Fall | Winter, Spring, Fall | Winter, Spring, Fall | Winter, Spring, Fall
CT Fac. Spec. - NOX Rate Winter v.4.10 Final, Unit 630 and retrofits | 229 | 7286 | Rate Constraint in lbs/MMBtu | FALSE | L | Annual | Standard NOX | lb/MMBtu | 0.15 | 0.15 | 0.15 | 0.15 | 0.15 | 0.15 | 0.15
CT Fac. Spec. - NOX Rate Winter v.4.10 Final, Unit 630 and retrofits | 229 | 7286 | Rate Constraint in lbs/MMBtu | FALSE | L | Annual | Emissions at Affected Plants NOX | Thousand Tons | 0 | 0 | 0 | 0 | 0 | 0 | 0
CT Fac. Spec. - NOX Rate Winter v.4.10 Final, Unit 630 and retrofits | 229 | 7286 | Rate Constraint in lbs/MMBtu | FALSE | L | Annual | Allowances Purchased NOX | Thousand Tons | 0 | 0 | 0 | 0 | 0 | 0 | 0
CT Fac. Spec. - NOX Rate Winter v.4.10 Final, Unit 630 and retrofits | 229 | 7286 | Rate Constraint in lbs/MMBtu | FALSE | L | Annual | Allowances Sold NOX | Thousand Tons | 0 | 0 | 0 | 0 | 0 | 0 | 0
CT Fac. Spec. - NOX Rate Winter v.4.10 Final, Unit 630 and retrofits | 229 | 7286 | Rate Constraint in lbs/MMBtu | FALSE | L | Annual | Allowances Banked | Thousand Tons | 0 | 0 | 0 | 0 | 0 | 0 | 0
CT Fac. Spec. - NOX Rate Winter v.4.10 Final, Unit 630 and retrofits | 229 | 7286 | Rate Constraint in lbs/MMBtu | FALSE | L | Annual | Allowances Withdrawn (1:1) | Thousand Tons | 0 | 0 | 0 | 0 | 0 | 0 | 0
CT Fac. Spec. - NOX Rate Winter v.4.10 Final, Unit 630 and retrofits | 229 | 7286 | Rate Constraint in lbs/MMBtu | FALSE | L | Annual | Allowances Withdrawn (n:1) | Thousand Tons | 0 | 0 | 0 | 0 | 0 | 0 | 0
CT Fac. Spec. - NOX Rate Winter v.4.10 Final, Unit 630 and retrofits | 229 | 7286 | Rate Constraint in lbs/MMBtu | FALSE | L | Annual | Net Emissions Allowance Position | Thousand Tons | 0 | 0 | 0 | 0 | 0 | 0 | 0
CT Fac. Spec. - NOX Rate Winter v.4.10 Final, Unit 630 and retrofits | 229 | 7286 | Rate Constraint in lbs/MMBtu | FALSE | L | Annual | Fuel Consumed | TBtu | 0 | 0 | 0 | 0 | 0 | 0 | 0
CT Fac. Spec. - NOX Rate Winter v.4.10 Final, Unit 630 and retrofits | 229 | 7286 | Rate Constraint in lbs/MMBtu | FALSE | L | Annual | Rate | lb/MMBtu | 0 | 0 | 0 | 0 | 0 | 0 | 0
CT Fac. Spec. - NOX Rate Winter v.4.10 Final, Unit 630 and retrofits | 229 | 7286 | Rate Constraint in lbs/MMBtu | FALSE | L | Annual | Generation | TWh | 0 | 0 | 0 | 0 | 0 | 0 | 0
CT Fac. Spec. - NOX Rate Winter v.4.10 Final, Unit 630 and retrofits | 229 | 7286 | Rate Constraint in lbs/MMBtu | FALSE | L | Annual | Qualifying Generation | TWh | 0 | 0 | 0 | 0 | 0 | 0 | 0
CT Fac. Spec. - NOX Rate Winter v.4.10 Final, Unit 630 and retrofits | 229 | 7286 | Rate Constraint in lbs/MMBtu | FALSE | L | Annual | Rate | lb/MWh | 0 | 0 | 0 | 0 | 0 | 0 | 0
CT Fac. Spec. - NOX Rate Winter v.4.10 Final, Unit 630 and retrofits | 229 | 7286 | Rate Constraint in lbs/MMBtu | FALSE | L | Annual | Constraint Shadow Price | US2022$/Ton | 0 | 0 | 0 | 0 | 0 | 0 | 0
CT Fac. Spec. - NOX Rate Winter v.4.10 Final, Unit 631 and retrofits | 230 | 7286 | Rate Constraint in lbs/MMBtu | FALSE | L | Annual | Seasons Included | Seasons | Winter, Spring, Fall | Winter, Spring, Fall | Winter, Spring, Fall | Winter, Spring, Fall | Winter, Spring, Fall | Winter, Spring, Fall | Winter, Spring, Fall
CT Fac. Spec. - NOX Rate Winter v.4.10 Final, Unit 631 and retrofits | 230 | 7286 | Rate Constraint in lbs/MMBtu | FALSE | L | Annual | Standard NOX | lb/MMBtu | 0.15 | 0.15 | 0.15 | 0.15 | 0.15 | 0.15 | 0.15
CT Fac. Spec. - NOX Rate Winter v.4.10 Final, Unit 631 and retrofits | 230 | 7286 | Rate Constraint in lbs/MMBtu | FALSE | L | Annual | Emissions at Affected Plants NOX | Thousand Tons | 0 | 0 | 0 | 0 | 0 | 0 | 0
CT Fac. Spec. - NOX Rate Winter v.4.10 Final, Unit 631 and retrofits | 230 | 7286 | Rate Constraint in lbs/MMBtu | FALSE | L | Annual | Allowances Purchased NOX | Thousand Tons | 0 | 0 | 0 | 0 | 0 | 0 | 0
CT Fac. Spec. - NOX Rate Winter v.4.10 Final, Unit 631 and retrofits | 230 | 7286 | Rate Constraint in lbs/MMBtu | FALSE | L | Annual | Allowances Sold NOX | Thousand Tons | 0 | 0 | 0 | 0 | 0 | 0 | 0
CT Fac. Spec. - NOX Rate Winter v.4.10 Final, Unit 631 and retrofits | 230 | 7286 | Rate Constraint in lbs/MMBtu | FALSE | L | Annual | Allowances Banked | Thousand Tons | 0 | 0 | 0 | 0 | 0 | 0 | 0
CT Fac. Spec. - NOX Rate Winter v.4.10 Final, Unit 631 and retrofits | 230 | 7286 | Rate Constraint in lbs/MMBtu | FALSE | L | Annual | Allowances Withdrawn (1:1) | Thousand Tons | 0 | 0 | 0 | 0 | 0 | 0 | 0
CT Fac. Spec. - NOX Rate Winter v.4.10 Final, Unit 631 and retrofits | 230 | 7286 | Rate Constraint in lbs/MMBtu | FALSE | L | Annual | Allowances Withdrawn (n:1) | Thousand Tons | 0 | 0 | 0 | 0 | 0 | 0 | 0
CT Fac. Spec. - NOX Rate Winter v.4.10 Final, Unit 631 and retrofits | 230 | 7286 | Rate Constraint in lbs/MMBtu | FALSE | L | Annual | Net Emissions Allowance Position | Thousand Tons | 0 | 0 | 0 | 0 | 0 | 0 | 0
CT Fac. Spec. - NOX Rate Winter v.4.10 Final, Unit 631 and retrofits | 230 | 7286 | Rate Constraint in lbs/MMBtu | FALSE | L | Annual | Fuel Consumed | TBtu | 0 | 0 | 0 | 0 | 0 | 0 | 0
CT Fac. Spec. - NOX Rate Winter v.4.10 Final, Unit 631 and retrofits | 230 | 7286 | Rate Constraint in lbs/MMBtu | FALSE | L | Annual | Rate | lb/MMBtu | 0 | 0 | 0 | 0 | 0 | 0 | 0
CT Fac. Spec. - NOX Rate Winter v.4.10 Final, Unit 631 and retrofits | 230 | 7286 | Rate Constraint in lbs/MMBtu | FALSE | L | Annual | Generation | TWh | 0 | 0 | 0 | 0 | 0 | 0 | 0
CT Fac. Spec. - NOX Rate Winter v.4.10 Final, Unit 631 and retrofits | 230 | 7286 | Rate Constraint in lbs/MMBtu | FALSE | L | Annual | Qualifying Generation | TWh | 0 | 0 | 0 | 0 | 0 | 0 | 0
CT Fac. Spec. - NOX Rate Winter v.4.10 Final, Unit 631 and retrofits | 230 | 7286 | Rate Constraint in lbs/MMBtu | FALSE | L | Annual | Rate | lb/MWh | 0 | 0 | 0 | 0 | 0 | 0 | 0
CT Fac. Spec. - NOX Rate Winter v.4.10 Final, Unit 631 and retrofits | 230 | 7286 | Rate Constraint in lbs/MMBtu | FALSE | L | Annual | Constraint Shadow Price | US2022$/Ton | 0 | 0 | 0 | 0 | 0 | 0 | 0
CT Fac. Spec. - NOX Rate Winter v.4.10 Final, Unit 632 and retrofits | 231 | 7286 | Rate Constraint in lbs/MMBtu | FALSE | L | Annual | Seasons Included | Seasons | Winter, Spring, Fall | Winter, Spring, Fall | Winter, Spring, Fall | Winter, Spring, Fall | Winter, Spring, Fall | Winter, Spring, Fall | Winter, Spring, Fall
CT Fac. Spec. - NOX Rate Winter v.4.10 Final, Unit 632 and retrofits | 231 | 7286 | Rate Constraint in lbs/MMBtu | FALSE | L | Annual | Standard NOX | lb/MMBtu | 0.15 | 0.15 | 0.15 | 0.15 | 0.15 | 0.15 | 0.15
CT Fac. Spec. - NOX Rate Winter v.4.10 Final, Unit 632 and retrofits | 231 | 7286 | Rate Constraint in lbs/MMBtu | FALSE | L | Annual | Emissions at Affected Plants NOX | Thousand Tons | 0 | 0 | 0 | 0 | 0 | 0 | 0
CT Fac. Spec. - NOX Rate Winter v.4.10 Final, Unit 632 and retrofits | 231 | 7286 | Rate Constraint in lbs/MMBtu | FALSE | L | Annual | Allowances Purchased NOX | Thousand Tons | 0 | 0 | 0 | 0 | 0 | 0 | 0
CT Fac. Spec. - NOX Rate Winter v.4.10 Final, Unit 632 and retrofits | 231 | 7286 | Rate Constraint in lbs/MMBtu | FALSE | L | Annual | Allowances Sold NOX | Thousand Tons | 0 | 0 | 0 | 0 | 0 | 0 | 0
CT Fac. Spec. - NOX Rate Winter v.4.10 Final, Unit 632 and retrofits | 231 | 7286 | Rate Constraint in lbs/MMBtu | FALSE | L | Annual | Allowances Banked | Thousand Tons | 0 | 0 | 0 | 0 | 0 | 0 | 0
CT Fac. Spec. - NOX Rate Winter v.4.10 Final, Unit 632 and retrofits | 231 | 7286 | Rate Constraint in lbs/MMBtu | FALSE | L | Annual | Allowances Withdrawn (1:1) | Thousand Tons | 0 | 0 | 0 | 0 | 0 | 0 | 0
CT Fac. Spec. - NOX Rate Winter v.4.10 Final, Unit 632 and retrofits | 231 | 7286 | Rate Constraint in lbs/MMBtu | FALSE | L | Annual | Allowances Withdrawn (n:1) | Thousand Tons | 0 | 0 | 0 | 0 | 0 | 0 | 0
CT Fac. Spec. - NOX Rate Winter v.4.10 Final, Unit 632 and retrofits | 231 | 7286 | Rate Constraint in lbs/MMBtu | FALSE | L | Annual | Net Emissions Allowance Position | Thousand Tons | 0 | 0 | 0 | 0 | 0 | 0 | 0
CT Fac. Spec. - NOX Rate Winter v.4.10 Final, Unit 632 and retrofits | 231 | 7286 | Rate Constraint in lbs/MMBtu | FALSE | L | Annual | Fuel Consumed | TBtu | 0 | 0 | 0 | 0 | 0 | 0 | 0
CT Fac. Spec. - NOX Rate Winter v.4.10 Final, Unit 632 and retrofits | 231 | 7286 | Rate Constraint in lbs/MMBtu | FALSE | L | Annual | Rate | lb/MMBtu | 0 | 0 | 0 | 0 | 0 | 0 | 0
CT Fac. Spec. - NOX Rate Winter v.4.10 Final, Unit 632 and retrofits | 231 | 7286 | Rate Constraint in lbs/MMBtu | FALSE | L | Annual | Generation | TWh | 0 | 0 | 0 | 0 | 0 | 0 | 0
CT Fac. Spec. - NOX Rate Winter v.4.10 Final, Unit 632 and retrofits | 231 | 7286 | Rate Constraint in lbs/MMBtu | FALSE | L | Annual | Qualifying Generation | TWh | 0 | 0 | 0 | 0 | 0 | 0 | 0
CT Fac. Spec. - NOX Rate Winter v.4.10 Final, Unit 632 and retrofits | 231 | 7286 | Rate Constraint in lbs/MMBtu | FALSE | L | Annual | Rate | lb/MWh | 0 | 0 | 0 | 0 | 0 | 0 | 0
CT Fac. Spec. - NOX Rate Winter v.4.10 Final, Unit 632 and retrofits | 231 | 7286 | Rate Constraint in lbs/MMBtu | FALSE | L | Annual | Constraint Shadow Price | US2022$/Ton | 0 | 0 | 0 | 0 | 0 | 0 | 0
CT Fac. Spec. - NOX Rate Winter v.4.10 Final, Unit 636 and retrofits | 232 | 7286 | Rate Constraint in lbs/MMBtu | FALSE | L | Annual | Seasons Included | Seasons | Winter, Spring, Fall | Winter, Spring, Fall | Winter, Spring, Fall | Winter, Spring, Fall | Winter, Spring, Fall | Winter, Spring, Fall | Winter, Spring, Fall
CT Fac. Spec. - NOX Rate Winter v.4.10 Final, Unit 636 and retrofits | 232 | 7286 | Rate Constraint in lbs/MMBtu | FALSE | L | Annual | Standard NOX | lb/MMBtu | 0.15 | 0.15 | 0.15 | 0.15 | 0.15 | 0.15 | 0.15
CT Fac. Spec. - NOX Rate Winter v.4.10 Final, Unit 636 and retrofits | 232 | 7286 | Rate Constraint in lbs/MMBtu | FALSE | L | Annual | Emissions at Affected Plants NOX | Thousand Tons | 0 | 0 | 0 | 0 | 0 | 0 | 0
CT Fac. Spec. - NOX Rate Winter v.4.10 Final, Unit 636 and retrofits | 232 | 7286 | Rate Constraint in lbs/MMBtu | FALSE | L | Annual | Allowances Purchased NOX | Thousand Tons | 0 | 0 | 0 | 0 | 0 | 0 | 0
CT Fac. Spec. - NOX Rate Winter v.4.10 Final, Unit 636 and retrofits | 232 | 7286 | Rate Constraint in lbs/MMBtu | FALSE | L | Annual | Allowances Sold NOX | Thousand Tons | 0 | 0 | 0 | 0 | 0 | 0 | 0
CT Fac. Spec. - NOX Rate Winter v.4.10 Final, Unit 636 and retrofits | 232 | 7286 | Rate Constraint in lbs/MMBtu | FALSE | L | Annual | Allowances Banked | Thousand Tons | 0 | 0 | 0 | 0 | 0 | 0 | 0
CT Fac. Spec. - NOX Rate Winter v.4.10 Final, Unit 636 and retrofits | 232 | 7286 | Rate Constraint in lbs/MMBtu | FALSE | L | Annual | Allowances Withdrawn (1:1) | Thousand Tons | 0 | 0 | 0 | 0 | 0 | 0 | 0
CT Fac. Spec. - NOX Rate Winter v.4.10 Final, Unit 636 and retrofits | 232 | 7286 | Rate Constraint in lbs/MMBtu | FALSE | L | Annual | Allowances Withdrawn (n:1) | Thousand Tons | 0 | 0 | 0 | 0 | 0 | 0 | 0
CT Fac. Spec. - NOX Rate Winter v.4.10 Final, Unit 636 and retrofits | 232 | 7286 | Rate Constraint in lbs/MMBtu | FALSE | L | Annual | Net Emissions Allowance Position | Thousand Tons | 0 | 0 | 0 | 0 | 0 | 0 | 0
CT Fac. Spec. - NOX Rate Winter v.4.10 Final, Unit 636 and retrofits | 232 | 7286 | Rate Constraint in lbs/MMBtu | FALSE | L | Annual | Fuel Consumed | TBtu | 0 | 0 | 0 | 0 | 0 | 0 | 0
CT Fac. Spec. - NOX Rate Winter v.4.10 Final, Unit 636 and retrofits | 232 | 7286 | Rate Constraint in lbs/MMBtu | FALSE | L | Annual | Rate | lb/MMBtu | 0 | 0 | 0 | 0 | 0 | 0 | 0
CT Fac. Spec. - NOX Rate Winter v.4.10 Final, Unit 636 and retrofits | 232 | 7286 | Rate Constraint in lbs/MMBtu | FALSE | L | Annual | Generation | TWh | 0 | 0 | 0 | 0 | 0 | 0 | 0
CT Fac. Spec. - NOX Rate Winter v.4.10 Final, Unit 636 and retrofits | 232 | 7286 | Rate Constraint in lbs/MMBtu | FALSE | L | Annual | Qualifying Generation | TWh | 0 | 0 | 0 | 0 | 0 | 0 | 0
CT Fac. Spec. - NOX Rate Winter v.4.10 Final, Unit 636 and retrofits | 232 | 7286 | Rate Constraint in lbs/MMBtu | FALSE | L | Annual | Rate | lb/MWh | 0 | 0 | 0 | 0 | 0 | 0 | 0
CT Fac. Spec. - NOX Rate Winter v.4.10 Final, Unit 636 and retrofits | 232 | 7286 | Rate Constraint in lbs/MMBtu | FALSE | L | Annual | Constraint Shadow Price | US2022$/Ton | 0 | 0 | 0 | 0 | 0 | 0 | 0
CT Fac. Spec. - NOX Rate Winter v.4.10 Final, Unit 637 and retrofits | 233 | 7286 | Rate Constraint in lbs/MMBtu | FALSE | L | Annual | Seasons Included | Seasons | Winter, Spring, Fall | Winter, Spring, Fall | Winter, Spring, Fall | Winter, Spring, Fall | Winter, Spring, Fall | Winter, Spring, Fall | Winter, Spring, Fall
CT Fac. Spec. - NOX Rate Winter v.4.10 Final, Unit 637 and retrofits | 233 | 7286 | Rate Constraint in lbs/MMBtu | FALSE | L | Annual | Standard NOX | lb/MMBtu | 0.15 | 0.15 | 0.15 | 0.15 | 0.15 | 0.15 | 0.15
CT Fac. Spec. - NOX Rate Winter v.4.10 Final, Unit 637 and retrofits | 233 | 7286 | Rate Constraint in lbs/MMBtu | FALSE | L | Annual | Emissions at Affected Plants NOX | Thousand Tons | 0 | 0 | 0 | 0 | 0 | 0 | 0
CT Fac. Spec. - NOX Rate Winter v.4.10 Final, Unit 637 and retrofits | 233 | 7286 | Rate Constraint in lbs/MMBtu | FALSE | L | Annual | Allowances Purchased NOX | Thousand Tons | 0 | 0 | 0 | 0 | 0 | 0 | 0
CT Fac. Spec. - NOX Rate Winter v.4.10 Final, Unit 637 and retrofits | 233 | 7286 | Rate Constraint in lbs/MMBtu | FALSE | L | Annual | Allowances Sold NOX | Thousand Tons | 0 | 0 | 0 | 0 | 0 | 0 | 0
CT Fac. Spec. - NOX Rate Winter v.4.10 Final, Unit 637 and retrofits | 233 | 7286 | Rate Constraint in lbs/MMBtu | FALSE | L | Annual | Allowances Banked | Thousand Tons | 0 | 0 | 0 | 0 | 0 | 0 | 0
CT Fac. Spec. - NOX Rate Winter v.4.10 Final, Unit 637 and retrofits | 233 | 7286 | Rate Constraint in lbs/MMBtu | FALSE | L | Annual | Allowances Withdrawn (1:1) | Thousand Tons | 0 | 0 | 0 | 0 | 0 | 0 | 0
CT Fac. Spec. - NOX Rate Winter v.4.10 Final, Unit 637 and retrofits | 233 | 7286 | Rate Constraint in lbs/MMBtu | FALSE | L | Annual | Allowances Withdrawn (n:1) | Thousand Tons | 0 | 0 | 0 | 0 | 0 | 0 | 0
CT Fac. Spec. - NOX Rate Winter v.4.10 Final, Unit 637 and retrofits | 233 | 7286 | Rate Constraint in lbs/MMBtu | FALSE | L | Annual | Net Emissions Allowance Position | Thousand Tons | 0 | 0 | 0 | 0 | 0 | 0 | 0
CT Fac. Spec. - NOX Rate Winter v.4.10 Final, Unit 637 and retrofits | 233 | 7286 | Rate Constraint in lbs/MMBtu | FALSE | L | Annual | Fuel Consumed | TBtu | 0 | 0 | 0 | 0 | 0 | 0 | 0
CT Fac. Spec. - NOX Rate Winter v.4.10 Final, Unit 637 and retrofits | 233 | 7286 | Rate Constraint in lbs/MMBtu | FALSE | L | Annual | Rate | lb/MMBtu | 0 | 0 | 0 | 0 | 0 | 0 | 0
CT Fac. Spec. - NOX Rate Winter v.4.10 Final, Unit 637 and retrofits | 233 | 7286 | Rate Constraint in lbs/MMBtu | FALSE | L | Annual | Generation | TWh | 0 | 0 | 0 | 0 | 0 | 0 | 0
CT Fac. Spec. - NOX Rate Winter v.4.10 Final, Unit 637 and retrofits | 233 | 7286 | Rate Constraint in lbs/MMBtu | FALSE | L | Annual | Qualifying Generation | TWh | 0 | 0 | 0 | 0 | 0 | 0 | 0
CT Fac. Spec. - NOX Rate Winter v.4.10 Final, Unit 637 and retrofits | 233 | 7286 | Rate Constraint in lbs/MMBtu | FALSE | L | Annual | Rate | lb/MWh | 0 | 0 | 0 | 0 | 0 | 0 | 0
CT Fac. Spec. - NOX Rate Winter v.4.10 Final, Unit 637 and retrofits | 233 | 7286 | Rate Constraint in lbs/MMBtu | FALSE | L | Annual | Constraint Shadow Price | US2022$/Ton | 0 | 0 | 0 | 0 | 0 | 0 | 0
CT Fac. Spec. - NOX Rate Winter v.4.10 Final, Unit 638 and retrofits | 234 | 7286 | Rate Constraint in lbs/MMBtu | FALSE | L | Annual | Seasons Included | Seasons | Winter, Spring, Fall | Winter, Spring, Fall | Winter, Spring, Fall | Winter, Spring, Fall | Winter, Spring, Fall | Winter, Spring, Fall | Winter, Spring, Fall
CT Fac. Spec. - NOX Rate Winter v.4.10 Final, Unit 638 and retrofits | 234 | 7286 | Rate Constraint in lbs/MMBtu | FALSE | L | Annual | Standard NOX | lb/MMBtu | 0.15 | 0.15 | 0.15 | 0.15 | 0.15 | 0.15 | 0.15
CT Fac. Spec. - NOX Rate Winter v.4.10 Final, Unit 638 and retrofits | 234 | 7286 | Rate Constraint in lbs/MMBtu | FALSE | L | Annual | Emissions at Affected Plants NOX | Thousand Tons | 0 | 0 | 0 | 0 | 0 | 0 | 0
CT Fac. Spec. - NOX Rate Winter v.4.10 Final, Unit 638 and retrofits | 234 | 7286 | Rate Constraint in lbs/MMBtu | FALSE | L | Annual | Allowances Purchased NOX | Thousand Tons | 0 | 0 | 0 | 0 | 0 | 0 | 0
CT Fac. Spec. - NOX Rate Winter v.4.10 Final, Unit 638 and retrofits | 234 | 7286 | Rate Constraint in lbs/MMBtu | FALSE | L | Annual | Allowances Sold NOX | Thousand Tons | 0 | 0 | 0 | 0 | 0 | 0 | 0
CT Fac. Spec. - NOX Rate Winter v.4.10 Final, Unit 638 and retrofits | 234 | 7286 | Rate Constraint in lbs/MMBtu | FALSE | L | Annual | Allowances Banked | Thousand Tons | 0 | 0 | 0 | 0 | 0 | 0 | 0
CT Fac. Spec. - NOX Rate Winter v.4.10 Final, Unit 638 and retrofits | 234 | 7286 | Rate Constraint in lbs/MMBtu | FALSE | L | Annual | Allowances Withdrawn (1:1) | Thousand Tons | 0 | 0 | 0 | 0 | 0 | 0 | 0
CT Fac. Spec. - NOX Rate Winter v.4.10 Final, Unit 638 and retrofits | 234 | 7286 | Rate Constraint in lbs/MMBtu | FALSE | L | Annual | Allowances Withdrawn (n:1) | Thousand Tons | 0 | 0 | 0 | 0 | 0 | 0 | 0
CT Fac. Spec. - NOX Rate Winter v.4.10 Final, Unit 638 and retrofits | 234 | 7286 | Rate Constraint in lbs/MMBtu | FALSE | L | Annual | Net Emissions Allowance Position | Thousand Tons | 0 | 0 | 0 | 0 | 0 | 0 | 0
CT Fac. Spec. - NOX Rate Winter v.4.10 Final, Unit 638 and retrofits | 234 | 7286 | Rate Constraint in lbs/MMBtu | FALSE | L | Annual | Fuel Consumed | TBtu | 0 | 0 | 0 | 0 | 0 | 0 | 0
CT Fac. Spec. - NOX Rate Winter v.4.10 Final, Unit 638 and retrofits | 234 | 7286 | Rate Constraint in lbs/MMBtu | FALSE | L | Annual | Rate | lb/MMBtu | 0 | 0 | 0 | 0 | 0 | 0 | 0
CT Fac. Spec. - NOX Rate Winter v.4.10 Final, Unit 638 and retrofits | 234 | 7286 | Rate Constraint in lbs/MMBtu | FALSE | L | Annual | Generation | TWh | 0 | 0 | 0 | 0 | 0 | 0 | 0
CT Fac. Spec. - NOX Rate Winter v.4.10 Final, Unit 638 and retrofits | 234 | 7286 | Rate Constraint in lbs/MMBtu | FALSE | L | Annual | Qualifying Generation | TWh | 0 | 0 | 0 | 0 | 0 | 0 | 0
CT Fac. Spec. - NOX Rate Winter v.4.10 Final, Unit 638 and retrofits | 234 | 7286 | Rate Constraint in lbs/MMBtu | FALSE | L | Annual | Rate | lb/MWh | 0 | 0 | 0 | 0 | 0 | 0 | 0
CT Fac. Spec. - NOX Rate Winter v.4.10 Final, Unit 638 and retrofits | 234 | 7286 | Rate Constraint in lbs/MMBtu | FALSE | L | Annual | Constraint Shadow Price | US2022$/Ton | 0 | 0 | 0 | 0 | 0 | 0 | 0
CT Fac. Spec. - NOX Rate Winter v.4.10 Final, Unit 639 and retrofits | 235 | 7286 | Rate Constraint in lbs/MMBtu | FALSE | L | Annual | Seasons Included | Seasons | Winter, Spring, Fall | Winter, Spring, Fall | Winter, Spring, Fall | Winter, Spring, Fall | Winter, Spring, Fall | Winter, Spring, Fall | Winter, Spring, Fall
CT Fac. Spec. - NOX Rate Winter v.4.10 Final, Unit 639 and retrofits | 235 | 7286 | Rate Constraint in lbs/MMBtu | FALSE | L | Annual | Standard NOX | lb/MMBtu | 0.15 | 0.15 | 0.15 | 0.15 | 0.15 | 0.15 | 0.15
CT Fac. Spec. - NOX Rate Winter v.4.10 Final, Unit 639 and retrofits | 235 | 7286 | Rate Constraint in lbs/MMBtu | FALSE | L | Annual | Emissions at Affected Plants NOX | Thousand Tons | 0 | 0 | 0 | 0 | 0 | 0 | 0
CT Fac. Spec. - NOX Rate Winter v.4.10 Final, Unit 639 and retrofits | 235 | 7286 | Rate Constraint in lbs/MMBtu | FALSE | L | Annual | Allowances Purchased NOX | Thousand Tons | 0 | 0 | 0 | 0 | 0 | 0 | 0
CT Fac. Spec. - NOX Rate Winter v.4.10 Final, Unit 639 and retrofits | 235 | 7286 | Rate Constraint in lbs/MMBtu | FALSE | L | Annual | Allowances Sold NOX | Thousand Tons | 0 | 0 | 0 | 0 | 0 | 0 | 0
CT Fac. Spec. - NOX Rate Winter v.4.10 Final, Unit 639 and retrofits | 235 | 7286 | Rate Constraint in lbs/MMBtu | FALSE | L | Annual | Allowances Banked | Thousand Tons | 0 | 0 | 0 | 0 | 0 | 0 | 0
CT Fac. Spec. - NOX Rate Winter v.4.10 Final, Unit 639 and retrofits | 235 | 7286 | Rate Constraint in lbs/MMBtu | FALSE | L | Annual | Allowances Withdrawn (1:1) | Thousand Tons | 0 | 0 | 0 | 0 | 0 | 0 | 0
CT Fac. Spec. - NOX Rate Winter v.4.10 Final, Unit 639 and retrofits | 235 | 7286 | Rate Constraint in lbs/MMBtu | FALSE | L | Annual | Allowances Withdrawn (n:1) | Thousand Tons | 0 | 0 | 0 | 0 | 0 | 0 | 0
CT Fac. Spec. - NOX Rate Winter v.4.10 Final, Unit 639 and retrofits | 235 | 7286 | Rate Constraint in lbs/MMBtu | FALSE | L | Annual | Net Emissions Allowance Position | Thousand Tons | 0 | 0 | 0 | 0 | 0 | 0 | 0
CT Fac. Spec. - NOX Rate Winter v.4.10 Final, Unit 639 and retrofits | 235 | 7286 | Rate Constraint in lbs/MMBtu | FALSE | L | Annual | Fuel Consumed | TBtu | 0 | 0 | 0 | 0 | 0 | 0 | 0
CT Fac. Spec. - NOX Rate Winter v.4.10 Final, Unit 639 and retrofits | 235 | 7286 | Rate Constraint in lbs/MMBtu | FALSE | L | Annual | Rate | lb/MMBtu | 0 | 0 | 0 | 0 | 0 | 0 | 0
CT Fac. Spec. - NOX Rate Winter v.4.10 Final, Unit 639 and retrofits | 235 | 7286 | Rate Constraint in lbs/MMBtu | FALSE | L | Annual | Generation | TWh | 0 | 0 | 0 | 0 | 0 | 0 | 0
CT Fac. Spec. - NOX Rate Winter v.4.10 Final, Unit 639 and retrofits | 235 | 7286 | Rate Constraint in lbs/MMBtu | FALSE | L | Annual | Qualifying Generation | TWh | 0 | 0 | 0 | 0 | 0 | 0 | 0
CT Fac. Spec. - NOX Rate Winter v.4.10 Final, Unit 639 and retrofits | 235 | 7286 | Rate Constraint in lbs/MMBtu | FALSE | L | Annual | Rate | lb/MWh | 0 | 0 | 0 | 0 | 0 | 0 | 0
CT Fac. Spec. - NOX Rate Winter v.4.10 Final, Unit 639 and retrofits | 235 | 7286 | Rate Constraint in lbs/MMBtu | FALSE | L | Annual | Constraint Shadow Price | US2022$/Ton | 0 | 0 | 0 | 0 | 0 | 0 | 0
CT Fac. Spec. - NOX Rate Winter v.4.10 Final, Unit 640 and retrofits | 236 | 7286 | Rate Constraint in lbs/MMBtu | FALSE | L | Annual | Seasons Included | Seasons | Winter, Spring, Fall | Winter, Spring, Fall | Winter, Spring, Fall | Winter, Spring, Fall | Winter, Spring, Fall | Winter, Spring, Fall | Winter, Spring, Fall
CT Fac. Spec. - NOX Rate Winter v.4.10 Final, Unit 640 and retrofits | 236 | 7286 | Rate Constraint in lbs/MMBtu | FALSE | L | Annual | Standard NOX | lb/MMBtu | 0.15 | 0.15 | 0.15 | 0.15 | 0.15 | 0.15 | 0.15
CT Fac. Spec. - NOX Rate Winter v.4.10 Final, Unit 640 and retrofits | 236 | 7286 | Rate Constraint in lbs/MMBtu | FALSE | L | Annual | Emissions at Affected Plants NOX | Thousand Tons | 0 | 0 | 0 | 0 | 0 | 0 | 0
CT Fac. Spec. - NOX Rate Winter v.4.10 Final, Unit 640 and retrofits | 236 | 7286 | Rate Constraint in lbs/MMBtu | FALSE | L | Annual | Allowances Purchased NOX | Thousand Tons | 0 | 0 | 0 | 0 | 0 | 0 | 0
CT Fac. Spec. - NOX Rate Winter v.4.10 Final, Unit 640 and retrofits | 236 | 7286 | Rate Constraint in lbs/MMBtu | FALSE | L | Annual | Allowances Sold NOX | Thousand Tons | 0 | 0 | 0 | 0 | 0 | 0 | 0
CT Fac. Spec. - NOX Rate Winter v.4.10 Final, Unit 640 and retrofits | 236 | 7286 | Rate Constraint in lbs/MMBtu | FALSE | L | Annual | Allowances Banked | Thousand Tons | 0 | 0 | 0 | 0 | 0 | 0 | 0
CT Fac. Spec. - NOX Rate Winter v.4.10 Final, Unit 640 and retrofits | 236 | 7286 | Rate Constraint in lbs/MMBtu | FALSE | L | Annual | Allowances Withdrawn (1:1) | Thousand Tons | 0 | 0 | 0 | 0 | 0 | 0 | 0
CT Fac. Spec. - NOX Rate Winter v.4.10 Final, Unit 640 and retrofits | 236 | 7286 | Rate Constraint in lbs/MMBtu | FALSE | L | Annual | Allowances Withdrawn (n:1) | Thousand Tons | 0 | 0 | 0 | 0 | 0 | 0 | 0
CT Fac. Spec. - NOX Rate Winter v.4.10 Final, Unit 640 and retrofits | 236 | 7286 | Rate Constraint in lbs/MMBtu | FALSE | L | Annual | Net Emissions Allowance Position | Thousand Tons | 0 | 0 | 0 | 0 | 0 | 0 | 0
CT Fac. Spec. - NOX Rate Winter v.4.10 Final, Unit 640 and retrofits | 236 | 7286 | Rate Constraint in lbs/MMBtu | FALSE | L | Annual | Fuel Consumed | TBtu | 0 | 0 | 0 | 0 | 0 | 0 | 0
CT Fac. Spec. - NOX Rate Winter v.4.10 Final, Unit 640 and retrofits | 236 | 7286 | Rate Constraint in lbs/MMBtu | FALSE | L | Annual | Rate | lb/MMBtu | 0 | 0 | 0 | 0 | 0 | 0 | 0
CT Fac. Spec. - NOX Rate Winter v.4.10 Final, Unit 640 and retrofits | 236 | 7286 | Rate Constraint in lbs/MMBtu | FALSE | L | Annual | Generation | TWh | 0 | 0 | 0 | 0 | 0 | 0 | 0
CT Fac. Spec. - NOX Rate Winter v.4.10 Final, Unit 640 and retrofits | 236 | 7286 | Rate Constraint in lbs/MMBtu | FALSE | L | Annual | Qualifying Generation | TWh | 0 | 0 | 0 | 0 | 0 | 0 | 0
CT Fac. Spec. - NOX Rate Winter v.4.10 Final, Unit 640 and retrofits | 236 | 7286 | Rate Constraint in lbs/MMBtu | FALSE | L | Annual | Rate | lb/MWh | 0 | 0 | 0 | 0 | 0 | 0 | 0
CT Fac. Spec. - NOX Rate Winter v.4.10 Final, Unit 640 and retrofits | 236 | 7286 | Rate Constraint in lbs/MMBtu | FALSE | L | Annual | Constraint Shadow Price | US2022$/Ton | 0 | 0 | 0 | 0 | 0 | 0 | 0
CT Fac. Spec. - NOX Rate Winter v.4.10 Final, Unit 641 and retrofits | 237 | 7286 | Rate Constraint in lbs/MMBtu | FALSE | L | Annual | Seasons Included | Seasons | Winter, Spring, Fall | Winter, Spring, Fall | Winter, Spring, Fall | Winter, Spring, Fall | Winter, Spring, Fall | Winter, Spring, Fall | Winter, Spring, Fall
CT Fac. Spec. - NOX Rate Winter v.4.10 Final, Unit 641 and retrofits | 237 | 7286 | Rate Constraint in lbs/MMBtu | FALSE | L | Annual | Standard NOX | lb/MMBtu | 0.15 | 0.15 | 0.15 | 0.15 | 0.15 | 0.15 | 0.15
CT Fac. Spec. - NOX Rate Winter v.4.10 Final, Unit 641 and retrofits | 237 | 7286 | Rate Constraint in lbs/MMBtu | FALSE | L | Annual | Emissions at Affected Plants NOX | Thousand Tons | 0 | 0 | 0 | 0 | 0 | 0 | 0
CT Fac. Spec. - NOX Rate Winter v.4.10 Final, Unit 641 and retrofits | 237 | 7286 | Rate Constraint in lbs/MMBtu | FALSE | L | Annual | Allowances Purchased NOX | Thousand Tons | 0 | 0 | 0 | 0 | 0 | 0 | 0
CT Fac. Spec. - NOX Rate Winter v.4.10 Final, Unit 641 and retrofits | 237 | 7286 | Rate Constraint in lbs/MMBtu | FALSE | L | Annual | Allowances Sold NOX | Thousand Tons | 0 | 0 | 0 | 0 | 0 | 0 | 0
CT Fac. Spec. - NOX Rate Winter v.4.10 Final, Unit 641 and retrofits | 237 | 7286 | Rate Constraint in lbs/MMBtu | FALSE | L | Annual | Allowances Banked | Thousand Tons | 0 | 0 | 0 | 0 | 0 | 0 | 0
CT Fac. Spec. - NOX Rate Winter v.4.10 Final, Unit 641 and retrofits | 237 | 7286 | Rate Constraint in lbs/MMBtu | FALSE | L | Annual | Allowances Withdrawn (1:1) | Thousand Tons | 0 | 0 | 0 | 0 | 0 | 0 | 0
CT Fac. Spec. - NOX Rate Winter v.4.10 Final, Unit 641 and retrofits | 237 | 7286 | Rate Constraint in lbs/MMBtu | FALSE | L | Annual | Allowances Withdrawn (n:1) | Thousand Tons | 0 | 0 | 0 | 0 | 0 | 0 | 0
CT Fac. Spec. - NOX Rate Winter v.4.10 Final, Unit 641 and retrofits | 237 | 7286 | Rate Constraint in lbs/MMBtu | FALSE | L | Annual | Net Emissions Allowance Position | Thousand Tons | 0 | 0 | 0 | 0 | 0 | 0 | 0
CT Fac. Spec. - NOX Rate Winter v.4.10 Final, Unit 641 and retrofits | 237 | 7286 | Rate Constraint in lbs/MMBtu | FALSE | L | Annual | Fuel Consumed | TBtu | 0 | 0 | 0 | 0 | 0 | 0 | 0
CT Fac. Spec. - NOX Rate Winter v.4.10 Final, Unit 641 and retrofits | 237 | 7286 | Rate Constraint in lbs/MMBtu | FALSE | L | Annual | Rate | lb/MMBtu | 0 | 0 | 0 | 0 | 0 | 0 | 0
CT Fac. Spec. - NOX Rate Winter v.4.10 Final, Unit 641 and retrofits | 237 | 7286 | Rate Constraint in lbs/MMBtu | FALSE | L | Annual | Generation | TWh | 0 | 0 | 0 | 0 | 0 | 0 | 0
CT Fac. Spec. - NOX Rate Winter v.4.10 Final, Unit 641 and retrofits | 237 | 7286 | Rate Constraint in lbs/MMBtu | FALSE | L | Annual | Qualifying Generation | TWh | 0 | 0 | 0 | 0 | 0 | 0 | 0
CT Fac. Spec. - NOX Rate Winter v.4.10 Final, Unit 641 and retrofits | 237 | 7286 | Rate Constraint in lbs/MMBtu | FALSE | L | Annual | Rate | lb/MWh | 0 | 0 | 0 | 0 | 0 | 0 | 0
CT Fac. Spec. - NOX Rate Winter v.4.10 Final, Unit 641 and retrofits | 237 | 7286 | Rate Constraint in lbs/MMBtu | FALSE | L | Annual | Constraint Shadow Price | US2022$/Ton | 0 | 0 | 0 | 0 | 0 | 0 | 0
CT Fac. Spec. - NOX Rate Winter v.4.10 Final, Unit 642 and retrofits | 238 | 7286 | Rate Constraint in lbs/MMBtu | FALSE | L | Annual | Seasons Included | Seasons | Winter, Spring, Fall | Winter, Spring, Fall | Winter, Spring, Fall | Winter, Spring, Fall | Winter, Spring, Fall | Winter, Spring, Fall | Winter, Spring, Fall
CT Fac. Spec. - NOX Rate Winter v.4.10 Final, Unit 642 and retrofits | 238 | 7286 | Rate Constraint in lbs/MMBtu | FALSE | L | Annual | Standard NOX | lb/MMBtu | 0.15 | 0.15 | 0.15 | 0.15 | 0.15 | 0.15 | 0.15
CT Fac. Spec. - NOX Rate Winter v.4.10 Final, Unit 642 and retrofits | 238 | 7286 | Rate Constraint in lbs/MMBtu | FALSE | L | Annual | Emissions at Affected Plants NOX | Thousand Tons | 0 | 0 | 0 | 0 | 0 | 0 | 0
CT Fac. Spec. - NOX Rate Winter v.4.10 Final, Unit 642 and retrofits | 238 | 7286 | Rate Constraint in lbs/MMBtu | FALSE | L | Annual | Allowances Purchased NOX | Thousand Tons | 0 | 0 | 0 | 0 | 0 | 0 | 0
CT Fac. Spec. - NOX Rate Winter v.4.10 Final, Unit 642 and retrofits | 238 | 7286 | Rate Constraint in lbs/MMBtu | FALSE | L | Annual | Allowances Sold NOX | Thousand Tons | 0 | 0 | 0 | 0 | 0 | 0 | 0
CT Fac. Spec. - NOX Rate Winter v.4.10 Final, Unit 642 and retrofits | 238 | 7286 | Rate Constraint in lbs/MMBtu | FALSE | L | Annual | Allowances Banked | Thousand Tons | 0 | 0 | 0 | 0 | 0 | 0 | 0
CT Fac. Spec. - NOX Rate Winter v.4.10 Final, Unit 642 and retrofits | 238 | 7286 | Rate Constraint in lbs/MMBtu | FALSE | L | Annual | Allowances Withdrawn (1:1) | Thousand Tons | 0 | 0 | 0 | 0 | 0 | 0 | 0
CT Fac. Spec. - NOX Rate Winter v.4.10 Final, Unit 642 and retrofits | 238 | 7286 | Rate Constraint in lbs/MMBtu | FALSE | L | Annual | Allowances Withdrawn (n:1) | Thousand Tons | 0 | 0 | 0 | 0 | 0 | 0 | 0
CT Fac. Spec. - NOX Rate Winter v.4.10 Final, Unit 642 and retrofits | 238 | 7286 | Rate Constraint in lbs/MMBtu | FALSE | L | Annual | Net Emissions Allowance Position | Thousand Tons | 0 | 0 | 0 | 0 | 0 | 0 | 0
CT Fac. Spec. - NOX Rate Winter v.4.10 Final, Unit 642 and retrofits | 238 | 7286 | Rate Constraint in lbs/MMBtu | FALSE | L | Annual | Fuel Consumed | TBtu | 0 | 0 | 0 | 0 | 0 | 0 | 0
CT Fac. Spec. - NOX Rate Winter v.4.10 Final, Unit 642 and retrofits | 238 | 7286 | Rate Constraint in lbs/MMBtu | FALSE | L | Annual | Rate | lb/MMBtu | 0 | 0 | 0 | 0 | 0 | 0 | 0
CT Fac. Spec. - NOX Rate Winter v.4.10 Final, Unit 642 and retrofits | 238 | 7286 | Rate Constraint in lbs/MMBtu | FALSE | L | Annual | Generation | TWh | 0 | 0 | 0 | 0 | 0 | 0 | 0
CT Fac. Spec. - NOX Rate Winter v.4.10 Final, Unit 642 and retrofits | 238 | 7286 | Rate Constraint in lbs/MMBtu | FALSE | L | Annual | Qualifying Generation | TWh | 0 | 0 | 0 | 0 | 0 | 0 | 0
CT Fac. Spec. - NOX Rate Winter v.4.10 Final, Unit 642 and retrofits | 238 | 7286 | Rate Constraint in lbs/MMBtu | FALSE | L | Annual | Rate | lb/MWh | 0 | 0 | 0 | 0 | 0 | 0 | 0
CT Fac. Spec. - NOX Rate Winter v.4.10 Final, Unit 642 and retrofits | 238 | 7286 | Rate Constraint in lbs/MMBtu | FALSE | L | Annual | Constraint Shadow Price | US2022$/Ton | 0 | 0 | 0 | 0 | 0 | 0 | 0
CT Fac. Spec. - NOX Rate Winter v.4.10 Final, Unit 643 and retrofits | 239 | 7286 | Rate Constraint in lbs/MMBtu | FALSE | L | Annual | Seasons Included | Seasons | Winter, Spring, Fall | Winter, Spring, Fall | Winter, Spring, Fall | Winter, Spring, Fall | Winter, Spring, Fall | Winter, Spring, Fall | Winter, Spring, Fall
CT Fac. Spec. - NOX Rate Winter v.4.10 Final, Unit 643 and retrofits | 239 | 7286 | Rate Constraint in lbs/MMBtu | FALSE | L | Annual | Standard NOX | lb/MMBtu | 0.15 | 0.15 | 0.15 | 0.15 | 0.15 | 0.15 | 0.15
CT Fac. Spec. - NOX Rate Winter v.4.10 Final, Unit 643 and retrofits | 239 | 7286 | Rate Constraint in lbs/MMBtu | FALSE | L | Annual | Emissions at Affected Plants NOX | Thousand Tons | 0 | 0 | 0 | 0 | 0 | 0 | 0
CT Fac. Spec. - NOX Rate Winter v.4.10 Final, Unit 643 and retrofits | 239 | 7286 | Rate Constraint in lbs/MMBtu | FALSE | L | Annual | Allowances Purchased NOX | Thousand Tons | 0 | 0 | 0 | 0 | 0 | 0 | 0
CT Fac. Spec. - NOX Rate Winter v.4.10 Final, Unit 643 and retrofits | 239 | 7286 | Rate Constraint in lbs/MMBtu | FALSE | L | Annual | Allowances Sold NOX | Thousand Tons | 0 | 0 | 0 | 0 | 0 | 0 | 0
CT Fac. Spec. - NOX Rate Winter v.4.10 Final, Unit 643 and retrofits | 239 | 7286 | Rate Constraint in lbs/MMBtu | FALSE | L | Annual | Allowances Banked | Thousand Tons | 0 | 0 | 0 | 0 | 0 | 0 | 0
CT Fac. Spec. - NOX Rate Winter v.4.10 Final, Unit 643 and retrofits | 239 | 7286 | Rate Constraint in lbs/MMBtu | FALSE | L | Annual | Allowances Withdrawn (1:1) | Thousand Tons | 0 | 0 | 0 | 0 | 0 | 0 | 0
CT Fac. Spec. - NOX Rate Winter v.4.10 Final, Unit 643 and retrofits | 239 | 7286 | Rate Constraint in lbs/MMBtu | FALSE | L | Annual | Allowances Withdrawn (n:1) | Thousand Tons | 0 | 0 | 0 | 0 | 0 | 0 | 0
CT Fac. Spec. - NOX Rate Winter v.4.10 Final, Unit 643 and retrofits | 239 | 7286 | Rate Constraint in lbs/MMBtu | FALSE | L | Annual | Net Emissions Allowance Position | Thousand Tons | 0 | 0 | 0 | 0 | 0 | 0 | 0
CT Fac. Spec. - NOX Rate Winter v.4.10 Final, Unit 643 and retrofits | 239 | 7286 | Rate Constraint in lbs/MMBtu | FALSE | L | Annual | Fuel Consumed | TBtu | 0 | 0 | 0 | 0 | 0 | 0 | 0
CT Fac. Spec. - NOX Rate Winter v.4.10 Final, Unit 643 and retrofits | 239 | 7286 | Rate Constraint in lbs/MMBtu | FALSE | L | Annual | Rate | lb/MMBtu | 0 | 0 | 0 | 0 | 0 | 0 | 0
CT Fac. Spec. - NOX Rate Winter v.4.10 Final, Unit 643 and retrofits | 239 | 7286 | Rate Constraint in lbs/MMBtu | FALSE | L | Annual | Generation | TWh | 0 | 0 | 0 | 0 | 0 | 0 | 0
CT Fac. Spec. - NOX Rate Winter v.4.10 Final, Unit 643 and retrofits | 239 | 7286 | Rate Constraint in lbs/MMBtu | FALSE | L | Annual | Qualifying Generation | TWh | 0 | 0 | 0 | 0 | 0 | 0 | 0
CT Fac. Spec. - NOX Rate Winter v.4.10 Final, Unit 643 and retrofits | 239 | 7286 | Rate Constraint in lbs/MMBtu | FALSE | L | Annual | Rate | lb/MWh | 0 | 0 | 0 | 0 | 0 | 0 | 0
CT Fac. Spec. - NOX Rate Winter v.4.10 Final, Unit 643 and retrofits | 239 | 7286 | Rate Constraint in lbs/MMBtu | FALSE | L | Annual | Constraint Shadow Price | US2022$/Ton | 0 | 0 | 0 | 0 | 0 | 0 | 0
CT Fac. Spec. - NOX Rate Winter v.4.10 Final, Unit 644 and retrofits | 240 | 7286 | Rate Constraint in lbs/MMBtu | FALSE | L | Annual | Seasons Included | Seasons | Winter, Spring, Fall | Winter, Spring, Fall | Winter, Spring, Fall | Winter, Spring, Fall | Winter, Spring, Fall | Winter, Spring, Fall | Winter, Spring, Fall
CT Fac. Spec. - NOX Rate Winter v.4.10 Final, Unit 644 and retrofits | 240 | 7286 | Rate Constraint in lbs/MMBtu | FALSE | L | Annual | Standard NOX | lb/MMBtu | 0.15 | 0.15 | 0.15 | 0.15 | 0.15 | 0.15 | 0.15
CT Fac. Spec. - NOX Rate Winter v.4.10 Final, Unit 644 and retrofits | 240 | 7286 | Rate Constraint in lbs/MMBtu | FALSE | L | Annual | Emissions at Affected Plants NOX | Thousand Tons | 0 | 0 | 0 | 0 | 0 | 0 | 0
CT Fac. Spec. - NOX Rate Winter v.4.10 Final, Unit 644 and retrofits | 240 | 7286 | Rate Constraint in lbs/MMBtu | FALSE | L | Annual | Allowances Purchased NOX | Thousand Tons | 0 | 0 | 0 | 0 | 0 | 0 | 0
CT Fac. Spec. - NOX Rate Winter v.4.10 Final, Unit 644 and retrofits | 240 | 7286 | Rate Constraint in lbs/MMBtu | FALSE | L | Annual | Allowances Sold NOX | Thousand Tons | 0 | 0 | 0 | 0 | 0 | 0 | 0
CT Fac. Spec. - NOX Rate Winter v.4.10 Final, Unit 644 and retrofits | 240 | 7286 | Rate Constraint in lbs/MMBtu | FALSE | L | Annual | Allowances Banked | Thousand Tons | 0 | 0 | 0 | 0 | 0 | 0 | 0
CT Fac. Spec. - NOX Rate Winter v.4.10 Final, Unit 644 and retrofits | 240 | 7286 | Rate Constraint in lbs/MMBtu | FALSE | L | Annual | Allowances Withdrawn (1:1) | Thousand Tons | 0 | 0 | 0 | 0 | 0 | 0 | 0
CT Fac. Spec. - NOX Rate Winter v.4.10 Final, Unit 644 and retrofits | 240 | 7286 | Rate Constraint in lbs/MMBtu | FALSE | L | Annual | Allowances Withdrawn (n:1) | Thousand Tons | 0 | 0 | 0 | 0 | 0 | 0 | 0
CT Fac. Spec. - NOX Rate Winter v.4.10 Final, Unit 644 and retrofits | 240 | 7286 | Rate Constraint in lbs/MMBtu | FALSE | L | Annual | Net Emissions Allowance Position | Thousand Tons | 0 | 0 | 0 | 0 | 0 | 0 | 0
CT Fac. Spec. - NOX Rate Winter v.4.10 Final, Unit 644 and retrofits | 240 | 7286 | Rate Constraint in lbs/MMBtu | FALSE | L | Annual | Fuel Consumed | TBtu | 0 | 0 | 0 | 0 | 0 | 0 | 0
CT Fac. Spec. - NOX Rate Winter v.4.10 Final, Unit 644 and retrofits | 240 | 7286 | Rate Constraint in lbs/MMBtu | FALSE | L | Annual | Rate | lb/MMBtu | 0 | 0 | 0 | 0 | 0 | 0 | 0
CT Fac. Spec. - NOX Rate Winter v.4.10 Final, Unit 644 and retrofits | 240 | 7286 | Rate Constraint in lbs/MMBtu | FALSE | L | Annual | Generation | TWh | 0 | 0 | 0 | 0 | 0 | 0 | 0
CT Fac. Spec. - NOX Rate Winter v.4.10 Final, Unit 644 and retrofits | 240 | 7286 | Rate Constraint in lbs/MMBtu | FALSE | L | Annual | Qualifying Generation | TWh | 0 | 0 | 0 | 0 | 0 | 0 | 0
CT Fac. Spec. - NOX Rate Winter v.4.10 Final, Unit 644 and retrofits | 240 | 7286 | Rate Constraint in lbs/MMBtu | FALSE | L | Annual | Rate | lb/MWh | 0 | 0 | 0 | 0 | 0 | 0 | 0
CT Fac. Spec. - NOX Rate Winter v.4.10 Final, Unit 644 and retrofits | 240 | 7286 | Rate Constraint in lbs/MMBtu | FALSE | L | Annual | Constraint Shadow Price | US2022$/Ton | 0 | 0 | 0 | 0 | 0 | 0 | 0
CT Fac. Spec. - NOX Rate Winter v.4.10 Final, Unit 645 and retrofits | 241 | 7286 | Rate Constraint in lbs/MMBtu | FALSE | L | Annual | Seasons Included | Seasons | Winter, Spring, Fall | Winter, Spring, Fall | Winter, Spring, Fall | Winter, Spring, Fall | Winter, Spring, Fall | Winter, Spring, Fall | Winter, Spring, Fall
CT Fac. Spec. - NOX Rate Winter v.4.10 Final, Unit 645 and retrofits | 241 | 7286 | Rate Constraint in lbs/MMBtu | FALSE | L | Annual | Standard NOX | lb/MMBtu | 0.15 | 0.15 | 0.15 | 0.15 | 0.15 | 0.15 | 0.15
CT Fac. Spec. - NOX Rate Winter v.4.10 Final, Unit 645 and retrofits | 241 | 7286 | Rate Constraint in lbs/MMBtu | FALSE | L | Annual | Emissions at Affected Plants NOX | Thousand Tons | 0 | 0 | 0 | 0 | 0 | 0 | 0
CT Fac. Spec. - NOX Rate Winter v.4.10 Final, Unit 645 and retrofits | 241 | 7286 | Rate Constraint in lbs/MMBtu | FALSE | L | Annual | Allowances Purchased NOX | Thousand Tons | 0 | 0 | 0 | 0 | 0 | 0 | 0
CT Fac. Spec. - NOX Rate Winter v.4.10 Final, Unit 645 and retrofits | 241 | 7286 | Rate Constraint in lbs/MMBtu | FALSE | L | Annual | Allowances Sold NOX | Thousand Tons | 0 | 0 | 0 | 0 | 0 | 0 | 0
CT Fac. Spec. - NOX Rate Winter v.4.10 Final, Unit 645 and retrofits | 241 | 7286 | Rate Constraint in lbs/MMBtu | FALSE | L | Annual | Allowances Banked | Thousand Tons | 0 | 0 | 0 | 0 | 0 | 0 | 0
CT Fac. Spec. - NOX Rate Winter v.4.10 Final, Unit 645 and retrofits | 241 | 7286 | Rate Constraint in lbs/MMBtu | FALSE | L | Annual | Allowances Withdrawn (1:1) | Thousand Tons | 0 | 0 | 0 | 0 | 0 | 0 | 0
CT Fac. Spec. - NOX Rate Winter v.4.10 Final, Unit 645 and retrofits | 241 | 7286 | Rate Constraint in lbs/MMBtu | FALSE | L | Annual | Allowances Withdrawn (n:1) | Thousand Tons | 0 | 0 | 0 | 0 | 0 | 0 | 0
CT Fac. Spec. - NOX Rate Winter v.4.10 Final, Unit 645 and retrofits | 241 | 7286 | Rate Constraint in lbs/MMBtu | FALSE | L | Annual | Net Emissions Allowance Position | Thousand Tons | 0 | 0 | 0 | 0 | 0 | 0 | 0
CT Fac. Spec. - NOX Rate Winter v.4.10 Final, Unit 645 and retrofits | 241 | 7286 | Rate Constraint in lbs/MMBtu | FALSE | L | Annual | Fuel Consumed | TBtu | 0 | 0 | 0 | 0 | 0 | 0 | 0
CT Fac. Spec. - NOX Rate Winter v.4.10 Final, Unit 645 and retrofits | 241 | 7286 | Rate Constraint in lbs/MMBtu | FALSE | L | Annual | Rate | lb/MMBtu | 0 | 0 | 0 | 0 | 0 | 0 | 0
CT Fac. Spec. - NOX Rate Winter v.4.10 Final, Unit 645 and retrofits | 241 | 7286 | Rate Constraint in lbs/MMBtu | FALSE | L | Annual | Generation | TWh | 0 | 0 | 0 | 0 | 0 | 0 | 0
CT Fac. Spec. - NOX Rate Winter v.4.10 Final, Unit 645 and retrofits | 241 | 7286 | Rate Constraint in lbs/MMBtu | FALSE | L | Annual | Qualifying Generation | TWh | 0 | 0 | 0 | 0 | 0 | 0 | 0
CT Fac. Spec. - NOX Rate Winter v.4.10 Final, Unit 645 and retrofits | 241 | 7286 | Rate Constraint in lbs/MMBtu | FALSE | L | Annual | Rate | lb/MWh | 0 | 0 | 0 | 0 | 0 | 0 | 0
CT Fac. Spec. - NOX Rate Winter v.4.10 Final, Unit 645 and retrofits | 241 | 7286 | Rate Constraint in lbs/MMBtu | FALSE | L | Annual | Constraint Shadow Price | US2022$/Ton | 0 | 0 | 0 | 0 | 0 | 0 | 0
CT Fac. Spec. - NOX Rate Winter v.4.10 Final, Unit 646 and retrofits | 242 | 7286 | Rate Constraint in lbs/MMBtu | FALSE | L | Annual | Seasons Included | Seasons | Winter, Spring, Fall | Winter, Spring, Fall | Winter, Spring, Fall | Winter, Spring, Fall | Winter, Spring, Fall | Winter, Spring, Fall | Winter, Spring, Fall
CT Fac. Spec. - NOX Rate Winter v.4.10 Final, Unit 646 and retrofits | 242 | 7286 | Rate Constraint in lbs/MMBtu | FALSE | L | Annual | Standard NOX | lb/MMBtu | 0.15 | 0.15 | 0.15 | 0.15 | 0.15 | 0.15 | 0.15
CT Fac. Spec. - NOX Rate Winter v.4.10 Final, Unit 646 and retrofits | 242 | 7286 | Rate Constraint in lbs/MMBtu | FALSE | L | Annual | Emissions at Affected Plants NOX | Thousand Tons | 0 | 0 | 0 | 0 | 0 | 0 | 0
CT Fac. Spec. - NOX Rate Winter v.4.10 Final, Unit 646 and retrofits | 242 | 7286 | Rate Constraint in lbs/MMBtu | FALSE | L | Annual | Allowances Purchased NOX | Thousand Tons | 0 | 0 | 0 | 0 | 0 | 0 | 0
CT Fac. Spec. - NOX Rate Winter v.4.10 Final, Unit 646 and retrofits | 242 | 7286 | Rate Constraint in lbs/MMBtu | FALSE | L | Annual | Allowances Sold NOX | Thousand Tons | 0 | 0 | 0 | 0 | 0 | 0 | 0
CT Fac. Spec. - NOX Rate Winter v.4.10 Final, Unit 646 and retrofits | 242 | 7286 | Rate Constraint in lbs/MMBtu | FALSE | L | Annual | Allowances Banked | Thousand Tons | 0 | 0 | 0 | 0 | 0 | 0 | 0
CT Fac. Spec. - NOX Rate Winter v.4.10 Final, Unit 646 and retrofits | 242 | 7286 | Rate Constraint in lbs/MMBtu | FALSE | L | Annual | Allowances Withdrawn (1:1) | Thousand Tons | 0 | 0 | 0 | 0 | 0 | 0 | 0
CT Fac. Spec. - NOX Rate Winter v.4.10 Final, Unit 646 and retrofits | 242 | 7286 | Rate Constraint in lbs/MMBtu | FALSE | L | Annual | Allowances Withdrawn (n:1) | Thousand Tons | 0 | 0 | 0 | 0 | 0 | 0 | 0
CT Fac. Spec. - NOX Rate Winter v.4.10 Final, Unit 646 and retrofits | 242 | 7286 | Rate Constraint in lbs/MMBtu | FALSE | L | Annual | Net Emissions Allowance Position | Thousand Tons | 0 | 0 | 0 | 0 | 0 | 0 | 0
CT Fac. Spec. - NOX Rate Winter v.4.10 Final, Unit 646 and retrofits | 242 | 7286 | Rate Constraint in lbs/MMBtu | FALSE | L | Annual | Fuel Consumed | TBtu | 0 | 0 | 0 | 0 | 0 | 0 | 0
CT Fac. Spec. - NOX Rate Winter v.4.10 Final, Unit 646 and retrofits | 242 | 7286 | Rate Constraint in lbs/MMBtu | FALSE | L | Annual | Rate | lb/MMBtu | 0 | 0 | 0 | 0 | 0 | 0 | 0
CT Fac. Spec. - NOX Rate Winter v.4.10 Final, Unit 646 and retrofits | 242 | 7286 | Rate Constraint in lbs/MMBtu | FALSE | L | Annual | Generation | TWh | 0 | 0 | 0 | 0 | 0 | 0 | 0
CT Fac. Spec. - NOX Rate Winter v.4.10 Final, Unit 646 and retrofits | 242 | 7286 | Rate Constraint in lbs/MMBtu | FALSE | L | Annual | Qualifying Generation | TWh | 0 | 0 | 0 | 0 | 0 | 0 | 0
CT Fac. Spec. - NOX Rate Winter v.4.10 Final, Unit 646 and retrofits | 242 | 7286 | Rate Constraint in lbs/MMBtu | FALSE | L | Annual | Rate | lb/MWh | 0 | 0 | 0 | 0 | 0 | 0 | 0
CT Fac. Spec. - NOX Rate Winter v.4.10 Final, Unit 646 and retrofits | 242 | 7286 | Rate Constraint in lbs/MMBtu | FALSE | L | Annual | Constraint Shadow Price | US2022$/Ton | 0 | 0 | 0 | 0 | 0 | 0 | 0
CT Fac. Spec. - NOX Rate Winter v.4.10 Final, Unit 647 and retrofits | 243 | 7286 | Rate Constraint in lbs/MMBtu | FALSE | L | Annual | Seasons Included | Seasons | Winter, Spring, Fall | Winter, Spring, Fall | Winter, Spring, Fall | Winter, Spring, Fall | Winter, Spring, Fall | Winter, Spring, Fall | Winter, Spring, Fall
CT Fac. Spec. - NOX Rate Winter v.4.10 Final, Unit 647 and retrofits | 243 | 7286 | Rate Constraint in lbs/MMBtu | FALSE | L | Annual | Standard NOX | lb/MMBtu | 0.15 | 0.15 | 0.15 | 0.15 | 0.15 | 0.15 | 0.15
CT Fac. Spec. - NOX Rate Winter v.4.10 Final, Unit 647 and retrofits | 243 | 7286 | Rate Constraint in lbs/MMBtu | FALSE | L | Annual | Emissions at Affected Plants NOX | Thousand Tons | 0 | 0 | 0 | 0 | 0 | 0 | 0
CT Fac. Spec. - NOX Rate Winter v.4.10 Final, Unit 647 and retrofits | 243 | 7286 | Rate Constraint in lbs/MMBtu | FALSE | L | Annual | Allowances Purchased NOX | Thousand Tons | 0 | 0 | 0 | 0 | 0 | 0 | 0
CT Fac. Spec. - NOX Rate Winter v.4.10 Final, Unit 647 and retrofits | 243 | 7286 | Rate Constraint in lbs/MMBtu | FALSE | L | Annual | Allowances Sold NOX | Thousand Tons | 0 | 0 | 0 | 0 | 0 | 0 | 0
CT Fac. Spec. - NOX Rate Winter v.4.10 Final, Unit 647 and retrofits | 243 | 7286 | Rate Constraint in lbs/MMBtu | FALSE | L | Annual | Allowances Banked | Thousand Tons | 0 | 0 | 0 | 0 | 0 | 0 | 0
CT Fac. Spec. - NOX Rate Winter v.4.10 Final, Unit 647 and retrofits | 243 | 7286 | Rate Constraint in lbs/MMBtu | FALSE | L | Annual | Allowances Withdrawn (1:1) | Thousand Tons | 0 | 0 | 0 | 0 | 0 | 0 | 0
CT Fac. Spec. - NOX Rate Winter v.4.10 Final, Unit 647 and retrofits | 243 | 7286 | Rate Constraint in lbs/MMBtu | FALSE | L | Annual | Allowances Withdrawn (n:1) | Thousand Tons | 0 | 0 | 0 | 0 | 0 | 0 | 0
CT Fac. Spec. - NOX Rate Winter v.4.10 Final, Unit 647 and retrofits | 243 | 7286 | Rate Constraint in lbs/MMBtu | FALSE | L | Annual | Net Emissions Allowance Position | Thousand Tons | 0 | 0 | 0 | 0 | 0 | 0 | 0
CT Fac. Spec. - NOX Rate Winter v.4.10 Final, Unit 647 and retrofits | 243 | 7286 | Rate Constraint in lbs/MMBtu | FALSE | L | Annual | Fuel Consumed | TBtu | 0 | 0 | 0 | 0 | 0 | 0 | 0
CT Fac. Spec. - NOX Rate Winter v.4.10 Final, Unit 647 and retrofits | 243 | 7286 | Rate Constraint in lbs/MMBtu | FALSE | L | Annual | Rate | lb/MMBtu | 0 | 0 | 0 | 0 | 0 | 0 | 0
CT Fac. Spec. - NOX Rate Winter v.4.10 Final, Unit 647 and retrofits | 243 | 7286 | Rate Constraint in lbs/MMBtu | FALSE | L | Annual | Generation | TWh | 0 | 0 | 0 | 0 | 0 | 0 | 0
CT Fac. Spec. - NOX Rate Winter v.4.10 Final, Unit 647 and retrofits | 243 | 7286 | Rate Constraint in lbs/MMBtu | FALSE | L | Annual | Qualifying Generation | TWh | 0 | 0 | 0 | 0 | 0 | 0 | 0
CT Fac. Spec. - NOX Rate Winter v.4.10 Final, Unit 647 and retrofits | 243 | 7286 | Rate Constraint in lbs/MMBtu | FALSE | L | Annual | Rate | lb/MWh | 0 | 0 | 0 | 0 | 0 | 0 | 0
CT Fac. Spec. - NOX Rate Winter v.4.10 Final, Unit 647 and retrofits | 243 | 7286 | Rate Constraint in lbs/MMBtu | FALSE | L | Annual | Constraint Shadow Price | US2022$/Ton | 0 | 0 | 0 | 0 | 0 | 0 | 0
CT Fac. Spec. - NOX Rate Winter v.4.10 Final, Unit 648 and retrofits | 244 | 7286 | Rate Constraint in lbs/MMBtu | FALSE | L | Annual | Seasons Included | Seasons | Winter, Spring, Fall | Winter, Spring, Fall | Winter, Spring, Fall | Winter, Spring, Fall | Winter, Spring, Fall | Winter, Spring, Fall | Winter, Spring, Fall
CT Fac. Spec. - NOX Rate Winter v.4.10 Final, Unit 648 and retrofits | 244 | 7286 | Rate Constraint in lbs/MMBtu | FALSE | L | Annual | Standard NOX | lb/MMBtu | 0.15 | 0.15 | 0.15 | 0.15 | 0.15 | 0.15 | 0.15
CT Fac. Spec. - NOX Rate Winter v.4.10 Final, Unit 648 and retrofits | 244 | 7286 | Rate Constraint in lbs/MMBtu | FALSE | L | Annual | Emissions at Affected Plants NOX | Thousand Tons | 0 | 0 | 0 | 0 | 0 | 0 | 0
CT Fac. Spec. - NOX Rate Winter v.4.10 Final, Unit 648 and retrofits | 244 | 7286 | Rate Constraint in lbs/MMBtu | FALSE | L | Annual | Allowances Purchased NOX | Thousand Tons | 0 | 0 | 0 | 0 | 0 | 0 | 0
CT Fac. Spec. - NOX Rate Winter v.4.10 Final, Unit 648 and retrofits | 244 | 7286 | Rate Constraint in lbs/MMBtu | FALSE | L | Annual | Allowances Sold NOX | Thousand Tons | 0 | 0 | 0 | 0 | 0 | 0 | 0
CT Fac. Spec. - NOX Rate Winter v.4.10 Final, Unit 648 and retrofits | 244 | 7286 | Rate Constraint in lbs/MMBtu | FALSE | L | Annual | Allowances Banked | Thousand Tons | 0 | 0 | 0 | 0 | 0 | 0 | 0
CT Fac. Spec. - NOX Rate Winter v.4.10 Final, Unit 648 and retrofits | 244 | 7286 | Rate Constraint in lbs/MMBtu | FALSE | L | Annual | Allowances Withdrawn (1:1) | Thousand Tons | 0 | 0 | 0 | 0 | 0 | 0 | 0
CT Fac. Spec. - NOX Rate Winter v.4.10 Final, Unit 648 and retrofits | 244 | 7286 | Rate Constraint in lbs/MMBtu | FALSE | L | Annual | Allowances Withdrawn (n:1) | Thousand Tons | 0 | 0 | 0 | 0 | 0 | 0 | 0
CT Fac. Spec. - NOX Rate Winter v.4.10 Final, Unit 648 and retrofits | 244 | 7286 | Rate Constraint in lbs/MMBtu | FALSE | L | Annual | Net Emissions Allowance Position | Thousand Tons | 0 | 0 | 0 | 0 | 0 | 0 | 0
CT Fac. Spec. - NOX Rate Winter v.4.10 Final, Unit 648 and retrofits | 244 | 7286 | Rate Constraint in lbs/MMBtu | FALSE | L | Annual | Fuel Consumed | TBtu | 0 | 0 | 0 | 0 | 0 | 0 | 0
CT Fac. Spec. - NOX Rate Winter v.4.10 Final, Unit 648 and retrofits | 244 | 7286 | Rate Constraint in lbs/MMBtu | FALSE | L | Annual | Rate | lb/MMBtu | 0 | 0 | 0 | 0 | 0 | 0 | 0
CT Fac. Spec. - NOX Rate Winter v.4.10 Final, Unit 648 and retrofits | 244 | 7286 | Rate Constraint in lbs/MMBtu | FALSE | L | Annual | Generation | TWh | 0 | 0 | 0 | 0 | 0 | 0 | 0
CT Fac. Spec. - NOX Rate Winter v.4.10 Final, Unit 648 and retrofits | 244 | 7286 | Rate Constraint in lbs/MMBtu | FALSE | L | Annual | Qualifying Generation | TWh | 0 | 0 | 0 | 0 | 0 | 0 | 0
CT Fac. Spec. - NOX Rate Winter v.4.10 Final, Unit 648 and retrofits | 244 | 7286 | Rate Constraint in lbs/MMBtu | FALSE | L | Annual | Rate | lb/MWh | 0 | 0 | 0 | 0 | 0 | 0 | 0
CT Fac. Spec. - NOX Rate Winter v.4.10 Final, Unit 648 and retrofits | 244 | 7286 | Rate Constraint in lbs/MMBtu | FALSE | L | Annual | Constraint Shadow Price | US2022$/Ton | 0 | 0 | 0 | 0 | 0 | 0 | 0
CT Fac. Spec. - NOX Rate Winter v.4.10 Final, Unit 649 and retrofits | 245 | 7286 | Rate Constraint in lbs/MMBtu | FALSE | L | Annual | Seasons Included | Seasons | Winter, Spring, Fall | Winter, Spring, Fall | Winter, Spring, Fall | Winter, Spring, Fall | Winter, Spring, Fall | Winter, Spring, Fall | Winter, Spring, Fall
CT Fac. Spec. - NOX Rate Winter v.4.10 Final, Unit 649 and retrofits | 245 | 7286 | Rate Constraint in lbs/MMBtu | FALSE | L | Annual | Standard NOX | lb/MMBtu | 0.15 | 0.15 | 0.15 | 0.15 | 0.15 | 0.15 | 0.15
CT Fac. Spec. - NOX Rate Winter v.4.10 Final, Unit 649 and retrofits | 245 | 7286 | Rate Constraint in lbs/MMBtu | FALSE | L | Annual | Emissions at Affected Plants NOX | Thousand Tons | 0 | 0 | 0 | 0 | 0 | 0 | 0
CT Fac. Spec. - NOX Rate Winter v.4.10 Final, Unit 649 and retrofits | 245 | 7286 | Rate Constraint in lbs/MMBtu | FALSE | L | Annual | Allowances Purchased NOX | Thousand Tons | 0 | 0 | 0 | 0 | 0 | 0 | 0
CT Fac. Spec. - NOX Rate Winter v.4.10 Final, Unit 649 and retrofits | 245 | 7286 | Rate Constraint in lbs/MMBtu | FALSE | L | Annual | Allowances Sold NOX | Thousand Tons | 0 | 0 | 0 | 0 | 0 | 0 | 0
CT Fac. Spec. - NOX Rate Winter v.4.10 Final, Unit 649 and retrofits | 245 | 7286 | Rate Constraint in lbs/MMBtu | FALSE | L | Annual | Allowances Banked | Thousand Tons | 0 | 0 | 0 | 0 | 0 | 0 | 0
CT Fac. Spec. - NOX Rate Winter v.4.10 Final, Unit 649 and retrofits | 245 | 7286 | Rate Constraint in lbs/MMBtu | FALSE | L | Annual | Allowances Withdrawn (1:1) | Thousand Tons | 0 | 0 | 0 | 0 | 0 | 0 | 0
CT Fac. Spec. - NOX Rate Winter v.4.10 Final, Unit 649 and retrofits | 245 | 7286 | Rate Constraint in lbs/MMBtu | FALSE | L | Annual | Allowances Withdrawn (n:1) | Thousand Tons | 0 | 0 | 0 | 0 | 0 | 0 | 0
CT Fac. Spec. - NOX Rate Winter v.4.10 Final, Unit 649 and retrofits | 245 | 7286 | Rate Constraint in lbs/MMBtu | FALSE | L | Annual | Net Emissions Allowance Position | Thousand Tons | 0 | 0 | 0 | 0 | 0 | 0 | 0
CT Fac. Spec. - NOX Rate Winter v.4.10 Final, Unit 649 and retrofits | 245 | 7286 | Rate Constraint in lbs/MMBtu | FALSE | L | Annual | Fuel Consumed | TBtu | 0 | 0 | 0 | 0 | 0 | 0 | 0
CT Fac. Spec. - NOX Rate Winter v.4.10 Final, Unit 649 and retrofits | 245 | 7286 | Rate Constraint in lbs/MMBtu | FALSE | L | Annual | Rate | lb/MMBtu | 0 | 0 | 0 | 0 | 0 | 0 | 0
CT Fac. Spec. - NOX Rate Winter v.4.10 Final, Unit 649 and retrofits | 245 | 7286 | Rate Constraint in lbs/MMBtu | FALSE | L | Annual | Generation | TWh | 0 | 0 | 0 | 0 | 0 | 0 | 0
CT Fac. Spec. - NOX Rate Winter v.4.10 Final, Unit 649 and retrofits | 245 | 7286 | Rate Constraint in lbs/MMBtu | FALSE | L | Annual | Qualifying Generation | TWh | 0 | 0 | 0 | 0 | 0 | 0 | 0
CT Fac. Spec. - NOX Rate Winter v.4.10 Final, Unit 649 and retrofits | 245 | 7286 | Rate Constraint in lbs/MMBtu | FALSE | L | Annual | Rate | lb/MWh | 0 | 0 | 0 | 0 | 0 | 0 | 0
CT Fac. Spec. - NOX Rate Winter v.4.10 Final, Unit 649 and retrofits | 245 | 7286 | Rate Constraint in lbs/MMBtu | FALSE | L | Annual | Constraint Shadow Price | US2022$/Ton | 0 | 0 | 0 | 0 | 0 | 0 | 0
CT Fac. Spec. - NOX Rate Winter v.4.10 Final, Unit 1717 and retrofits | 246 | 7286 | Rate Constraint in lbs/MMBtu | FALSE | L | Annual | Seasons Included | Seasons | Winter, Spring, Fall | Winter, Spring, Fall | Winter, Spring, Fall | Winter, Spring, Fall | Winter, Spring, Fall | Winter, Spring, Fall | Winter, Spring, Fall
CT Fac. Spec. - NOX Rate Winter v.4.10 Final, Unit 1717 and retrofits | 246 | 7286 | Rate Constraint in lbs/MMBtu | FALSE | L | Annual | Standard NOX | lb/MMBtu | 0.15 | 0.15 | 0.15 | 0.15 | 0.15 | 0.15 | 0.15
CT Fac. Spec. - NOX Rate Winter v.4.10 Final, Unit 1717 and retrofits | 246 | 7286 | Rate Constraint in lbs/MMBtu | FALSE | L | Annual | Emissions at Affected Plants NOX | Thousand Tons | 0.026058 | 0.021659 | 0.0073051 | 0 | 0 | 0 | 0
CT Fac. Spec. - NOX Rate Winter v.4.10 Final, Unit 1717 and retrofits | 246 | 7286 | Rate Constraint in lbs/MMBtu | FALSE | L | Annual | Allowances Purchased NOX | Thousand Tons | 0 | 0 | 0 | 0 | 0 | 0 | 0
CT Fac. Spec. - NOX Rate Winter v.4.10 Final, Unit 1717 and retrofits | 246 | 7286 | Rate Constraint in lbs/MMBtu | FALSE | L | Annual | Allowances Sold NOX | Thousand Tons | 0 | 0 | 0 | 0 | 0 | 0 | 0
CT Fac. Spec. - NOX Rate Winter v.4.10 Final, Unit 1717 and retrofits | 246 | 7286 | Rate Constraint in lbs/MMBtu | FALSE | L | Annual | Allowances Banked | Thousand Tons | 0 | 0 | 0 | 0 | 0 | 0 | 0
CT Fac. Spec. - NOX Rate Winter v.4.10 Final, Unit 1717 and retrofits | 246 | 7286 | Rate Constraint in lbs/MMBtu | FALSE | L | Annual | Allowances Withdrawn (1:1) | Thousand Tons | 0 | 0 | 0 | 0 | 0 | 0 | 0
CT Fac. Spec. - NOX Rate Winter v.4.10 Final, Unit 1717 and retrofits | 246 | 7286 | Rate Constraint in lbs/MMBtu | FALSE | L | Annual | Allowances Withdrawn (n:1) | Thousand Tons | 0 | 0 | 0 | 0 | 0 | 0 | 0
CT Fac. Spec. - NOX Rate Winter v.4.10 Final, Unit 1717 and retrofits | 246 | 7286 | Rate Constraint in lbs/MMBtu | FALSE | L | Annual | Net Emissions Allowance Position | Thousand Tons | 0.026058 | 0.021659 | 0.0073051 | 0 | 0 | 0 | 0
CT Fac. Spec. - NOX Rate Winter v.4.10 Final, Unit 1717 and retrofits | 246 | 7286 | Rate Constraint in lbs/MMBtu | FALSE | L | Annual | Fuel Consumed | TBtu | 2.6361 | 2.1911 | 0.73901 | 0 | 0 | 0 | 0
CT Fac. Spec. - NOX Rate Winter v.4.10 Final, Unit 1717 and retrofits | 246 | 7286 | Rate Constraint in lbs/MMBtu | FALSE | L | Annual | Rate | lb/MMBtu | 0.01977 | 0.01977 | 0.01977 | 0 | 0 | 0 | 0
CT Fac. Spec. - NOX Rate Winter v.4.10 Final, Unit 1717 and retrofits | 246 | 7286 | Rate Constraint in lbs/MMBtu | FALSE | L | Annual | Generation | TWh | 0.37144 | 0.30874 | 0.10413 | 0 | 0 | 0 | 0
CT Fac. Spec. - NOX Rate Winter v.4.10 Final, Unit 1717 and retrofits | 246 | 7286 | Rate Constraint in lbs/MMBtu | FALSE | L | Annual | Qualifying Generation | TWh | 0.37144 | 0.30874 | 0.10413 | 0 | 0 | 0 | 0
CT Fac. Spec. - NOX Rate Winter v.4.10 Final, Unit 1717 and retrofits | 246 | 7286 | Rate Constraint in lbs/MMBtu | FALSE | L | Annual | Rate | lb/MWh | 0.14031 | 0.14031 | 0.14031 | 0 | 0 | 0 | 0
CT Fac. Spec. - NOX Rate Winter v.4.10 Final, Unit 1717 and retrofits | 246 | 7286 | Rate Constraint in lbs/MMBtu | FALSE | L | Annual | Constraint Shadow Price | US2022$/Ton | 0 | 0 | 0 | 0 | 0 | 0 | 0
CT Fac. Spec. - NOX Rate Winter v.4.10 Final, Unit 1718 and retrofits | 247 | 7286 | Rate Constraint in lbs/MMBtu | FALSE | L | Annual | Seasons Included | Seasons | Winter, Spring, Fall | Winter, Spring, Fall | Winter, Spring, Fall | Winter, Spring, Fall | Winter, Spring, Fall | Winter, Spring, Fall | Winter, Spring, Fall
CT Fac. Spec. - NOX Rate Winter v.4.10 Final, Unit 1718 and retrofits | 247 | 7286 | Rate Constraint in lbs/MMBtu | FALSE | L | Annual | Standard NOX | lb/MMBtu | 0.15 | 0.15 | 0.15 | 0.15 | 0.15 | 0.15 | 0.15
CT Fac. Spec. - NOX Rate Winter v.4.10 Final, Unit 1718 and retrofits | 247 | 7286 | Rate Constraint in lbs/MMBtu | FALSE | L | Annual | Emissions at Affected Plants NOX | Thousand Tons | 0.024919 | 0.016815 | 0.0082319 | 0 | 0 | 0 | 0
CT Fac. Spec. - NOX Rate Winter v.4.10 Final, Unit 1718 and retrofits | 247 | 7286 | Rate Constraint in lbs/MMBtu | FALSE | L | Annual | Allowances Purchased NOX | Thousand Tons | 0 | 0 | 0 | 0 | 0 | 0 | 0
CT Fac. Spec. - NOX Rate Winter v.4.10 Final, Unit 1718 and retrofits | 247 | 7286 | Rate Constraint in lbs/MMBtu | FALSE | L | Annual | Allowances Sold NOX | Thousand Tons | 0 | 0 | 0 | 0 | 0 | 0 | 0
CT Fac. Spec. - NOX Rate Winter v.4.10 Final, Unit 1718 and retrofits | 247 | 7286 | Rate Constraint in lbs/MMBtu | FALSE | L | Annual | Allowances Banked | Thousand Tons | 0 | 0 | 0 | 0 | 0 | 0 | 0
CT Fac. Spec. - NOX Rate Winter v.4.10 Final, Unit 1718 and retrofits | 247 | 7286 | Rate Constraint in lbs/MMBtu | FALSE | L | Annual | Allowances Withdrawn (1:1) | Thousand Tons | 0 | 0 | 0 | 0 | 0 | 0 | 0
CT Fac. Spec. - NOX Rate Winter v.4.10 Final, Unit 1718 and retrofits | 247 | 7286 | Rate Constraint in lbs/MMBtu | FALSE | L | Annual | Allowances Withdrawn (n:1) | Thousand Tons | 0 | 0 | 0 | 0 | 0 | 0 | 0
CT Fac. Spec. - NOX Rate Winter v.4.10 Final, Unit 1718 and retrofits | 247 | 7286 | Rate Constraint in lbs/MMBtu | FALSE | L | Annual | Net Emissions Allowance Position | Thousand Tons | 0.024919 | 0.016815 | 0.0082319 | 0 | 0 | 0 | 0
CT Fac. Spec. - NOX Rate Winter v.4.10 Final, Unit 1718 and retrofits | 247 | 7286 | Rate Constraint in lbs/MMBtu | FALSE | L | Annual | Fuel Consumed | TBtu | 2.5209 | 1.701 | 0.83277 | 0 | 0 | 0 | 0
CT Fac. Spec. - NOX Rate Winter v.4.10 Final, Unit 1718 and retrofits | 247 | 7286 | Rate Constraint in lbs/MMBtu | FALSE | L | Annual | Rate | lb/MMBtu | 0.01977 | 0.01977 | 0.01977 | 0 | 0 | 0 | 0
CT Fac. Spec. - NOX Rate Winter v.4.10 Final, Unit 1718 and retrofits | 247 | 7286 | Rate Constraint in lbs/MMBtu | FALSE | L | Annual | Generation | TWh | 0.35521 | 0.23968 | 0.11734 | 0 | 0 | 0 | 0
CT Fac. Spec. - NOX Rate Winter v.4.10 Final, Unit 1718 and retrofits | 247 | 7286 | Rate Constraint in lbs/MMBtu | FALSE | L | Annual | Qualifying Generation | TWh | 0.35521 | 0.23968 | 0.11734 | 0 | 0 | 0 | 0
CT Fac. Spec. - NOX Rate Winter v.4.10 Final, Unit 1718 and retrofits | 247 | 7286 | Rate Constraint in lbs/MMBtu | FALSE | L | Annual | Rate | lb/MWh | 0.14031 | 0.14031 | 0.14031 | 0 | 0 | 0 | 0
CT Fac. Spec. - NOX Rate Winter v.4.10 Final, Unit 1718 and retrofits | 247 | 7286 | Rate Constraint in lbs/MMBtu | FALSE | L | Annual | Constraint Shadow Price | US2022$/Ton | 0 | 0 | 0 | 0 | 0 | 0 | 0
CT Fac. Spec. - NOX Rate Winter v.4.10 Final, Unit 1719 and retrofits | 248 | 7286 | Rate Constraint in lbs/MMBtu | FALSE | L | Annual | Seasons Included | Seasons | Winter, Spring, Fall | Winter, Spring, Fall | Winter, Spring, Fall | Winter, Spring, Fall | Winter, Spring, Fall | Winter, Spring, Fall | Winter, Spring, Fall
CT Fac. Spec. - NOX Rate Winter v.4.10 Final, Unit 1719 and retrofits | 248 | 7286 | Rate Constraint in lbs/MMBtu | FALSE | L | Annual | Standard NOX | lb/MMBtu | 0.15 | 0.15 | 0.15 | 0.15 | 0.15 | 0.15 | 0.15
CT Fac. Spec. - NOX Rate Winter v.4.10 Final, Unit 1719 and retrofits | 248 | 7286 | Rate Constraint in lbs/MMBtu | FALSE | L | Annual | Emissions at Affected Plants NOX | Thousand Tons | 0.024777 | 0.016046 | 0.006345 | 0 | 0 | 0 | 0
CT Fac. Spec. - NOX Rate Winter v.4.10 Final, Unit 1719 and retrofits | 248 | 7286 | Rate Constraint in lbs/MMBtu | FALSE | L | Annual | Allowances Purchased NOX | Thousand Tons | 0 | 0 | 0 | 0 | 0 | 0 | 0
CT Fac. Spec. - NOX Rate Winter v.4.10 Final, Unit 1719 and retrofits | 248 | 7286 | Rate Constraint in lbs/MMBtu | FALSE | L | Annual | Allowances Sold NOX | Thousand Tons | 0 | 0 | 0 | 0 | 0 | 0 | 0
CT Fac. Spec. - NOX Rate Winter v.4.10 Final, Unit 1719 and retrofits | 248 | 7286 | Rate Constraint in lbs/MMBtu | FALSE | L | Annual | Allowances Banked | Thousand Tons | 0 | 0 | 0 | 0 | 0 | 0 | 0
CT Fac. Spec. - NOX Rate Winter v.4.10 Final, Unit 1719 and retrofits | 248 | 7286 | Rate Constraint in lbs/MMBtu | FALSE | L | Annual | Allowances Withdrawn (1:1) | Thousand Tons | 0 | 0 | 0 | 0 | 0 | 0 | 0
CT Fac. Spec. - NOX Rate Winter v.4.10 Final, Unit 1719 and retrofits | 248 | 7286 | Rate Constraint in lbs/MMBtu | FALSE | L | Annual | Allowances Withdrawn (n:1) | Thousand Tons | 0 | 0 | 0 | 0 | 0 | 0 | 0
CT Fac. Spec. - NOX Rate Winter v.4.10 Final, Unit 1719 and retrofits | 248 | 7286 | Rate Constraint in lbs/MMBtu | FALSE | L | Annual | Net Emissions Allowance Position | Thousand Tons | 0.024777 | 0.016046 | 0.006345 | 0 | 0 | 0 | 0
CT Fac. Spec. - NOX Rate Winter v.4.10 Final, Unit 1719 and retrofits | 248 | 7286 | Rate Constraint in lbs/MMBtu | FALSE | L | Annual | Fuel Consumed | TBtu | 2.5065 | 1.6233 | 0.64188 | 0 | 0 | 0 | 0
CT Fac. Spec. - NOX Rate Winter v.4.10 Final, Unit 1719 and retrofits | 248 | 7286 | Rate Constraint in lbs/MMBtu | FALSE | L | Annual | Rate | lb/MMBtu | 0.01977 | 0.01977 | 0.01977 | 0 | 0 | 0 | 0
CT Fac. Spec. - NOX Rate Winter v.4.10 Final, Unit 1719 and retrofits | 248 | 7286 | Rate Constraint in lbs/MMBtu | FALSE | L | Annual | Generation | TWh | 0.35318 | 0.22872 | 0.090444 | 0 | 0 | 0 | 0
CT Fac. Spec. - NOX Rate Winter v.4.10 Final, Unit 1719 and retrofits | 248 | 7286 | Rate Constraint in lbs/MMBtu | FALSE | L | Annual | Qualifying Generation | TWh | 0.35318 | 0.22872 | 0.090444 | 0 | 0 | 0 | 0
CT Fac. Spec. - NOX Rate Winter v.4.10 Final, Unit 1719 and retrofits | 248 | 7286 | Rate Constraint in lbs/MMBtu | FALSE | L | Annual | Rate | lb/MWh | 0.14031 | 0.14031 | 0.14031 | 0 | 0 | 0 | 0
CT Fac. Spec. - NOX Rate Winter v.4.10 Final, Unit 1719 and retrofits | 248 | 7286 | Rate Constraint in lbs/MMBtu | FALSE | L | Annual | Constraint Shadow Price | US2022$/Ton | 0 | 0 | 0 | 0 | 0 | 0 | 0
CT Fac. Spec. - NOX Rate Winter v.4.10 Final, Unit 1720 and retrofits | 249 | 7286 | Rate Constraint in lbs/MMBtu | FALSE | L | Annual | Seasons Included | Seasons | Winter, Spring, Fall | Winter, Spring, Fall | Winter, Spring, Fall | Winter, Spring, Fall | Winter, Spring, Fall | Winter, Spring, Fall | Winter, Spring, Fall
CT Fac. Spec. - NOX Rate Winter v.4.10 Final, Unit 1720 and retrofits | 249 | 7286 | Rate Constraint in lbs/MMBtu | FALSE | L | Annual | Standard NOX | lb/MMBtu | 0.15 | 0.15 | 0.15 | 0.15 | 0.15 | 0.15 | 0.15
CT Fac. Spec. - NOX Rate Winter v.4.10 Final, Unit 1720 and retrofits | 249 | 7286 | Rate Constraint in lbs/MMBtu | FALSE | L | Annual | Emissions at Affected Plants NOX | Thousand Tons | 0.0027567 | 0.00035311 | 0.00037358 | 0 | 0 | 0 | 0
CT Fac. Spec. - NOX Rate Winter v.4.10 Final, Unit 1720 and retrofits | 249 | 7286 | Rate Constraint in lbs/MMBtu | FALSE | L | Annual | Allowances Purchased NOX | Thousand Tons | 0 | 0 | 0 | 0 | 0 | 0 | 0
CT Fac. Spec. - NOX Rate Winter v.4.10 Final, Unit 1720 and retrofits | 249 | 7286 | Rate Constraint in lbs/MMBtu | FALSE | L | Annual | Allowances Sold NOX | Thousand Tons | 0 | 0 | 0 | 0 | 0 | 0 | 0
CT Fac. Spec. - NOX Rate Winter v.4.10 Final, Unit 1720 and retrofits | 249 | 7286 | Rate Constraint in lbs/MMBtu | FALSE | L | Annual | Allowances Banked | Thousand Tons | 0 | 0 | 0 | 0 | 0 | 0 | 0
CT Fac. Spec. - NOX Rate Winter v.4.10 Final, Unit 1720 and retrofits | 249 | 7286 | Rate Constraint in lbs/MMBtu | FALSE | L | Annual | Allowances Withdrawn (1:1) | Thousand Tons | 0 | 0 | 0 | 0 | 0 | 0 | 0
CT Fac. Spec. - NOX Rate Winter v.4.10 Final, Unit 1720 and retrofits | 249 | 7286 | Rate Constraint in lbs/MMBtu | FALSE | L | Annual | Allowances Withdrawn (n:1) | Thousand Tons | 0 | 0 | 0 | 0 | 0 | 0 | 0
CT Fac. Spec. - NOX Rate Winter v.4.10 Final, Unit 1720 and retrofits | 249 | 7286 | Rate Constraint in lbs/MMBtu | FALSE | L | Annual | Net Emissions Allowance Position | Thousand Tons | 0.0027567 | 0.00035311 | 0.00037358 | 0 | 0 | 0 | 0
CT Fac. Spec. - NOX Rate Winter v.4.10 Final, Unit 1720 and retrofits | 249 | 7286 | Rate Constraint in lbs/MMBtu | FALSE | L | Annual | Fuel Consumed | TBtu | 0.89794 | 0.11502 | 0.12169 | 0 | 0 | 0 | 0
CT Fac. Spec. - NOX Rate Winter v.4.10 Final, Unit 1720 and retrofits | 249 | 7286 | Rate Constraint in lbs/MMBtu | FALSE | L | Annual | Rate | lb/MMBtu | 0.00614 | 0.00614 | 0.00614 | 0 | 0 | 0 | 0
CT Fac. Spec. - NOX Rate Winter v.4.10 Final, Unit 1720 and retrofits | 249 | 7286 | Rate Constraint in lbs/MMBtu | FALSE | L | Annual | Generation | TWh | 0.12115 | 0.015518 | 0.016418 | 0 | 0 | 0 | 0
CT Fac. Spec. - NOX Rate Winter v.4.10 Final, Unit 1720 and retrofits | 249 | 7286 | Rate Constraint in lbs/MMBtu | FALSE | L | Annual | Qualifying Generation | TWh | 0.12115 | 0.015518 | 0.016418 | 0 | 0 | 0 | 0
CT Fac. Spec. - NOX Rate Winter v.4.10 Final, Unit 1720 and retrofits | 249 | 7286 | Rate Constraint in lbs/MMBtu | FALSE | L | Annual | Rate | lb/MWh | 0.04551 | 0.04551 | 0.04551 | 0 | 0 | 0 | 0
CT Fac. Spec. - NOX Rate Winter v.4.10 Final, Unit 1720 and retrofits | 249 | 7286 | Rate Constraint in lbs/MMBtu | FALSE | L | Annual | Constraint Shadow Price | US2022$/Ton | 0 | 0 | 0 | 0 | 0 | 0 | 0
CT Fac. Spec. - NOX Rate Winter v.4.10 Final, Unit 1721 and retrofits | 250 | 7286 | Rate Constraint in lbs/MMBtu | FALSE | L | Annual | Seasons Included | Seasons | Winter, Spring, Fall | Winter, Spring, Fall | Winter, Spring, Fall | Winter, Spring, Fall | Winter, Spring, Fall | Winter, Spring, Fall | Winter, Spring, Fall
CT Fac. Spec. - NOX Rate Winter v.4.10 Final, Unit 1721 and retrofits | 250 | 7286 | Rate Constraint in lbs/MMBtu | FALSE | L | Annual | Standard NOX | lb/MMBtu | 0.15 | 0.15 | 0.15 | 0.15 | 0.15 | 0.15 | 0.15
CT Fac. Spec. - NOX Rate Winter v.4.10 Final, Unit 1721 and retrofits | 250 | 7286 | Rate Constraint in lbs/MMBtu | FALSE | L | Annual | Emissions at Affected Plants NOX | Thousand Tons | 0.0019719 | 0.00035115 | 0.0003715 | 0 | 0 | 0 | 0
CT Fac. Spec. - NOX Rate Winter v.4.10 Final, Unit 1721 and retrofits | 250 | 7286 | Rate Constraint in lbs/MMBtu | FALSE | L | Annual | Allowances Purchased NOX | Thousand Tons | 0 | 0 | 0 | 0 | 0 | 0 | 0
CT Fac. Spec. - NOX Rate Winter v.4.10 Final, Unit 1721 and retrofits | 250 | 7286 | Rate Constraint in lbs/MMBtu | FALSE | L | Annual | Allowances Sold NOX | Thousand Tons | 0 | 0 | 0 | 0 | 0 | 0 | 0
CT Fac. Spec. - NOX Rate Winter v.4.10 Final, Unit 1721 and retrofits | 250 | 7286 | Rate Constraint in lbs/MMBtu | FALSE | L | Annual | Allowances Banked | Thousand Tons | 0 | 0 | 0 | 0 | 0 | 0 | 0
CT Fac. Spec. - NOX Rate Winter v.4.10 Final, Unit 1721 and retrofits | 250 | 7286 | Rate Constraint in lbs/MMBtu | FALSE | L | Annual | Allowances Withdrawn (1:1) | Thousand Tons | 0 | 0 | 0 | 0 | 0 | 0 | 0
CT Fac. Spec. - NOX Rate Winter v.4.10 Final, Unit 1721 and retrofits | 250 | 7286 | Rate Constraint in lbs/MMBtu | FALSE | L | Annual | Allowances Withdrawn (n:1) | Thousand Tons | 0 | 0 | 0 | 0 | 0 | 0 | 0
CT Fac. Spec. - NOX Rate Winter v.4.10 Final, Unit 1721 and retrofits | 250 | 7286 | Rate Constraint in lbs/MMBtu | FALSE | L | Annual | Net Emissions Allowance Position | Thousand Tons | 0.0019719 | 0.00035115 | 0.0003715 | 0 | 0 | 0 | 0
CT Fac. Spec. - NOX Rate Winter v.4.10 Final, Unit 1721 and retrofits | 250 | 7286 | Rate Constraint in lbs/MMBtu | FALSE | L | Annual | Fuel Consumed | TBtu | 0.64757 | 0.11532 | 0.122 | 0 | 0 | 0 | 0
CT Fac. Spec. - NOX Rate Winter v.4.10 Final, Unit 1721 and retrofits | 250 | 7286 | Rate Constraint in lbs/MMBtu | FALSE | L | Annual | Rate | lb/MMBtu | 0.00609 | 0.00609 | 0.00609 | 0 | 0 | 0 | 0
CT Fac. Spec. - NOX Rate Winter v.4.10 Final, Unit 1721 and retrofits | 250 | 7286 | Rate Constraint in lbs/MMBtu | FALSE | L | Annual | Generation | TWh | 0.08711 | 0.015512 | 0.016412 | 0 | 0 | 0 | 0
CT Fac. Spec. - NOX Rate Winter v.4.10 Final, Unit 1721 and retrofits | 250 | 7286 | Rate Constraint in lbs/MMBtu | FALSE | L | Annual | Qualifying Generation | TWh | 0.08711 | 0.015512 | 0.016412 | 0 | 0 | 0 | 0
CT Fac. Spec. - NOX Rate Winter v.4.10 Final, Unit 1721 and retrofits | 250 | 7286 | Rate Constraint in lbs/MMBtu | FALSE | L | Annual | Rate | lb/MWh | 0.045273 | 0.045273 | 0.045273 | 0 | 0 | 0 | 0
CT Fac. Spec. - NOX Rate Winter v.4.10 Final, Unit 1721 and retrofits | 250 | 7286 | Rate Constraint in lbs/MMBtu | FALSE | L | Annual | Constraint Shadow Price | US2022$/Ton | 0 | 0 | 0 | 0 | 0 | 0 | 0
CT Fac. Spec. - NOX Rate Winter v.4.10 Final, Unit 1722 and retrofits | 251 | 7286 | Rate Constraint in lbs/MMBtu | FALSE | L | Annual | Seasons Included | Seasons | Winter, Spring, Fall | Winter, Spring, Fall | Winter, Spring, Fall | Winter, Spring, Fall | Winter, Spring, Fall | Winter, Spring, Fall | Winter, Spring, Fall
CT Fac. Spec. - NOX Rate Winter v.4.10 Final, Unit 1722 and retrofits | 251 | 7286 | Rate Constraint in lbs/MMBtu | FALSE | L | Annual | Standard NOX | lb/MMBtu | 0.15 | 0.15 | 0.15 | 0.15 | 0.15 | 0.15 | 0.15
CT Fac. Spec. - NOX Rate Winter v.4.10 Final, Unit 1722 and retrofits | 251 | 7286 | Rate Constraint in lbs/MMBtu | FALSE | L | Annual | Emissions at Affected Plants NOX | Thousand Tons | 0.0024069 | 0.00032425 | 0.00030504 | 0 | 0 | 0 | 0
CT Fac. Spec. - NOX Rate Winter v.4.10 Final, Unit 1722 and retrofits | 251 | 7286 | Rate Constraint in lbs/MMBtu | FALSE | L | Annual | Allowances Purchased NOX | Thousand Tons | 0 | 0 | 0 | 0 | 0 | 0 | 0
CT Fac. Spec. - NOX Rate Winter v.4.10 Final, Unit 1722 and retrofits | 251 | 7286 | Rate Constraint in lbs/MMBtu | FALSE | L | Annual | Allowances Sold NOX | Thousand Tons | 0 | 0 | 0 | 0 | 0 | 0 | 0
CT Fac. Spec. - NOX Rate Winter v.4.10 Final, Unit 1722 and retrofits | 251 | 7286 | Rate Constraint in lbs/MMBtu | FALSE | L | Annual | Allowances Banked | Thousand Tons | 0 | 0 | 0 | 0 | 0 | 0 | 0
CT Fac. Spec. - NOX Rate Winter v.4.10 Final, Unit 1722 and retrofits | 251 | 7286 | Rate Constraint in lbs/MMBtu | FALSE | L | Annual | Allowances Withdrawn (1:1) | Thousand Tons | 0 | 0 | 0 | 0 | 0 | 0 | 0
CT Fac. Spec. - NOX Rate Winter v.4.10 Final, Unit 1722 and retrofits | 251 | 7286 | Rate Constraint in lbs/MMBtu | FALSE | L | Annual | Allowances Withdrawn (n:1) | Thousand Tons | 0 | 0 | 0 | 0 | 0 | 0 | 0
CT Fac. Spec. - NOX Rate Winter v.4.10 Final, Unit 1722 and retrofits | 251 | 7286 | Rate Constraint in lbs/MMBtu | FALSE | L | Annual | Net Emissions Allowance Position | Thousand Tons | 0.0024069 | 0.00032425 | 0.00030504 | 0 | 0 | 0 | 0
CT Fac. Spec. - NOX Rate Winter v.4.10 Final, Unit 1722 and retrofits | 251 | 7286 | Rate Constraint in lbs/MMBtu | FALSE | L | Annual | Fuel Consumed | TBtu | 0.94204 | 0.12691 | 0.11939 | 0 | 0 | 0 | 0
CT Fac. Spec. - NOX Rate Winter v.4.10 Final, Unit 1722 and retrofits | 251 | 7286 | Rate Constraint in lbs/MMBtu | FALSE | L | Annual | Rate | lb/MMBtu | 0.00511 | 0.00511 | 0.00511 | 0 | 0 | 0 | 0
CT Fac. Spec. - NOX Rate Winter v.4.10 Final, Unit 1722 and retrofits | 251 | 7286 | Rate Constraint in lbs/MMBtu | FALSE | L | Annual | Generation | TWh | 0.12716 | 0.017131 | 0.016116 | 0 | 0 | 0 | 0
CT Fac. Spec. - NOX Rate Winter v.4.10 Final, Unit 1722 and retrofits | 251 | 7286 | Rate Constraint in lbs/MMBtu | FALSE | L | Annual | Qualifying Generation | TWh | 0.12716 | 0.017131 | 0.016116 | 0 | 0 | 0 | 0
CT Fac. Spec. - NOX Rate Winter v.4.10 Final, Unit 1722 and retrofits | 251 | 7286 | Rate Constraint in lbs/MMBtu | FALSE | L | Annual | Rate | lb/MWh | 0.037855 | 0.037855 | 0.037855 | 0 | 0 | 0 | 0
CT Fac. Spec. - NOX Rate Winter v.4.10 Final, Unit 1722 and retrofits | 251 | 7286 | Rate Constraint in lbs/MMBtu | FALSE | L | Annual | Constraint Shadow Price | US2022$/Ton | 0 | 0 | 0 | 0 | 0 | 0 | 0
CT Fac. Spec. - NOX Rate Winter v.4.10 Final, Unit 1723 and retrofits | 252 | 7286 | Rate Constraint in lbs/MMBtu | FALSE | L | Annual | Seasons Included | Seasons | Winter, Spring, Fall | Winter, Spring, Fall | Winter, Spring, Fall | Winter, Spring, Fall | Winter, Spring, Fall | Winter, Spring, Fall | Winter, Spring, Fall
CT Fac. Spec. - NOX Rate Winter v.4.10 Final, Unit 1723 and retrofits | 252 | 7286 | Rate Constraint in lbs/MMBtu | FALSE | L | Annual | Standard NOX | lb/MMBtu | 0.15 | 0.15 | 0.15 | 0.15 | 0.15 | 0.15 | 0.15
CT Fac. Spec. - NOX Rate Winter v.4.10 Final, Unit 1723 and retrofits | 252 | 7286 | Rate Constraint in lbs/MMBtu | FALSE | L | Annual | Emissions at Affected Plants NOX | Thousand Tons | 0.0041836 | 0.0019522 | 0.0013587 | 0 | 0 | 0 | 0
CT Fac. Spec. - NOX Rate Winter v.4.10 Final, Unit 1723 and retrofits | 252 | 7286 | Rate Constraint in lbs/MMBtu | FALSE | L | Annual | Allowances Purchased NOX | Thousand Tons | 0 | 0 | 0 | 0 | 0 | 0 | 0
CT Fac. Spec. - NOX Rate Winter v.4.10 Final, Unit 1723 and retrofits | 252 | 7286 | Rate Constraint in lbs/MMBtu | FALSE | L | Annual | Allowances Sold NOX | Thousand Tons | 0 | 0 | 0 | 0 | 0 | 0 | 0
CT Fac. Spec. - NOX Rate Winter v.4.10 Final, Unit 1723 and retrofits | 252 | 7286 | Rate Constraint in lbs/MMBtu | FALSE | L | Annual | Allowances Banked | Thousand Tons | 0 | 0 | 0 | 0 | 0 | 0 | 0
CT Fac. Spec. - NOX Rate Winter v.4.10 Final, Unit 1723 and retrofits | 252 | 7286 | Rate Constraint in lbs/MMBtu | FALSE | L | Annual | Allowances Withdrawn (1:1) | Thousand Tons | 0 | 0 | 0 | 0 | 0 | 0 | 0
CT Fac. Spec. - NOX Rate Winter v.4.10 Final, Unit 1723 and retrofits | 252 | 7286 | Rate Constraint in lbs/MMBtu | FALSE | L | Annual | Allowances Withdrawn (n:1) | Thousand Tons | 0 | 0 | 0 | 0 | 0 | 0 | 0
CT Fac. Spec. - NOX Rate Winter v.4.10 Final, Unit 1723 and retrofits | 252 | 7286 | Rate Constraint in lbs/MMBtu | FALSE | L | Annual | Net Emissions Allowance Position | Thousand Tons | 0.0041836 | 0.0019522 | 0.0013587 | 0 | 0 | 0 | 0
CT Fac. Spec. - NOX Rate Winter v.4.10 Final, Unit 1723 and retrofits | 252 | 7286 | Rate Constraint in lbs/MMBtu | FALSE | L | Annual | Fuel Consumed | TBtu | 1.3345 | 0.62271 | 0.4334 | 0 | 0 | 0 | 0
CT Fac. Spec. - NOX Rate Winter v.4.10 Final, Unit 1723 and retrofits | 252 | 7286 | Rate Constraint in lbs/MMBtu | FALSE | L | Annual | Rate | lb/MMBtu | 0.00627 | 0.00627 | 0.00627 | 0 | 0 | 0 | 0
CT Fac. Spec. - NOX Rate Winter v.4.10 Final, Unit 1723 and retrofits | 252 | 7286 | Rate Constraint in lbs/MMBtu | FALSE | L | Annual | Generation | TWh | 0.18188 | 0.084873 | 0.05907 | 0 | 0 | 0 | 0
CT Fac. Spec. - NOX Rate Winter v.4.10 Final, Unit 1723 and retrofits | 252 | 7286 | Rate Constraint in lbs/MMBtu | FALSE | L | Annual | Qualifying Generation | TWh | 0.18188 | 0.084873 | 0.05907 | 0 | 0 | 0 | 0
CT Fac. Spec. - NOX Rate Winter v.4.10 Final, Unit 1723 and retrofits | 252 | 7286 | Rate Constraint in lbs/MMBtu | FALSE | L | Annual | Rate | lb/MWh | 0.046003 | 0.046003 | 0.046003 | 0 | 0 | 0 | 0
CT Fac. Spec. - NOX Rate Winter v.4.10 Final, Unit 1723 and retrofits | 252 | 7286 | Rate Constraint in lbs/MMBtu | FALSE | L | Annual | Constraint Shadow Price | US2022$/Ton | 0 | 0 | 0 | 0 | 0 | 0 | 0
CT Fac. Spec. - NOX Rate Winter v.4.10 Final, Unit 1724 and retrofits | 253 | 7286 | Rate Constraint in lbs/MMBtu | FALSE | L | Annual | Seasons Included | Seasons | Winter, Spring, Fall | Winter, Spring, Fall | Winter, Spring, Fall | Winter, Spring, Fall | Winter, Spring, Fall | Winter, Spring, Fall | Winter, Spring, Fall
CT Fac. Spec. - NOX Rate Winter v.4.10 Final, Unit 1724 and retrofits | 253 | 7286 | Rate Constraint in lbs/MMBtu | FALSE | L | Annual | Standard NOX | lb/MMBtu | 0.15 | 0.15 | 0.15 | 0.15 | 0.15 | 0.15 | 0.15
CT Fac. Spec. - NOX Rate Winter v.4.10 Final, Unit 1724 and retrofits | 253 | 7286 | Rate Constraint in lbs/MMBtu | FALSE | L | Annual | Emissions at Affected Plants NOX | Thousand Tons | 0.0080426 | 0.0021269 | 0.0014803 | 0 | 0 | 0 | 0
CT Fac. Spec. - NOX Rate Winter v.4.10 Final, Unit 1724 and retrofits | 253 | 7286 | Rate Constraint in lbs/MMBtu | FALSE | L | Annual | Allowances Purchased NOX | Thousand Tons | 0 | 0 | 0 | 0 | 0 | 0 | 0
CT Fac. Spec. - NOX Rate Winter v.4.10 Final, Unit 1724 and retrofits | 253 | 7286 | Rate Constraint in lbs/MMBtu | FALSE | L | Annual | Allowances Sold NOX | Thousand Tons | 0 | 0 | 0 | 0 | 0 | 0 | 0
CT Fac. Spec. - NOX Rate Winter v.4.10 Final, Unit 1724 and retrofits | 253 | 7286 | Rate Constraint in lbs/MMBtu | FALSE | L | Annual | Allowances Banked | Thousand Tons | 0 | 0 | 0 | 0 | 0 | 0 | 0
CT Fac. Spec. - NOX Rate Winter v.4.10 Final, Unit 1724 and retrofits | 253 | 7286 | Rate Constraint in lbs/MMBtu | FALSE | L | Annual | Allowances Withdrawn (1:1) | Thousand Tons | 0 | 0 | 0 | 0 | 0 | 0 | 0
CT Fac. Spec. - NOX Rate Winter v.4.10 Final, Unit 1724 and retrofits | 253 | 7286 | Rate Constraint in lbs/MMBtu | FALSE | L | Annual | Allowances Withdrawn (n:1) | Thousand Tons | 0 | 0 | 0 | 0 | 0 | 0 | 0
CT Fac. Spec. - NOX Rate Winter v.4.10 Final, Unit 1724 and retrofits | 253 | 7286 | Rate Constraint in lbs/MMBtu | FALSE | L | Annual | Net Emissions Allowance Position | Thousand Tons | 0.0080426 | 0.0021269 | 0.0014803 | 0 | 0 | 0 | 0
CT Fac. Spec. - NOX Rate Winter v.4.10 Final, Unit 1724 and retrofits | 253 | 7286 | Rate Constraint in lbs/MMBtu | FALSE | L | Annual | Fuel Consumed | TBtu | 2.4152 | 0.6387 | 0.44452 | 0 | 0 | 0 | 0
CT Fac. Spec. - NOX Rate Winter v.4.10 Final, Unit 1724 and retrofits | 253 | 7286 | Rate Constraint in lbs/MMBtu | FALSE | L | Annual | Rate | lb/MMBtu | 0.00666 | 0.00666 | 0.00666 | 0 | 0 | 0 | 0
CT Fac. Spec. - NOX Rate Winter v.4.10 Final, Unit 1724 and retrofits | 253 | 7286 | Rate Constraint in lbs/MMBtu | FALSE | L | Annual | Generation | TWh | 0.32958 | 0.087159 | 0.060661 | 0 | 0 | 0 | 0
CT Fac. Spec. - NOX Rate Winter v.4.10 Final, Unit 1724 and retrofits | 253 | 7286 | Rate Constraint in lbs/MMBtu | FALSE | L | Annual | Qualifying Generation | TWh | 0.32958 | 0.087159 | 0.060661 | 0 | 0 | 0 | 0
CT Fac. Spec. - NOX Rate Winter v.4.10 Final, Unit 1724 and retrofits | 253 | 7286 | Rate Constraint in lbs/MMBtu | FALSE | L | Annual | Rate | lb/MWh | 0.048804 | 0.048804 | 0.048804 | 0 | 0 | 0 | 0
CT Fac. Spec. - NOX Rate Winter v.4.10 Final, Unit 1724 and retrofits | 253 | 7286 | Rate Constraint in lbs/MMBtu | FALSE | L | Annual | Constraint Shadow Price | US2022$/Ton | 0 | 0 | 0 | 0 | 0 | 0 | 0
CT Fac. Spec. - NOX Rate Winter v.4.10 Final, Unit 1725 and retrofits | 254 | 7286 | Rate Constraint in lbs/MMBtu | FALSE | L | Annual | Seasons Included | Seasons | Winter, Spring, Fall | Winter, Spring, Fall | Winter, Spring, Fall | Winter, Spring, Fall | Winter, Spring, Fall | Winter, Spring, Fall | Winter, Spring, Fall
CT Fac. Spec. - NOX Rate Winter v.4.10 Final, Unit 1725 and retrofits | 254 | 7286 | Rate Constraint in lbs/MMBtu | FALSE | L | Annual | Standard NOX | lb/MMBtu | 0.15 | 0.15 | 0.15 | 0.15 | 0.15 | 0.15 | 0.15
CT Fac. Spec. - NOX Rate Winter v.4.10 Final, Unit 1725 and retrofits | 254 | 7286 | Rate Constraint in lbs/MMBtu | FALSE | L | Annual | Emissions at Affected Plants NOX | Thousand Tons | 0.015049 | 0.014539 | 0.012823 | 0 | 0 | 0 | 0
CT Fac. Spec. - NOX Rate Winter v.4.10 Final, Unit 1725 and retrofits | 254 | 7286 | Rate Constraint in lbs/MMBtu | FALSE | L | Annual | Allowances Purchased NOX | Thousand Tons | 0 | 0 | 0 | 0 | 0 | 0 | 0
CT Fac. Spec. - NOX Rate Winter v.4.10 Final, Unit 1725 and retrofits | 254 | 7286 | Rate Constraint in lbs/MMBtu | FALSE | L | Annual | Allowances Sold NOX | Thousand Tons | 0 | 0 | 0 | 0 | 0 | 0 | 0
CT Fac. Spec. - NOX Rate Winter v.4.10 Final, Unit 1725 and retrofits | 254 | 7286 | Rate Constraint in lbs/MMBtu | FALSE | L | Annual | Allowances Banked | Thousand Tons | 0 | 0 | 0 | 0 | 0 | 0 | 0
CT Fac. Spec. - NOX Rate Winter v.4.10 Final, Unit 1725 and retrofits | 254 | 7286 | Rate Constraint in lbs/MMBtu | FALSE | L | Annual | Allowances Withdrawn (1:1) | Thousand Tons | 0 | 0 | 0 | 0 | 0 | 0 | 0
CT Fac. Spec. - NOX Rate Winter v.4.10 Final, Unit 1725 and retrofits | 254 | 7286 | Rate Constraint in lbs/MMBtu | FALSE | L | Annual | Allowances Withdrawn (n:1) | Thousand Tons | 0 | 0 | 0 | 0 | 0 | 0 | 0
CT Fac. Spec. - NOX Rate Winter v.4.10 Final, Unit 1725 and retrofits | 254 | 7286 | Rate Constraint in lbs/MMBtu | FALSE | L | Annual | Net Emissions Allowance Position | Thousand Tons | 0.015049 | 0.014539 | 0.012823 | 0 | 0 | 0 | 0
CT Fac. Spec. - NOX Rate Winter v.4.10 Final, Unit 1725 and retrofits | 254 | 7286 | Rate Constraint in lbs/MMBtu | FALSE | L | Annual | Fuel Consumed | TBtu | 4.8939 | 4.7281 | 4.17 | 0 | 0 | 0 | 0
CT Fac. Spec. - NOX Rate Winter v.4.10 Final, Unit 1725 and retrofits | 254 | 7286 | Rate Constraint in lbs/MMBtu | FALSE | L | Annual | Rate | lb/MMBtu | 0.00615 | 0.00615 | 0.00615 | 0 | 0 | 0 | 0
CT Fac. Spec. - NOX Rate Winter v.4.10 Final, Unit 1725 and retrofits | 254 | 7286 | Rate Constraint in lbs/MMBtu | FALSE | L | Annual | Generation | TWh | 0.69417 | 0.67066 | 0.59149 | 0 | 0 | 0 | 0
CT Fac. Spec. - NOX Rate Winter v.4.10 Final, Unit 1725 and retrofits | 254 | 7286 | Rate Constraint in lbs/MMBtu | FALSE | L | Annual | Qualifying Generation | TWh | 0.69417 | 0.67066 | 0.59149 | 0 | 0 | 0 | 0
CT Fac. Spec. - NOX Rate Winter v.4.10 Final, Unit 1725 and retrofits | 254 | 7286 | Rate Constraint in lbs/MMBtu | FALSE | L | Annual | Rate | lb/MWh | 0.043357 | 0.043357 | 0.043358 | 0 | 0 | 0 | 0
CT Fac. Spec. - NOX Rate Winter v.4.10 Final, Unit 1725 and retrofits | 254 | 7286 | Rate Constraint in lbs/MMBtu | FALSE | L | Annual | Constraint Shadow Price | US2022$/Ton | 0 | 0 | 0 | 0 | 0 | 0 | 0
CT Fac. Spec. - NOX Rate Winter v.4.10 Final, Unit 1726 and retrofits | 255 | 7286 | Rate Constraint in lbs/MMBtu | FALSE | L | Annual | Seasons Included | Seasons | Winter, Spring, Fall | Winter, Spring, Fall | Winter, Spring, Fall | Winter, Spring, Fall | Winter, Spring, Fall | Winter, Spring, Fall | Winter, Spring, Fall
CT Fac. Spec. - NOX Rate Winter v.4.10 Final, Unit 1726 and retrofits | 255 | 7286 | Rate Constraint in lbs/MMBtu | FALSE | L | Annual | Standard NOX | lb/MMBtu | 0.15 | 0.15 | 0.15 | 0.15 | 0.15 | 0.15 | 0.15
CT Fac. Spec. - NOX Rate Winter v.4.10 Final, Unit 1726 and retrofits | 255 | 7286 | Rate Constraint in lbs/MMBtu | FALSE | L | Annual | Emissions at Affected Plants NOX | Thousand Tons | 0.0068028 | 0.0064569 | 0.0033766 | 0 | 0 | 0 | 0
CT Fac. Spec. - NOX Rate Winter v.4.10 Final, Unit 1726 and retrofits | 255 | 7286 | Rate Constraint in lbs/MMBtu | FALSE | L | Annual | Allowances Purchased NOX | Thousand Tons | 0 | 0 | 0 | 0 | 0 | 0 | 0
CT Fac. Spec. - NOX Rate Winter v.4.10 Final, Unit 1726 and retrofits | 255 | 7286 | Rate Constraint in lbs/MMBtu | FALSE | L | Annual | Allowances Sold NOX | Thousand Tons | 0 | 0 | 0 | 0 | 0 | 0 | 0
CT Fac. Spec. - NOX Rate Winter v.4.10 Final, Unit 1726 and retrofits | 255 | 7286 | Rate Constraint in lbs/MMBtu | FALSE | L | Annual | Allowances Banked | Thousand Tons | 0 | 0 | 0 | 0 | 0 | 0 | 0
CT Fac. Spec. - NOX Rate Winter v.4.10 Final, Unit 1726 and retrofits | 255 | 7286 | Rate Constraint in lbs/MMBtu | FALSE | L | Annual | Allowances Withdrawn (1:1) | Thousand Tons | 0 | 0 | 0 | 0 | 0 | 0 | 0
CT Fac. Spec. - NOX Rate Winter v.4.10 Final, Unit 1726 and retrofits | 255 | 7286 | Rate Constraint in lbs/MMBtu | FALSE | L | Annual | Allowances Withdrawn (n:1) | Thousand Tons | 0 | 0 | 0 | 0 | 0 | 0 | 0
CT Fac. Spec. - NOX Rate Winter v.4.10 Final, Unit 1726 and retrofits | 255 | 7286 | Rate Constraint in lbs/MMBtu | FALSE | L | Annual | Net Emissions Allowance Position | Thousand Tons | 0.0068028 | 0.0064569 | 0.0033766 | 0 | 0 | 0 | 0
CT Fac. Spec. - NOX Rate Winter v.4.10 Final, Unit 1726 and retrofits | 255 | 7286 | Rate Constraint in lbs/MMBtu | FALSE | L | Annual | Fuel Consumed | TBtu | 2.2123 | 2.0998 | 1.0981 | 0 | 0 | 0 | 0
CT Fac. Spec. - NOX Rate Winter v.4.10 Final, Unit 1726 and retrofits | 255 | 7286 | Rate Constraint in lbs/MMBtu | FALSE | L | Annual | Rate | lb/MMBtu | 0.00615 | 0.00615 | 0.00615 | 0 | 0 | 0 | 0
CT Fac. Spec. - NOX Rate Winter v.4.10 Final, Unit 1726 and retrofits | 255 | 7286 | Rate Constraint in lbs/MMBtu | FALSE | L | Annual | Generation | TWh | 0.3138 | 0.29785 | 0.15576 | 0 | 0 | 0 | 0
CT Fac. Spec. - NOX Rate Winter v.4.10 Final, Unit 1726 and retrofits | 255 | 7286 | Rate Constraint in lbs/MMBtu | FALSE | L | Annual | Qualifying Generation | TWh | 0.3138 | 0.29785 | 0.15576 | 0 | 0 | 0 | 0
CT Fac. Spec. - NOX Rate Winter v.4.10 Final, Unit 1726 and retrofits | 255 | 7286 | Rate Constraint in lbs/MMBtu | FALSE | L | Annual | Rate | lb/MWh | 0.043357 | 0.043357 | 0.043357 | 0 | 0 | 0 | 0
CT Fac. Spec. - NOX Rate Winter v.4.10 Final, Unit 1726 and retrofits | 255 | 7286 | Rate Constraint in lbs/MMBtu | FALSE | L | Annual | Constraint Shadow Price | US2022$/Ton | 0 | 0 | 0 | 0 | 0 | 0 | 0
CT Fac. Spec. - NOX Rate Winter v.4.10 Final, Unit 1730 and retrofits | 256 | 7286 | Rate Constraint in lbs/MMBtu | FALSE | L | Annual | Seasons Included | Seasons | Winter, Spring, Fall | Winter, Spring, Fall | Winter, Spring, Fall | Winter, Spring, Fall | Winter, Spring, Fall | Winter, Spring, Fall | Winter, Spring, Fall
CT Fac. Spec. - NOX Rate Winter v.4.10 Final, Unit 1730 and retrofits | 256 | 7286 | Rate Constraint in lbs/MMBtu | FALSE | L | Annual | Standard NOX | lb/MMBtu | 0.15 | 0.15 | 0.15 | 0.15 | 0.15 | 0.15 | 0.15
CT Fac. Spec. - NOX Rate Winter v.4.10 Final, Unit 1730 and retrofits | 256 | 7286 | Rate Constraint in lbs/MMBtu | FALSE | L | Annual | Emissions at Affected Plants NOX | Thousand Tons | 0.010574 | 0.0055252 | 0.0017617 | 0 | 0 | 0 | 0
CT Fac. Spec. - NOX Rate Winter v.4.10 Final, Unit 1730 and retrofits | 256 | 7286 | Rate Constraint in lbs/MMBtu | FALSE | L | Annual | Allowances Purchased NOX | Thousand Tons | 0 | 0 | 0 | 0 | 0 | 0 | 0
CT Fac. Spec. - NOX Rate Winter v.4.10 Final, Unit 1730 and retrofits | 256 | 7286 | Rate Constraint in lbs/MMBtu | FALSE | L | Annual | Allowances Sold NOX | Thousand Tons | 0 | 0 | 0 | 0 | 0 | 0 | 0
CT Fac. Spec. - NOX Rate Winter v.4.10 Final, Unit 1730 and retrofits | 256 | 7286 | Rate Constraint in lbs/MMBtu | FALSE | L | Annual | Allowances Banked | Thousand Tons | 0 | 0 | 0 | 0 | 0 | 0 | 0
CT Fac. Spec. - NOX Rate Winter v.4.10 Final, Unit 1730 and retrofits | 256 | 7286 | Rate Constraint in lbs/MMBtu | FALSE | L | Annual | Allowances Withdrawn (1:1) | Thousand Tons | 0 | 0 | 0 | 0 | 0 | 0 | 0
CT Fac. Spec. - NOX Rate Winter v.4.10 Final, Unit 1730 and retrofits | 256 | 7286 | Rate Constraint in lbs/MMBtu | FALSE | L | Annual | Allowances Withdrawn (n:1) | Thousand Tons | 0 | 0 | 0 | 0 | 0 | 0 | 0
CT Fac. Spec. - NOX Rate Winter v.4.10 Final, Unit 1730 and retrofits | 256 | 7286 | Rate Constraint in lbs/MMBtu | FALSE | L | Annual | Net Emissions Allowance Position | Thousand Tons | 0.010574 | 0.0055252 | 0.0017617 | 0 | 0 | 0 | 0
CT Fac. Spec. - NOX Rate Winter v.4.10 Final, Unit 1730 and retrofits | 256 | 7286 | Rate Constraint in lbs/MMBtu | FALSE | L | Annual | Fuel Consumed | TBtu | 2.5572 | 1.3362 | 0.42604 | 0 | 0 | 0 | 0
CT Fac. Spec. - NOX Rate Winter v.4.10 Final, Unit 1730 and retrofits | 256 | 7286 | Rate Constraint in lbs/MMBtu | FALSE | L | Annual | Rate | lb/MMBtu | 0.00827 | 0.00827 | 0.00827 | 0 | 0 | 0 | 0
CT Fac. Spec. - NOX Rate Winter v.4.10 Final, Unit 1730 and retrofits | 256 | 7286 | Rate Constraint in lbs/MMBtu | FALSE | L | Annual | Generation | TWh | 0.35926 | 0.18772 | 0.059854 | 0 | 0 | 0 | 0
CT Fac. Spec. - NOX Rate Winter v.4.10 Final, Unit 1730 and retrofits | 256 | 7286 | Rate Constraint in lbs/MMBtu | FALSE | L | Annual | Qualifying Generation | TWh | 0.35926 | 0.18772 | 0.059854 | 0 | 0 | 0 | 0
CT Fac. Spec. - NOX Rate Winter v.4.10 Final, Unit 1730 and retrofits | 256 | 7286 | Rate Constraint in lbs/MMBtu | FALSE | L | Annual | Rate | lb/MWh | 0.058866 | 0.058866 | 0.058866 | 0 | 0 | 0 | 0
CT Fac. Spec. - NOX Rate Winter v.4.10 Final, Unit 1730 and retrofits | 256 | 7286 | Rate Constraint in lbs/MMBtu | FALSE | L | Annual | Constraint Shadow Price | US2022$/Ton | 0 | 0 | 0 | 0 | 0 | 0 | 0
CT Fac. Spec. - NOX Rate Winter v.4.10 Final, Unit 1731 and retrofits | 257 | 7286 | Rate Constraint in lbs/MMBtu | FALSE | L | Annual | Seasons Included | Seasons | Winter, Spring, Fall | Winter, Spring, Fall | Winter, Spring, Fall | Winter, Spring, Fall | Winter, Spring, Fall | Winter, Spring, Fall | Winter, Spring, Fall
CT Fac. Spec. - NOX Rate Winter v.4.10 Final, Unit 1731 and retrofits | 257 | 7286 | Rate Constraint in lbs/MMBtu | FALSE | L | Annual | Standard NOX | lb/MMBtu | 0.15 | 0.15 | 0.15 | 0.15 | 0.15 | 0.15 | 0.15
CT Fac. Spec. - NOX Rate Winter v.4.10 Final, Unit 1731 and retrofits | 257 | 7286 | Rate Constraint in lbs/MMBtu | FALSE | L | Annual | Emissions at Affected Plants NOX | Thousand Tons | 0.010574 | 0.0058034 | 0.0017543 | 0 | 0 | 0 | 0
CT Fac. Spec. - NOX Rate Winter v.4.10 Final, Unit 1731 and retrofits | 257 | 7286 | Rate Constraint in lbs/MMBtu | FALSE | L | Annual | Allowances Purchased NOX | Thousand Tons | 0 | 0 | 0 | 0 | 0 | 0 | 0
CT Fac. Spec. - NOX Rate Winter v.4.10 Final, Unit 1731 and retrofits | 257 | 7286 | Rate Constraint in lbs/MMBtu | FALSE | L | Annual | Allowances Sold NOX | Thousand Tons | 0 | 0 | 0 | 0 | 0 | 0 | 0
CT Fac. Spec. - NOX Rate Winter v.4.10 Final, Unit 1731 and retrofits | 257 | 7286 | Rate Constraint in lbs/MMBtu | FALSE | L | Annual | Allowances Banked | Thousand Tons | 0 | 0 | 0 | 0 | 0 | 0 | 0
CT Fac. Spec. - NOX Rate Winter v.4.10 Final, Unit 1731 and retrofits | 257 | 7286 | Rate Constraint in lbs/MMBtu | FALSE | L | Annual | Allowances Withdrawn (1:1) | Thousand Tons | 0 | 0 | 0 | 0 | 0 | 0 | 0
CT Fac. Spec. - NOX Rate Winter v.4.10 Final, Unit 1731 and retrofits | 257 | 7286 | Rate Constraint in lbs/MMBtu | FALSE | L | Annual | Allowances Withdrawn (n:1) | Thousand Tons | 0 | 0 | 0 | 0 | 0 | 0 | 0
CT Fac. Spec. - NOX Rate Winter v.4.10 Final, Unit 1731 and retrofits | 257 | 7286 | Rate Constraint in lbs/MMBtu | FALSE | L | Annual | Net Emissions Allowance Position | Thousand Tons | 0.010574 | 0.0058034 | 0.0017543 | 0 | 0 | 0 | 0
CT Fac. Spec. - NOX Rate Winter v.4.10 Final, Unit 1731 and retrofits | 257 | 7286 | Rate Constraint in lbs/MMBtu | FALSE | L | Annual | Fuel Consumed | TBtu | 2.5572 | 1.4035 | 0.42424 | 0 | 0 | 0 | 0
CT Fac. Spec. - NOX Rate Winter v.4.10 Final, Unit 1731 and retrofits | 257 | 7286 | Rate Constraint in lbs/MMBtu | FALSE | L | Annual | Rate | lb/MMBtu | 0.00827 | 0.00827 | 0.00827 | 0 | 0 | 0 | 0
CT Fac. Spec. - NOX Rate Winter v.4.10 Final, Unit 1731 and retrofits | 257 | 7286 | Rate Constraint in lbs/MMBtu | FALSE | L | Annual | Generation | TWh | 0.35926 | 0.19717 | 0.059602 | 0 | 0 | 0 | 0
CT Fac. Spec. - NOX Rate Winter v.4.10 Final, Unit 1731 and retrofits | 257 | 7286 | Rate Constraint in lbs/MMBtu | FALSE | L | Annual | Qualifying Generation | TWh | 0.35926 | 0.19717 | 0.059602 | 0 | 0 | 0 | 0
CT Fac. Spec. - NOX Rate Winter v.4.10 Final, Unit 1731 and retrofits | 257 | 7286 | Rate Constraint in lbs/MMBtu | FALSE | L | Annual | Rate | lb/MWh | 0.058866 | 0.058866 | 0.058866 | 0 | 0 | 0 | 0
CT Fac. Spec. - NOX Rate Winter v.4.10 Final, Unit 1731 and retrofits | 257 | 7286 | Rate Constraint in lbs/MMBtu | FALSE | L | Annual | Constraint Shadow Price | US2022$/Ton | 0 | 0 | 0 | 0 | 0 | 0 | 0
CT Fac. Spec. - NOX Rate Winter v.4.10 Final, Unit 1732 and retrofits | 258 | 7286 | Rate Constraint in lbs/MMBtu | FALSE | L | Annual | Seasons Included | Seasons | Winter, Spring, Fall | Winter, Spring, Fall | Winter, Spring, Fall | Winter, Spring, Fall | Winter, Spring, Fall | Winter, Spring, Fall | Winter, Spring, Fall
CT Fac. Spec. - NOX Rate Winter v.4.10 Final, Unit 1732 and retrofits | 258 | 7286 | Rate Constraint in lbs/MMBtu | FALSE | L | Annual | Standard NOX | lb/MMBtu | 0.15 | 0.15 | 0.15 | 0.15 | 0.15 | 0.15 | 0.15
CT Fac. Spec. - NOX Rate Winter v.4.10 Final, Unit 1732 and retrofits | 258 | 7286 | Rate Constraint in lbs/MMBtu | FALSE | L | Annual | Emissions at Affected Plants NOX | Thousand Tons | 0.014918 | 0.0055196 | 0.0026479 | 0 | 0 | 0 | 0
CT Fac. Spec. - NOX Rate Winter v.4.10 Final, Unit 1732 and retrofits | 258 | 7286 | Rate Constraint in lbs/MMBtu | FALSE | L | Annual | Allowances Purchased NOX | Thousand Tons | 0 | 0 | 0 | 0 | 0 | 0 | 0
CT Fac. Spec. - NOX Rate Winter v.4.10 Final, Unit 1732 and retrofits | 258 | 7286 | Rate Constraint in lbs/MMBtu | FALSE | L | Annual | Allowances Sold NOX | Thousand Tons | 0 | 0 | 0 | 0 | 0 | 0 | 0
CT Fac. Spec. - NOX Rate Winter v.4.10 Final, Unit 1732 and retrofits | 258 | 7286 | Rate Constraint in lbs/MMBtu | FALSE | L | Annual | Allowances Banked | Thousand Tons | 0 | 0 | 0 | 0 | 0 | 0 | 0
CT Fac. Spec. - NOX Rate Winter v.4.10 Final, Unit 1732 and retrofits | 258 | 7286 | Rate Constraint in lbs/MMBtu | FALSE | L | Annual | Allowances Withdrawn (1:1) | Thousand Tons | 0 | 0 | 0 | 0 | 0 | 0 | 0
CT Fac. Spec. - NOX Rate Winter v.4.10 Final, Unit 1732 and retrofits | 258 | 7286 | Rate Constraint in lbs/MMBtu | FALSE | L | Annual | Allowances Withdrawn (n:1) | Thousand Tons | 0 | 0 | 0 | 0 | 0 | 0 | 0
CT Fac. Spec. - NOX Rate Winter v.4.10 Final, Unit 1732 and retrofits | 258 | 7286 | Rate Constraint in lbs/MMBtu | FALSE | L | Annual | Net Emissions Allowance Position | Thousand Tons | 0.014918 | 0.0055196 | 0.0026479 | 0 | 0 | 0 | 0
CT Fac. Spec. - NOX Rate Winter v.4.10 Final, Unit 1732 and retrofits | 258 | 7286 | Rate Constraint in lbs/MMBtu | FALSE | L | Annual | Fuel Consumed | TBtu | 3.6078 | 1.3349 | 0.64037 | 0 | 0 | 0 | 0
CT Fac. Spec. - NOX Rate Winter v.4.10 Final, Unit 1732 and retrofits | 258 | 7286 | Rate Constraint in lbs/MMBtu | FALSE | L | Annual | Rate | lb/MMBtu | 0.00827 | 0.00827 | 0.00827 | 0 | 0 | 0 | 0
CT Fac. Spec. - NOX Rate Winter v.4.10 Final, Unit 1732 and retrofits | 258 | 7286 | Rate Constraint in lbs/MMBtu | FALSE | L | Annual | Generation | TWh | 0.50686 | 0.18753 | 0.089964 | 0 | 0 | 0 | 0
CT Fac. Spec. - NOX Rate Winter v.4.10 Final, Unit 1732 and retrofits | 258 | 7286 | Rate Constraint in lbs/MMBtu | FALSE | L | Annual | Qualifying Generation | TWh | 0.50686 | 0.18753 | 0.089964 | 0 | 0 | 0 | 0
CT Fac. Spec. - NOX Rate Winter v.4.10 Final, Unit 1732 and retrofits | 258 | 7286 | Rate Constraint in lbs/MMBtu | FALSE | L | Annual | Rate | lb/MWh | 0.058866 | 0.058866 | 0.058866 | 0 | 0 | 0 | 0
CT Fac. Spec. - NOX Rate Winter v.4.10 Final, Unit 1732 and retrofits | 258 | 7286 | Rate Constraint in lbs/MMBtu | FALSE | L | Annual | Constraint Shadow Price | US2022$/Ton | 0 | 0 | 0 | 0 | 0 | 0 | 0
CT Fac. Spec. - NOX Rate Winter v.4.10 Final, Unit 1733 and retrofits | 259 | 7286 | Rate Constraint in lbs/MMBtu | FALSE | L | Annual | Seasons Included | Seasons | Winter, Spring, Fall | Winter, Spring, Fall | Winter, Spring, Fall | Winter, Spring, Fall | Winter, Spring, Fall | Winter, Spring, Fall | Winter, Spring, Fall
CT Fac. Spec. - NOX Rate Winter v.4.10 Final, Unit 1733 and retrofits | 259 | 7286 | Rate Constraint in lbs/MMBtu | FALSE | L | Annual | Standard NOX | lb/MMBtu | 0.15 | 0.15 | 0.15 | 0.15 | 0.15 | 0.15 | 0.15
CT Fac. Spec. - NOX Rate Winter v.4.10 Final, Unit 1733 and retrofits | 259 | 7286 | Rate Constraint in lbs/MMBtu | FALSE | L | Annual | Emissions at Affected Plants NOX | Thousand Tons | 0.013246 | 0.010658 | 0.010427 | 0 | 0 | 0 | 0
CT Fac. Spec. - NOX Rate Winter v.4.10 Final, Unit 1733 and retrofits | 259 | 7286 | Rate Constraint in lbs/MMBtu | FALSE | L | Annual | Allowances Purchased NOX | Thousand Tons | 0 | 0 | 0 | 0 | 0 | 0 | 0
CT Fac. Spec. - NOX Rate Winter v.4.10 Final, Unit 1733 and retrofits | 259 | 7286 | Rate Constraint in lbs/MMBtu | FALSE | L | Annual | Allowances Sold NOX | Thousand Tons | 0 | 0 | 0 | 0 | 0 | 0 | 0
CT Fac. Spec. - NOX Rate Winter v.4.10 Final, Unit 1733 and retrofits | 259 | 7286 | Rate Constraint in lbs/MMBtu | FALSE | L | Annual | Allowances Banked | Thousand Tons | 0 | 0 | 0 | 0 | 0 | 0 | 0
CT Fac. Spec. - NOX Rate Winter v.4.10 Final, Unit 1733 and retrofits | 259 | 7286 | Rate Constraint in lbs/MMBtu | FALSE | L | Annual | Allowances Withdrawn (1:1) | Thousand Tons | 0 | 0 | 0 | 0 | 0 | 0 | 0
CT Fac. Spec. - NOX Rate Winter v.4.10 Final, Unit 1733 and retrofits | 259 | 7286 | Rate Constraint in lbs/MMBtu | FALSE | L | Annual | Allowances Withdrawn (n:1) | Thousand Tons | 0 | 0 | 0 | 0 | 0 | 0 | 0
CT Fac. Spec. - NOX Rate Winter v.4.10 Final, Unit 1733 and retrofits | 259 | 7286 | Rate Constraint in lbs/MMBtu | FALSE | L | Annual | Net Emissions Allowance Position | Thousand Tons | 0.013246 | 0.010658 | 0.010427 | 0 | 0 | 0 | 0
CT Fac. Spec. - NOX Rate Winter v.4.10 Final, Unit 1733 and retrofits | 259 | 7286 | Rate Constraint in lbs/MMBtu | FALSE | L | Annual | Fuel Consumed | TBtu | 4.5912 | 3.6942 | 3.6144 | 0 | 0 | 0 | 0
CT Fac. Spec. - NOX Rate Winter v.4.10 Final, Unit 1733 and retrofits | 259 | 7286 | Rate Constraint in lbs/MMBtu | FALSE | L | Annual | Rate | lb/MMBtu | 0.00577 | 0.00577 | 0.00577 | 0 | 0 | 0 | 0
CT Fac. Spec. - NOX Rate Winter v.4.10 Final, Unit 1733 and retrofits | 259 | 7286 | Rate Constraint in lbs/MMBtu | FALSE | L | Annual | Generation | TWh | 0.65124 | 0.524 | 0.51268 | 0 | 0 | 0 | 0
CT Fac. Spec. - NOX Rate Winter v.4.10 Final, Unit 1733 and retrofits | 259 | 7286 | Rate Constraint in lbs/MMBtu | FALSE | L | Annual | Qualifying Generation | TWh | 0.65124 | 0.524 | 0.51268 | 0 | 0 | 0 | 0
CT Fac. Spec. - NOX Rate Winter v.4.10 Final, Unit 1733 and retrofits | 259 | 7286 | Rate Constraint in lbs/MMBtu | FALSE | L | Annual | Rate | lb/MWh | 0.040679 | 0.040679 | 0.040679 | 0 | 0 | 0 | 0
CT Fac. Spec. - NOX Rate Winter v.4.10 Final, Unit 1733 and retrofits | 259 | 7286 | Rate Constraint in lbs/MMBtu | FALSE | L | Annual | Constraint Shadow Price | US2022$/Ton | 0 | 0 | 0 | 0 | 0 | 0 | 0
CT Fac. Spec. - NOX Rate Winter v.4.10 Final, Unit 1734 and retrofits | 260 | 7286 | Rate Constraint in lbs/MMBtu | FALSE | L | Annual | Seasons Included | Seasons | Winter, Spring, Fall | Winter, Spring, Fall | Winter, Spring, Fall | Winter, Spring, Fall | Winter, Spring, Fall | Winter, Spring, Fall | Winter, Spring, Fall
CT Fac. Spec. - NOX Rate Winter v.4.10 Final, Unit 1734 and retrofits | 260 | 7286 | Rate Constraint in lbs/MMBtu | FALSE | L | Annual | Standard NOX | lb/MMBtu | 0.15 | 0.15 | 0.15 | 0.15 | 0.15 | 0.15 | 0.15
CT Fac. Spec. - NOX Rate Winter v.4.10 Final, Unit 1734 and retrofits | 260 | 7286 | Rate Constraint in lbs/MMBtu | FALSE | L | Annual | Emissions at Affected Plants NOX | Thousand Tons | 0.014468 | 0.01035 | 0.010126 | 0 | 0 | 0 | 0
CT Fac. Spec. - NOX Rate Winter v.4.10 Final, Unit 1734 and retrofits | 260 | 7286 | Rate Constraint in lbs/MMBtu | FALSE | L | Annual | Allowances Purchased NOX | Thousand Tons | 0 | 0 | 0 | 0 | 0 | 0 | 0
CT Fac. Spec. - NOX Rate Winter v.4.10 Final, Unit 1734 and retrofits | 260 | 7286 | Rate Constraint in lbs/MMBtu | FALSE | L | Annual | Allowances Sold NOX | Thousand Tons | 0 | 0 | 0 | 0 | 0 | 0 | 0
CT Fac. Spec. - NOX Rate Winter v.4.10 Final, Unit 1734 and retrofits | 260 | 7286 | Rate Constraint in lbs/MMBtu | FALSE | L | Annual | Allowances Banked | Thousand Tons | 0 | 0 | 0 | 0 | 0 | 0 | 0
CT Fac. Spec. - NOX Rate Winter v.4.10 Final, Unit 1734 and retrofits | 260 | 7286 | Rate Constraint in lbs/MMBtu | FALSE | L | Annual | Allowances Withdrawn (1:1) | Thousand Tons | 0 | 0 | 0 | 0 | 0 | 0 | 0
CT Fac. Spec. - NOX Rate Winter v.4.10 Final, Unit 1734 and retrofits | 260 | 7286 | Rate Constraint in lbs/MMBtu | FALSE | L | Annual | Allowances Withdrawn (n:1) | Thousand Tons | 0 | 0 | 0 | 0 | 0 | 0 | 0
CT Fac. Spec. - NOX Rate Winter v.4.10 Final, Unit 1734 and retrofits | 260 | 7286 | Rate Constraint in lbs/MMBtu | FALSE | L | Annual | Net Emissions Allowance Position | Thousand Tons | 0.014468 | 0.01035 | 0.010126 | 0 | 0 | 0 | 0
CT Fac. Spec. - NOX Rate Winter v.4.10 Final, Unit 1734 and retrofits | 260 | 7286 | Rate Constraint in lbs/MMBtu | FALSE | L | Annual | Fuel Consumed | TBtu | 5.0149 | 3.5874 | 3.5098 | 0 | 0 | 0 | 0
CT Fac. Spec. - NOX Rate Winter v.4.10 Final, Unit 1734 and retrofits | 260 | 7286 | Rate Constraint in lbs/MMBtu | FALSE | L | Annual | Rate | lb/MMBtu | 0.00577 | 0.00577 | 0.00577 | 0 | 0 | 0 | 0
CT Fac. Spec. - NOX Rate Winter v.4.10 Final, Unit 1734 and retrofits | 260 | 7286 | Rate Constraint in lbs/MMBtu | FALSE | L | Annual | Generation | TWh | 0.71133 | 0.50885 | 0.49785 | 0 | 0 | 0 | 0
CT Fac. Spec. - NOX Rate Winter v.4.10 Final, Unit 1734 and retrofits | 260 | 7286 | Rate Constraint in lbs/MMBtu | FALSE | L | Annual | Qualifying Generation | TWh | 0.71133 | 0.50885 | 0.49785 | 0 | 0 | 0 | 0
CT Fac. Spec. - NOX Rate Winter v.4.10 Final, Unit 1734 and retrofits | 260 | 7286 | Rate Constraint in lbs/MMBtu | FALSE | L | Annual | Rate | lb/MWh | 0.040679 | 0.040679 | 0.040679 | 0 | 0 | 0 | 0
CT Fac. Spec. - NOX Rate Winter v.4.10 Final, Unit 1734 and retrofits | 260 | 7286 | Rate Constraint in lbs/MMBtu | FALSE | L | Annual | Constraint Shadow Price | US2022$/Ton | 0 | 0 | 0 | 0 | 0 | 0 | 0
CT Fac. Spec. - NOX Rate Winter v.4.10 Final, Unit 1735 and retrofits | 261 | 7286 | Rate Constraint in lbs/MMBtu | FALSE | L | Annual | Seasons Included | Seasons | Winter, Spring, Fall | Winter, Spring, Fall | Winter, Spring, Fall | Winter, Spring, Fall | Winter, Spring, Fall | Winter, Spring, Fall | Winter, Spring, Fall
CT Fac. Spec. - NOX Rate Winter v.4.10 Final, Unit 1735 and retrofits | 261 | 7286 | Rate Constraint in lbs/MMBtu | FALSE | L | Annual | Standard NOX | lb/MMBtu | 0.15 | 0.15 | 0.15 | 0.15 | 0.15 | 0.15 | 0.15
CT Fac. Spec. - NOX Rate Winter v.4.10 Final, Unit 1735 and retrofits | 261 | 7286 | Rate Constraint in lbs/MMBtu | FALSE | L | Annual | Emissions at Affected Plants NOX | Thousand Tons | 0.011743 | 0.011287 | 0.011179 | 0 | 0 | 0 | 0
CT Fac. Spec. - NOX Rate Winter v.4.10 Final, Unit 1735 and retrofits | 261 | 7286 | Rate Constraint in lbs/MMBtu | FALSE | L | Annual | Allowances Purchased NOX | Thousand Tons | 0 | 0 | 0 | 0 | 0 | 0 | 0
CT Fac. Spec. - NOX Rate Winter v.4.10 Final, Unit 1735 and retrofits | 261 | 7286 | Rate Constraint in lbs/MMBtu | FALSE | L | Annual | Allowances Sold NOX | Thousand Tons | 0 | 0 | 0 | 0 | 0 | 0 | 0
CT Fac. Spec. - NOX Rate Winter v.4.10 Final, Unit 1735 and retrofits | 261 | 7286 | Rate Constraint in lbs/MMBtu | FALSE | L | Annual | Allowances Banked | Thousand Tons | 0 | 0 | 0 | 0 | 0 | 0 | 0
CT Fac. Spec. - NOX Rate Winter v.4.10 Final, Unit 1735 and retrofits | 261 | 7286 | Rate Constraint in lbs/MMBtu | FALSE | L | Annual | Allowances Withdrawn (1:1) | Thousand Tons | 0 | 0 | 0 | 0 | 0 | 0 | 0
CT Fac. Spec. - NOX Rate Winter v.4.10 Final, Unit 1735 and retrofits | 261 | 7286 | Rate Constraint in lbs/MMBtu | FALSE | L | Annual | Allowances Withdrawn (n:1) | Thousand Tons | 0 | 0 | 0 | 0 | 0 | 0 | 0
CT Fac. Spec. - NOX Rate Winter v.4.10 Final, Unit 1735 and retrofits | 261 | 7286 | Rate Constraint in lbs/MMBtu | FALSE | L | Annual | Net Emissions Allowance Position | Thousand Tons | 0.011743 | 0.011287 | 0.011179 | 0 | 0 | 0 | 0
CT Fac. Spec. - NOX Rate Winter v.4.10 Final, Unit 1735 and retrofits | 261 | 7286 | Rate Constraint in lbs/MMBtu | FALSE | L | Annual | Fuel Consumed | TBtu | 4.0705 | 3.9125 | 3.875 | 0 | 0 | 0 | 0
CT Fac. Spec. - NOX Rate Winter v.4.10 Final, Unit 1735 and retrofits | 261 | 7286 | Rate Constraint in lbs/MMBtu | FALSE | L | Annual | Rate | lb/MMBtu | 0.00577 | 0.00577 | 0.00577 | 0 | 0 | 0 | 0
CT Fac. Spec. - NOX Rate Winter v.4.10 Final, Unit 1735 and retrofits | 261 | 7286 | Rate Constraint in lbs/MMBtu | FALSE | L | Annual | Generation | TWh | 0.57738 | 0.55496 | 0.54965 | 0 | 0 | 0 | 0
CT Fac. Spec. - NOX Rate Winter v.4.10 Final, Unit 1735 and retrofits | 261 | 7286 | Rate Constraint in lbs/MMBtu | FALSE | L | Annual | Qualifying Generation | TWh | 0.57738 | 0.55496 | 0.54965 | 0 | 0 | 0 | 0
CT Fac. Spec. - NOX Rate Winter v.4.10 Final, Unit 1735 and retrofits | 261 | 7286 | Rate Constraint in lbs/MMBtu | FALSE | L | Annual | Rate | lb/MWh | 0.040679 | 0.040679 | 0.040679 | 0 | 0 | 0 | 0
CT Fac. Spec. - NOX Rate Winter v.4.10 Final, Unit 1735 and retrofits | 261 | 7286 | Rate Constraint in lbs/MMBtu | FALSE | L | Annual | Constraint Shadow Price | US2022$/Ton | 0 | 0 | 0 | 0 | 0 | 0 | 0
CT Fac. Spec. - NOX Rate Winter v.4.10 Final, Unit 1736 and retrofits | 262 | 7286 | Rate Constraint in lbs/MMBtu | FALSE | L | Annual | Seasons Included | Seasons | Winter, Spring, Fall | Winter, Spring, Fall | Winter, Spring, Fall | Winter, Spring, Fall | Winter, Spring, Fall | Winter, Spring, Fall | Winter, Spring, Fall
CT Fac. Spec. - NOX Rate Winter v.4.10 Final, Unit 1736 and retrofits | 262 | 7286 | Rate Constraint in lbs/MMBtu | FALSE | L | Annual | Standard NOX | lb/MMBtu | 0.15 | 0.15 | 0.15 | 0.15 | 0.15 | 0.15 | 0.15
CT Fac. Spec. - NOX Rate Winter v.4.10 Final, Unit 1736 and retrofits | 262 | 7286 | Rate Constraint in lbs/MMBtu | FALSE | L | Annual | Emissions at Affected Plants NOX | Thousand Tons | 0 | 0 | 0 | 0 | 0 | 0 | 0
CT Fac. Spec. - NOX Rate Winter v.4.10 Final, Unit 1736 and retrofits | 262 | 7286 | Rate Constraint in lbs/MMBtu | FALSE | L | Annual | Allowances Purchased NOX | Thousand Tons | 0 | 0 | 0 | 0 | 0 | 0 | 0
CT Fac. Spec. - NOX Rate Winter v.4.10 Final, Unit 1736 and retrofits | 262 | 7286 | Rate Constraint in lbs/MMBtu | FALSE | L | Annual | Allowances Sold NOX | Thousand Tons | 0 | 0 | 0 | 0 | 0 | 0 | 0
CT Fac. Spec. - NOX Rate Winter v.4.10 Final, Unit 1736 and retrofits | 262 | 7286 | Rate Constraint in lbs/MMBtu | FALSE | L | Annual | Allowances Banked | Thousand Tons | 0 | 0 | 0 | 0 | 0 | 0 | 0
CT Fac. Spec. - NOX Rate Winter v.4.10 Final, Unit 1736 and retrofits | 262 | 7286 | Rate Constraint in lbs/MMBtu | FALSE | L | Annual | Allowances Withdrawn (1:1) | Thousand Tons | 0 | 0 | 0 | 0 | 0 | 0 | 0
CT Fac. Spec. - NOX Rate Winter v.4.10 Final, Unit 1736 and retrofits | 262 | 7286 | Rate Constraint in lbs/MMBtu | FALSE | L | Annual | Allowances Withdrawn (n:1) | Thousand Tons | 0 | 0 | 0 | 0 | 0 | 0 | 0
CT Fac. Spec. - NOX Rate Winter v.4.10 Final, Unit 1736 and retrofits | 262 | 7286 | Rate Constraint in lbs/MMBtu | FALSE | L | Annual | Net Emissions Allowance Position | Thousand Tons | 0 | 0 | 0 | 0 | 0 | 0 | 0
CT Fac. Spec. - NOX Rate Winter v.4.10 Final, Unit 1736 and retrofits | 262 | 7286 | Rate Constraint in lbs/MMBtu | FALSE | L | Annual | Fuel Consumed | TBtu | 0 | 0 | 0 | 0 | 0 | 0 | 0
CT Fac. Spec. - NOX Rate Winter v.4.10 Final, Unit 1736 and retrofits | 262 | 7286 | Rate Constraint in lbs/MMBtu | FALSE | L | Annual | Rate | lb/MMBtu | 0 | 0 | 0 | 0 | 0 | 0 | 0
CT Fac. Spec. - NOX Rate Winter v.4.10 Final, Unit 1736 and retrofits | 262 | 7286 | Rate Constraint in lbs/MMBtu | FALSE | L | Annual | Generation | TWh | 0 | 0 | 0 | 0 | 0 | 0 | 0
CT Fac. Spec. - NOX Rate Winter v.4.10 Final, Unit 1736 and retrofits | 262 | 7286 | Rate Constraint in lbs/MMBtu | FALSE | L | Annual | Qualifying Generation | TWh | 0 | 0 | 0 | 0 | 0 | 0 | 0
CT Fac. Spec. - NOX Rate Winter v.4.10 Final, Unit 1736 and retrofits | 262 | 7286 | Rate Constraint in lbs/MMBtu | FALSE | L | Annual | Rate | lb/MWh | 0 | 0 | 0 | 0 | 0 | 0 | 0
CT Fac. Spec. - NOX Rate Winter v.4.10 Final, Unit 1736 and retrofits | 262 | 7286 | Rate Constraint in lbs/MMBtu | FALSE | L | Annual | Constraint Shadow Price | US2022$/Ton | 37314.6034 | 31394.6124 | 27255.2868 | 0 | 0 | 0 | 0
CT Fac. Spec. - NOX Rate Winter v.4.10 Final, Unit 1737 and retrofits | 263 | 7286 | Rate Constraint in lbs/MMBtu | FALSE | L | Annual | Seasons Included | Seasons | Winter, Spring, Fall | Winter, Spring, Fall | Winter, Spring, Fall | Winter, Spring, Fall | Winter, Spring, Fall | Winter, Spring, Fall | Winter, Spring, Fall
CT Fac. Spec. - NOX Rate Winter v.4.10 Final, Unit 1737 and retrofits | 263 | 7286 | Rate Constraint in lbs/MMBtu | FALSE | L | Annual | Standard NOX | lb/MMBtu | 0.15 | 0.15 | 0.15 | 0.15 | 0.15 | 0.15 | 0.15
CT Fac. Spec. - NOX Rate Winter v.4.10 Final, Unit 1737 and retrofits | 263 | 7286 | Rate Constraint in lbs/MMBtu | FALSE | L | Annual | Emissions at Affected Plants NOX | Thousand Tons | 0 | 0 | 0 | 0 | 0 | 0 | 0
CT Fac. Spec. - NOX Rate Winter v.4.10 Final, Unit 1737 and retrofits | 263 | 7286 | Rate Constraint in lbs/MMBtu | FALSE | L | Annual | Allowances Purchased NOX | Thousand Tons | 0 | 0 | 0 | 0 | 0 | 0 | 0
CT Fac. Spec. - NOX Rate Winter v.4.10 Final, Unit 1737 and retrofits | 263 | 7286 | Rate Constraint in lbs/MMBtu | FALSE | L | Annual | Allowances Sold NOX | Thousand Tons | 0 | 0 | 0 | 0 | 0 | 0 | 0
CT Fac. Spec. - NOX Rate Winter v.4.10 Final, Unit 1737 and retrofits | 263 | 7286 | Rate Constraint in lbs/MMBtu | FALSE | L | Annual | Allowances Banked | Thousand Tons | 0 | 0 | 0 | 0 | 0 | 0 | 0
CT Fac. Spec. - NOX Rate Winter v.4.10 Final, Unit 1737 and retrofits | 263 | 7286 | Rate Constraint in lbs/MMBtu | FALSE | L | Annual | Allowances Withdrawn (1:1) | Thousand Tons | 0 | 0 | 0 | 0 | 0 | 0 | 0
CT Fac. Spec. - NOX Rate Winter v.4.10 Final, Unit 1737 and retrofits | 263 | 7286 | Rate Constraint in lbs/MMBtu | FALSE | L | Annual | Allowances Withdrawn (n:1) | Thousand Tons | 0 | 0 | 0 | 0 | 0 | 0 | 0
CT Fac. Spec. - NOX Rate Winter v.4.10 Final, Unit 1737 and retrofits | 263 | 7286 | Rate Constraint in lbs/MMBtu | FALSE | L | Annual | Net Emissions Allowance Position | Thousand Tons | 0 | 0 | 0 | 0 | 0 | 0 | 0
CT Fac. Spec. - NOX Rate Winter v.4.10 Final, Unit 1737 and retrofits | 263 | 7286 | Rate Constraint in lbs/MMBtu | FALSE | L | Annual | Fuel Consumed | TBtu | 0 | 0 | 0 | 0 | 0 | 0 | 0
CT Fac. Spec. - NOX Rate Winter v.4.10 Final, Unit 1737 and retrofits | 263 | 7286 | Rate Constraint in lbs/MMBtu | FALSE | L | Annual | Rate | lb/MMBtu | 0 | 0 | 0 | 0 | 0 | 0 | 0
CT Fac. Spec. - NOX Rate Winter v.4.10 Final, Unit 1737 and retrofits | 263 | 7286 | Rate Constraint in lbs/MMBtu | FALSE | L | Annual | Generation | TWh | 0 | 0 | 0 | 0 | 0 | 0 | 0
CT Fac. Spec. - NOX Rate Winter v.4.10 Final, Unit 1737 and retrofits | 263 | 7286 | Rate Constraint in lbs/MMBtu | FALSE | L | Annual | Qualifying Generation | TWh | 0 | 0 | 0 | 0 | 0 | 0 | 0
CT Fac. Spec. - NOX Rate Winter v.4.10 Final, Unit 1737 and retrofits | 263 | 7286 | Rate Constraint in lbs/MMBtu | FALSE | L | Annual | Rate | lb/MWh | 0 | 0 | 0 | 0 | 0 | 0 | 0
CT Fac. Spec. - NOX Rate Winter v.4.10 Final, Unit 1737 and retrofits | 263 | 7286 | Rate Constraint in lbs/MMBtu | FALSE | L | Annual | Constraint Shadow Price | US2022$/Ton | 37314.6034 | 31394.6124 | 27255.2868 | 0 | 0 | 0 | 0
CT Fac. Spec. - NOX Rate Winter v.4.10 Final, Unit 2198 and retrofits | 264 | 7286 | Rate Constraint in lbs/MMBtu | FALSE | L | Annual | Seasons Included | Seasons | Winter, Spring, Fall | Winter, Spring, Fall | Winter, Spring, Fall | Winter, Spring, Fall | Winter, Spring, Fall | Winter, Spring, Fall | Winter, Spring, Fall
CT Fac. Spec. - NOX Rate Winter v.4.10 Final, Unit 2198 and retrofits | 264 | 7286 | Rate Constraint in lbs/MMBtu | FALSE | L | Annual | Standard NOX | lb/MMBtu | 0.15 | 0.15 | 0.15 | 0.15 | 0.15 | 0.15 | 0.15
CT Fac. Spec. - NOX Rate Winter v.4.10 Final, Unit 2198 and retrofits | 264 | 7286 | Rate Constraint in lbs/MMBtu | FALSE | L | Annual | Emissions at Affected Plants NOX | Thousand Tons | 0 | 0 | 0 | 0 | 0 | 0 | 0
CT Fac. Spec. - NOX Rate Winter v.4.10 Final, Unit 2198 and retrofits | 264 | 7286 | Rate Constraint in lbs/MMBtu | FALSE | L | Annual | Allowances Purchased NOX | Thousand Tons | 0 | 0 | 0 | 0 | 0 | 0 | 0
CT Fac. Spec. - NOX Rate Winter v.4.10 Final, Unit 2198 and retrofits | 264 | 7286 | Rate Constraint in lbs/MMBtu | FALSE | L | Annual | Allowances Sold NOX | Thousand Tons | 0 | 0 | 0 | 0 | 0 | 0 | 0
CT Fac. Spec. - NOX Rate Winter v.4.10 Final, Unit 2198 and retrofits | 264 | 7286 | Rate Constraint in lbs/MMBtu | FALSE | L | Annual | Allowances Banked | Thousand Tons | 0 | 0 | 0 | 0 | 0 | 0 | 0
CT Fac. Spec. - NOX Rate Winter v.4.10 Final, Unit 2198 and retrofits | 264 | 7286 | Rate Constraint in lbs/MMBtu | FALSE | L | Annual | Allowances Withdrawn (1:1) | Thousand Tons | 0 | 0 | 0 | 0 | 0 | 0 | 0
CT Fac. Spec. - NOX Rate Winter v.4.10 Final, Unit 2198 and retrofits | 264 | 7286 | Rate Constraint in lbs/MMBtu | FALSE | L | Annual | Allowances Withdrawn (n:1) | Thousand Tons | 0 | 0 | 0 | 0 | 0 | 0 | 0
CT Fac. Spec. - NOX Rate Winter v.4.10 Final, Unit 2198 and retrofits | 264 | 7286 | Rate Constraint in lbs/MMBtu | FALSE | L | Annual | Net Emissions Allowance Position | Thousand Tons | 0 | 0 | 0 | 0 | 0 | 0 | 0
CT Fac. Spec. - NOX Rate Winter v.4.10 Final, Unit 2198 and retrofits | 264 | 7286 | Rate Constraint in lbs/MMBtu | FALSE | L | Annual | Fuel Consumed | TBtu | 0 | 0 | 0 | 0 | 0 | 0 | 0
CT Fac. Spec. - NOX Rate Winter v.4.10 Final, Unit 2198 and retrofits | 264 | 7286 | Rate Constraint in lbs/MMBtu | FALSE | L | Annual | Rate | lb/MMBtu | 0 | 0 | 0 | 0 | 0 | 0 | 0
CT Fac. Spec. - NOX Rate Winter v.4.10 Final, Unit 2198 and retrofits | 264 | 7286 | Rate Constraint in lbs/MMBtu | FALSE | L | Annual | Generation | TWh | 0 | 0 | 0 | 0 | 0 | 0 | 0
CT Fac. Spec. - NOX Rate Winter v.4.10 Final, Unit 2198 and retrofits | 264 | 7286 | Rate Constraint in lbs/MMBtu | FALSE | L | Annual | Qualifying Generation | TWh | 0 | 0 | 0 | 0 | 0 | 0 | 0
CT Fac. Spec. - NOX Rate Winter v.4.10 Final, Unit 2198 and retrofits | 264 | 7286 | Rate Constraint in lbs/MMBtu | FALSE | L | Annual | Rate | lb/MWh | 0 | 0 | 0 | 0 | 0 | 0 | 0
CT Fac. Spec. - NOX Rate Winter v.4.10 Final, Unit 2198 and retrofits | 264 | 7286 | Rate Constraint in lbs/MMBtu | FALSE | L | Annual | Constraint Shadow Price | US2022$/Ton | 0 | 0 | 0 | 0 | 0 | 0 | 0
CT Fac. Spec. - NOX Rate Winter v.4.10 Final, Unit 2199 and retrofits | 265 | 7286 | Rate Constraint in lbs/MMBtu | FALSE | L | Annual | Seasons Included | Seasons | Winter, Spring, Fall | Winter, Spring, Fall | Winter, Spring, Fall | Winter, Spring, Fall | Winter, Spring, Fall | Winter, Spring, Fall | Winter, Spring, Fall
CT Fac. Spec. - NOX Rate Winter v.4.10 Final, Unit 2199 and retrofits | 265 | 7286 | Rate Constraint in lbs/MMBtu | FALSE | L | Annual | Standard NOX | lb/MMBtu | 0.15 | 0.15 | 0.15 | 0.15 | 0.15 | 0.15 | 0.15
CT Fac. Spec. - NOX Rate Winter v.4.10 Final, Unit 2199 and retrofits | 265 | 7286 | Rate Constraint in lbs/MMBtu | FALSE | L | Annual | Emissions at Affected Plants NOX | Thousand Tons | 0 | 0 | 0 | 0 | 0 | 0 | 0
CT Fac. Spec. - NOX Rate Winter v.4.10 Final, Unit 2199 and retrofits | 265 | 7286 | Rate Constraint in lbs/MMBtu | FALSE | L | Annual | Allowances Purchased NOX | Thousand Tons | 0 | 0 | 0 | 0 | 0 | 0 | 0
CT Fac. Spec. - NOX Rate Winter v.4.10 Final, Unit 2199 and retrofits | 265 | 7286 | Rate Constraint in lbs/MMBtu | FALSE | L | Annual | Allowances Sold NOX | Thousand Tons | 0 | 0 | 0 | 0 | 0 | 0 | 0
CT Fac. Spec. - NOX Rate Winter v.4.10 Final, Unit 2199 and retrofits | 265 | 7286 | Rate Constraint in lbs/MMBtu | FALSE | L | Annual | Allowances Banked | Thousand Tons | 0 | 0 | 0 | 0 | 0 | 0 | 0
CT Fac. Spec. - NOX Rate Winter v.4.10 Final, Unit 2199 and retrofits | 265 | 7286 | Rate Constraint in lbs/MMBtu | FALSE | L | Annual | Allowances Withdrawn (1:1) | Thousand Tons | 0 | 0 | 0 | 0 | 0 | 0 | 0
CT Fac. Spec. - NOX Rate Winter v.4.10 Final, Unit 2199 and retrofits | 265 | 7286 | Rate Constraint in lbs/MMBtu | FALSE | L | Annual | Allowances Withdrawn (n:1) | Thousand Tons | 0 | 0 | 0 | 0 | 0 | 0 | 0
CT Fac. Spec. - NOX Rate Winter v.4.10 Final, Unit 2199 and retrofits | 265 | 7286 | Rate Constraint in lbs/MMBtu | FALSE | L | Annual | Net Emissions Allowance Position | Thousand Tons | 0 | 0 | 0 | 0 | 0 | 0 | 0
CT Fac. Spec. - NOX Rate Winter v.4.10 Final, Unit 2199 and retrofits | 265 | 7286 | Rate Constraint in lbs/MMBtu | FALSE | L | Annual | Fuel Consumed | TBtu | 0 | 0 | 0 | 0 | 0 | 0 | 0
CT Fac. Spec. - NOX Rate Winter v.4.10 Final, Unit 2199 and retrofits | 265 | 7286 | Rate Constraint in lbs/MMBtu | FALSE | L | Annual | Rate | lb/MMBtu | 0 | 0 | 0 | 0 | 0 | 0 | 0
CT Fac. Spec. - NOX Rate Winter v.4.10 Final, Unit 2199 and retrofits | 265 | 7286 | Rate Constraint in lbs/MMBtu | FALSE | L | Annual | Generation | TWh | 0 | 0 | 0 | 0 | 0 | 0 | 0
CT Fac. Spec. - NOX Rate Winter v.4.10 Final, Unit 2199 and retrofits | 265 | 7286 | Rate Constraint in lbs/MMBtu | FALSE | L | Annual | Qualifying Generation | TWh | 0 | 0 | 0 | 0 | 0 | 0 | 0
CT Fac. Spec. - NOX Rate Winter v.4.10 Final, Unit 2199 and retrofits | 265 | 7286 | Rate Constraint in lbs/MMBtu | FALSE | L | Annual | Rate | lb/MWh | 0 | 0 | 0 | 0 | 0 | 0 | 0
CT Fac. Spec. - NOX Rate Winter v.4.10 Final, Unit 2199 and retrofits | 265 | 7286 | Rate Constraint in lbs/MMBtu | FALSE | L | Annual | Constraint Shadow Price | US2022$/Ton | 0 | 0 | 0 | 0 | 0 | 0 | 0
CT Fac. Spec. - NOX Rate Winter v.4.10 Final, Unit 2299 and retrofits | 266 | 7286 | Rate Constraint in lbs/MMBtu | FALSE | L | Annual | Seasons Included | Seasons | Winter, Spring, Fall | Winter, Spring, Fall | Winter, Spring, Fall | Winter, Spring, Fall | Winter, Spring, Fall | Winter, Spring, Fall | Winter, Spring, Fall
CT Fac. Spec. - NOX Rate Winter v.4.10 Final, Unit 2299 and retrofits | 266 | 7286 | Rate Constraint in lbs/MMBtu | FALSE | L | Annual | Standard NOX | lb/MMBtu | 0.15 | 0.15 | 0.15 | 0.15 | 0.15 | 0.15 | 0.15
CT Fac. Spec. - NOX Rate Winter v.4.10 Final, Unit 2299 and retrofits | 266 | 7286 | Rate Constraint in lbs/MMBtu | FALSE | L | Annual | Emissions at Affected Plants NOX | Thousand Tons | 0 | 0 | 0 | 0 | 0 | 0 | 0
CT Fac. Spec. - NOX Rate Winter v.4.10 Final, Unit 2299 and retrofits | 266 | 7286 | Rate Constraint in lbs/MMBtu | FALSE | L | Annual | Allowances Purchased NOX | Thousand Tons | 0 | 0 | 0 | 0 | 0 | 0 | 0
CT Fac. Spec. - NOX Rate Winter v.4.10 Final, Unit 2299 and retrofits | 266 | 7286 | Rate Constraint in lbs/MMBtu | FALSE | L | Annual | Allowances Sold NOX | Thousand Tons | 0 | 0 | 0 | 0 | 0 | 0 | 0
CT Fac. Spec. - NOX Rate Winter v.4.10 Final, Unit 2299 and retrofits | 266 | 7286 | Rate Constraint in lbs/MMBtu | FALSE | L | Annual | Allowances Banked | Thousand Tons | 0 | 0 | 0 | 0 | 0 | 0 | 0
CT Fac. Spec. - NOX Rate Winter v.4.10 Final, Unit 2299 and retrofits | 266 | 7286 | Rate Constraint in lbs/MMBtu | FALSE | L | Annual | Allowances Withdrawn (1:1) | Thousand Tons | 0 | 0 | 0 | 0 | 0 | 0 | 0
CT Fac. Spec. - NOX Rate Winter v.4.10 Final, Unit 2299 and retrofits | 266 | 7286 | Rate Constraint in lbs/MMBtu | FALSE | L | Annual | Allowances Withdrawn (n:1) | Thousand Tons | 0 | 0 | 0 | 0 | 0 | 0 | 0
CT Fac. Spec. - NOX Rate Winter v.4.10 Final, Unit 2299 and retrofits | 266 | 7286 | Rate Constraint in lbs/MMBtu | FALSE | L | Annual | Net Emissions Allowance Position | Thousand Tons | 0 | 0 | 0 | 0 | 0 | 0 | 0
CT Fac. Spec. - NOX Rate Winter v.4.10 Final, Unit 2299 and retrofits | 266 | 7286 | Rate Constraint in lbs/MMBtu | FALSE | L | Annual | Fuel Consumed | TBtu | 0 | 0 | 0 | 0 | 0 | 0 | 0
CT Fac. Spec. - NOX Rate Winter v.4.10 Final, Unit 2299 and retrofits | 266 | 7286 | Rate Constraint in lbs/MMBtu | FALSE | L | Annual | Rate | lb/MMBtu | 0 | 0 | 0 | 0 | 0 | 0 | 0
CT Fac. Spec. - NOX Rate Winter v.4.10 Final, Unit 2299 and retrofits | 266 | 7286 | Rate Constraint in lbs/MMBtu | FALSE | L | Annual | Generation | TWh | 0 | 0 | 0 | 0 | 0 | 0 | 0
CT Fac. Spec. - NOX Rate Winter v.4.10 Final, Unit 2299 and retrofits | 266 | 7286 | Rate Constraint in lbs/MMBtu | FALSE | L | Annual | Qualifying Generation | TWh | 0 | 0 | 0 | 0 | 0 | 0 | 0
CT Fac. Spec. - NOX Rate Winter v.4.10 Final, Unit 2299 and retrofits | 266 | 7286 | Rate Constraint in lbs/MMBtu | FALSE | L | Annual | Rate | lb/MWh | 0 | 0 | 0 | 0 | 0 | 0 | 0
CT Fac. Spec. - NOX Rate Winter v.4.10 Final, Unit 2299 and retrofits | 266 | 7286 | Rate Constraint in lbs/MMBtu | FALSE | L | Annual | Constraint Shadow Price | US2022$/Ton | 0 | 0 | 0 | 0 | 0 | 0 | 0
CT Fac. Spec. - NOX Rate Winter v.4.10 Final, Unit 2300 and retrofits | 267 | 7286 | Rate Constraint in lbs/MMBtu | FALSE | L | Annual | Seasons Included | Seasons | Winter, Spring, Fall | Winter, Spring, Fall | Winter, Spring, Fall | Winter, Spring, Fall | Winter, Spring, Fall | Winter, Spring, Fall | Winter, Spring, Fall
CT Fac. Spec. - NOX Rate Winter v.4.10 Final, Unit 2300 and retrofits | 267 | 7286 | Rate Constraint in lbs/MMBtu | FALSE | L | Annual | Standard NOX | lb/MMBtu | 0.15 | 0.15 | 0.15 | 0.15 | 0.15 | 0.15 | 0.15
CT Fac. Spec. - NOX Rate Winter v.4.10 Final, Unit 2300 and retrofits | 267 | 7286 | Rate Constraint in lbs/MMBtu | FALSE | L | Annual | Emissions at Affected Plants NOX | Thousand Tons | 0 | 0 | 0 | 0 | 0 | 0 | 0
CT Fac. Spec. - NOX Rate Winter v.4.10 Final, Unit 2300 and retrofits | 267 | 7286 | Rate Constraint in lbs/MMBtu | FALSE | L | Annual | Allowances Purchased NOX | Thousand Tons | 0 | 0 | 0 | 0 | 0 | 0 | 0
CT Fac. Spec. - NOX Rate Winter v.4.10 Final, Unit 2300 and retrofits | 267 | 7286 | Rate Constraint in lbs/MMBtu | FALSE | L | Annual | Allowances Sold NOX | Thousand Tons | 0 | 0 | 0 | 0 | 0 | 0 | 0
CT Fac. Spec. - NOX Rate Winter v.4.10 Final, Unit 2300 and retrofits | 267 | 7286 | Rate Constraint in lbs/MMBtu | FALSE | L | Annual | Allowances Banked | Thousand Tons | 0 | 0 | 0 | 0 | 0 | 0 | 0
CT Fac. Spec. - NOX Rate Winter v.4.10 Final, Unit 2300 and retrofits | 267 | 7286 | Rate Constraint in lbs/MMBtu | FALSE | L | Annual | Allowances Withdrawn (1:1) | Thousand Tons | 0 | 0 | 0 | 0 | 0 | 0 | 0
CT Fac. Spec. - NOX Rate Winter v.4.10 Final, Unit 2300 and retrofits | 267 | 7286 | Rate Constraint in lbs/MMBtu | FALSE | L | Annual | Allowances Withdrawn (n:1) | Thousand Tons | 0 | 0 | 0 | 0 | 0 | 0 | 0
CT Fac. Spec. - NOX Rate Winter v.4.10 Final, Unit 2300 and retrofits | 267 | 7286 | Rate Constraint in lbs/MMBtu | FALSE | L | Annual | Net Emissions Allowance Position | Thousand Tons | 0 | 0 | 0 | 0 | 0 | 0 | 0
CT Fac. Spec. - NOX Rate Winter v.4.10 Final, Unit 2300 and retrofits | 267 | 7286 | Rate Constraint in lbs/MMBtu | FALSE | L | Annual | Fuel Consumed | TBtu | 0 | 0 | 0 | 0 | 0 | 0 | 0
CT Fac. Spec. - NOX Rate Winter v.4.10 Final, Unit 2300 and retrofits | 267 | 7286 | Rate Constraint in lbs/MMBtu | FALSE | L | Annual | Rate | lb/MMBtu | 0 | 0 | 0 | 0 | 0 | 0 | 0
CT Fac. Spec. - NOX Rate Winter v.4.10 Final, Unit 2300 and retrofits | 267 | 7286 | Rate Constraint in lbs/MMBtu | FALSE | L | Annual | Generation | TWh | 0 | 0 | 0 | 0 | 0 | 0 | 0
CT Fac. Spec. - NOX Rate Winter v.4.10 Final, Unit 2300 and retrofits | 267 | 7286 | Rate Constraint in lbs/MMBtu | FALSE | L | Annual | Qualifying Generation | TWh | 0 | 0 | 0 | 0 | 0 | 0 | 0
CT Fac. Spec. - NOX Rate Winter v.4.10 Final, Unit 2300 and retrofits | 267 | 7286 | Rate Constraint in lbs/MMBtu | FALSE | L | Annual | Rate | lb/MWh | 0 | 0 | 0 | 0 | 0 | 0 | 0
CT Fac. Spec. - NOX Rate Winter v.4.10 Final, Unit 2300 and retrofits | 267 | 7286 | Rate Constraint in lbs/MMBtu | FALSE | L | Annual | Constraint Shadow Price | US2022$/Ton | 0 | 0 | 0 | 0 | 0 | 0 | 0
CT Fac. Spec. - NOX Rate Winter v.4.10 Final, Unit 2301 and retrofits | 268 | 7286 | Rate Constraint in lbs/MMBtu | FALSE | L | Annual | Seasons Included | Seasons | Winter, Spring, Fall | Winter, Spring, Fall | Winter, Spring, Fall | Winter, Spring, Fall | Winter, Spring, Fall | Winter, Spring, Fall | Winter, Spring, Fall
CT Fac. Spec. - NOX Rate Winter v.4.10 Final, Unit 2301 and retrofits | 268 | 7286 | Rate Constraint in lbs/MMBtu | FALSE | L | Annual | Standard NOX | lb/MMBtu | 0.15 | 0.15 | 0.15 | 0.15 | 0.15 | 0.15 | 0.15
CT Fac. Spec. - NOX Rate Winter v.4.10 Final, Unit 2301 and retrofits | 268 | 7286 | Rate Constraint in lbs/MMBtu | FALSE | L | Annual | Emissions at Affected Plants NOX | Thousand Tons | 0 | 0 | 0 | 0 | 0 | 0 | 0
CT Fac. Spec. - NOX Rate Winter v.4.10 Final, Unit 2301 and retrofits | 268 | 7286 | Rate Constraint in lbs/MMBtu | FALSE | L | Annual | Allowances Purchased NOX | Thousand Tons | 0 | 0 | 0 | 0 | 0 | 0 | 0
CT Fac. Spec. - NOX Rate Winter v.4.10 Final, Unit 2301 and retrofits | 268 | 7286 | Rate Constraint in lbs/MMBtu | FALSE | L | Annual | Allowances Sold NOX | Thousand Tons | 0 | 0 | 0 | 0 | 0 | 0 | 0
CT Fac. Spec. - NOX Rate Winter v.4.10 Final, Unit 2301 and retrofits | 268 | 7286 | Rate Constraint in lbs/MMBtu | FALSE | L | Annual | Allowances Banked | Thousand Tons | 0 | 0 | 0 | 0 | 0 | 0 | 0
CT Fac. Spec. - NOX Rate Winter v.4.10 Final, Unit 2301 and retrofits | 268 | 7286 | Rate Constraint in lbs/MMBtu | FALSE | L | Annual | Allowances Withdrawn (1:1) | Thousand Tons | 0 | 0 | 0 | 0 | 0 | 0 | 0
CT Fac. Spec. - NOX Rate Winter v.4.10 Final, Unit 2301 and retrofits | 268 | 7286 | Rate Constraint in lbs/MMBtu | FALSE | L | Annual | Allowances Withdrawn (n:1) | Thousand Tons | 0 | 0 | 0 | 0 | 0 | 0 | 0
CT Fac. Spec. - NOX Rate Winter v.4.10 Final, Unit 2301 and retrofits | 268 | 7286 | Rate Constraint in lbs/MMBtu | FALSE | L | Annual | Net Emissions Allowance Position | Thousand Tons | 0 | 0 | 0 | 0 | 0 | 0 | 0
CT Fac. Spec. - NOX Rate Winter v.4.10 Final, Unit 2301 and retrofits | 268 | 7286 | Rate Constraint in lbs/MMBtu | FALSE | L | Annual | Fuel Consumed | TBtu | 0 | 0 | 0 | 0 | 0 | 0 | 0
CT Fac. Spec. - NOX Rate Winter v.4.10 Final, Unit 2301 and retrofits | 268 | 7286 | Rate Constraint in lbs/MMBtu | FALSE | L | Annual | Rate | lb/MMBtu | 0 | 0 | 0 | 0 | 0 | 0 | 0
CT Fac. Spec. - NOX Rate Winter v.4.10 Final, Unit 2301 and retrofits | 268 | 7286 | Rate Constraint in lbs/MMBtu | FALSE | L | Annual | Generation | TWh | 0 | 0 | 0 | 0 | 0 | 0 | 0
CT Fac. Spec. - NOX Rate Winter v.4.10 Final, Unit 2301 and retrofits | 268 | 7286 | Rate Constraint in lbs/MMBtu | FALSE | L | Annual | Qualifying Generation | TWh | 0 | 0 | 0 | 0 | 0 | 0 | 0
CT Fac. Spec. - NOX Rate Winter v.4.10 Final, Unit 2301 and retrofits | 268 | 7286 | Rate Constraint in lbs/MMBtu | FALSE | L | Annual | Rate | lb/MWh | 0 | 0 | 0 | 0 | 0 | 0 | 0
CT Fac. Spec. - NOX Rate Winter v.4.10 Final, Unit 2301 and retrofits | 268 | 7286 | Rate Constraint in lbs/MMBtu | FALSE | L | Annual | Constraint Shadow Price | US2022$/Ton | 0 | 0 | 0 | 0 | 0 | 0 | 0
CT Fac. Spec. - NOX Rate Winter v.4.10 Final, Unit 2302 and retrofits | 269 | 7286 | Rate Constraint in lbs/MMBtu | FALSE | L | Annual | Seasons Included | Seasons | Winter, Spring, Fall | Winter, Spring, Fall | Winter, Spring, Fall | Winter, Spring, Fall | Winter, Spring, Fall | Winter, Spring, Fall | Winter, Spring, Fall
CT Fac. Spec. - NOX Rate Winter v.4.10 Final, Unit 2302 and retrofits | 269 | 7286 | Rate Constraint in lbs/MMBtu | FALSE | L | Annual | Standard NOX | lb/MMBtu | 0.15 | 0.15 | 0.15 | 0.15 | 0.15 | 0.15 | 0.15
CT Fac. Spec. - NOX Rate Winter v.4.10 Final, Unit 2302 and retrofits | 269 | 7286 | Rate Constraint in lbs/MMBtu | FALSE | L | Annual | Emissions at Affected Plants NOX | Thousand Tons | 0 | 0 | 0 | 0 | 0 | 0 | 0
CT Fac. Spec. - NOX Rate Winter v.4.10 Final, Unit 2302 and retrofits | 269 | 7286 | Rate Constraint in lbs/MMBtu | FALSE | L | Annual | Allowances Purchased NOX | Thousand Tons | 0 | 0 | 0 | 0 | 0 | 0 | 0
CT Fac. Spec. - NOX Rate Winter v.4.10 Final, Unit 2302 and retrofits | 269 | 7286 | Rate Constraint in lbs/MMBtu | FALSE | L | Annual | Allowances Sold NOX | Thousand Tons | 0 | 0 | 0 | 0 | 0 | 0 | 0
CT Fac. Spec. - NOX Rate Winter v.4.10 Final, Unit 2302 and retrofits | 269 | 7286 | Rate Constraint in lbs/MMBtu | FALSE | L | Annual | Allowances Banked | Thousand Tons | 0 | 0 | 0 | 0 | 0 | 0 | 0
CT Fac. Spec. - NOX Rate Winter v.4.10 Final, Unit 2302 and retrofits | 269 | 7286 | Rate Constraint in lbs/MMBtu | FALSE | L | Annual | Allowances Withdrawn (1:1) | Thousand Tons | 0 | 0 | 0 | 0 | 0 | 0 | 0
CT Fac. Spec. - NOX Rate Winter v.4.10 Final, Unit 2302 and retrofits | 269 | 7286 | Rate Constraint in lbs/MMBtu | FALSE | L | Annual | Allowances Withdrawn (n:1) | Thousand Tons | 0 | 0 | 0 | 0 | 0 | 0 | 0
CT Fac. Spec. - NOX Rate Winter v.4.10 Final, Unit 2302 and retrofits | 269 | 7286 | Rate Constraint in lbs/MMBtu | FALSE | L | Annual | Net Emissions Allowance Position | Thousand Tons | 0 | 0 | 0 | 0 | 0 | 0 | 0
CT Fac. Spec. - NOX Rate Winter v.4.10 Final, Unit 2302 and retrofits | 269 | 7286 | Rate Constraint in lbs/MMBtu | FALSE | L | Annual | Fuel Consumed | TBtu | 0 | 0 | 0 | 0 | 0 | 0 | 0
CT Fac. Spec. - NOX Rate Winter v.4.10 Final, Unit 2302 and retrofits | 269 | 7286 | Rate Constraint in lbs/MMBtu | FALSE | L | Annual | Rate | lb/MMBtu | 0 | 0 | 0 | 0 | 0 | 0 | 0
CT Fac. Spec. - NOX Rate Winter v.4.10 Final, Unit 2302 and retrofits | 269 | 7286 | Rate Constraint in lbs/MMBtu | FALSE | L | Annual | Generation | TWh | 0 | 0 | 0 | 0 | 0 | 0 | 0
CT Fac. Spec. - NOX Rate Winter v.4.10 Final, Unit 2302 and retrofits | 269 | 7286 | Rate Constraint in lbs/MMBtu | FALSE | L | Annual | Qualifying Generation | TWh | 0 | 0 | 0 | 0 | 0 | 0 | 0
CT Fac. Spec. - NOX Rate Winter v.4.10 Final, Unit 2302 and retrofits | 269 | 7286 | Rate Constraint in lbs/MMBtu | FALSE | L | Annual | Rate | lb/MWh | 0 | 0 | 0 | 0 | 0 | 0 | 0
CT Fac. Spec. - NOX Rate Winter v.4.10 Final, Unit 2302 and retrofits | 269 | 7286 | Rate Constraint in lbs/MMBtu | FALSE | L | Annual | Constraint Shadow Price | US2022$/Ton | 0 | 0 | 0 | 0 | 0 | 0 | 0
CT Fac. Spec. - SO2 Rate Annual Non-Title IV v3.1, Unit 636 and retrofits | 270 | 7288 | Rate Constraint in lbs/MMBtu | FALSE | L | Annual | Seasons Included | Seasons | Winter, Spring, Summer, Fall | Winter, Spring, Summer, Fall | Winter, Spring, Summer, Fall | Winter, Spring, Summer, Fall | Winter, Spring, Summer, Fall | Winter, Spring, Summer, Fall | Winter, Spring, Summer, Fall
CT Fac. Spec. - SO2 Rate Annual Non-Title IV v3.1, Unit 636 and retrofits | 270 | 7288 | Rate Constraint in lbs/MMBtu | FALSE | L | Annual | Standard SO2 | lb/MMBtu | 0.55 | 0.55 | 0.55 | 0.55 | 0.55 | 0.55 | 0.55
CT Fac. Spec. - SO2 Rate Annual Non-Title IV v3.1, Unit 636 and retrofits | 270 | 7288 | Rate Constraint in lbs/MMBtu | FALSE | L | Annual | Emissions at Affected Plants SO2 | Thousand Tons | 0 | 0 | 0 | 0 | 0 | 0 | 0
CT Fac. Spec. - SO2 Rate Annual Non-Title IV v3.1, Unit 636 and retrofits | 270 | 7288 | Rate Constraint in lbs/MMBtu | FALSE | L | Annual | Allowances Purchased SO2 | Thousand Tons | 0 | 0 | 0 | 0 | 0 | 0 | 0
CT Fac. Spec. - SO2 Rate Annual Non-Title IV v3.1, Unit 636 and retrofits | 270 | 7288 | Rate Constraint in lbs/MMBtu | FALSE | L | Annual | Allowances Sold SO2 | Thousand Tons | 0 | 0 | 0 | 0 | 0 | 0 | 0
CT Fac. Spec. - SO2 Rate Annual Non-Title IV v3.1, Unit 636 and retrofits | 270 | 7288 | Rate Constraint in lbs/MMBtu | FALSE | L | Annual | Allowances Banked | Thousand Tons | 0 | 0 | 0 | 0 | 0 | 0 | 0
CT Fac. Spec. - SO2 Rate Annual Non-Title IV v3.1, Unit 636 and retrofits | 270 | 7288 | Rate Constraint in lbs/MMBtu | FALSE | L | Annual | Allowances Withdrawn (1:1) | Thousand Tons | 0 | 0 | 0 | 0 | 0 | 0 | 0
CT Fac. Spec. - SO2 Rate Annual Non-Title IV v3.1, Unit 636 and retrofits | 270 | 7288 | Rate Constraint in lbs/MMBtu | FALSE | L | Annual | Allowances Withdrawn (n:1) | Thousand Tons | 0 | 0 | 0 | 0 | 0 | 0 | 0
CT Fac. Spec. - SO2 Rate Annual Non-Title IV v3.1, Unit 636 and retrofits | 270 | 7288 | Rate Constraint in lbs/MMBtu | FALSE | L | Annual | Net Emissions Allowance Position | Thousand Tons | 0 | 0 | 0 | 0 | 0 | 0 | 0
CT Fac. Spec. - SO2 Rate Annual Non-Title IV v3.1, Unit 636 and retrofits | 270 | 7288 | Rate Constraint in lbs/MMBtu | FALSE | L | Annual | Fuel Consumed | TBtu | 0 | 0 | 0 | 0 | 0 | 0 | 0
CT Fac. Spec. - SO2 Rate Annual Non-Title IV v3.1, Unit 636 and retrofits | 270 | 7288 | Rate Constraint in lbs/MMBtu | FALSE | L | Annual | Rate | lb/MMBtu | 0 | 0 | 0 | 0 | 0 | 0 | 0
CT Fac. Spec. - SO2 Rate Annual Non-Title IV v3.1, Unit 636 and retrofits | 270 | 7288 | Rate Constraint in lbs/MMBtu | FALSE | L | Annual | Generation | TWh | 0 | 0 | 0 | 0 | 0 | 0 | 0
CT Fac. Spec. - SO2 Rate Annual Non-Title IV v3.1, Unit 636 and retrofits | 270 | 7288 | Rate Constraint in lbs/MMBtu | FALSE | L | Annual | Qualifying Generation | TWh | 0 | 0 | 0 | 0 | 0 | 0 | 0
CT Fac. Spec. - SO2 Rate Annual Non-Title IV v3.1, Unit 636 and retrofits | 270 | 7288 | Rate Constraint in lbs/MMBtu | FALSE | L | Annual | Rate | lb/MWh | 0 | 0 | 0 | 0 | 0 | 0 | 0
CT Fac. Spec. - SO2 Rate Annual Non-Title IV v3.1, Unit 636 and retrofits | 270 | 7288 | Rate Constraint in lbs/MMBtu | FALSE | L | Annual | Constraint Shadow Price | US2022$/Ton | 0 | 0 | 0 | 0 | 0 | 0 | 0
CT Fac. Spec. - SO2 Rate Annual Non-Title IV v3.1, Unit 637 and retrofits | 271 | 7288 | Rate Constraint in lbs/MMBtu | FALSE | L | Annual | Seasons Included | Seasons | Winter, Spring, Summer, Fall | Winter, Spring, Summer, Fall | Winter, Spring, Summer, Fall | Winter, Spring, Summer, Fall | Winter, Spring, Summer, Fall | Winter, Spring, Summer, Fall | Winter, Spring, Summer, Fall
CT Fac. Spec. - SO2 Rate Annual Non-Title IV v3.1, Unit 637 and retrofits | 271 | 7288 | Rate Constraint in lbs/MMBtu | FALSE | L | Annual | Standard SO2 | lb/MMBtu | 0.55 | 0.55 | 0.55 | 0.55 | 0.55 | 0.55 | 0.55
CT Fac. Spec. - SO2 Rate Annual Non-Title IV v3.1, Unit 637 and retrofits | 271 | 7288 | Rate Constraint in lbs/MMBtu | FALSE | L | Annual | Emissions at Affected Plants SO2 | Thousand Tons | 0 | 0 | 0 | 0 | 0 | 0 | 0
CT Fac. Spec. - SO2 Rate Annual Non-Title IV v3.1, Unit 637 and retrofits | 271 | 7288 | Rate Constraint in lbs/MMBtu | FALSE | L | Annual | Allowances Purchased SO2 | Thousand Tons | 0 | 0 | 0 | 0 | 0 | 0 | 0
CT Fac. Spec. - SO2 Rate Annual Non-Title IV v3.1, Unit 637 and retrofits | 271 | 7288 | Rate Constraint in lbs/MMBtu | FALSE | L | Annual | Allowances Sold SO2 | Thousand Tons | 0 | 0 | 0 | 0 | 0 | 0 | 0
CT Fac. Spec. - SO2 Rate Annual Non-Title IV v3.1, Unit 637 and retrofits | 271 | 7288 | Rate Constraint in lbs/MMBtu | FALSE | L | Annual | Allowances Banked | Thousand Tons | 0 | 0 | 0 | 0 | 0 | 0 | 0
CT Fac. Spec. - SO2 Rate Annual Non-Title IV v3.1, Unit 637 and retrofits | 271 | 7288 | Rate Constraint in lbs/MMBtu | FALSE | L | Annual | Allowances Withdrawn (1:1) | Thousand Tons | 0 | 0 | 0 | 0 | 0 | 0 | 0
CT Fac. Spec. - SO2 Rate Annual Non-Title IV v3.1, Unit 637 and retrofits | 271 | 7288 | Rate Constraint in lbs/MMBtu | FALSE | L | Annual | Allowances Withdrawn (n:1) | Thousand Tons | 0 | 0 | 0 | 0 | 0 | 0 | 0
CT Fac. Spec. - SO2 Rate Annual Non-Title IV v3.1, Unit 637 and retrofits | 271 | 7288 | Rate Constraint in lbs/MMBtu | FALSE | L | Annual | Net Emissions Allowance Position | Thousand Tons | 0 | 0 | 0 | 0 | 0 | 0 | 0
CT Fac. Spec. - SO2 Rate Annual Non-Title IV v3.1, Unit 637 and retrofits | 271 | 7288 | Rate Constraint in lbs/MMBtu | FALSE | L | Annual | Fuel Consumed | TBtu | 0 | 0 | 0 | 0 | 0 | 0 | 0
CT Fac. Spec. - SO2 Rate Annual Non-Title IV v3.1, Unit 637 and retrofits | 271 | 7288 | Rate Constraint in lbs/MMBtu | FALSE | L | Annual | Rate | lb/MMBtu | 0 | 0 | 0 | 0 | 0 | 0 | 0
CT Fac. Spec. - SO2 Rate Annual Non-Title IV v3.1, Unit 637 and retrofits | 271 | 7288 | Rate Constraint in lbs/MMBtu | FALSE | L | Annual | Generation | TWh | 0 | 0 | 0 | 0 | 0 | 0 | 0
CT Fac. Spec. - SO2 Rate Annual Non-Title IV v3.1, Unit 637 and retrofits | 271 | 7288 | Rate Constraint in lbs/MMBtu | FALSE | L | Annual | Qualifying Generation | TWh | 0 | 0 | 0 | 0 | 0 | 0 | 0
CT Fac. Spec. - SO2 Rate Annual Non-Title IV v3.1, Unit 637 and retrofits | 271 | 7288 | Rate Constraint in lbs/MMBtu | FALSE | L | Annual | Rate | lb/MWh | 0 | 0 | 0 | 0 | 0 | 0 | 0
CT Fac. Spec. - SO2 Rate Annual Non-Title IV v3.1, Unit 637 and retrofits | 271 | 7288 | Rate Constraint in lbs/MMBtu | FALSE | L | Annual | Constraint Shadow Price | US2022$/Ton | 0 | 0 | 0 | 0 | 0 | 0 | 0
CT Fac. Spec. - SO2 Rate Annual Non-Title IV v3.1, Unit 638 and retrofits | 272 | 7288 | Rate Constraint in lbs/MMBtu | FALSE | L | Annual | Seasons Included | Seasons | Winter, Spring, Summer, Fall | Winter, Spring, Summer, Fall | Winter, Spring, Summer, Fall | Winter, Spring, Summer, Fall | Winter, Spring, Summer, Fall | Winter, Spring, Summer, Fall | Winter, Spring, Summer, Fall
CT Fac. Spec. - SO2 Rate Annual Non-Title IV v3.1, Unit 638 and retrofits | 272 | 7288 | Rate Constraint in lbs/MMBtu | FALSE | L | Annual | Standard SO2 | lb/MMBtu | 0.55 | 0.55 | 0.55 | 0.55 | 0.55 | 0.55 | 0.55
CT Fac. Spec. - SO2 Rate Annual Non-Title IV v3.1, Unit 638 and retrofits | 272 | 7288 | Rate Constraint in lbs/MMBtu | FALSE | L | Annual | Emissions at Affected Plants SO2 | Thousand Tons | 0 | 0 | 0 | 0 | 0 | 0 | 0
CT Fac. Spec. - SO2 Rate Annual Non-Title IV v3.1, Unit 638 and retrofits | 272 | 7288 | Rate Constraint in lbs/MMBtu | FALSE | L | Annual | Allowances Purchased SO2 | Thousand Tons | 0 | 0 | 0 | 0 | 0 | 0 | 0
CT Fac. Spec. - SO2 Rate Annual Non-Title IV v3.1, Unit 638 and retrofits | 272 | 7288 | Rate Constraint in lbs/MMBtu | FALSE | L | Annual | Allowances Sold SO2 | Thousand Tons | 0 | 0 | 0 | 0 | 0 | 0 | 0
CT Fac. Spec. - SO2 Rate Annual Non-Title IV v3.1, Unit 638 and retrofits | 272 | 7288 | Rate Constraint in lbs/MMBtu | FALSE | L | Annual | Allowances Banked | Thousand Tons | 0 | 0 | 0 | 0 | 0 | 0 | 0
CT Fac. Spec. - SO2 Rate Annual Non-Title IV v3.1, Unit 638 and retrofits | 272 | 7288 | Rate Constraint in lbs/MMBtu | FALSE | L | Annual | Allowances Withdrawn (1:1) | Thousand Tons | 0 | 0 | 0 | 0 | 0 | 0 | 0
CT Fac. Spec. - SO2 Rate Annual Non-Title IV v3.1, Unit 638 and retrofits | 272 | 7288 | Rate Constraint in lbs/MMBtu | FALSE | L | Annual | Allowances Withdrawn (n:1) | Thousand Tons | 0 | 0 | 0 | 0 | 0 | 0 | 0
CT Fac. Spec. - SO2 Rate Annual Non-Title IV v3.1, Unit 638 and retrofits | 272 | 7288 | Rate Constraint in lbs/MMBtu | FALSE | L | Annual | Net Emissions Allowance Position | Thousand Tons | 0 | 0 | 0 | 0 | 0 | 0 | 0
CT Fac. Spec. - SO2 Rate Annual Non-Title IV v3.1, Unit 638 and retrofits | 272 | 7288 | Rate Constraint in lbs/MMBtu | FALSE | L | Annual | Fuel Consumed | TBtu | 0 | 0 | 0 | 0 | 0 | 0 | 0
CT Fac. Spec. - SO2 Rate Annual Non-Title IV v3.1, Unit 638 and retrofits | 272 | 7288 | Rate Constraint in lbs/MMBtu | FALSE | L | Annual | Rate | lb/MMBtu | 0 | 0 | 0 | 0 | 0 | 0 | 0
CT Fac. Spec. - SO2 Rate Annual Non-Title IV v3.1, Unit 638 and retrofits | 272 | 7288 | Rate Constraint in lbs/MMBtu | FALSE | L | Annual | Generation | TWh | 0 | 0 | 0 | 0 | 0 | 0 | 0
CT Fac. Spec. - SO2 Rate Annual Non-Title IV v3.1, Unit 638 and retrofits | 272 | 7288 | Rate Constraint in lbs/MMBtu | FALSE | L | Annual | Qualifying Generation | TWh | 0 | 0 | 0 | 0 | 0 | 0 | 0
CT Fac. Spec. - SO2 Rate Annual Non-Title IV v3.1, Unit 638 and retrofits | 272 | 7288 | Rate Constraint in lbs/MMBtu | FALSE | L | Annual | Rate | lb/MWh | 0 | 0 | 0 | 0 | 0 | 0 | 0
CT Fac. Spec. - SO2 Rate Annual Non-Title IV v3.1, Unit 638 and retrofits | 272 | 7288 | Rate Constraint in lbs/MMBtu | FALSE | L | Annual | Constraint Shadow Price | US2022$/Ton | 0 | 0 | 0 | 0 | 0 | 0 | 0
CT Fac. Spec. - SO2 Rate Annual Non-Title IV v3.1, Unit 639 and retrofits | 273 | 7288 | Rate Constraint in lbs/MMBtu | FALSE | L | Annual | Seasons Included | Seasons | Winter, Spring, Summer, Fall | Winter, Spring, Summer, Fall | Winter, Spring, Summer, Fall | Winter, Spring, Summer, Fall | Winter, Spring, Summer, Fall | Winter, Spring, Summer, Fall | Winter, Spring, Summer, Fall
CT Fac. Spec. - SO2 Rate Annual Non-Title IV v3.1, Unit 639 and retrofits | 273 | 7288 | Rate Constraint in lbs/MMBtu | FALSE | L | Annual | Standard SO2 | lb/MMBtu | 0.55 | 0.55 | 0.55 | 0.55 | 0.55 | 0.55 | 0.55
CT Fac. Spec. - SO2 Rate Annual Non-Title IV v3.1, Unit 639 and retrofits | 273 | 7288 | Rate Constraint in lbs/MMBtu | FALSE | L | Annual | Emissions at Affected Plants SO2 | Thousand Tons | 0 | 0 | 0 | 0 | 0 | 0 | 0
CT Fac. Spec. - SO2 Rate Annual Non-Title IV v3.1, Unit 639 and retrofits | 273 | 7288 | Rate Constraint in lbs/MMBtu | FALSE | L | Annual | Allowances Purchased SO2 | Thousand Tons | 0 | 0 | 0 | 0 | 0 | 0 | 0
CT Fac. Spec. - SO2 Rate Annual Non-Title IV v3.1, Unit 639 and retrofits | 273 | 7288 | Rate Constraint in lbs/MMBtu | FALSE | L | Annual | Allowances Sold SO2 | Thousand Tons | 0 | 0 | 0 | 0 | 0 | 0 | 0
CT Fac. Spec. - SO2 Rate Annual Non-Title IV v3.1, Unit 639 and retrofits | 273 | 7288 | Rate Constraint in lbs/MMBtu | FALSE | L | Annual | Allowances Banked | Thousand Tons | 0 | 0 | 0 | 0 | 0 | 0 | 0
CT Fac. Spec. - SO2 Rate Annual Non-Title IV v3.1, Unit 639 and retrofits | 273 | 7288 | Rate Constraint in lbs/MMBtu | FALSE | L | Annual | Allowances Withdrawn (1:1) | Thousand Tons | 0 | 0 | 0 | 0 | 0 | 0 | 0
CT Fac. Spec. - SO2 Rate Annual Non-Title IV v3.1, Unit 639 and retrofits | 273 | 7288 | Rate Constraint in lbs/MMBtu | FALSE | L | Annual | Allowances Withdrawn (n:1) | Thousand Tons | 0 | 0 | 0 | 0 | 0 | 0 | 0
CT Fac. Spec. - SO2 Rate Annual Non-Title IV v3.1, Unit 639 and retrofits | 273 | 7288 | Rate Constraint in lbs/MMBtu | FALSE | L | Annual | Net Emissions Allowance Position | Thousand Tons | 0 | 0 | 0 | 0 | 0 | 0 | 0
CT Fac. Spec. - SO2 Rate Annual Non-Title IV v3.1, Unit 639 and retrofits | 273 | 7288 | Rate Constraint in lbs/MMBtu | FALSE | L | Annual | Fuel Consumed | TBtu | 0 | 0 | 0 | 0 | 0 | 0 | 0
CT Fac. Spec. - SO2 Rate Annual Non-Title IV v3.1, Unit 639 and retrofits | 273 | 7288 | Rate Constraint in lbs/MMBtu | FALSE | L | Annual | Rate | lb/MMBtu | 0 | 0 | 0 | 0 | 0 | 0 | 0
CT Fac. Spec. - SO2 Rate Annual Non-Title IV v3.1, Unit 639 and retrofits | 273 | 7288 | Rate Constraint in lbs/MMBtu | FALSE | L | Annual | Generation | TWh | 0 | 0 | 0 | 0 | 0 | 0 | 0
CT Fac. Spec. - SO2 Rate Annual Non-Title IV v3.1, Unit 639 and retrofits | 273 | 7288 | Rate Constraint in lbs/MMBtu | FALSE | L | Annual | Qualifying Generation | TWh | 0 | 0 | 0 | 0 | 0 | 0 | 0
CT Fac. Spec. - SO2 Rate Annual Non-Title IV v3.1, Unit 639 and retrofits | 273 | 7288 | Rate Constraint in lbs/MMBtu | FALSE | L | Annual | Rate | lb/MWh | 0 | 0 | 0 | 0 | 0 | 0 | 0
CT Fac. Spec. - SO2 Rate Annual Non-Title IV v3.1, Unit 639 and retrofits | 273 | 7288 | Rate Constraint in lbs/MMBtu | FALSE | L | Annual | Constraint Shadow Price | US2022$/Ton | 0 | 0 | 0 | 0 | 0 | 0 | 0
CT Fac. Spec. - SO2 Rate Annual Non-Title IV v3.1, Unit 640 and retrofits | 274 | 7288 | Rate Constraint in lbs/MMBtu | FALSE | L | Annual | Seasons Included | Seasons | Winter, Spring, Summer, Fall | Winter, Spring, Summer, Fall | Winter, Spring, Summer, Fall | Winter, Spring, Summer, Fall | Winter, Spring, Summer, Fall | Winter, Spring, Summer, Fall | Winter, Spring, Summer, Fall
CT Fac. Spec. - SO2 Rate Annual Non-Title IV v3.1, Unit 640 and retrofits | 274 | 7288 | Rate Constraint in lbs/MMBtu | FALSE | L | Annual | Standard SO2 | lb/MMBtu | 0.55 | 0.55 | 0.55 | 0.55 | 0.55 | 0.55 | 0.55
CT Fac. Spec. - SO2 Rate Annual Non-Title IV v3.1, Unit 640 and retrofits | 274 | 7288 | Rate Constraint in lbs/MMBtu | FALSE | L | Annual | Emissions at Affected Plants SO2 | Thousand Tons | 0 | 0 | 0 | 0 | 0 | 0 | 0
CT Fac. Spec. - SO2 Rate Annual Non-Title IV v3.1, Unit 640 and retrofits | 274 | 7288 | Rate Constraint in lbs/MMBtu | FALSE | L | Annual | Allowances Purchased SO2 | Thousand Tons | 0 | 0 | 0 | 0 | 0 | 0 | 0
CT Fac. Spec. - SO2 Rate Annual Non-Title IV v3.1, Unit 640 and retrofits | 274 | 7288 | Rate Constraint in lbs/MMBtu | FALSE | L | Annual | Allowances Sold SO2 | Thousand Tons | 0 | 0 | 0 | 0 | 0 | 0 | 0
CT Fac. Spec. - SO2 Rate Annual Non-Title IV v3.1, Unit 640 and retrofits | 274 | 7288 | Rate Constraint in lbs/MMBtu | FALSE | L | Annual | Allowances Banked | Thousand Tons | 0 | 0 | 0 | 0 | 0 | 0 | 0
CT Fac. Spec. - SO2 Rate Annual Non-Title IV v3.1, Unit 640 and retrofits | 274 | 7288 | Rate Constraint in lbs/MMBtu | FALSE | L | Annual | Allowances Withdrawn (1:1) | Thousand Tons | 0 | 0 | 0 | 0 | 0 | 0 | 0
CT Fac. Spec. - SO2 Rate Annual Non-Title IV v3.1, Unit 640 and retrofits | 274 | 7288 | Rate Constraint in lbs/MMBtu | FALSE | L | Annual | Allowances Withdrawn (n:1) | Thousand Tons | 0 | 0 | 0 | 0 | 0 | 0 | 0
CT Fac. Spec. - SO2 Rate Annual Non-Title IV v3.1, Unit 640 and retrofits | 274 | 7288 | Rate Constraint in lbs/MMBtu | FALSE | L | Annual | Net Emissions Allowance Position | Thousand Tons | 0 | 0 | 0 | 0 | 0 | 0 | 0
CT Fac. Spec. - SO2 Rate Annual Non-Title IV v3.1, Unit 640 and retrofits | 274 | 7288 | Rate Constraint in lbs/MMBtu | FALSE | L | Annual | Fuel Consumed | TBtu | 0 | 0 | 0 | 0 | 0 | 0 | 0
CT Fac. Spec. - SO2 Rate Annual Non-Title IV v3.1, Unit 640 and retrofits | 274 | 7288 | Rate Constraint in lbs/MMBtu | FALSE | L | Annual | Rate | lb/MMBtu | 0 | 0 | 0 | 0 | 0 | 0 | 0
CT Fac. Spec. - SO2 Rate Annual Non-Title IV v3.1, Unit 640 and retrofits | 274 | 7288 | Rate Constraint in lbs/MMBtu | FALSE | L | Annual | Generation | TWh | 0 | 0 | 0 | 0 | 0 | 0 | 0
CT Fac. Spec. - SO2 Rate Annual Non-Title IV v3.1, Unit 640 and retrofits | 274 | 7288 | Rate Constraint in lbs/MMBtu | FALSE | L | Annual | Qualifying Generation | TWh | 0 | 0 | 0 | 0 | 0 | 0 | 0
CT Fac. Spec. - SO2 Rate Annual Non-Title IV v3.1, Unit 640 and retrofits | 274 | 7288 | Rate Constraint in lbs/MMBtu | FALSE | L | Annual | Rate | lb/MWh | 0 | 0 | 0 | 0 | 0 | 0 | 0
CT Fac. Spec. - SO2 Rate Annual Non-Title IV v3.1, Unit 640 and retrofits | 274 | 7288 | Rate Constraint in lbs/MMBtu | FALSE | L | Annual | Constraint Shadow Price | US2022$/Ton | 0 | 0 | 0 | 0 | 0 | 0 | 0
CT Fac. Spec. - SO2 Rate Annual Non-Title IV v3.1, Unit 641 and retrofits | 275 | 7288 | Rate Constraint in lbs/MMBtu | FALSE | L | Annual | Seasons Included | Seasons | Winter, Spring, Summer, Fall | Winter, Spring, Summer, Fall | Winter, Spring, Summer, Fall | Winter, Spring, Summer, Fall | Winter, Spring, Summer, Fall | Winter, Spring, Summer, Fall | Winter, Spring, Summer, Fall
CT Fac. Spec. - SO2 Rate Annual Non-Title IV v3.1, Unit 641 and retrofits | 275 | 7288 | Rate Constraint in lbs/MMBtu | FALSE | L | Annual | Standard SO2 | lb/MMBtu | 0.55 | 0.55 | 0.55 | 0.55 | 0.55 | 0.55 | 0.55
CT Fac. Spec. - SO2 Rate Annual Non-Title IV v3.1, Unit 641 and retrofits | 275 | 7288 | Rate Constraint in lbs/MMBtu | FALSE | L | Annual | Emissions at Affected Plants SO2 | Thousand Tons | 0 | 0 | 0 | 0 | 0 | 0 | 0
CT Fac. Spec. - SO2 Rate Annual Non-Title IV v3.1, Unit 641 and retrofits | 275 | 7288 | Rate Constraint in lbs/MMBtu | FALSE | L | Annual | Allowances Purchased SO2 | Thousand Tons | 0 | 0 | 0 | 0 | 0 | 0 | 0
CT Fac. Spec. - SO2 Rate Annual Non-Title IV v3.1, Unit 641 and retrofits | 275 | 7288 | Rate Constraint in lbs/MMBtu | FALSE | L | Annual | Allowances Sold SO2 | Thousand Tons | 0 | 0 | 0 | 0 | 0 | 0 | 0
CT Fac. Spec. - SO2 Rate Annual Non-Title IV v3.1, Unit 641 and retrofits | 275 | 7288 | Rate Constraint in lbs/MMBtu | FALSE | L | Annual | Allowances Banked | Thousand Tons | 0 | 0 | 0 | 0 | 0 | 0 | 0
CT Fac. Spec. - SO2 Rate Annual Non-Title IV v3.1, Unit 641 and retrofits | 275 | 7288 | Rate Constraint in lbs/MMBtu | FALSE | L | Annual | Allowances Withdrawn (1:1) | Thousand Tons | 0 | 0 | 0 | 0 | 0 | 0 | 0
CT Fac. Spec. - SO2 Rate Annual Non-Title IV v3.1, Unit 641 and retrofits | 275 | 7288 | Rate Constraint in lbs/MMBtu | FALSE | L | Annual | Allowances Withdrawn (n:1) | Thousand Tons | 0 | 0 | 0 | 0 | 0 | 0 | 0
CT Fac. Spec. - SO2 Rate Annual Non-Title IV v3.1, Unit 641 and retrofits | 275 | 7288 | Rate Constraint in lbs/MMBtu | FALSE | L | Annual | Net Emissions Allowance Position | Thousand Tons | 0 | 0 | 0 | 0 | 0 | 0 | 0
CT Fac. Spec. - SO2 Rate Annual Non-Title IV v3.1, Unit 641 and retrofits | 275 | 7288 | Rate Constraint in lbs/MMBtu | FALSE | L | Annual | Fuel Consumed | TBtu | 0 | 0 | 0 | 0 | 0 | 0 | 0
CT Fac. Spec. - SO2 Rate Annual Non-Title IV v3.1, Unit 641 and retrofits | 275 | 7288 | Rate Constraint in lbs/MMBtu | FALSE | L | Annual | Rate | lb/MMBtu | 0 | 0 | 0 | 0 | 0 | 0 | 0
CT Fac. Spec. - SO2 Rate Annual Non-Title IV v3.1, Unit 641 and retrofits | 275 | 7288 | Rate Constraint in lbs/MMBtu | FALSE | L | Annual | Generation | TWh | 0 | 0 | 0 | 0 | 0 | 0 | 0
CT Fac. Spec. - SO2 Rate Annual Non-Title IV v3.1, Unit 641 and retrofits | 275 | 7288 | Rate Constraint in lbs/MMBtu | FALSE | L | Annual | Qualifying Generation | TWh | 0 | 0 | 0 | 0 | 0 | 0 | 0
CT Fac. Spec. - SO2 Rate Annual Non-Title IV v3.1, Unit 641 and retrofits | 275 | 7288 | Rate Constraint in lbs/MMBtu | FALSE | L | Annual | Rate | lb/MWh | 0 | 0 | 0 | 0 | 0 | 0 | 0
CT Fac. Spec. - SO2 Rate Annual Non-Title IV v3.1, Unit 641 and retrofits | 275 | 7288 | Rate Constraint in lbs/MMBtu | FALSE | L | Annual | Constraint Shadow Price | US2022$/Ton | 0 | 0 | 0 | 0 | 0 | 0 | 0
CT Fac. Spec. - SO2 Rate Annual Non-Title IV v3.1, Unit 642 and retrofits | 276 | 7288 | Rate Constraint in lbs/MMBtu | FALSE | L | Annual | Seasons Included | Seasons | Winter, Spring, Summer, Fall | Winter, Spring, Summer, Fall | Winter, Spring, Summer, Fall | Winter, Spring, Summer, Fall | Winter, Spring, Summer, Fall | Winter, Spring, Summer, Fall | Winter, Spring, Summer, Fall
CT Fac. Spec. - SO2 Rate Annual Non-Title IV v3.1, Unit 642 and retrofits | 276 | 7288 | Rate Constraint in lbs/MMBtu | FALSE | L | Annual | Standard SO2 | lb/MMBtu | 0.55 | 0.55 | 0.55 | 0.55 | 0.55 | 0.55 | 0.55
CT Fac. Spec. - SO2 Rate Annual Non-Title IV v3.1, Unit 642 and retrofits | 276 | 7288 | Rate Constraint in lbs/MMBtu | FALSE | L | Annual | Emissions at Affected Plants SO2 | Thousand Tons | 0 | 0 | 0 | 0 | 0 | 0 | 0
CT Fac. Spec. - SO2 Rate Annual Non-Title IV v3.1, Unit 642 and retrofits | 276 | 7288 | Rate Constraint in lbs/MMBtu | FALSE | L | Annual | Allowances Purchased SO2 | Thousand Tons | 0 | 0 | 0 | 0 | 0 | 0 | 0
CT Fac. Spec. - SO2 Rate Annual Non-Title IV v3.1, Unit 642 and retrofits | 276 | 7288 | Rate Constraint in lbs/MMBtu | FALSE | L | Annual | Allowances Sold SO2 | Thousand Tons | 0 | 0 | 0 | 0 | 0 | 0 | 0
CT Fac. Spec. - SO2 Rate Annual Non-Title IV v3.1, Unit 642 and retrofits | 276 | 7288 | Rate Constraint in lbs/MMBtu | FALSE | L | Annual | Allowances Banked | Thousand Tons | 0 | 0 | 0 | 0 | 0 | 0 | 0
CT Fac. Spec. - SO2 Rate Annual Non-Title IV v3.1, Unit 642 and retrofits | 276 | 7288 | Rate Constraint in lbs/MMBtu | FALSE | L | Annual | Allowances Withdrawn (1:1) | Thousand Tons | 0 | 0 | 0 | 0 | 0 | 0 | 0
CT Fac. Spec. - SO2 Rate Annual Non-Title IV v3.1, Unit 642 and retrofits | 276 | 7288 | Rate Constraint in lbs/MMBtu | FALSE | L | Annual | Allowances Withdrawn (n:1) | Thousand Tons | 0 | 0 | 0 | 0 | 0 | 0 | 0
CT Fac. Spec. - SO2 Rate Annual Non-Title IV v3.1, Unit 642 and retrofits | 276 | 7288 | Rate Constraint in lbs/MMBtu | FALSE | L | Annual | Net Emissions Allowance Position | Thousand Tons | 0 | 0 | 0 | 0 | 0 | 0 | 0
CT Fac. Spec. - SO2 Rate Annual Non-Title IV v3.1, Unit 642 and retrofits | 276 | 7288 | Rate Constraint in lbs/MMBtu | FALSE | L | Annual | Fuel Consumed | TBtu | 0 | 0 | 0 | 0 | 0 | 0 | 0
CT Fac. Spec. - SO2 Rate Annual Non-Title IV v3.1, Unit 642 and retrofits | 276 | 7288 | Rate Constraint in lbs/MMBtu | FALSE | L | Annual | Rate | lb/MMBtu | 0 | 0 | 0 | 0 | 0 | 0 | 0
CT Fac. Spec. - SO2 Rate Annual Non-Title IV v3.1, Unit 642 and retrofits | 276 | 7288 | Rate Constraint in lbs/MMBtu | FALSE | L | Annual | Generation | TWh | 0 | 0 | 0 | 0 | 0 | 0 | 0
CT Fac. Spec. - SO2 Rate Annual Non-Title IV v3.1, Unit 642 and retrofits | 276 | 7288 | Rate Constraint in lbs/MMBtu | FALSE | L | Annual | Qualifying Generation | TWh | 0 | 0 | 0 | 0 | 0 | 0 | 0
CT Fac. Spec. - SO2 Rate Annual Non-Title IV v3.1, Unit 642 and retrofits | 276 | 7288 | Rate Constraint in lbs/MMBtu | FALSE | L | Annual | Rate | lb/MWh | 0 | 0 | 0 | 0 | 0 | 0 | 0
CT Fac. Spec. - SO2 Rate Annual Non-Title IV v3.1, Unit 642 and retrofits | 276 | 7288 | Rate Constraint in lbs/MMBtu | FALSE | L | Annual | Constraint Shadow Price | US2022$/Ton | 0 | 0 | 0 | 0 | 0 | 0 | 0
CT Fac. Spec. - SO2 Rate Annual Non-Title IV v3.1, Unit 643 and retrofits | 277 | 7288 | Rate Constraint in lbs/MMBtu | FALSE | L | Annual | Seasons Included | Seasons | Winter, Spring, Summer, Fall | Winter, Spring, Summer, Fall | Winter, Spring, Summer, Fall | Winter, Spring, Summer, Fall | Winter, Spring, Summer, Fall | Winter, Spring, Summer, Fall | Winter, Spring, Summer, Fall
CT Fac. Spec. - SO2 Rate Annual Non-Title IV v3.1, Unit 643 and retrofits | 277 | 7288 | Rate Constraint in lbs/MMBtu | FALSE | L | Annual | Standard SO2 | lb/MMBtu | 0.55 | 0.55 | 0.55 | 0.55 | 0.55 | 0.55 | 0.55
CT Fac. Spec. - SO2 Rate Annual Non-Title IV v3.1, Unit 643 and retrofits | 277 | 7288 | Rate Constraint in lbs/MMBtu | FALSE | L | Annual | Emissions at Affected Plants SO2 | Thousand Tons | 0 | 0 | 0 | 0 | 0 | 0 | 0
CT Fac. Spec. - SO2 Rate Annual Non-Title IV v3.1, Unit 643 and retrofits | 277 | 7288 | Rate Constraint in lbs/MMBtu | FALSE | L | Annual | Allowances Purchased SO2 | Thousand Tons | 0 | 0 | 0 | 0 | 0 | 0 | 0
CT Fac. Spec. - SO2 Rate Annual Non-Title IV v3.1, Unit 643 and retrofits | 277 | 7288 | Rate Constraint in lbs/MMBtu | FALSE | L | Annual | Allowances Sold SO2 | Thousand Tons | 0 | 0 | 0 | 0 | 0 | 0 | 0
CT Fac. Spec. - SO2 Rate Annual Non-Title IV v3.1, Unit 643 and retrofits | 277 | 7288 | Rate Constraint in lbs/MMBtu | FALSE | L | Annual | Allowances Banked | Thousand Tons | 0 | 0 | 0 | 0 | 0 | 0 | 0
CT Fac. Spec. - SO2 Rate Annual Non-Title IV v3.1, Unit 643 and retrofits | 277 | 7288 | Rate Constraint in lbs/MMBtu | FALSE | L | Annual | Allowances Withdrawn (1:1) | Thousand Tons | 0 | 0 | 0 | 0 | 0 | 0 | 0
CT Fac. Spec. - SO2 Rate Annual Non-Title IV v3.1, Unit 643 and retrofits | 277 | 7288 | Rate Constraint in lbs/MMBtu | FALSE | L | Annual | Allowances Withdrawn (n:1) | Thousand Tons | 0 | 0 | 0 | 0 | 0 | 0 | 0
CT Fac. Spec. - SO2 Rate Annual Non-Title IV v3.1, Unit 643 and retrofits | 277 | 7288 | Rate Constraint in lbs/MMBtu | FALSE | L | Annual | Net Emissions Allowance Position | Thousand Tons | 0 | 0 | 0 | 0 | 0 | 0 | 0
CT Fac. Spec. - SO2 Rate Annual Non-Title IV v3.1, Unit 643 and retrofits | 277 | 7288 | Rate Constraint in lbs/MMBtu | FALSE | L | Annual | Fuel Consumed | TBtu | 0 | 0 | 0 | 0 | 0 | 0 | 0
CT Fac. Spec. - SO2 Rate Annual Non-Title IV v3.1, Unit 643 and retrofits | 277 | 7288 | Rate Constraint in lbs/MMBtu | FALSE | L | Annual | Rate | lb/MMBtu | 0 | 0 | 0 | 0 | 0 | 0 | 0
CT Fac. Spec. - SO2 Rate Annual Non-Title IV v3.1, Unit 643 and retrofits | 277 | 7288 | Rate Constraint in lbs/MMBtu | FALSE | L | Annual | Generation | TWh | 0 | 0 | 0 | 0 | 0 | 0 | 0
CT Fac. Spec. - SO2 Rate Annual Non-Title IV v3.1, Unit 643 and retrofits | 277 | 7288 | Rate Constraint in lbs/MMBtu | FALSE | L | Annual | Qualifying Generation | TWh | 0 | 0 | 0 | 0 | 0 | 0 | 0
CT Fac. Spec. - SO2 Rate Annual Non-Title IV v3.1, Unit 643 and retrofits | 277 | 7288 | Rate Constraint in lbs/MMBtu | FALSE | L | Annual | Rate | lb/MWh | 0 | 0 | 0 | 0 | 0 | 0 | 0
CT Fac. Spec. - SO2 Rate Annual Non-Title IV v3.1, Unit 643 and retrofits | 277 | 7288 | Rate Constraint in lbs/MMBtu | FALSE | L | Annual | Constraint Shadow Price | US2022$/Ton | 0 | 0 | 0 | 0 | 0 | 0 | 0
CT Fac. Spec. - SO2 Rate Annual Non-Title IV v3.1, Unit 644 and retrofits | 278 | 7288 | Rate Constraint in lbs/MMBtu | FALSE | L | Annual | Seasons Included | Seasons | Winter, Spring, Summer, Fall | Winter, Spring, Summer, Fall | Winter, Spring, Summer, Fall | Winter, Spring, Summer, Fall | Winter, Spring, Summer, Fall | Winter, Spring, Summer, Fall | Winter, Spring, Summer, Fall
CT Fac. Spec. - SO2 Rate Annual Non-Title IV v3.1, Unit 644 and retrofits | 278 | 7288 | Rate Constraint in lbs/MMBtu | FALSE | L | Annual | Standard SO2 | lb/MMBtu | 0.55 | 0.55 | 0.55 | 0.55 | 0.55 | 0.55 | 0.55
CT Fac. Spec. - SO2 Rate Annual Non-Title IV v3.1, Unit 644 and retrofits | 278 | 7288 | Rate Constraint in lbs/MMBtu | FALSE | L | Annual | Emissions at Affected Plants SO2 | Thousand Tons | 0 | 0 | 0 | 0 | 0 | 0 | 0
CT Fac. Spec. - SO2 Rate Annual Non-Title IV v3.1, Unit 644 and retrofits | 278 | 7288 | Rate Constraint in lbs/MMBtu | FALSE | L | Annual | Allowances Purchased SO2 | Thousand Tons | 0 | 0 | 0 | 0 | 0 | 0 | 0
CT Fac. Spec. - SO2 Rate Annual Non-Title IV v3.1, Unit 644 and retrofits | 278 | 7288 | Rate Constraint in lbs/MMBtu | FALSE | L | Annual | Allowances Sold SO2 | Thousand Tons | 0 | 0 | 0 | 0 | 0 | 0 | 0
CT Fac. Spec. - SO2 Rate Annual Non-Title IV v3.1, Unit 644 and retrofits | 278 | 7288 | Rate Constraint in lbs/MMBtu | FALSE | L | Annual | Allowances Banked | Thousand Tons | 0 | 0 | 0 | 0 | 0 | 0 | 0
CT Fac. Spec. - SO2 Rate Annual Non-Title IV v3.1, Unit 644 and retrofits | 278 | 7288 | Rate Constraint in lbs/MMBtu | FALSE | L | Annual | Allowances Withdrawn (1:1) | Thousand Tons | 0 | 0 | 0 | 0 | 0 | 0 | 0
CT Fac. Spec. - SO2 Rate Annual Non-Title IV v3.1, Unit 644 and retrofits | 278 | 7288 | Rate Constraint in lbs/MMBtu | FALSE | L | Annual | Allowances Withdrawn (n:1) | Thousand Tons | 0 | 0 | 0 | 0 | 0 | 0 | 0
CT Fac. Spec. - SO2 Rate Annual Non-Title IV v3.1, Unit 644 and retrofits | 278 | 7288 | Rate Constraint in lbs/MMBtu | FALSE | L | Annual | Net Emissions Allowance Position | Thousand Tons | 0 | 0 | 0 | 0 | 0 | 0 | 0
CT Fac. Spec. - SO2 Rate Annual Non-Title IV v3.1, Unit 644 and retrofits | 278 | 7288 | Rate Constraint in lbs/MMBtu | FALSE | L | Annual | Fuel Consumed | TBtu | 0 | 0 | 0 | 0 | 0 | 0 | 0
CT Fac. Spec. - SO2 Rate Annual Non-Title IV v3.1, Unit 644 and retrofits | 278 | 7288 | Rate Constraint in lbs/MMBtu | FALSE | L | Annual | Rate | lb/MMBtu | 0 | 0 | 0 | 0 | 0 | 0 | 0
CT Fac. Spec. - SO2 Rate Annual Non-Title IV v3.1, Unit 644 and retrofits | 278 | 7288 | Rate Constraint in lbs/MMBtu | FALSE | L | Annual | Generation | TWh | 0 | 0 | 0 | 0 | 0 | 0 | 0
CT Fac. Spec. - SO2 Rate Annual Non-Title IV v3.1, Unit 644 and retrofits | 278 | 7288 | Rate Constraint in lbs/MMBtu | FALSE | L | Annual | Qualifying Generation | TWh | 0 | 0 | 0 | 0 | 0 | 0 | 0
CT Fac. Spec. - SO2 Rate Annual Non-Title IV v3.1, Unit 644 and retrofits | 278 | 7288 | Rate Constraint in lbs/MMBtu | FALSE | L | Annual | Rate | lb/MWh | 0 | 0 | 0 | 0 | 0 | 0 | 0
CT Fac. Spec. - SO2 Rate Annual Non-Title IV v3.1, Unit 644 and retrofits | 278 | 7288 | Rate Constraint in lbs/MMBtu | FALSE | L | Annual | Constraint Shadow Price | US2022$/Ton | 0 | 0 | 0 | 0 | 0 | 0 | 0
CT Fac. Spec. - SO2 Rate Annual Non-Title IV v3.1, Unit 645 and retrofits | 279 | 7288 | Rate Constraint in lbs/MMBtu | FALSE | L | Annual | Seasons Included | Seasons | Winter, Spring, Summer, Fall | Winter, Spring, Summer, Fall | Winter, Spring, Summer, Fall | Winter, Spring, Summer, Fall | Winter, Spring, Summer, Fall | Winter, Spring, Summer, Fall | Winter, Spring, Summer, Fall
CT Fac. Spec. - SO2 Rate Annual Non-Title IV v3.1, Unit 645 and retrofits | 279 | 7288 | Rate Constraint in lbs/MMBtu | FALSE | L | Annual | Standard SO2 | lb/MMBtu | 0.55 | 0.55 | 0.55 | 0.55 | 0.55 | 0.55 | 0.55
CT Fac. Spec. - SO2 Rate Annual Non-Title IV v3.1, Unit 645 and retrofits | 279 | 7288 | Rate Constraint in lbs/MMBtu | FALSE | L | Annual | Emissions at Affected Plants SO2 | Thousand Tons | 0 | 0 | 0 | 0 | 0 | 0 | 0
CT Fac. Spec. - SO2 Rate Annual Non-Title IV v3.1, Unit 645 and retrofits | 279 | 7288 | Rate Constraint in lbs/MMBtu | FALSE | L | Annual | Allowances Purchased SO2 | Thousand Tons | 0 | 0 | 0 | 0 | 0 | 0 | 0
CT Fac. Spec. - SO2 Rate Annual Non-Title IV v3.1, Unit 645 and retrofits | 279 | 7288 | Rate Constraint in lbs/MMBtu | FALSE | L | Annual | Allowances Sold SO2 | Thousand Tons | 0 | 0 | 0 | 0 | 0 | 0 | 0
CT Fac. Spec. - SO2 Rate Annual Non-Title IV v3.1, Unit 645 and retrofits | 279 | 7288 | Rate Constraint in lbs/MMBtu | FALSE | L | Annual | Allowances Banked | Thousand Tons | 0 | 0 | 0 | 0 | 0 | 0 | 0
CT Fac. Spec. - SO2 Rate Annual Non-Title IV v3.1, Unit 645 and retrofits | 279 | 7288 | Rate Constraint in lbs/MMBtu | FALSE | L | Annual | Allowances Withdrawn (1:1) | Thousand Tons | 0 | 0 | 0 | 0 | 0 | 0 | 0
CT Fac. Spec. - SO2 Rate Annual Non-Title IV v3.1, Unit 645 and retrofits | 279 | 7288 | Rate Constraint in lbs/MMBtu | FALSE | L | Annual | Allowances Withdrawn (n:1) | Thousand Tons | 0 | 0 | 0 | 0 | 0 | 0 | 0
CT Fac. Spec. - SO2 Rate Annual Non-Title IV v3.1, Unit 645 and retrofits | 279 | 7288 | Rate Constraint in lbs/MMBtu | FALSE | L | Annual | Net Emissions Allowance Position | Thousand Tons | 0 | 0 | 0 | 0 | 0 | 0 | 0
CT Fac. Spec. - SO2 Rate Annual Non-Title IV v3.1, Unit 645 and retrofits | 279 | 7288 | Rate Constraint in lbs/MMBtu | FALSE | L | Annual | Fuel Consumed | TBtu | 0 | 0 | 0 | 0 | 0 | 0 | 0
CT Fac. Spec. - SO2 Rate Annual Non-Title IV v3.1, Unit 645 and retrofits | 279 | 7288 | Rate Constraint in lbs/MMBtu | FALSE | L | Annual | Rate | lb/MMBtu | 0 | 0 | 0 | 0 | 0 | 0 | 0
CT Fac. Spec. - SO2 Rate Annual Non-Title IV v3.1, Unit 645 and retrofits | 279 | 7288 | Rate Constraint in lbs/MMBtu | FALSE | L | Annual | Generation | TWh | 0 | 0 | 0 | 0 | 0 | 0 | 0
CT Fac. Spec. - SO2 Rate Annual Non-Title IV v3.1, Unit 645 and retrofits | 279 | 7288 | Rate Constraint in lbs/MMBtu | FALSE | L | Annual | Qualifying Generation | TWh | 0 | 0 | 0 | 0 | 0 | 0 | 0
CT Fac. Spec. - SO2 Rate Annual Non-Title IV v3.1, Unit 645 and retrofits | 279 | 7288 | Rate Constraint in lbs/MMBtu | FALSE | L | Annual | Rate | lb/MWh | 0 | 0 | 0 | 0 | 0 | 0 | 0
CT Fac. Spec. - SO2 Rate Annual Non-Title IV v3.1, Unit 645 and retrofits | 279 | 7288 | Rate Constraint in lbs/MMBtu | FALSE | L | Annual | Constraint Shadow Price | US2022$/Ton | 0 | 0 | 0 | 0 | 0 | 0 | 0
CT Fac. Spec. - SO2 Rate Annual Non-Title IV v3.1, Unit 646 and retrofits | 280 | 7288 | Rate Constraint in lbs/MMBtu | FALSE | L | Annual | Seasons Included | Seasons | Winter, Spring, Summer, Fall | Winter, Spring, Summer, Fall | Winter, Spring, Summer, Fall | Winter, Spring, Summer, Fall | Winter, Spring, Summer, Fall | Winter, Spring, Summer, Fall | Winter, Spring, Summer, Fall
CT Fac. Spec. - SO2 Rate Annual Non-Title IV v3.1, Unit 646 and retrofits | 280 | 7288 | Rate Constraint in lbs/MMBtu | FALSE | L | Annual | Standard SO2 | lb/MMBtu | 0.55 | 0.55 | 0.55 | 0.55 | 0.55 | 0.55 | 0.55
CT Fac. Spec. - SO2 Rate Annual Non-Title IV v3.1, Unit 646 and retrofits | 280 | 7288 | Rate Constraint in lbs/MMBtu | FALSE | L | Annual | Emissions at Affected Plants SO2 | Thousand Tons | 0 | 0 | 0 | 0 | 0 | 0 | 0
CT Fac. Spec. - SO2 Rate Annual Non-Title IV v3.1, Unit 646 and retrofits | 280 | 7288 | Rate Constraint in lbs/MMBtu | FALSE | L | Annual | Allowances Purchased SO2 | Thousand Tons | 0 | 0 | 0 | 0 | 0 | 0 | 0
CT Fac. Spec. - SO2 Rate Annual Non-Title IV v3.1, Unit 646 and retrofits | 280 | 7288 | Rate Constraint in lbs/MMBtu | FALSE | L | Annual | Allowances Sold SO2 | Thousand Tons | 0 | 0 | 0 | 0 | 0 | 0 | 0
CT Fac. Spec. - SO2 Rate Annual Non-Title IV v3.1, Unit 646 and retrofits | 280 | 7288 | Rate Constraint in lbs/MMBtu | FALSE | L | Annual | Allowances Banked | Thousand Tons | 0 | 0 | 0 | 0 | 0 | 0 | 0
CT Fac. Spec. - SO2 Rate Annual Non-Title IV v3.1, Unit 646 and retrofits | 280 | 7288 | Rate Constraint in lbs/MMBtu | FALSE | L | Annual | Allowances Withdrawn (1:1) | Thousand Tons | 0 | 0 | 0 | 0 | 0 | 0 | 0
CT Fac. Spec. - SO2 Rate Annual Non-Title IV v3.1, Unit 646 and retrofits | 280 | 7288 | Rate Constraint in lbs/MMBtu | FALSE | L | Annual | Allowances Withdrawn (n:1) | Thousand Tons | 0 | 0 | 0 | 0 | 0 | 0 | 0
CT Fac. Spec. - SO2 Rate Annual Non-Title IV v3.1, Unit 646 and retrofits | 280 | 7288 | Rate Constraint in lbs/MMBtu | FALSE | L | Annual | Net Emissions Allowance Position | Thousand Tons | 0 | 0 | 0 | 0 | 0 | 0 | 0
CT Fac. Spec. - SO2 Rate Annual Non-Title IV v3.1, Unit 646 and retrofits | 280 | 7288 | Rate Constraint in lbs/MMBtu | FALSE | L | Annual | Fuel Consumed | TBtu | 0 | 0 | 0 | 0 | 0 | 0 | 0
CT Fac. Spec. - SO2 Rate Annual Non-Title IV v3.1, Unit 646 and retrofits | 280 | 7288 | Rate Constraint in lbs/MMBtu | FALSE | L | Annual | Rate | lb/MMBtu | 0 | 0 | 0 | 0 | 0 | 0 | 0
CT Fac. Spec. - SO2 Rate Annual Non-Title IV v3.1, Unit 646 and retrofits | 280 | 7288 | Rate Constraint in lbs/MMBtu | FALSE | L | Annual | Generation | TWh | 0 | 0 | 0 | 0 | 0 | 0 | 0
CT Fac. Spec. - SO2 Rate Annual Non-Title IV v3.1, Unit 646 and retrofits | 280 | 7288 | Rate Constraint in lbs/MMBtu | FALSE | L | Annual | Qualifying Generation | TWh | 0 | 0 | 0 | 0 | 0 | 0 | 0
CT Fac. Spec. - SO2 Rate Annual Non-Title IV v3.1, Unit 646 and retrofits | 280 | 7288 | Rate Constraint in lbs/MMBtu | FALSE | L | Annual | Rate | lb/MWh | 0 | 0 | 0 | 0 | 0 | 0 | 0
CT Fac. Spec. - SO2 Rate Annual Non-Title IV v3.1, Unit 646 and retrofits | 280 | 7288 | Rate Constraint in lbs/MMBtu | FALSE | L | Annual | Constraint Shadow Price | US2022$/Ton | 0 | 0 | 0 | 0 | 0 | 0 | 0
CT Fac. Spec. - SO2 Rate Annual Non-Title IV v3.1, Unit 647 and retrofits | 281 | 7288 | Rate Constraint in lbs/MMBtu | FALSE | L | Annual | Seasons Included | Seasons | Winter, Spring, Summer, Fall | Winter, Spring, Summer, Fall | Winter, Spring, Summer, Fall | Winter, Spring, Summer, Fall | Winter, Spring, Summer, Fall | Winter, Spring, Summer, Fall | Winter, Spring, Summer, Fall
CT Fac. Spec. - SO2 Rate Annual Non-Title IV v3.1, Unit 647 and retrofits | 281 | 7288 | Rate Constraint in lbs/MMBtu | FALSE | L | Annual | Standard SO2 | lb/MMBtu | 0.55 | 0.55 | 0.55 | 0.55 | 0.55 | 0.55 | 0.55
CT Fac. Spec. - SO2 Rate Annual Non-Title IV v3.1, Unit 647 and retrofits | 281 | 7288 | Rate Constraint in lbs/MMBtu | FALSE | L | Annual | Emissions at Affected Plants SO2 | Thousand Tons | 0 | 0 | 0 | 0 | 0 | 0 | 0
CT Fac. Spec. - SO2 Rate Annual Non-Title IV v3.1, Unit 647 and retrofits | 281 | 7288 | Rate Constraint in lbs/MMBtu | FALSE | L | Annual | Allowances Purchased SO2 | Thousand Tons | 0 | 0 | 0 | 0 | 0 | 0 | 0
CT Fac. Spec. - SO2 Rate Annual Non-Title IV v3.1, Unit 647 and retrofits | 281 | 7288 | Rate Constraint in lbs/MMBtu | FALSE | L | Annual | Allowances Sold SO2 | Thousand Tons | 0 | 0 | 0 | 0 | 0 | 0 | 0
CT Fac. Spec. - SO2 Rate Annual Non-Title IV v3.1, Unit 647 and retrofits | 281 | 7288 | Rate Constraint in lbs/MMBtu | FALSE | L | Annual | Allowances Banked | Thousand Tons | 0 | 0 | 0 | 0 | 0 | 0 | 0
CT Fac. Spec. - SO2 Rate Annual Non-Title IV v3.1, Unit 647 and retrofits | 281 | 7288 | Rate Constraint in lbs/MMBtu | FALSE | L | Annual | Allowances Withdrawn (1:1) | Thousand Tons | 0 | 0 | 0 | 0 | 0 | 0 | 0
CT Fac. Spec. - SO2 Rate Annual Non-Title IV v3.1, Unit 647 and retrofits | 281 | 7288 | Rate Constraint in lbs/MMBtu | FALSE | L | Annual | Allowances Withdrawn (n:1) | Thousand Tons | 0 | 0 | 0 | 0 | 0 | 0 | 0
CT Fac. Spec. - SO2 Rate Annual Non-Title IV v3.1, Unit 647 and retrofits | 281 | 7288 | Rate Constraint in lbs/MMBtu | FALSE | L | Annual | Net Emissions Allowance Position | Thousand Tons | 0 | 0 | 0 | 0 | 0 | 0 | 0
CT Fac. Spec. - SO2 Rate Annual Non-Title IV v3.1, Unit 647 and retrofits | 281 | 7288 | Rate Constraint in lbs/MMBtu | FALSE | L | Annual | Fuel Consumed | TBtu | 0 | 0 | 0 | 0 | 0 | 0 | 0
CT Fac. Spec. - SO2 Rate Annual Non-Title IV v3.1, Unit 647 and retrofits | 281 | 7288 | Rate Constraint in lbs/MMBtu | FALSE | L | Annual | Rate | lb/MMBtu | 0 | 0 | 0 | 0 | 0 | 0 | 0
CT Fac. Spec. - SO2 Rate Annual Non-Title IV v3.1, Unit 647 and retrofits | 281 | 7288 | Rate Constraint in lbs/MMBtu | FALSE | L | Annual | Generation | TWh | 0 | 0 | 0 | 0 | 0 | 0 | 0
CT Fac. Spec. - SO2 Rate Annual Non-Title IV v3.1, Unit 647 and retrofits | 281 | 7288 | Rate Constraint in lbs/MMBtu | FALSE | L | Annual | Qualifying Generation | TWh | 0 | 0 | 0 | 0 | 0 | 0 | 0
CT Fac. Spec. - SO2 Rate Annual Non-Title IV v3.1, Unit 647 and retrofits | 281 | 7288 | Rate Constraint in lbs/MMBtu | FALSE | L | Annual | Rate | lb/MWh | 0 | 0 | 0 | 0 | 0 | 0 | 0
CT Fac. Spec. - SO2 Rate Annual Non-Title IV v3.1, Unit 647 and retrofits | 281 | 7288 | Rate Constraint in lbs/MMBtu | FALSE | L | Annual | Constraint Shadow Price | US2022$/Ton | 0 | 0 | 0 | 0 | 0 | 0 | 0
CT Fac. Spec. - SO2 Rate Annual Non-Title IV v3.1, Unit 648 and retrofits | 282 | 7288 | Rate Constraint in lbs/MMBtu | FALSE | L | Annual | Seasons Included | Seasons | Winter, Spring, Summer, Fall | Winter, Spring, Summer, Fall | Winter, Spring, Summer, Fall | Winter, Spring, Summer, Fall | Winter, Spring, Summer, Fall | Winter, Spring, Summer, Fall | Winter, Spring, Summer, Fall
CT Fac. Spec. - SO2 Rate Annual Non-Title IV v3.1, Unit 648 and retrofits | 282 | 7288 | Rate Constraint in lbs/MMBtu | FALSE | L | Annual | Standard SO2 | lb/MMBtu | 0.55 | 0.55 | 0.55 | 0.55 | 0.55 | 0.55 | 0.55
CT Fac. Spec. - SO2 Rate Annual Non-Title IV v3.1, Unit 648 and retrofits | 282 | 7288 | Rate Constraint in lbs/MMBtu | FALSE | L | Annual | Emissions at Affected Plants SO2 | Thousand Tons | 0 | 0 | 0 | 0 | 0 | 0 | 0
CT Fac. Spec. - SO2 Rate Annual Non-Title IV v3.1, Unit 648 and retrofits | 282 | 7288 | Rate Constraint in lbs/MMBtu | FALSE | L | Annual | Allowances Purchased SO2 | Thousand Tons | 0 | 0 | 0 | 0 | 0 | 0 | 0
CT Fac. Spec. - SO2 Rate Annual Non-Title IV v3.1, Unit 648 and retrofits | 282 | 7288 | Rate Constraint in lbs/MMBtu | FALSE | L | Annual | Allowances Sold SO2 | Thousand Tons | 0 | 0 | 0 | 0 | 0 | 0 | 0
CT Fac. Spec. - SO2 Rate Annual Non-Title IV v3.1, Unit 648 and retrofits | 282 | 7288 | Rate Constraint in lbs/MMBtu | FALSE | L | Annual | Allowances Banked | Thousand Tons | 0 | 0 | 0 | 0 | 0 | 0 | 0
CT Fac. Spec. - SO2 Rate Annual Non-Title IV v3.1, Unit 648 and retrofits | 282 | 7288 | Rate Constraint in lbs/MMBtu | FALSE | L | Annual | Allowances Withdrawn (1:1) | Thousand Tons | 0 | 0 | 0 | 0 | 0 | 0 | 0
CT Fac. Spec. - SO2 Rate Annual Non-Title IV v3.1, Unit 648 and retrofits | 282 | 7288 | Rate Constraint in lbs/MMBtu | FALSE | L | Annual | Allowances Withdrawn (n:1) | Thousand Tons | 0 | 0 | 0 | 0 | 0 | 0 | 0
CT Fac. Spec. - SO2 Rate Annual Non-Title IV v3.1, Unit 648 and retrofits | 282 | 7288 | Rate Constraint in lbs/MMBtu | FALSE | L | Annual | Net Emissions Allowance Position | Thousand Tons | 0 | 0 | 0 | 0 | 0 | 0 | 0
CT Fac. Spec. - SO2 Rate Annual Non-Title IV v3.1, Unit 648 and retrofits | 282 | 7288 | Rate Constraint in lbs/MMBtu | FALSE | L | Annual | Fuel Consumed | TBtu | 0 | 0 | 0 | 0 | 0 | 0 | 0
CT Fac. Spec. - SO2 Rate Annual Non-Title IV v3.1, Unit 648 and retrofits | 282 | 7288 | Rate Constraint in lbs/MMBtu | FALSE | L | Annual | Rate | lb/MMBtu | 0 | 0 | 0 | 0 | 0 | 0 | 0
CT Fac. Spec. - SO2 Rate Annual Non-Title IV v3.1, Unit 648 and retrofits | 282 | 7288 | Rate Constraint in lbs/MMBtu | FALSE | L | Annual | Generation | TWh | 0 | 0 | 0 | 0 | 0 | 0 | 0
CT Fac. Spec. - SO2 Rate Annual Non-Title IV v3.1, Unit 648 and retrofits | 282 | 7288 | Rate Constraint in lbs/MMBtu | FALSE | L | Annual | Qualifying Generation | TWh | 0 | 0 | 0 | 0 | 0 | 0 | 0
CT Fac. Spec. - SO2 Rate Annual Non-Title IV v3.1, Unit 648 and retrofits | 282 | 7288 | Rate Constraint in lbs/MMBtu | FALSE | L | Annual | Rate | lb/MWh | 0 | 0 | 0 | 0 | 0 | 0 | 0
CT Fac. Spec. - SO2 Rate Annual Non-Title IV v3.1, Unit 648 and retrofits | 282 | 7288 | Rate Constraint in lbs/MMBtu | FALSE | L | Annual | Constraint Shadow Price | US2022$/Ton | 0 | 0 | 0 | 0 | 0 | 0 | 0
CT Fac. Spec. - SO2 Rate Annual Non-Title IV v3.1, Unit 649 and retrofits | 283 | 7288 | Rate Constraint in lbs/MMBtu | FALSE | L | Annual | Seasons Included | Seasons | Winter, Spring, Summer, Fall | Winter, Spring, Summer, Fall | Winter, Spring, Summer, Fall | Winter, Spring, Summer, Fall | Winter, Spring, Summer, Fall | Winter, Spring, Summer, Fall | Winter, Spring, Summer, Fall
CT Fac. Spec. - SO2 Rate Annual Non-Title IV v3.1, Unit 649 and retrofits | 283 | 7288 | Rate Constraint in lbs/MMBtu | FALSE | L | Annual | Standard SO2 | lb/MMBtu | 0.55 | 0.55 | 0.55 | 0.55 | 0.55 | 0.55 | 0.55
CT Fac. Spec. - SO2 Rate Annual Non-Title IV v3.1, Unit 649 and retrofits | 283 | 7288 | Rate Constraint in lbs/MMBtu | FALSE | L | Annual | Emissions at Affected Plants SO2 | Thousand Tons | 0 | 0 | 0 | 0 | 0 | 0 | 0
CT Fac. Spec. - SO2 Rate Annual Non-Title IV v3.1, Unit 649 and retrofits | 283 | 7288 | Rate Constraint in lbs/MMBtu | FALSE | L | Annual | Allowances Purchased SO2 | Thousand Tons | 0 | 0 | 0 | 0 | 0 | 0 | 0
CT Fac. Spec. - SO2 Rate Annual Non-Title IV v3.1, Unit 649 and retrofits | 283 | 7288 | Rate Constraint in lbs/MMBtu | FALSE | L | Annual | Allowances Sold SO2 | Thousand Tons | 0 | 0 | 0 | 0 | 0 | 0 | 0
CT Fac. Spec. - SO2 Rate Annual Non-Title IV v3.1, Unit 649 and retrofits | 283 | 7288 | Rate Constraint in lbs/MMBtu | FALSE | L | Annual | Allowances Banked | Thousand Tons | 0 | 0 | 0 | 0 | 0 | 0 | 0
CT Fac. Spec. - SO2 Rate Annual Non-Title IV v3.1, Unit 649 and retrofits | 283 | 7288 | Rate Constraint in lbs/MMBtu | FALSE | L | Annual | Allowances Withdrawn (1:1) | Thousand Tons | 0 | 0 | 0 | 0 | 0 | 0 | 0
CT Fac. Spec. - SO2 Rate Annual Non-Title IV v3.1, Unit 649 and retrofits | 283 | 7288 | Rate Constraint in lbs/MMBtu | FALSE | L | Annual | Allowances Withdrawn (n:1) | Thousand Tons | 0 | 0 | 0 | 0 | 0 | 0 | 0
CT Fac. Spec. - SO2 Rate Annual Non-Title IV v3.1, Unit 649 and retrofits | 283 | 7288 | Rate Constraint in lbs/MMBtu | FALSE | L | Annual | Net Emissions Allowance Position | Thousand Tons | 0 | 0 | 0 | 0 | 0 | 0 | 0
CT Fac. Spec. - SO2 Rate Annual Non-Title IV v3.1, Unit 649 and retrofits | 283 | 7288 | Rate Constraint in lbs/MMBtu | FALSE | L | Annual | Fuel Consumed | TBtu | 0 | 0 | 0 | 0 | 0 | 0 | 0
CT Fac. Spec. - SO2 Rate Annual Non-Title IV v3.1, Unit 649 and retrofits | 283 | 7288 | Rate Constraint in lbs/MMBtu | FALSE | L | Annual | Rate | lb/MMBtu | 0 | 0 | 0 | 0 | 0 | 0 | 0
CT Fac. Spec. - SO2 Rate Annual Non-Title IV v3.1, Unit 649 and retrofits | 283 | 7288 | Rate Constraint in lbs/MMBtu | FALSE | L | Annual | Generation | TWh | 0 | 0 | 0 | 0 | 0 | 0 | 0
CT Fac. Spec. - SO2 Rate Annual Non-Title IV v3.1, Unit 649 and retrofits | 283 | 7288 | Rate Constraint in lbs/MMBtu | FALSE | L | Annual | Qualifying Generation | TWh | 0 | 0 | 0 | 0 | 0 | 0 | 0
CT Fac. Spec. - SO2 Rate Annual Non-Title IV v3.1, Unit 649 and retrofits | 283 | 7288 | Rate Constraint in lbs/MMBtu | FALSE | L | Annual | Rate | lb/MWh | 0 | 0 | 0 | 0 | 0 | 0 | 0
CT Fac. Spec. - SO2 Rate Annual Non-Title IV v3.1, Unit 649 and retrofits | 283 | 7288 | Rate Constraint in lbs/MMBtu | FALSE | L | Annual | Constraint Shadow Price | US2022$/Ton | 0 | 0 | 0 | 0 | 0 | 0 | 0
CT Fac. Spec. - SO2 Rate Annual Non-Title IV v3.1, Unit 1736 and retrofits | 284 | 7288 | Rate Constraint in lbs/MMBtu | FALSE | L | Annual | Seasons Included | Seasons | Winter, Spring, Summer, Fall | Winter, Spring, Summer, Fall | Winter, Spring, Summer, Fall | Winter, Spring, Summer, Fall | Winter, Spring, Summer, Fall | Winter, Spring, Summer, Fall | Winter, Spring, Summer, Fall
CT Fac. Spec. - SO2 Rate Annual Non-Title IV v3.1, Unit 1736 and retrofits | 284 | 7288 | Rate Constraint in lbs/MMBtu | FALSE | L | Annual | Standard SO2 | lb/MMBtu | 0.55 | 0.55 | 0.55 | 0.55 | 0.55 | 0.55 | 0.55
CT Fac. Spec. - SO2 Rate Annual Non-Title IV v3.1, Unit 1736 and retrofits | 284 | 7288 | Rate Constraint in lbs/MMBtu | FALSE | L | Annual | Emissions at Affected Plants SO2 | Thousand Tons | 0 | 0 | 0 | 0 | 0 | 0 | 0
CT Fac. Spec. - SO2 Rate Annual Non-Title IV v3.1, Unit 1736 and retrofits | 284 | 7288 | Rate Constraint in lbs/MMBtu | FALSE | L | Annual | Allowances Purchased SO2 | Thousand Tons | 0 | 0 | 0 | 0 | 0 | 0 | 0
CT Fac. Spec. - SO2 Rate Annual Non-Title IV v3.1, Unit 1736 and retrofits | 284 | 7288 | Rate Constraint in lbs/MMBtu | FALSE | L | Annual | Allowances Sold SO2 | Thousand Tons | 0 | 0 | 0 | 0 | 0 | 0 | 0
CT Fac. Spec. - SO2 Rate Annual Non-Title IV v3.1, Unit 1736 and retrofits | 284 | 7288 | Rate Constraint in lbs/MMBtu | FALSE | L | Annual | Allowances Banked | Thousand Tons | 0 | 0 | 0 | 0 | 0 | 0 | 0
CT Fac. Spec. - SO2 Rate Annual Non-Title IV v3.1, Unit 1736 and retrofits | 284 | 7288 | Rate Constraint in lbs/MMBtu | FALSE | L | Annual | Allowances Withdrawn (1:1) | Thousand Tons | 0 | 0 | 0 | 0 | 0 | 0 | 0
CT Fac. Spec. - SO2 Rate Annual Non-Title IV v3.1, Unit 1736 and retrofits | 284 | 7288 | Rate Constraint in lbs/MMBtu | FALSE | L | Annual | Allowances Withdrawn (n:1) | Thousand Tons | 0 | 0 | 0 | 0 | 0 | 0 | 0
CT Fac. Spec. - SO2 Rate Annual Non-Title IV v3.1, Unit 1736 and retrofits | 284 | 7288 | Rate Constraint in lbs/MMBtu | FALSE | L | Annual | Net Emissions Allowance Position | Thousand Tons | 0 | 0 | 0 | 0 | 0 | 0 | 0
CT Fac. Spec. - SO2 Rate Annual Non-Title IV v3.1, Unit 1736 and retrofits | 284 | 7288 | Rate Constraint in lbs/MMBtu | FALSE | L | Annual | Fuel Consumed | TBtu | 0.29756 | 0.29756 | 0.29756 | 0 | 0 | 0 | 0
CT Fac. Spec. - SO2 Rate Annual Non-Title IV v3.1, Unit 1736 and retrofits | 284 | 7288 | Rate Constraint in lbs/MMBtu | FALSE | L | Annual | Rate | lb/MMBtu | 0 | 0 | 0 | 0 | 0 | 0 | 0
CT Fac. Spec. - SO2 Rate Annual Non-Title IV v3.1, Unit 1736 and retrofits | 284 | 7288 | Rate Constraint in lbs/MMBtu | FALSE | L | Annual | Generation | TWh | 0.052451 | 0.052451 | 0.052451 | 0 | 0 | 0 | 0
CT Fac. Spec. - SO2 Rate Annual Non-Title IV v3.1, Unit 1736 and retrofits | 284 | 7288 | Rate Constraint in lbs/MMBtu | FALSE | L | Annual | Qualifying Generation | TWh | 0.052451 | 0.052451 | 0.052451 | 0 | 0 | 0 | 0
CT Fac. Spec. - SO2 Rate Annual Non-Title IV v3.1, Unit 1736 and retrofits | 284 | 7288 | Rate Constraint in lbs/MMBtu | FALSE | L | Annual | Rate | lb/MWh | 0 | 0 | 0 | 0 | 0 | 0 | 0
CT Fac. Spec. - SO2 Rate Annual Non-Title IV v3.1, Unit 1736 and retrofits | 284 | 7288 | Rate Constraint in lbs/MMBtu | FALSE | L | Annual | Constraint Shadow Price | US2022$/Ton | 0 | 0 | 0 | 0 | 0 | 0 | 0
CT Fac. Spec. - SO2 Rate Annual v3.1, Unit 608 and retrofits | 285 | 7287 | Rate Constraint in lbs/MMBtu | FALSE | L | Annual | Seasons Included | Seasons | Winter, Spring, Summer, Fall | Winter, Spring, Summer, Fall | Winter, Spring, Summer, Fall | Winter, Spring, Summer, Fall | Winter, Spring, Summer, Fall | Winter, Spring, Summer, Fall | Winter, Spring, Summer, Fall
CT Fac. Spec. - SO2 Rate Annual v3.1, Unit 608 and retrofits | 285 | 7287 | Rate Constraint in lbs/MMBtu | FALSE | L | Annual | Standard SO2 | lb/MMBtu | 0.33 | 0.33 | 0.33 | 0.33 | 0.33 | 0.33 | 0.33
CT Fac. Spec. - SO2 Rate Annual v3.1, Unit 608 and retrofits | 285 | 7287 | Rate Constraint in lbs/MMBtu | FALSE | L | Annual | Emissions at Affected Plants SO2 | Thousand Tons | 0 | 0 | 0 | 0 | 0 | 0 | 0
CT Fac. Spec. - SO2 Rate Annual v3.1, Unit 608 and retrofits | 285 | 7287 | Rate Constraint in lbs/MMBtu | FALSE | L | Annual | Allowances Purchased SO2 | Thousand Tons | 0 | 0 | 0 | 0 | 0 | 0 | 0
CT Fac. Spec. - SO2 Rate Annual v3.1, Unit 608 and retrofits | 285 | 7287 | Rate Constraint in lbs/MMBtu | FALSE | L | Annual | Allowances Sold SO2 | Thousand Tons | 0 | 0 | 0 | 0 | 0 | 0 | 0
CT Fac. Spec. - SO2 Rate Annual v3.1, Unit 608 and retrofits | 285 | 7287 | Rate Constraint in lbs/MMBtu | FALSE | L | Annual | Allowances Banked | Thousand Tons | 0 | 0 | 0 | 0 | 0 | 0 | 0
CT Fac. Spec. - SO2 Rate Annual v3.1, Unit 608 and retrofits | 285 | 7287 | Rate Constraint in lbs/MMBtu | FALSE | L | Annual | Allowances Withdrawn (1:1) | Thousand Tons | 0 | 0 | 0 | 0 | 0 | 0 | 0
CT Fac. Spec. - SO2 Rate Annual v3.1, Unit 608 and retrofits | 285 | 7287 | Rate Constraint in lbs/MMBtu | FALSE | L | Annual | Allowances Withdrawn (n:1) | Thousand Tons | 0 | 0 | 0 | 0 | 0 | 0 | 0
CT Fac. Spec. - SO2 Rate Annual v3.1, Unit 608 and retrofits | 285 | 7287 | Rate Constraint in lbs/MMBtu | FALSE | L | Annual | Net Emissions Allowance Position | Thousand Tons | 0 | 0 | 0 | 0 | 0 | 0 | 0
CT Fac. Spec. - SO2 Rate Annual v3.1, Unit 608 and retrofits | 285 | 7287 | Rate Constraint in lbs/MMBtu | FALSE | L | Annual | Fuel Consumed | TBtu | 0 | 0.01025 | 0.02674 | 0 | 0 | 0 | 0
CT Fac. Spec. - SO2 Rate Annual v3.1, Unit 608 and retrofits | 285 | 7287 | Rate Constraint in lbs/MMBtu | FALSE | L | Annual | Rate | lb/MMBtu | 0 | 0 | 0 | 0 | 0 | 0 | 0
CT Fac. Spec. - SO2 Rate Annual v3.1, Unit 608 and retrofits | 285 | 7287 | Rate Constraint in lbs/MMBtu | FALSE | L | Annual | Generation | TWh | 0 | 0.00094699 | 0.0024704 | 0 | 0 | 0 | 0
CT Fac. Spec. - SO2 Rate Annual v3.1, Unit 608 and retrofits | 285 | 7287 | Rate Constraint in lbs/MMBtu | FALSE | L | Annual | Qualifying Generation | TWh | 0 | 0.00094699 | 0.0024704 | 0 | 0 | 0 | 0
CT Fac. Spec. - SO2 Rate Annual v3.1, Unit 608 and retrofits | 285 | 7287 | Rate Constraint in lbs/MMBtu | FALSE | L | Annual | Rate | lb/MWh | 0 | 0 | 0 | 0 | 0 | 0 | 0
CT Fac. Spec. - SO2 Rate Annual v3.1, Unit 608 and retrofits | 285 | 7287 | Rate Constraint in lbs/MMBtu | FALSE | L | Annual | Constraint Shadow Price | US2022$/Ton | 0 | 0 | 0 | 0 | 0 | 0 | 0
CT Fac. Spec. - SO2 Rate Annual v3.1, Unit 609 and retrofits | 286 | 7287 | Rate Constraint in lbs/MMBtu | FALSE | L | Annual | Seasons Included | Seasons | Winter, Spring, Summer, Fall | Winter, Spring, Summer, Fall | Winter, Spring, Summer, Fall | Winter, Spring, Summer, Fall | Winter, Spring, Summer, Fall | Winter, Spring, Summer, Fall | Winter, Spring, Summer, Fall
CT Fac. Spec. - SO2 Rate Annual v3.1, Unit 609 and retrofits | 286 | 7287 | Rate Constraint in lbs/MMBtu | FALSE | L | Annual | Standard SO2 | lb/MMBtu | 0.33 | 0.33 | 0.33 | 0.33 | 0.33 | 0.33 | 0.33
CT Fac. Spec. - SO2 Rate Annual v3.1, Unit 609 and retrofits | 286 | 7287 | Rate Constraint in lbs/MMBtu | FALSE | L | Annual | Emissions at Affected Plants SO2 | Thousand Tons | 0 | 0 | 0 | 0 | 0 | 0 | 0
CT Fac. Spec. - SO2 Rate Annual v3.1, Unit 609 and retrofits | 286 | 7287 | Rate Constraint in lbs/MMBtu | FALSE | L | Annual | Allowances Purchased SO2 | Thousand Tons | 0 | 0 | 0 | 0 | 0 | 0 | 0
CT Fac. Spec. - SO2 Rate Annual v3.1, Unit 609 and retrofits | 286 | 7287 | Rate Constraint in lbs/MMBtu | FALSE | L | Annual | Allowances Sold SO2 | Thousand Tons | 0 | 0 | 0 | 0 | 0 | 0 | 0
CT Fac. Spec. - SO2 Rate Annual v3.1, Unit 609 and retrofits | 286 | 7287 | Rate Constraint in lbs/MMBtu | FALSE | L | Annual | Allowances Banked | Thousand Tons | 0 | 0 | 0 | 0 | 0 | 0 | 0
CT Fac. Spec. - SO2 Rate Annual v3.1, Unit 609 and retrofits | 286 | 7287 | Rate Constraint in lbs/MMBtu | FALSE | L | Annual | Allowances Withdrawn (1:1) | Thousand Tons | 0 | 0 | 0 | 0 | 0 | 0 | 0
CT Fac. Spec. - SO2 Rate Annual v3.1, Unit 609 and retrofits | 286 | 7287 | Rate Constraint in lbs/MMBtu | FALSE | L | Annual | Allowances Withdrawn (n:1) | Thousand Tons | 0 | 0 | 0 | 0 | 0 | 0 | 0
CT Fac. Spec. - SO2 Rate Annual v3.1, Unit 609 and retrofits | 286 | 7287 | Rate Constraint in lbs/MMBtu | FALSE | L | Annual | Net Emissions Allowance Position | Thousand Tons | 0 | 0 | 0 | 0 | 0 | 0 | 0
CT Fac. Spec. - SO2 Rate Annual v3.1, Unit 609 and retrofits | 286 | 7287 | Rate Constraint in lbs/MMBtu | FALSE | L | Annual | Fuel Consumed | TBtu | 0 | 0.00086832 | 0.02605 | 0 | 0 | 0 | 0
CT Fac. Spec. - SO2 Rate Annual v3.1, Unit 609 and retrofits | 286 | 7287 | Rate Constraint in lbs/MMBtu | FALSE | L | Annual | Rate | lb/MMBtu | 0 | 0 | 0 | 0 | 0 | 0 | 0
CT Fac. Spec. - SO2 Rate Annual v3.1, Unit 609 and retrofits | 286 | 7287 | Rate Constraint in lbs/MMBtu | FALSE | L | Annual | Generation | TWh | 0 | 8.0222e-05 | 0.0024067 | 0 | 0 | 0 | 0
CT Fac. Spec. - SO2 Rate Annual v3.1, Unit 609 and retrofits | 286 | 7287 | Rate Constraint in lbs/MMBtu | FALSE | L | Annual | Qualifying Generation | TWh | 0 | 8.0222e-05 | 0.0024067 | 0 | 0 | 0 | 0
CT Fac. Spec. - SO2 Rate Annual v3.1, Unit 609 and retrofits | 286 | 7287 | Rate Constraint in lbs/MMBtu | FALSE | L | Annual | Rate | lb/MWh | 0 | 0 | 0 | 0 | 0 | 0 | 0
CT Fac. Spec. - SO2 Rate Annual v3.1, Unit 609 and retrofits | 286 | 7287 | Rate Constraint in lbs/MMBtu | FALSE | L | Annual | Constraint Shadow Price | US2022$/Ton | 0 | 0 | 0 | 0 | 0 | 0 | 0
CT Fac. Spec. - SO2 Rate Annual v3.1, Unit 610 and retrofits | 287 | 7287 | Rate Constraint in lbs/MMBtu | FALSE | L | Annual | Seasons Included | Seasons | Winter, Spring, Summer, Fall | Winter, Spring, Summer, Fall | Winter, Spring, Summer, Fall | Winter, Spring, Summer, Fall | Winter, Spring, Summer, Fall | Winter, Spring, Summer, Fall | Winter, Spring, Summer, Fall
CT Fac. Spec. - SO2 Rate Annual v3.1, Unit 610 and retrofits | 287 | 7287 | Rate Constraint in lbs/MMBtu | FALSE | L | Annual | Standard SO2 | lb/MMBtu | 0.33 | 0.33 | 0.33 | 0.33 | 0.33 | 0.33 | 0.33
CT Fac. Spec. - SO2 Rate Annual v3.1, Unit 610 and retrofits | 287 | 7287 | Rate Constraint in lbs/MMBtu | FALSE | L | Annual | Emissions at Affected Plants SO2 | Thousand Tons | 0 | 0 | 0 | 0 | 0 | 0 | 0
CT Fac. Spec. - SO2 Rate Annual v3.1, Unit 610 and retrofits | 287 | 7287 | Rate Constraint in lbs/MMBtu | FALSE | L | Annual | Allowances Purchased SO2 | Thousand Tons | 0 | 0 | 0 | 0 | 0 | 0 | 0
CT Fac. Spec. - SO2 Rate Annual v3.1, Unit 610 and retrofits | 287 | 7287 | Rate Constraint in lbs/MMBtu | FALSE | L | Annual | Allowances Sold SO2 | Thousand Tons | 0 | 0 | 0 | 0 | 0 | 0 | 0
CT Fac. Spec. - SO2 Rate Annual v3.1, Unit 610 and retrofits | 287 | 7287 | Rate Constraint in lbs/MMBtu | FALSE | L | Annual | Allowances Banked | Thousand Tons | 0 | 0 | 0 | 0 | 0 | 0 | 0
CT Fac. Spec. - SO2 Rate Annual v3.1, Unit 610 and retrofits | 287 | 7287 | Rate Constraint in lbs/MMBtu | FALSE | L | Annual | Allowances Withdrawn (1:1) | Thousand Tons | 0 | 0 | 0 | 0 | 0 | 0 | 0
CT Fac. Spec. - SO2 Rate Annual v3.1, Unit 610 and retrofits | 287 | 7287 | Rate Constraint in lbs/MMBtu | FALSE | L | Annual | Allowances Withdrawn (n:1) | Thousand Tons | 0 | 0 | 0 | 0 | 0 | 0 | 0
CT Fac. Spec. - SO2 Rate Annual v3.1, Unit 610 and retrofits | 287 | 7287 | Rate Constraint in lbs/MMBtu | FALSE | L | Annual | Net Emissions Allowance Position | Thousand Tons | 0 | 0 | 0 | 0 | 0 | 0 | 0
CT Fac. Spec. - SO2 Rate Annual v3.1, Unit 610 and retrofits | 287 | 7287 | Rate Constraint in lbs/MMBtu | FALSE | L | Annual | Fuel Consumed | TBtu | 0.0088366 | 0.00088366 | 0.02651 | 0 | 0 | 0 | 0
CT Fac. Spec. - SO2 Rate Annual v3.1, Unit 610 and retrofits | 287 | 7287 | Rate Constraint in lbs/MMBtu | FALSE | L | Annual | Rate | lb/MMBtu | 0 | 0 | 0 | 0 | 0 | 0 | 0
CT Fac. Spec. - SO2 Rate Annual v3.1, Unit 610 and retrofits | 287 | 7287 | Rate Constraint in lbs/MMBtu | FALSE | L | Annual | Generation | TWh | 0.00081639 | 8.1639e-05 | 0.0024492 | 0 | 0 | 0 | 0
CT Fac. Spec. - SO2 Rate Annual v3.1, Unit 610 and retrofits | 287 | 7287 | Rate Constraint in lbs/MMBtu | FALSE | L | Annual | Qualifying Generation | TWh | 0.00081639 | 8.1639e-05 | 0.0024492 | 0 | 0 | 0 | 0
CT Fac. Spec. - SO2 Rate Annual v3.1, Unit 610 and retrofits | 287 | 7287 | Rate Constraint in lbs/MMBtu | FALSE | L | Annual | Rate | lb/MWh | 0 | 0 | 0 | 0 | 0 | 0 | 0
CT Fac. Spec. - SO2 Rate Annual v3.1, Unit 610 and retrofits | 287 | 7287 | Rate Constraint in lbs/MMBtu | FALSE | L | Annual | Constraint Shadow Price | US2022$/Ton | 0 | 0 | 0 | 0 | 0 | 0 | 0
CT Fac. Spec. - SO2 Rate Annual v3.1, Unit 611 and retrofits | 288 | 7287 | Rate Constraint in lbs/MMBtu | FALSE | L | Annual | Seasons Included | Seasons | Winter, Spring, Summer, Fall | Winter, Spring, Summer, Fall | Winter, Spring, Summer, Fall | Winter, Spring, Summer, Fall | Winter, Spring, Summer, Fall | Winter, Spring, Summer, Fall | Winter, Spring, Summer, Fall
CT Fac. Spec. - SO2 Rate Annual v3.1, Unit 611 and retrofits | 288 | 7287 | Rate Constraint in lbs/MMBtu | FALSE | L | Annual | Standard SO2 | lb/MMBtu | 0.33 | 0.33 | 0.33 | 0.33 | 0.33 | 0.33 | 0.33
CT Fac. Spec. - SO2 Rate Annual v3.1, Unit 611 and retrofits | 288 | 7287 | Rate Constraint in lbs/MMBtu | FALSE | L | Annual | Emissions at Affected Plants SO2 | Thousand Tons | 0 | 0 | 0 | 0 | 0 | 0 | 0
CT Fac. Spec. - SO2 Rate Annual v3.1, Unit 611 and retrofits | 288 | 7287 | Rate Constraint in lbs/MMBtu | FALSE | L | Annual | Allowances Purchased SO2 | Thousand Tons | 0 | 0 | 0 | 0 | 0 | 0 | 0
CT Fac. Spec. - SO2 Rate Annual v3.1, Unit 611 and retrofits | 288 | 7287 | Rate Constraint in lbs/MMBtu | FALSE | L | Annual | Allowances Sold SO2 | Thousand Tons | 0 | 0 | 0 | 0 | 0 | 0 | 0
CT Fac. Spec. - SO2 Rate Annual v3.1, Unit 611 and retrofits | 288 | 7287 | Rate Constraint in lbs/MMBtu | FALSE | L | Annual | Allowances Banked | Thousand Tons | 0 | 0 | 0 | 0 | 0 | 0 | 0
CT Fac. Spec. - SO2 Rate Annual v3.1, Unit 611 and retrofits | 288 | 7287 | Rate Constraint in lbs/MMBtu | FALSE | L | Annual | Allowances Withdrawn (1:1) | Thousand Tons | 0 | 0 | 0 | 0 | 0 | 0 | 0
CT Fac. Spec. - SO2 Rate Annual v3.1, Unit 611 and retrofits | 288 | 7287 | Rate Constraint in lbs/MMBtu | FALSE | L | Annual | Allowances Withdrawn (n:1) | Thousand Tons | 0 | 0 | 0 | 0 | 0 | 0 | 0
CT Fac. Spec. - SO2 Rate Annual v3.1, Unit 611 and retrofits | 288 | 7287 | Rate Constraint in lbs/MMBtu | FALSE | L | Annual | Net Emissions Allowance Position | Thousand Tons | 0 | 0 | 0 | 0 | 0 | 0 | 0
CT Fac. Spec. - SO2 Rate Annual v3.1, Unit 611 and retrofits | 288 | 7287 | Rate Constraint in lbs/MMBtu | FALSE | L | Annual | Fuel Consumed | TBtu | 0 | 0.0020877 | 0.02628 | 0 | 0 | 0 | 0
CT Fac. Spec. - SO2 Rate Annual v3.1, Unit 611 and retrofits | 288 | 7287 | Rate Constraint in lbs/MMBtu | FALSE | L | Annual | Rate | lb/MMBtu | 0 | 0 | 0 | 0 | 0 | 0 | 0
CT Fac. Spec. - SO2 Rate Annual v3.1, Unit 611 and retrofits | 288 | 7287 | Rate Constraint in lbs/MMBtu | FALSE | L | Annual | Generation | TWh | 0 | 0.00019288 | 0.0024279 | 0 | 0 | 0 | 0
CT Fac. Spec. - SO2 Rate Annual v3.1, Unit 611 and retrofits | 288 | 7287 | Rate Constraint in lbs/MMBtu | FALSE | L | Annual | Qualifying Generation | TWh | 0 | 0.00019288 | 0.0024279 | 0 | 0 | 0 | 0
CT Fac. Spec. - SO2 Rate Annual v3.1, Unit 611 and retrofits | 288 | 7287 | Rate Constraint in lbs/MMBtu | FALSE | L | Annual | Rate | lb/MWh | 0 | 0 | 0 | 0 | 0 | 0 | 0
CT Fac. Spec. - SO2 Rate Annual v3.1, Unit 611 and retrofits | 288 | 7287 | Rate Constraint in lbs/MMBtu | FALSE | L | Annual | Constraint Shadow Price | US2022$/Ton | 0 | 0 | 0 | 0 | 0 | 0 | 0
CT Fac. Spec. - SO2 Rate Annual v3.1, Unit 612 and retrofits | 289 | 7287 | Rate Constraint in lbs/MMBtu | FALSE | L | Annual | Seasons Included | Seasons | Winter, Spring, Summer, Fall | Winter, Spring, Summer, Fall | Winter, Spring, Summer, Fall | Winter, Spring, Summer, Fall | Winter, Spring, Summer, Fall | Winter, Spring, Summer, Fall | Winter, Spring, Summer, Fall
CT Fac. Spec. - SO2 Rate Annual v3.1, Unit 612 and retrofits | 289 | 7287 | Rate Constraint in lbs/MMBtu | FALSE | L | Annual | Standard SO2 | lb/MMBtu | 0.33 | 0.33 | 0.33 | 0.33 | 0.33 | 0.33 | 0.33
CT Fac. Spec. - SO2 Rate Annual v3.1, Unit 612 and retrofits | 289 | 7287 | Rate Constraint in lbs/MMBtu | FALSE | L | Annual | Emissions at Affected Plants SO2 | Thousand Tons | 0 | 0 | 0 | 0 | 0 | 0 | 0
CT Fac. Spec. - SO2 Rate Annual v3.1, Unit 612 and retrofits | 289 | 7287 | Rate Constraint in lbs/MMBtu | FALSE | L | Annual | Allowances Purchased SO2 | Thousand Tons | 0 | 0 | 0 | 0 | 0 | 0 | 0
CT Fac. Spec. - SO2 Rate Annual v3.1, Unit 612 and retrofits | 289 | 7287 | Rate Constraint in lbs/MMBtu | FALSE | L | Annual | Allowances Sold SO2 | Thousand Tons | 0 | 0 | 0 | 0 | 0 | 0 | 0
CT Fac. Spec. - SO2 Rate Annual v3.1, Unit 612 and retrofits | 289 | 7287 | Rate Constraint in lbs/MMBtu | FALSE | L | Annual | Allowances Banked | Thousand Tons | 0 | 0 | 0 | 0 | 0 | 0 | 0
CT Fac. Spec. - SO2 Rate Annual v3.1, Unit 612 and retrofits | 289 | 7287 | Rate Constraint in lbs/MMBtu | FALSE | L | Annual | Allowances Withdrawn (1:1) | Thousand Tons | 0 | 0 | 0 | 0 | 0 | 0 | 0
CT Fac. Spec. - SO2 Rate Annual v3.1, Unit 612 and retrofits | 289 | 7287 | Rate Constraint in lbs/MMBtu | FALSE | L | Annual | Allowances Withdrawn (n:1) | Thousand Tons | 0 | 0 | 0 | 0 | 0 | 0 | 0
CT Fac. Spec. - SO2 Rate Annual v3.1, Unit 612 and retrofits | 289 | 7287 | Rate Constraint in lbs/MMBtu | FALSE | L | Annual | Net Emissions Allowance Position | Thousand Tons | 0 | 0 | 0 | 0 | 0 | 0 | 0
CT Fac. Spec. - SO2 Rate Annual v3.1, Unit 612 and retrofits | 289 | 7287 | Rate Constraint in lbs/MMBtu | FALSE | L | Annual | Fuel Consumed | TBtu | 0.0053509 | 0.00088366 | 0.02651 | 0 | 0 | 0 | 0
CT Fac. Spec. - SO2 Rate Annual v3.1, Unit 612 and retrofits | 289 | 7287 | Rate Constraint in lbs/MMBtu | FALSE | L | Annual | Rate | lb/MMBtu | 0 | 0 | 0 | 0 | 0 | 0 | 0
CT Fac. Spec. - SO2 Rate Annual v3.1, Unit 612 and retrofits | 289 | 7287 | Rate Constraint in lbs/MMBtu | FALSE | L | Annual | Generation | TWh | 0.00049435 | 8.1639e-05 | 0.0024492 | 0 | 0 | 0 | 0
CT Fac. Spec. - SO2 Rate Annual v3.1, Unit 612 and retrofits | 289 | 7287 | Rate Constraint in lbs/MMBtu | FALSE | L | Annual | Qualifying Generation | TWh | 0.00049435 | 8.1639e-05 | 0.0024492 | 0 | 0 | 0 | 0
CT Fac. Spec. - SO2 Rate Annual v3.1, Unit 612 and retrofits | 289 | 7287 | Rate Constraint in lbs/MMBtu | FALSE | L | Annual | Rate | lb/MWh | 0 | 0 | 0 | 0 | 0 | 0 | 0
CT Fac. Spec. - SO2 Rate Annual v3.1, Unit 612 and retrofits | 289 | 7287 | Rate Constraint in lbs/MMBtu | FALSE | L | Annual | Constraint Shadow Price | US2022$/Ton | 0 | 0 | 0 | 0 | 0 | 0 | 0
CT Fac. Spec. - SO2 Rate Annual v3.1, Unit 613 and retrofits | 290 | 7287 | Rate Constraint in lbs/MMBtu | FALSE | L | Annual | Seasons Included | Seasons | Winter, Spring, Summer, Fall | Winter, Spring, Summer, Fall | Winter, Spring, Summer, Fall | Winter, Spring, Summer, Fall | Winter, Spring, Summer, Fall | Winter, Spring, Summer, Fall | Winter, Spring, Summer, Fall
CT Fac. Spec. - SO2 Rate Annual v3.1, Unit 613 and retrofits | 290 | 7287 | Rate Constraint in lbs/MMBtu | FALSE | L | Annual | Standard SO2 | lb/MMBtu | 0.33 | 0.33 | 0.33 | 0.33 | 0.33 | 0.33 | 0.33
CT Fac. Spec. - SO2 Rate Annual v3.1, Unit 613 and retrofits | 290 | 7287 | Rate Constraint in lbs/MMBtu | FALSE | L | Annual | Emissions at Affected Plants SO2 | Thousand Tons | 0 | 0 | 0 | 0 | 0 | 0 | 0
CT Fac. Spec. - SO2 Rate Annual v3.1, Unit 613 and retrofits | 290 | 7287 | Rate Constraint in lbs/MMBtu | FALSE | L | Annual | Allowances Purchased SO2 | Thousand Tons | 0 | 0 | 0 | 0 | 0 | 0 | 0
CT Fac. Spec. - SO2 Rate Annual v3.1, Unit 613 and retrofits | 290 | 7287 | Rate Constraint in lbs/MMBtu | FALSE | L | Annual | Allowances Sold SO2 | Thousand Tons | 0 | 0 | 0 | 0 | 0 | 0 | 0
CT Fac. Spec. - SO2 Rate Annual v3.1, Unit 613 and retrofits | 290 | 7287 | Rate Constraint in lbs/MMBtu | FALSE | L | Annual | Allowances Banked | Thousand Tons | 0 | 0 | 0 | 0 | 0 | 0 | 0
CT Fac. Spec. - SO2 Rate Annual v3.1, Unit 613 and retrofits | 290 | 7287 | Rate Constraint in lbs/MMBtu | FALSE | L | Annual | Allowances Withdrawn (1:1) | Thousand Tons | 0 | 0 | 0 | 0 | 0 | 0 | 0
CT Fac. Spec. - SO2 Rate Annual v3.1, Unit 613 and retrofits | 290 | 7287 | Rate Constraint in lbs/MMBtu | FALSE | L | Annual | Allowances Withdrawn (n:1) | Thousand Tons | 0 | 0 | 0 | 0 | 0 | 0 | 0
CT Fac. Spec. - SO2 Rate Annual v3.1, Unit 613 and retrofits | 290 | 7287 | Rate Constraint in lbs/MMBtu | FALSE | L | Annual | Net Emissions Allowance Position | Thousand Tons | 0 | 0 | 0 | 0 | 0 | 0 | 0
CT Fac. Spec. - SO2 Rate Annual v3.1, Unit 613 and retrofits | 290 | 7287 | Rate Constraint in lbs/MMBtu | FALSE | L | Annual | Fuel Consumed | TBtu | 0.0090194 | 0.010372 | 0.027058 | 0 | 0 | 0 | 0
CT Fac. Spec. - SO2 Rate Annual v3.1, Unit 613 and retrofits | 290 | 7287 | Rate Constraint in lbs/MMBtu | FALSE | L | Annual | Rate | lb/MMBtu | 0 | 0 | 0 | 0 | 0 | 0 | 0
CT Fac. Spec. - SO2 Rate Annual v3.1, Unit 613 and retrofits | 290 | 7287 | Rate Constraint in lbs/MMBtu | FALSE | L | Annual | Generation | TWh | 0.00083941 | 0.00096532 | 0.0025182 | 0 | 0 | 0 | 0
CT Fac. Spec. - SO2 Rate Annual v3.1, Unit 613 and retrofits | 290 | 7287 | Rate Constraint in lbs/MMBtu | FALSE | L | Annual | Qualifying Generation | TWh | 0.00083941 | 0.00096532 | 0.0025182 | 0 | 0 | 0 | 0
CT Fac. Spec. - SO2 Rate Annual v3.1, Unit 613 and retrofits | 290 | 7287 | Rate Constraint in lbs/MMBtu | FALSE | L | Annual | Rate | lb/MWh | 0 | 0 | 0 | 0 | 0 | 0 | 0
CT Fac. Spec. - SO2 Rate Annual v3.1, Unit 613 and retrofits | 290 | 7287 | Rate Constraint in lbs/MMBtu | FALSE | L | Annual | Constraint Shadow Price | US2022$/Ton | 0 | 0 | 0 | 0 | 0 | 0 | 0
CT Fac. Spec. - SO2 Rate Annual v3.1, Unit 614 and retrofits | 291 | 7287 | Rate Constraint in lbs/MMBtu | FALSE | L | Annual | Seasons Included | Seasons | Winter, Spring, Summer, Fall | Winter, Spring, Summer, Fall | Winter, Spring, Summer, Fall | Winter, Spring, Summer, Fall | Winter, Spring, Summer, Fall | Winter, Spring, Summer, Fall | Winter, Spring, Summer, Fall
CT Fac. Spec. - SO2 Rate Annual v3.1, Unit 614 and retrofits | 291 | 7287 | Rate Constraint in lbs/MMBtu | FALSE | L | Annual | Standard SO2 | lb/MMBtu | 0.33 | 0.33 | 0.33 | 0.33 | 0.33 | 0.33 | 0.33
CT Fac. Spec. - SO2 Rate Annual v3.1, Unit 614 and retrofits | 291 | 7287 | Rate Constraint in lbs/MMBtu | FALSE | L | Annual | Emissions at Affected Plants SO2 | Thousand Tons | 0 | 0 | 0 | 0 | 0 | 0 | 0
CT Fac. Spec. - SO2 Rate Annual v3.1, Unit 614 and retrofits | 291 | 7287 | Rate Constraint in lbs/MMBtu | FALSE | L | Annual | Allowances Purchased SO2 | Thousand Tons | 0 | 0 | 0 | 0 | 0 | 0 | 0
CT Fac. Spec. - SO2 Rate Annual v3.1, Unit 614 and retrofits | 291 | 7287 | Rate Constraint in lbs/MMBtu | FALSE | L | Annual | Allowances Sold SO2 | Thousand Tons | 0 | 0 | 0 | 0 | 0 | 0 | 0
CT Fac. Spec. - SO2 Rate Annual v3.1, Unit 614 and retrofits | 291 | 7287 | Rate Constraint in lbs/MMBtu | FALSE | L | Annual | Allowances Banked | Thousand Tons | 0 | 0 | 0 | 0 | 0 | 0 | 0
CT Fac. Spec. - SO2 Rate Annual v3.1, Unit 614 and retrofits | 291 | 7287 | Rate Constraint in lbs/MMBtu | FALSE | L | Annual | Allowances Withdrawn (1:1) | Thousand Tons | 0 | 0 | 0 | 0 | 0 | 0 | 0
CT Fac. Spec. - SO2 Rate Annual v3.1, Unit 614 and retrofits | 291 | 7287 | Rate Constraint in lbs/MMBtu | FALSE | L | Annual | Allowances Withdrawn (n:1) | Thousand Tons | 0 | 0 | 0 | 0 | 0 | 0 | 0
CT Fac. Spec. - SO2 Rate Annual v3.1, Unit 614 and retrofits | 291 | 7287 | Rate Constraint in lbs/MMBtu | FALSE | L | Annual | Net Emissions Allowance Position | Thousand Tons | 0 | 0 | 0 | 0 | 0 | 0 | 0
CT Fac. Spec. - SO2 Rate Annual v3.1, Unit 614 and retrofits | 291 | 7287 | Rate Constraint in lbs/MMBtu | FALSE | L | Annual | Fuel Consumed | TBtu | 0.0087911 | 0.02022 | 0.026373 | 0 | 0 | 0 | 0
CT Fac. Spec. - SO2 Rate Annual v3.1, Unit 614 and retrofits | 291 | 7287 | Rate Constraint in lbs/MMBtu | FALSE | L | Annual | Rate | lb/MMBtu | 0 | 0 | 0 | 0 | 0 | 0 | 0
CT Fac. Spec. - SO2 Rate Annual v3.1, Unit 614 and retrofits | 291 | 7287 | Rate Constraint in lbs/MMBtu | FALSE | L | Annual | Generation | TWh | 0.00081816 | 0.0018818 | 0.0024545 | 0 | 0 | 0 | 0
CT Fac. Spec. - SO2 Rate Annual v3.1, Unit 614 and retrofits | 291 | 7287 | Rate Constraint in lbs/MMBtu | FALSE | L | Annual | Qualifying Generation | TWh | 0.00081816 | 0.0018818 | 0.0024545 | 0 | 0 | 0 | 0
CT Fac. Spec. - SO2 Rate Annual v3.1, Unit 614 and retrofits | 291 | 7287 | Rate Constraint in lbs/MMBtu | FALSE | L | Annual | Rate | lb/MWh | 0 | 0 | 0 | 0 | 0 | 0 | 0
CT Fac. Spec. - SO2 Rate Annual v3.1, Unit 614 and retrofits | 291 | 7287 | Rate Constraint in lbs/MMBtu | FALSE | L | Annual | Constraint Shadow Price | US2022$/Ton | 0 | 0 | 0 | 0 | 0 | 0 | 0
CT Fac. Spec. - SO2 Rate Annual v3.1, Unit 616 and retrofits | 292 | 7287 | Rate Constraint in lbs/MMBtu | FALSE | L | Annual | Seasons Included | Seasons | Winter, Spring, Summer, Fall | Winter, Spring, Summer, Fall | Winter, Spring, Summer, Fall | Winter, Spring, Summer, Fall | Winter, Spring, Summer, Fall | Winter, Spring, Summer, Fall | Winter, Spring, Summer, Fall
CT Fac. Spec. - SO2 Rate Annual v3.1, Unit 616 and retrofits | 292 | 7287 | Rate Constraint in lbs/MMBtu | FALSE | L | Annual | Standard SO2 | lb/MMBtu | 0.33 | 0.33 | 0.33 | 0.33 | 0.33 | 0.33 | 0.33
CT Fac. Spec. - SO2 Rate Annual v3.1, Unit 616 and retrofits | 292 | 7287 | Rate Constraint in lbs/MMBtu | FALSE | L | Annual | Emissions at Affected Plants SO2 | Thousand Tons | 0 | 0 | 0 | 0 | 0 | 0 | 0
CT Fac. Spec. - SO2 Rate Annual v3.1, Unit 616 and retrofits | 292 | 7287 | Rate Constraint in lbs/MMBtu | FALSE | L | Annual | Allowances Purchased SO2 | Thousand Tons | 0 | 0 | 0 | 0 | 0 | 0 | 0
CT Fac. Spec. - SO2 Rate Annual v3.1, Unit 616 and retrofits | 292 | 7287 | Rate Constraint in lbs/MMBtu | FALSE | L | Annual | Allowances Sold SO2 | Thousand Tons | 0 | 0 | 0 | 0 | 0 | 0 | 0
CT Fac. Spec. - SO2 Rate Annual v3.1, Unit 616 and retrofits | 292 | 7287 | Rate Constraint in lbs/MMBtu | FALSE | L | Annual | Allowances Banked | Thousand Tons | 0 | 0 | 0 | 0 | 0 | 0 | 0
CT Fac. Spec. - SO2 Rate Annual v3.1, Unit 616 and retrofits | 292 | 7287 | Rate Constraint in lbs/MMBtu | FALSE | L | Annual | Allowances Withdrawn (1:1) | Thousand Tons | 0 | 0 | 0 | 0 | 0 | 0 | 0
CT Fac. Spec. - SO2 Rate Annual v3.1, Unit 616 and retrofits | 292 | 7287 | Rate Constraint in lbs/MMBtu | FALSE | L | Annual | Allowances Withdrawn (n:1) | Thousand Tons | 0 | 0 | 0 | 0 | 0 | 0 | 0
CT Fac. Spec. - SO2 Rate Annual v3.1, Unit 616 and retrofits | 292 | 7287 | Rate Constraint in lbs/MMBtu | FALSE | L | Annual | Net Emissions Allowance Position | Thousand Tons | 0 | 0 | 0 | 0 | 0 | 0 | 0
CT Fac. Spec. - SO2 Rate Annual v3.1, Unit 616 and retrofits | 292 | 7287 | Rate Constraint in lbs/MMBtu | FALSE | L | Annual | Fuel Consumed | TBtu | 0.018481 | 0.031302 | 0.055443 | 0 | 0 | 0 | 0
CT Fac. Spec. - SO2 Rate Annual v3.1, Unit 616 and retrofits | 292 | 7287 | Rate Constraint in lbs/MMBtu | FALSE | L | Annual | Rate | lb/MMBtu | 0 | 0 | 0 | 0 | 0 | 0 | 0
CT Fac. Spec. - SO2 Rate Annual v3.1, Unit 616 and retrofits | 292 | 7287 | Rate Constraint in lbs/MMBtu | FALSE | L | Annual | Generation | TWh | 0.00172 | 0.0029132 | 0.0051599 | 0 | 0 | 0 | 0
CT Fac. Spec. - SO2 Rate Annual v3.1, Unit 616 and retrofits | 292 | 7287 | Rate Constraint in lbs/MMBtu | FALSE | L | Annual | Qualifying Generation | TWh | 0.00172 | 0.0029132 | 0.0051599 | 0 | 0 | 0 | 0
CT Fac. Spec. - SO2 Rate Annual v3.1, Unit 616 and retrofits | 292 | 7287 | Rate Constraint in lbs/MMBtu | FALSE | L | Annual | Rate | lb/MWh | 0 | 0 | 0 | 0 | 0 | 0 | 0
CT Fac. Spec. - SO2 Rate Annual v3.1, Unit 616 and retrofits | 292 | 7287 | Rate Constraint in lbs/MMBtu | FALSE | L | Annual | Constraint Shadow Price | US2022$/Ton | 0 | 0 | 0 | 0 | 0 | 0 | 0
CT Fac. Spec. - SO2 Rate Annual v3.1, Unit 617 and retrofits | 293 | 7287 | Rate Constraint in lbs/MMBtu | FALSE | L | Annual | Seasons Included | Seasons | Winter, Spring, Summer, Fall | Winter, Spring, Summer, Fall | Winter, Spring, Summer, Fall | Winter, Spring, Summer, Fall | Winter, Spring, Summer, Fall | Winter, Spring, Summer, Fall | Winter, Spring, Summer, Fall
CT Fac. Spec. - SO2 Rate Annual v3.1, Unit 617 and retrofits | 293 | 7287 | Rate Constraint in lbs/MMBtu | FALSE | L | Annual | Standard SO2 | lb/MMBtu | 0.33 | 0.33 | 0.33 | 0.33 | 0.33 | 0.33 | 0.33
CT Fac. Spec. - SO2 Rate Annual v3.1, Unit 617 and retrofits | 293 | 7287 | Rate Constraint in lbs/MMBtu | FALSE | L | Annual | Emissions at Affected Plants SO2 | Thousand Tons | 0 | 0 | 0 | 0 | 0 | 0 | 0
CT Fac. Spec. - SO2 Rate Annual v3.1, Unit 617 and retrofits | 293 | 7287 | Rate Constraint in lbs/MMBtu | FALSE | L | Annual | Allowances Purchased SO2 | Thousand Tons | 0 | 0 | 0 | 0 | 0 | 0 | 0
CT Fac. Spec. - SO2 Rate Annual v3.1, Unit 617 and retrofits | 293 | 7287 | Rate Constraint in lbs/MMBtu | FALSE | L | Annual | Allowances Sold SO2 | Thousand Tons | 0 | 0 | 0 | 0 | 0 | 0 | 0
CT Fac. Spec. - SO2 Rate Annual v3.1, Unit 617 and retrofits | 293 | 7287 | Rate Constraint in lbs/MMBtu | FALSE | L | Annual | Allowances Banked | Thousand Tons | 0 | 0 | 0 | 0 | 0 | 0 | 0
CT Fac. Spec. - SO2 Rate Annual v3.1, Unit 617 and retrofits | 293 | 7287 | Rate Constraint in lbs/MMBtu | FALSE | L | Annual | Allowances Withdrawn (1:1) | Thousand Tons | 0 | 0 | 0 | 0 | 0 | 0 | 0
CT Fac. Spec. - SO2 Rate Annual v3.1, Unit 617 and retrofits | 293 | 7287 | Rate Constraint in lbs/MMBtu | FALSE | L | Annual | Allowances Withdrawn (n:1) | Thousand Tons | 0 | 0 | 0 | 0 | 0 | 0 | 0
CT Fac. Spec. - SO2 Rate Annual v3.1, Unit 617 and retrofits | 293 | 7287 | Rate Constraint in lbs/MMBtu | FALSE | L | Annual | Net Emissions Allowance Position | Thousand Tons | 0 | 0 | 0 | 0 | 0 | 0 | 0
CT Fac. Spec. - SO2 Rate Annual v3.1, Unit 617 and retrofits | 293 | 7287 | Rate Constraint in lbs/MMBtu | FALSE | L | Annual | Fuel Consumed | TBtu | 0 | 0 | 0.0015507 | 0 | 0 | 0 | 0
CT Fac. Spec. - SO2 Rate Annual v3.1, Unit 617 and retrofits | 293 | 7287 | Rate Constraint in lbs/MMBtu | FALSE | L | Annual | Rate | lb/MMBtu | 0 | 0 | 0 | 0 | 0 | 0 | 0
CT Fac. Spec. - SO2 Rate Annual v3.1, Unit 617 and retrofits | 293 | 7287 | Rate Constraint in lbs/MMBtu | FALSE | L | Annual | Generation | TWh | 0 | 0 | 0.00011475 | 0 | 0 | 0 | 0
CT Fac. Spec. - SO2 Rate Annual v3.1, Unit 617 and retrofits | 293 | 7287 | Rate Constraint in lbs/MMBtu | FALSE | L | Annual | Qualifying Generation | TWh | 0 | 0 | 0.00011475 | 0 | 0 | 0 | 0
CT Fac. Spec. - SO2 Rate Annual v3.1, Unit 617 and retrofits | 293 | 7287 | Rate Constraint in lbs/MMBtu | FALSE | L | Annual | Rate | lb/MWh | 0 | 0 | 0 | 0 | 0 | 0 | 0
CT Fac. Spec. - SO2 Rate Annual v3.1, Unit 617 and retrofits | 293 | 7287 | Rate Constraint in lbs/MMBtu | FALSE | L | Annual | Constraint Shadow Price | US2022$/Ton | 0 | 0 | 0 | 0 | 0 | 0 | 0
CT Fac. Spec. - SO2 Rate Annual v3.1, Unit 618 and retrofits | 294 | 7287 | Rate Constraint in lbs/MMBtu | FALSE | L | Annual | Seasons Included | Seasons | Winter, Spring, Summer, Fall | Winter, Spring, Summer, Fall | Winter, Spring, Summer, Fall | Winter, Spring, Summer, Fall | Winter, Spring, Summer, Fall | Winter, Spring, Summer, Fall | Winter, Spring, Summer, Fall
CT Fac. Spec. - SO2 Rate Annual v3.1, Unit 618 and retrofits | 294 | 7287 | Rate Constraint in lbs/MMBtu | FALSE | L | Annual | Standard SO2 | lb/MMBtu | 0.33 | 0.33 | 0.33 | 0.33 | 0.33 | 0.33 | 0.33
CT Fac. Spec. - SO2 Rate Annual v3.1, Unit 618 and retrofits | 294 | 7287 | Rate Constraint in lbs/MMBtu | FALSE | L | Annual | Emissions at Affected Plants SO2 | Thousand Tons | 0 | 0 | 0 | 0 | 0 | 0 | 0
CT Fac. Spec. - SO2 Rate Annual v3.1, Unit 618 and retrofits | 294 | 7287 | Rate Constraint in lbs/MMBtu | FALSE | L | Annual | Allowances Purchased SO2 | Thousand Tons | 0 | 0 | 0 | 0 | 0 | 0 | 0
CT Fac. Spec. - SO2 Rate Annual v3.1, Unit 618 and retrofits | 294 | 7287 | Rate Constraint in lbs/MMBtu | FALSE | L | Annual | Allowances Sold SO2 | Thousand Tons | 0 | 0 | 0 | 0 | 0 | 0 | 0
CT Fac. Spec. - SO2 Rate Annual v3.1, Unit 618 and retrofits | 294 | 7287 | Rate Constraint in lbs/MMBtu | FALSE | L | Annual | Allowances Banked | Thousand Tons | 0 | 0 | 0 | 0 | 0 | 0 | 0
CT Fac. Spec. - SO2 Rate Annual v3.1, Unit 618 and retrofits | 294 | 7287 | Rate Constraint in lbs/MMBtu | FALSE | L | Annual | Allowances Withdrawn (1:1) | Thousand Tons | 0 | 0 | 0 | 0 | 0 | 0 | 0
CT Fac. Spec. - SO2 Rate Annual v3.1, Unit 618 and retrofits | 294 | 7287 | Rate Constraint in lbs/MMBtu | FALSE | L | Annual | Allowances Withdrawn (n:1) | Thousand Tons | 0 | 0 | 0 | 0 | 0 | 0 | 0
CT Fac. Spec. - SO2 Rate Annual v3.1, Unit 618 and retrofits | 294 | 7287 | Rate Constraint in lbs/MMBtu | FALSE | L | Annual | Net Emissions Allowance Position | Thousand Tons | 0 | 0 | 0 | 0 | 0 | 0 | 0
CT Fac. Spec. - SO2 Rate Annual v3.1, Unit 618 and retrofits | 294 | 7287 | Rate Constraint in lbs/MMBtu | FALSE | L | Annual | Fuel Consumed | TBtu | 0 | 0 | 0.0015506 | 0 | 0 | 0 | 0
CT Fac. Spec. - SO2 Rate Annual v3.1, Unit 618 and retrofits | 294 | 7287 | Rate Constraint in lbs/MMBtu | FALSE | L | Annual | Rate | lb/MMBtu | 0 | 0 | 0 | 0 | 0 | 0 | 0
CT Fac. Spec. - SO2 Rate Annual v3.1, Unit 618 and retrofits | 294 | 7287 | Rate Constraint in lbs/MMBtu | FALSE | L | Annual | Generation | TWh | 0 | 0 | 0.00011475 | 0 | 0 | 0 | 0
CT Fac. Spec. - SO2 Rate Annual v3.1, Unit 618 and retrofits | 294 | 7287 | Rate Constraint in lbs/MMBtu | FALSE | L | Annual | Qualifying Generation | TWh | 0 | 0 | 0.00011475 | 0 | 0 | 0 | 0
CT Fac. Spec. - SO2 Rate Annual v3.1, Unit 618 and retrofits | 294 | 7287 | Rate Constraint in lbs/MMBtu | FALSE | L | Annual | Rate | lb/MWh | 0 | 0 | 0 | 0 | 0 | 0 | 0
CT Fac. Spec. - SO2 Rate Annual v3.1, Unit 618 and retrofits | 294 | 7287 | Rate Constraint in lbs/MMBtu | FALSE | L | Annual | Constraint Shadow Price | US2022$/Ton | 0 | 0 | 0 | 0 | 0 | 0 | 0
CT Fac. Spec. - SO2 Rate Annual v3.1, Unit 619 and retrofits | 295 | 7287 | Rate Constraint in lbs/MMBtu | FALSE | L | Annual | Seasons Included | Seasons | Winter, Spring, Summer, Fall | Winter, Spring, Summer, Fall | Winter, Spring, Summer, Fall | Winter, Spring, Summer, Fall | Winter, Spring, Summer, Fall | Winter, Spring, Summer, Fall | Winter, Spring, Summer, Fall
CT Fac. Spec. - SO2 Rate Annual v3.1, Unit 619 and retrofits | 295 | 7287 | Rate Constraint in lbs/MMBtu | FALSE | L | Annual | Standard SO2 | lb/MMBtu | 0.33 | 0.33 | 0.33 | 0.33 | 0.33 | 0.33 | 0.33
CT Fac. Spec. - SO2 Rate Annual v3.1, Unit 619 and retrofits | 295 | 7287 | Rate Constraint in lbs/MMBtu | FALSE | L | Annual | Emissions at Affected Plants SO2 | Thousand Tons | 0 | 0 | 0 | 0 | 0 | 0 | 0
CT Fac. Spec. - SO2 Rate Annual v3.1, Unit 619 and retrofits | 295 | 7287 | Rate Constraint in lbs/MMBtu | FALSE | L | Annual | Allowances Purchased SO2 | Thousand Tons | 0 | 0 | 0 | 0 | 0 | 0 | 0
CT Fac. Spec. - SO2 Rate Annual v3.1, Unit 619 and retrofits | 295 | 7287 | Rate Constraint in lbs/MMBtu | FALSE | L | Annual | Allowances Sold SO2 | Thousand Tons | 0 | 0 | 0 | 0 | 0 | 0 | 0
CT Fac. Spec. - SO2 Rate Annual v3.1, Unit 619 and retrofits | 295 | 7287 | Rate Constraint in lbs/MMBtu | FALSE | L | Annual | Allowances Banked | Thousand Tons | 0 | 0 | 0 | 0 | 0 | 0 | 0
CT Fac. Spec. - SO2 Rate Annual v3.1, Unit 619 and retrofits | 295 | 7287 | Rate Constraint in lbs/MMBtu | FALSE | L | Annual | Allowances Withdrawn (1:1) | Thousand Tons | 0 | 0 | 0 | 0 | 0 | 0 | 0
CT Fac. Spec. - SO2 Rate Annual v3.1, Unit 619 and retrofits | 295 | 7287 | Rate Constraint in lbs/MMBtu | FALSE | L | Annual | Allowances Withdrawn (n:1) | Thousand Tons | 0 | 0 | 0 | 0 | 0 | 0 | 0
CT Fac. Spec. - SO2 Rate Annual v3.1, Unit 619 and retrofits | 295 | 7287 | Rate Constraint in lbs/MMBtu | FALSE | L | Annual | Net Emissions Allowance Position | Thousand Tons | 0 | 0 | 0 | 0 | 0 | 0 | 0
CT Fac. Spec. - SO2 Rate Annual v3.1, Unit 619 and retrofits | 295 | 7287 | Rate Constraint in lbs/MMBtu | FALSE | L | Annual | Fuel Consumed | TBtu | 0 | 0 | 0.0015506 | 0 | 0 | 0 | 0
CT Fac. Spec. - SO2 Rate Annual v3.1, Unit 619 and retrofits | 295 | 7287 | Rate Constraint in lbs/MMBtu | FALSE | L | Annual | Rate | lb/MMBtu | 0 | 0 | 0 | 0 | 0 | 0 | 0
CT Fac. Spec. - SO2 Rate Annual v3.1, Unit 619 and retrofits | 295 | 7287 | Rate Constraint in lbs/MMBtu | FALSE | L | Annual | Generation | TWh | 0 | 0 | 0.00011475 | 0 | 0 | 0 | 0
CT Fac. Spec. - SO2 Rate Annual v3.1, Unit 619 and retrofits | 295 | 7287 | Rate Constraint in lbs/MMBtu | FALSE | L | Annual | Qualifying Generation | TWh | 0 | 0 | 0.00011475 | 0 | 0 | 0 | 0
CT Fac. Spec. - SO2 Rate Annual v3.1, Unit 619 and retrofits | 295 | 7287 | Rate Constraint in lbs/MMBtu | FALSE | L | Annual | Rate | lb/MWh | 0 | 0 | 0 | 0 | 0 | 0 | 0
CT Fac. Spec. - SO2 Rate Annual v3.1, Unit 619 and retrofits | 295 | 7287 | Rate Constraint in lbs/MMBtu | FALSE | L | Annual | Constraint Shadow Price | US2022$/Ton | 0 | 0 | 0 | 0 | 0 | 0 | 0
CT Fac. Spec. - SO2 Rate Annual v3.1, Unit 620 and retrofits | 296 | 7287 | Rate Constraint in lbs/MMBtu | FALSE | L | Annual | Seasons Included | Seasons | Winter, Spring, Summer, Fall | Winter, Spring, Summer, Fall | Winter, Spring, Summer, Fall | Winter, Spring, Summer, Fall | Winter, Spring, Summer, Fall | Winter, Spring, Summer, Fall | Winter, Spring, Summer, Fall
CT Fac. Spec. - SO2 Rate Annual v3.1, Unit 620 and retrofits | 296 | 7287 | Rate Constraint in lbs/MMBtu | FALSE | L | Annual | Standard SO2 | lb/MMBtu | 0.33 | 0.33 | 0.33 | 0.33 | 0.33 | 0.33 | 0.33
CT Fac. Spec. - SO2 Rate Annual v3.1, Unit 620 and retrofits | 296 | 7287 | Rate Constraint in lbs/MMBtu | FALSE | L | Annual | Emissions at Affected Plants SO2 | Thousand Tons | 0 | 0 | 0 | 0 | 0 | 0 | 0
CT Fac. Spec. - SO2 Rate Annual v3.1, Unit 620 and retrofits | 296 | 7287 | Rate Constraint in lbs/MMBtu | FALSE | L | Annual | Allowances Purchased SO2 | Thousand Tons | 0 | 0 | 0 | 0 | 0 | 0 | 0
CT Fac. Spec. - SO2 Rate Annual v3.1, Unit 620 and retrofits | 296 | 7287 | Rate Constraint in lbs/MMBtu | FALSE | L | Annual | Allowances Sold SO2 | Thousand Tons | 0 | 0 | 0 | 0 | 0 | 0 | 0
CT Fac. Spec. - SO2 Rate Annual v3.1, Unit 620 and retrofits | 296 | 7287 | Rate Constraint in lbs/MMBtu | FALSE | L | Annual | Allowances Banked | Thousand Tons | 0 | 0 | 0 | 0 | 0 | 0 | 0
CT Fac. Spec. - SO2 Rate Annual v3.1, Unit 620 and retrofits | 296 | 7287 | Rate Constraint in lbs/MMBtu | FALSE | L | Annual | Allowances Withdrawn (1:1) | Thousand Tons | 0 | 0 | 0 | 0 | 0 | 0 | 0
CT Fac. Spec. - SO2 Rate Annual v3.1, Unit 620 and retrofits | 296 | 7287 | Rate Constraint in lbs/MMBtu | FALSE | L | Annual | Allowances Withdrawn (n:1) | Thousand Tons | 0 | 0 | 0 | 0 | 0 | 0 | 0
CT Fac. Spec. - SO2 Rate Annual v3.1, Unit 620 and retrofits | 296 | 7287 | Rate Constraint in lbs/MMBtu | FALSE | L | Annual | Net Emissions Allowance Position | Thousand Tons | 0 | 0 | 0 | 0 | 0 | 0 | 0
CT Fac. Spec. - SO2 Rate Annual v3.1, Unit 620 and retrofits | 296 | 7287 | Rate Constraint in lbs/MMBtu | FALSE | L | Annual | Fuel Consumed | TBtu | 0 | 0 | 0.028116 | 0 | 0 | 0 | 0
CT Fac. Spec. - SO2 Rate Annual v3.1, Unit 620 and retrofits | 296 | 7287 | Rate Constraint in lbs/MMBtu | FALSE | L | Annual | Rate | lb/MMBtu | 0 | 0 | 0 | 0 | 0 | 0 | 0
CT Fac. Spec. - SO2 Rate Annual v3.1, Unit 620 and retrofits | 296 | 7287 | Rate Constraint in lbs/MMBtu | FALSE | L | Annual | Generation | TWh | 0 | 0 | 0.0024917 | 0 | 0 | 0 | 0
CT Fac. Spec. - SO2 Rate Annual v3.1, Unit 620 and retrofits | 296 | 7287 | Rate Constraint in lbs/MMBtu | FALSE | L | Annual | Qualifying Generation | TWh | 0 | 0 | 0.0024917 | 0 | 0 | 0 | 0
CT Fac. Spec. - SO2 Rate Annual v3.1, Unit 620 and retrofits | 296 | 7287 | Rate Constraint in lbs/MMBtu | FALSE | L | Annual | Rate | lb/MWh | 0 | 0 | 0 | 0 | 0 | 0 | 0
CT Fac. Spec. - SO2 Rate Annual v3.1, Unit 620 and retrofits | 296 | 7287 | Rate Constraint in lbs/MMBtu | FALSE | L | Annual | Constraint Shadow Price | US2022$/Ton | 0 | 0 | 0 | 0 | 0 | 0 | 0
CT Fac. Spec. - SO2 Rate Annual v3.1, Unit 621 and retrofits | 297 | 7287 | Rate Constraint in lbs/MMBtu | FALSE | L | Annual | Seasons Included | Seasons | Winter, Spring, Summer, Fall | Winter, Spring, Summer, Fall | Winter, Spring, Summer, Fall | Winter, Spring, Summer, Fall | Winter, Spring, Summer, Fall | Winter, Spring, Summer, Fall | Winter, Spring, Summer, Fall
CT Fac. Spec. - SO2 Rate Annual v3.1, Unit 621 and retrofits | 297 | 7287 | Rate Constraint in lbs/MMBtu | FALSE | L | Annual | Standard SO2 | lb/MMBtu | 0.33 | 0.33 | 0.33 | 0.33 | 0.33 | 0.33 | 0.33
CT Fac. Spec. - SO2 Rate Annual v3.1, Unit 621 and retrofits | 297 | 7287 | Rate Constraint in lbs/MMBtu | FALSE | L | Annual | Emissions at Affected Plants SO2 | Thousand Tons | 0 | 0 | 0 | 0 | 0 | 0 | 0
CT Fac. Spec. - SO2 Rate Annual v3.1, Unit 621 and retrofits | 297 | 7287 | Rate Constraint in lbs/MMBtu | FALSE | L | Annual | Allowances Purchased SO2 | Thousand Tons | 0 | 0 | 0 | 0 | 0 | 0 | 0
CT Fac. Spec. - SO2 Rate Annual v3.1, Unit 621 and retrofits | 297 | 7287 | Rate Constraint in lbs/MMBtu | FALSE | L | Annual | Allowances Sold SO2 | Thousand Tons | 0 | 0 | 0 | 0 | 0 | 0 | 0
CT Fac. Spec. - SO2 Rate Annual v3.1, Unit 621 and retrofits | 297 | 7287 | Rate Constraint in lbs/MMBtu | FALSE | L | Annual | Allowances Banked | Thousand Tons | 0 | 0 | 0 | 0 | 0 | 0 | 0
CT Fac. Spec. - SO2 Rate Annual v3.1, Unit 621 and retrofits | 297 | 7287 | Rate Constraint in lbs/MMBtu | FALSE | L | Annual | Allowances Withdrawn (1:1) | Thousand Tons | 0 | 0 | 0 | 0 | 0 | 0 | 0
CT Fac. Spec. - SO2 Rate Annual v3.1, Unit 621 and retrofits | 297 | 7287 | Rate Constraint in lbs/MMBtu | FALSE | L | Annual | Allowances Withdrawn (n:1) | Thousand Tons | 0 | 0 | 0 | 0 | 0 | 0 | 0
CT Fac. Spec. - SO2 Rate Annual v3.1, Unit 621 and retrofits | 297 | 7287 | Rate Constraint in lbs/MMBtu | FALSE | L | Annual | Net Emissions Allowance Position | Thousand Tons | 0 | 0 | 0 | 0 | 0 | 0 | 0
CT Fac. Spec. - SO2 Rate Annual v3.1, Unit 621 and retrofits | 297 | 7287 | Rate Constraint in lbs/MMBtu | FALSE | L | Annual | Fuel Consumed | TBtu | 0 | 0 | 0.028121 | 0 | 0 | 0 | 0
CT Fac. Spec. - SO2 Rate Annual v3.1, Unit 621 and retrofits | 297 | 7287 | Rate Constraint in lbs/MMBtu | FALSE | L | Annual | Rate | lb/MMBtu | 0 | 0 | 0 | 0 | 0 | 0 | 0
CT Fac. Spec. - SO2 Rate Annual v3.1, Unit 621 and retrofits | 297 | 7287 | Rate Constraint in lbs/MMBtu | FALSE | L | Annual | Generation | TWh | 0 | 0 | 0.0024917 | 0 | 0 | 0 | 0
CT Fac. Spec. - SO2 Rate Annual v3.1, Unit 621 and retrofits | 297 | 7287 | Rate Constraint in lbs/MMBtu | FALSE | L | Annual | Qualifying Generation | TWh | 0 | 0 | 0.0024917 | 0 | 0 | 0 | 0
CT Fac. Spec. - SO2 Rate Annual v3.1, Unit 621 and retrofits | 297 | 7287 | Rate Constraint in lbs/MMBtu | FALSE | L | Annual | Rate | lb/MWh | 0 | 0 | 0 | 0 | 0 | 0 | 0
CT Fac. Spec. - SO2 Rate Annual v3.1, Unit 621 and retrofits | 297 | 7287 | Rate Constraint in lbs/MMBtu | FALSE | L | Annual | Constraint Shadow Price | US2022$/Ton | 0 | 0 | 0 | 0 | 0 | 0 | 0
CT Fac. Spec. - SO2 Rate Annual v3.1, Unit 622 and retrofits | 298 | 7287 | Rate Constraint in lbs/MMBtu | FALSE | L | Annual | Seasons Included | Seasons | Winter, Spring, Summer, Fall | Winter, Spring, Summer, Fall | Winter, Spring, Summer, Fall | Winter, Spring, Summer, Fall | Winter, Spring, Summer, Fall | Winter, Spring, Summer, Fall | Winter, Spring, Summer, Fall
CT Fac. Spec. - SO2 Rate Annual v3.1, Unit 622 and retrofits | 298 | 7287 | Rate Constraint in lbs/MMBtu | FALSE | L | Annual | Standard SO2 | lb/MMBtu | 0.33 | 0.33 | 0.33 | 0.33 | 0.33 | 0.33 | 0.33
CT Fac. Spec. - SO2 Rate Annual v3.1, Unit 622 and retrofits | 298 | 7287 | Rate Constraint in lbs/MMBtu | FALSE | L | Annual | Emissions at Affected Plants SO2 | Thousand Tons | 0 | 0 | 0 | 0 | 0 | 0 | 0
CT Fac. Spec. - SO2 Rate Annual v3.1, Unit 622 and retrofits | 298 | 7287 | Rate Constraint in lbs/MMBtu | FALSE | L | Annual | Allowances Purchased SO2 | Thousand Tons | 0 | 0 | 0 | 0 | 0 | 0 | 0
CT Fac. Spec. - SO2 Rate Annual v3.1, Unit 622 and retrofits | 298 | 7287 | Rate Constraint in lbs/MMBtu | FALSE | L | Annual | Allowances Sold SO2 | Thousand Tons | 0 | 0 | 0 | 0 | 0 | 0 | 0
CT Fac. Spec. - SO2 Rate Annual v3.1, Unit 622 and retrofits | 298 | 7287 | Rate Constraint in lbs/MMBtu | FALSE | L | Annual | Allowances Banked | Thousand Tons | 0 | 0 | 0 | 0 | 0 | 0 | 0
CT Fac. Spec. - SO2 Rate Annual v3.1, Unit 622 and retrofits | 298 | 7287 | Rate Constraint in lbs/MMBtu | FALSE | L | Annual | Allowances Withdrawn (1:1) | Thousand Tons | 0 | 0 | 0 | 0 | 0 | 0 | 0
CT Fac. Spec. - SO2 Rate Annual v3.1, Unit 622 and retrofits | 298 | 7287 | Rate Constraint in lbs/MMBtu | FALSE | L | Annual | Allowances Withdrawn (n:1) | Thousand Tons | 0 | 0 | 0 | 0 | 0 | 0 | 0
CT Fac. Spec. - SO2 Rate Annual v3.1, Unit 622 and retrofits | 298 | 7287 | Rate Constraint in lbs/MMBtu | FALSE | L | Annual | Net Emissions Allowance Position | Thousand Tons | 0 | 0 | 0 | 0 | 0 | 0 | 0
CT Fac. Spec. - SO2 Rate Annual v3.1, Unit 622 and retrofits | 298 | 7287 | Rate Constraint in lbs/MMBtu | FALSE | L | Annual | Fuel Consumed | TBtu | 0 | 0 | 0.028121 | 0 | 0 | 0 | 0
CT Fac. Spec. - SO2 Rate Annual v3.1, Unit 622 and retrofits | 298 | 7287 | Rate Constraint in lbs/MMBtu | FALSE | L | Annual | Rate | lb/MMBtu | 0 | 0 | 0 | 0 | 0 | 0 | 0
CT Fac. Spec. - SO2 Rate Annual v3.1, Unit 622 and retrofits | 298 | 7287 | Rate Constraint in lbs/MMBtu | FALSE | L | Annual | Generation | TWh | 0 | 0 | 0.0024917 | 0 | 0 | 0 | 0
CT Fac. Spec. - SO2 Rate Annual v3.1, Unit 622 and retrofits | 298 | 7287 | Rate Constraint in lbs/MMBtu | FALSE | L | Annual | Qualifying Generation | TWh | 0 | 0 | 0.0024917 | 0 | 0 | 0 | 0
CT Fac. Spec. - SO2 Rate Annual v3.1, Unit 622 and retrofits | 298 | 7287 | Rate Constraint in lbs/MMBtu | FALSE | L | Annual | Rate | lb/MWh | 0 | 0 | 0 | 0 | 0 | 0 | 0
CT Fac. Spec. - SO2 Rate Annual v3.1, Unit 622 and retrofits | 298 | 7287 | Rate Constraint in lbs/MMBtu | FALSE | L | Annual | Constraint Shadow Price | US2022$/Ton | 0 | 0 | 0 | 0 | 0 | 0 | 0
CT Fac. Spec. - SO2 Rate Annual v3.1, Unit 623 and retrofits | 299 | 7287 | Rate Constraint in lbs/MMBtu | FALSE | L | Annual | Seasons Included | Seasons | Winter, Spring, Summer, Fall | Winter, Spring, Summer, Fall | Winter, Spring, Summer, Fall | Winter, Spring, Summer, Fall | Winter, Spring, Summer, Fall | Winter, Spring, Summer, Fall | Winter, Spring, Summer, Fall
CT Fac. Spec. - SO2 Rate Annual v3.1, Unit 623 and retrofits | 299 | 7287 | Rate Constraint in lbs/MMBtu | FALSE | L | Annual | Standard SO2 | lb/MMBtu | 0.33 | 0.33 | 0.33 | 0.33 | 0.33 | 0.33 | 0.33
CT Fac. Spec. - SO2 Rate Annual v3.1, Unit 623 and retrofits | 299 | 7287 | Rate Constraint in lbs/MMBtu | FALSE | L | Annual | Emissions at Affected Plants SO2 | Thousand Tons | 0 | 0 | 0 | 0 | 0 | 0 | 0
CT Fac. Spec. - SO2 Rate Annual v3.1, Unit 623 and retrofits | 299 | 7287 | Rate Constraint in lbs/MMBtu | FALSE | L | Annual | Allowances Purchased SO2 | Thousand Tons | 0 | 0 | 0 | 0 | 0 | 0 | 0
CT Fac. Spec. - SO2 Rate Annual v3.1, Unit 623 and retrofits | 299 | 7287 | Rate Constraint in lbs/MMBtu | FALSE | L | Annual | Allowances Sold SO2 | Thousand Tons | 0 | 0 | 0 | 0 | 0 | 0 | 0
CT Fac. Spec. - SO2 Rate Annual v3.1, Unit 623 and retrofits | 299 | 7287 | Rate Constraint in lbs/MMBtu | FALSE | L | Annual | Allowances Banked | Thousand Tons | 0 | 0 | 0 | 0 | 0 | 0 | 0
CT Fac. Spec. - SO2 Rate Annual v3.1, Unit 623 and retrofits | 299 | 7287 | Rate Constraint in lbs/MMBtu | FALSE | L | Annual | Allowances Withdrawn (1:1) | Thousand Tons | 0 | 0 | 0 | 0 | 0 | 0 | 0
CT Fac. Spec. - SO2 Rate Annual v3.1, Unit 623 and retrofits | 299 | 7287 | Rate Constraint in lbs/MMBtu | FALSE | L | Annual | Allowances Withdrawn (n:1) | Thousand Tons | 0 | 0 | 0 | 0 | 0 | 0 | 0
CT Fac. Spec. - SO2 Rate Annual v3.1, Unit 623 and retrofits | 299 | 7287 | Rate Constraint in lbs/MMBtu | FALSE | L | Annual | Net Emissions Allowance Position | Thousand Tons | 0 | 0 | 0 | 0 | 0 | 0 | 0
CT Fac. Spec. - SO2 Rate Annual v3.1, Unit 623 and retrofits | 299 | 7287 | Rate Constraint in lbs/MMBtu | FALSE | L | Annual | Fuel Consumed | TBtu | 0 | 0 | 0.028121 | 0 | 0 | 0 | 0
CT Fac. Spec. - SO2 Rate Annual v3.1, Unit 623 and retrofits | 299 | 7287 | Rate Constraint in lbs/MMBtu | FALSE | L | Annual | Rate | lb/MMBtu | 0 | 0 | 0 | 0 | 0 | 0 | 0
CT Fac. Spec. - SO2 Rate Annual v3.1, Unit 623 and retrofits | 299 | 7287 | Rate Constraint in lbs/MMBtu | FALSE | L | Annual | Generation | TWh | 0 | 0 | 0.0024917 | 0 | 0 | 0 | 0
CT Fac. Spec. - SO2 Rate Annual v3.1, Unit 623 and retrofits | 299 | 7287 | Rate Constraint in lbs/MMBtu | FALSE | L | Annual | Qualifying Generation | TWh | 0 | 0 | 0.0024917 | 0 | 0 | 0 | 0
CT Fac. Spec. - SO2 Rate Annual v3.1, Unit 623 and retrofits | 299 | 7287 | Rate Constraint in lbs/MMBtu | FALSE | L | Annual | Rate | lb/MWh | 0 | 0 | 0 | 0 | 0 | 0 | 0
CT Fac. Spec. - SO2 Rate Annual v3.1, Unit 623 and retrofits | 299 | 7287 | Rate Constraint in lbs/MMBtu | FALSE | L | Annual | Constraint Shadow Price | US2022$/Ton | 0 | 0 | 0 | 0 | 0 | 0 | 0
CT Fac. Spec. - SO2 Rate Annual v3.1, Unit 624 and retrofits | 300 | 7287 | Rate Constraint in lbs/MMBtu | FALSE | L | Annual | Seasons Included | Seasons | Winter, Spring, Summer, Fall | Winter, Spring, Summer, Fall | Winter, Spring, Summer, Fall | Winter, Spring, Summer, Fall | Winter, Spring, Summer, Fall | Winter, Spring, Summer, Fall | Winter, Spring, Summer, Fall
CT Fac. Spec. - SO2 Rate Annual v3.1, Unit 624 and retrofits | 300 | 7287 | Rate Constraint in lbs/MMBtu | FALSE | L | Annual | Standard SO2 | lb/MMBtu | 0.33 | 0.33 | 0.33 | 0.33 | 0.33 | 0.33 | 0.33
CT Fac. Spec. - SO2 Rate Annual v3.1, Unit 624 and retrofits | 300 | 7287 | Rate Constraint in lbs/MMBtu | FALSE | L | Annual | Emissions at Affected Plants SO2 | Thousand Tons | 0 | 0 | 0 | 0 | 0 | 0 | 0
CT Fac. Spec. - SO2 Rate Annual v3.1, Unit 624 and retrofits | 300 | 7287 | Rate Constraint in lbs/MMBtu | FALSE | L | Annual | Allowances Purchased SO2 | Thousand Tons | 0 | 0 | 0 | 0 | 0 | 0 | 0
CT Fac. Spec. - SO2 Rate Annual v3.1, Unit 624 and retrofits | 300 | 7287 | Rate Constraint in lbs/MMBtu | FALSE | L | Annual | Allowances Sold SO2 | Thousand Tons | 0 | 0 | 0 | 0 | 0 | 0 | 0
CT Fac. Spec. - SO2 Rate Annual v3.1, Unit 624 and retrofits | 300 | 7287 | Rate Constraint in lbs/MMBtu | FALSE | L | Annual | Allowances Banked | Thousand Tons | 0 | 0 | 0 | 0 | 0 | 0 | 0
CT Fac. Spec. - SO2 Rate Annual v3.1, Unit 624 and retrofits | 300 | 7287 | Rate Constraint in lbs/MMBtu | FALSE | L | Annual | Allowances Withdrawn (1:1) | Thousand Tons | 0 | 0 | 0 | 0 | 0 | 0 | 0
CT Fac. Spec. - SO2 Rate Annual v3.1, Unit 624 and retrofits | 300 | 7287 | Rate Constraint in lbs/MMBtu | FALSE | L | Annual | Allowances Withdrawn (n:1) | Thousand Tons | 0 | 0 | 0 | 0 | 0 | 0 | 0
CT Fac. Spec. - SO2 Rate Annual v3.1, Unit 624 and retrofits | 300 | 7287 | Rate Constraint in lbs/MMBtu | FALSE | L | Annual | Net Emissions Allowance Position | Thousand Tons | 0 | 0 | 0 | 0 | 0 | 0 | 0
CT Fac. Spec. - SO2 Rate Annual v3.1, Unit 624 and retrofits | 300 | 7287 | Rate Constraint in lbs/MMBtu | FALSE | L | Annual | Fuel Consumed | TBtu | 0.0093239 | 0.010722 | 0.027972 | 0 | 0 | 0 | 0
CT Fac. Spec. - SO2 Rate Annual v3.1, Unit 624 and retrofits | 300 | 7287 | Rate Constraint in lbs/MMBtu | FALSE | L | Annual | Rate | lb/MMBtu | 0 | 0 | 0 | 0 | 0 | 0 | 0
CT Fac. Spec. - SO2 Rate Annual v3.1, Unit 624 and retrofits | 300 | 7287 | Rate Constraint in lbs/MMBtu | FALSE | L | Annual | Generation | TWh | 0.00086774 | 0.0009979 | 0.0026032 | 0 | 0 | 0 | 0
CT Fac. Spec. - SO2 Rate Annual v3.1, Unit 624 and retrofits | 300 | 7287 | Rate Constraint in lbs/MMBtu | FALSE | L | Annual | Qualifying Generation | TWh | 0.00086774 | 0.0009979 | 0.0026032 | 0 | 0 | 0 | 0
CT Fac. Spec. - SO2 Rate Annual v3.1, Unit 624 and retrofits | 300 | 7287 | Rate Constraint in lbs/MMBtu | FALSE | L | Annual | Rate | lb/MWh | 0 | 0 | 0 | 0 | 0 | 0 | 0
CT Fac. Spec. - SO2 Rate Annual v3.1, Unit 624 and retrofits | 300 | 7287 | Rate Constraint in lbs/MMBtu | FALSE | L | Annual | Constraint Shadow Price | US2022$/Ton | 0 | 0 | 0 | 0 | 0 | 0 | 0
CT Fac. Spec. - SO2 Rate Annual v3.1, Unit 625 and retrofits | 301 | 7287 | Rate Constraint in lbs/MMBtu | FALSE | L | Annual | Seasons Included | Seasons | Winter, Spring, Summer, Fall | Winter, Spring, Summer, Fall | Winter, Spring, Summer, Fall | Winter, Spring, Summer, Fall | Winter, Spring, Summer, Fall | Winter, Spring, Summer, Fall | Winter, Spring, Summer, Fall
CT Fac. Spec. - SO2 Rate Annual v3.1, Unit 625 and retrofits | 301 | 7287 | Rate Constraint in lbs/MMBtu | FALSE | L | Annual | Standard SO2 | lb/MMBtu | 0.33 | 0.33 | 0.33 | 0.33 | 0.33 | 0.33 | 0.33
CT Fac. Spec. - SO2 Rate Annual v3.1, Unit 625 and retrofits | 301 | 7287 | Rate Constraint in lbs/MMBtu | FALSE | L | Annual | Emissions at Affected Plants SO2 | Thousand Tons | 0 | 0 | 0 | 0 | 0 | 0 | 0
CT Fac. Spec. - SO2 Rate Annual v3.1, Unit 625 and retrofits | 301 | 7287 | Rate Constraint in lbs/MMBtu | FALSE | L | Annual | Allowances Purchased SO2 | Thousand Tons | 0 | 0 | 0 | 0 | 0 | 0 | 0
CT Fac. Spec. - SO2 Rate Annual v3.1, Unit 625 and retrofits | 301 | 7287 | Rate Constraint in lbs/MMBtu | FALSE | L | Annual | Allowances Sold SO2 | Thousand Tons | 0 | 0 | 0 | 0 | 0 | 0 | 0
CT Fac. Spec. - SO2 Rate Annual v3.1, Unit 625 and retrofits | 301 | 7287 | Rate Constraint in lbs/MMBtu | FALSE | L | Annual | Allowances Banked | Thousand Tons | 0 | 0 | 0 | 0 | 0 | 0 | 0
CT Fac. Spec. - SO2 Rate Annual v3.1, Unit 625 and retrofits | 301 | 7287 | Rate Constraint in lbs/MMBtu | FALSE | L | Annual | Allowances Withdrawn (1:1) | Thousand Tons | 0 | 0 | 0 | 0 | 0 | 0 | 0
CT Fac. Spec. - SO2 Rate Annual v3.1, Unit 625 and retrofits | 301 | 7287 | Rate Constraint in lbs/MMBtu | FALSE | L | Annual | Allowances Withdrawn (n:1) | Thousand Tons | 0 | 0 | 0 | 0 | 0 | 0 | 0
CT Fac. Spec. - SO2 Rate Annual v3.1, Unit 625 and retrofits | 301 | 7287 | Rate Constraint in lbs/MMBtu | FALSE | L | Annual | Net Emissions Allowance Position | Thousand Tons | 0 | 0 | 0 | 0 | 0 | 0 | 0
CT Fac. Spec. - SO2 Rate Annual v3.1, Unit 625 and retrofits | 301 | 7287 | Rate Constraint in lbs/MMBtu | FALSE | L | Annual | Fuel Consumed | TBtu | 0.0093239 | 0.010722 | 0.027972 | 0 | 0 | 0 | 0
CT Fac. Spec. - SO2 Rate Annual v3.1, Unit 625 and retrofits | 301 | 7287 | Rate Constraint in lbs/MMBtu | FALSE | L | Annual | Rate | lb/MMBtu | 0 | 0 | 0 | 0 | 0 | 0 | 0
CT Fac. Spec. - SO2 Rate Annual v3.1, Unit 625 and retrofits | 301 | 7287 | Rate Constraint in lbs/MMBtu | FALSE | L | Annual | Generation | TWh | 0.00086774 | 0.0009979 | 0.0026032 | 0 | 0 | 0 | 0
CT Fac. Spec. - SO2 Rate Annual v3.1, Unit 625 and retrofits | 301 | 7287 | Rate Constraint in lbs/MMBtu | FALSE | L | Annual | Qualifying Generation | TWh | 0.00086774 | 0.0009979 | 0.0026032 | 0 | 0 | 0 | 0
CT Fac. Spec. - SO2 Rate Annual v3.1, Unit 625 and retrofits | 301 | 7287 | Rate Constraint in lbs/MMBtu | FALSE | L | Annual | Rate | lb/MWh | 0 | 0 | 0 | 0 | 0 | 0 | 0
CT Fac. Spec. - SO2 Rate Annual v3.1, Unit 625 and retrofits | 301 | 7287 | Rate Constraint in lbs/MMBtu | FALSE | L | Annual | Constraint Shadow Price | US2022$/Ton | 0 | 0 | 0 | 0 | 0 | 0 | 0
CT Fac. Spec. - SO2 Rate Annual v3.1, Unit 626 and retrofits | 302 | 7287 | Rate Constraint in lbs/MMBtu | FALSE | L | Annual | Seasons Included | Seasons | Winter, Spring, Summer, Fall | Winter, Spring, Summer, Fall | Winter, Spring, Summer, Fall | Winter, Spring, Summer, Fall | Winter, Spring, Summer, Fall | Winter, Spring, Summer, Fall | Winter, Spring, Summer, Fall
CT Fac. Spec. - SO2 Rate Annual v3.1, Unit 626 and retrofits | 302 | 7287 | Rate Constraint in lbs/MMBtu | FALSE | L | Annual | Standard SO2 | lb/MMBtu | 0.33 | 0.33 | 0.33 | 0.33 | 0.33 | 0.33 | 0.33
CT Fac. Spec. - SO2 Rate Annual v3.1, Unit 626 and retrofits | 302 | 7287 | Rate Constraint in lbs/MMBtu | FALSE | L | Annual | Emissions at Affected Plants SO2 | Thousand Tons | 0 | 0 | 0 | 0 | 0 | 0 | 0
CT Fac. Spec. - SO2 Rate Annual v3.1, Unit 626 and retrofits | 302 | 7287 | Rate Constraint in lbs/MMBtu | FALSE | L | Annual | Allowances Purchased SO2 | Thousand Tons | 0 | 0 | 0 | 0 | 0 | 0 | 0
CT Fac. Spec. - SO2 Rate Annual v3.1, Unit 626 and retrofits | 302 | 7287 | Rate Constraint in lbs/MMBtu | FALSE | L | Annual | Allowances Sold SO2 | Thousand Tons | 0 | 0 | 0 | 0 | 0 | 0 | 0
CT Fac. Spec. - SO2 Rate Annual v3.1, Unit 626 and retrofits | 302 | 7287 | Rate Constraint in lbs/MMBtu | FALSE | L | Annual | Allowances Banked | Thousand Tons | 0 | 0 | 0 | 0 | 0 | 0 | 0
CT Fac. Spec. - SO2 Rate Annual v3.1, Unit 626 and retrofits | 302 | 7287 | Rate Constraint in lbs/MMBtu | FALSE | L | Annual | Allowances Withdrawn (1:1) | Thousand Tons | 0 | 0 | 0 | 0 | 0 | 0 | 0
CT Fac. Spec. - SO2 Rate Annual v3.1, Unit 626 and retrofits | 302 | 7287 | Rate Constraint in lbs/MMBtu | FALSE | L | Annual | Allowances Withdrawn (n:1) | Thousand Tons | 0 | 0 | 0 | 0 | 0 | 0 | 0
CT Fac. Spec. - SO2 Rate Annual v3.1, Unit 626 and retrofits | 302 | 7287 | Rate Constraint in lbs/MMBtu | FALSE | L | Annual | Net Emissions Allowance Position | Thousand Tons | 0 | 0 | 0 | 0 | 0 | 0 | 0
CT Fac. Spec. - SO2 Rate Annual v3.1, Unit 626 and retrofits | 302 | 7287 | Rate Constraint in lbs/MMBtu | FALSE | L | Annual | Fuel Consumed | TBtu | 0.0093239 | 0.010722 | 0.027972 | 0 | 0 | 0 | 0
CT Fac. Spec. - SO2 Rate Annual v3.1, Unit 626 and retrofits | 302 | 7287 | Rate Constraint in lbs/MMBtu | FALSE | L | Annual | Rate | lb/MMBtu | 0 | 0 | 0 | 0 | 0 | 0 | 0
CT Fac. Spec. - SO2 Rate Annual v3.1, Unit 626 and retrofits | 302 | 7287 | Rate Constraint in lbs/MMBtu | FALSE | L | Annual | Generation | TWh | 0.00086774 | 0.0009979 | 0.0026032 | 0 | 0 | 0 | 0
CT Fac. Spec. - SO2 Rate Annual v3.1, Unit 626 and retrofits | 302 | 7287 | Rate Constraint in lbs/MMBtu | FALSE | L | Annual | Qualifying Generation | TWh | 0.00086774 | 0.0009979 | 0.0026032 | 0 | 0 | 0 | 0
CT Fac. Spec. - SO2 Rate Annual v3.1, Unit 626 and retrofits | 302 | 7287 | Rate Constraint in lbs/MMBtu | FALSE | L | Annual | Rate | lb/MWh | 0 | 0 | 0 | 0 | 0 | 0 | 0
CT Fac. Spec. - SO2 Rate Annual v3.1, Unit 626 and retrofits | 302 | 7287 | Rate Constraint in lbs/MMBtu | FALSE | L | Annual | Constraint Shadow Price | US2022$/Ton | 0 | 0 | 0 | 0 | 0 | 0 | 0
CT Fac. Spec. - SO2 Rate Annual v3.1, Unit 627 and retrofits | 303 | 7287 | Rate Constraint in lbs/MMBtu | FALSE | L | Annual | Seasons Included | Seasons | Winter, Spring, Summer, Fall | Winter, Spring, Summer, Fall | Winter, Spring, Summer, Fall | Winter, Spring, Summer, Fall | Winter, Spring, Summer, Fall | Winter, Spring, Summer, Fall | Winter, Spring, Summer, Fall
CT Fac. Spec. - SO2 Rate Annual v3.1, Unit 627 and retrofits | 303 | 7287 | Rate Constraint in lbs/MMBtu | FALSE | L | Annual | Standard SO2 | lb/MMBtu | 0.33 | 0.33 | 0.33 | 0.33 | 0.33 | 0.33 | 0.33
CT Fac. Spec. - SO2 Rate Annual v3.1, Unit 627 and retrofits | 303 | 7287 | Rate Constraint in lbs/MMBtu | FALSE | L | Annual | Emissions at Affected Plants SO2 | Thousand Tons | 0 | 0 | 0 | 0 | 0 | 0 | 0
CT Fac. Spec. - SO2 Rate Annual v3.1, Unit 627 and retrofits | 303 | 7287 | Rate Constraint in lbs/MMBtu | FALSE | L | Annual | Allowances Purchased SO2 | Thousand Tons | 0 | 0 | 0 | 0 | 0 | 0 | 0
CT Fac. Spec. - SO2 Rate Annual v3.1, Unit 627 and retrofits | 303 | 7287 | Rate Constraint in lbs/MMBtu | FALSE | L | Annual | Allowances Sold SO2 | Thousand Tons | 0 | 0 | 0 | 0 | 0 | 0 | 0
CT Fac. Spec. - SO2 Rate Annual v3.1, Unit 627 and retrofits | 303 | 7287 | Rate Constraint in lbs/MMBtu | FALSE | L | Annual | Allowances Banked | Thousand Tons | 0 | 0 | 0 | 0 | 0 | 0 | 0
CT Fac. Spec. - SO2 Rate Annual v3.1, Unit 627 and retrofits | 303 | 7287 | Rate Constraint in lbs/MMBtu | FALSE | L | Annual | Allowances Withdrawn (1:1) | Thousand Tons | 0 | 0 | 0 | 0 | 0 | 0 | 0
CT Fac. Spec. - SO2 Rate Annual v3.1, Unit 627 and retrofits | 303 | 7287 | Rate Constraint in lbs/MMBtu | FALSE | L | Annual | Allowances Withdrawn (n:1) | Thousand Tons | 0 | 0 | 0 | 0 | 0 | 0 | 0
CT Fac. Spec. - SO2 Rate Annual v3.1, Unit 627 and retrofits | 303 | 7287 | Rate Constraint in lbs/MMBtu | FALSE | L | Annual | Net Emissions Allowance Position | Thousand Tons | 0 | 0 | 0 | 0 | 0 | 0 | 0
CT Fac. Spec. - SO2 Rate Annual v3.1, Unit 627 and retrofits | 303 | 7287 | Rate Constraint in lbs/MMBtu | FALSE | L | Annual | Fuel Consumed | TBtu | 0.0093239 | 0.021445 | 0.027972 | 0 | 0 | 0 | 0
CT Fac. Spec. - SO2 Rate Annual v3.1, Unit 627 and retrofits | 303 | 7287 | Rate Constraint in lbs/MMBtu | FALSE | L | Annual | Rate | lb/MMBtu | 0 | 0 | 0 | 0 | 0 | 0 | 0
CT Fac. Spec. - SO2 Rate Annual v3.1, Unit 627 and retrofits | 303 | 7287 | Rate Constraint in lbs/MMBtu | FALSE | L | Annual | Generation | TWh | 0.00086774 | 0.0019958 | 0.0026032 | 0 | 0 | 0 | 0
CT Fac. Spec. - SO2 Rate Annual v3.1, Unit 627 and retrofits | 303 | 7287 | Rate Constraint in lbs/MMBtu | FALSE | L | Annual | Qualifying Generation | TWh | 0.00086774 | 0.0019958 | 0.0026032 | 0 | 0 | 0 | 0
CT Fac. Spec. - SO2 Rate Annual v3.1, Unit 627 and retrofits | 303 | 7287 | Rate Constraint in lbs/MMBtu | FALSE | L | Annual | Rate | lb/MWh | 0 | 0 | 0 | 0 | 0 | 0 | 0
CT Fac. Spec. - SO2 Rate Annual v3.1, Unit 627 and retrofits | 303 | 7287 | Rate Constraint in lbs/MMBtu | FALSE | L | Annual | Constraint Shadow Price | US2022$/Ton | 0 | 0 | 0 | 0 | 0 | 0 | 0
CT Fac. Spec. - SO2 Rate Annual v3.1, Unit 628 and retrofits | 304 | 7287 | Rate Constraint in lbs/MMBtu | FALSE | L | Annual | Seasons Included | Seasons | Winter, Spring, Summer, Fall | Winter, Spring, Summer, Fall | Winter, Spring, Summer, Fall | Winter, Spring, Summer, Fall | Winter, Spring, Summer, Fall | Winter, Spring, Summer, Fall | Winter, Spring, Summer, Fall
CT Fac. Spec. - SO2 Rate Annual v3.1, Unit 628 and retrofits | 304 | 7287 | Rate Constraint in lbs/MMBtu | FALSE | L | Annual | Standard SO2 | lb/MMBtu | 0.33 | 0.33 | 0.33 | 0.33 | 0.33 | 0.33 | 0.33
CT Fac. Spec. - SO2 Rate Annual v3.1, Unit 628 and retrofits | 304 | 7287 | Rate Constraint in lbs/MMBtu | FALSE | L | Annual | Emissions at Affected Plants SO2 | Thousand Tons | 0 | 0 | 0 | 0 | 0 | 0 | 0
CT Fac. Spec. - SO2 Rate Annual v3.1, Unit 628 and retrofits | 304 | 7287 | Rate Constraint in lbs/MMBtu | FALSE | L | Annual | Allowances Purchased SO2 | Thousand Tons | 0 | 0 | 0 | 0 | 0 | 0 | 0
CT Fac. Spec. - SO2 Rate Annual v3.1, Unit 628 and retrofits | 304 | 7287 | Rate Constraint in lbs/MMBtu | FALSE | L | Annual | Allowances Sold SO2 | Thousand Tons | 0 | 0 | 0 | 0 | 0 | 0 | 0
CT Fac. Spec. - SO2 Rate Annual v3.1, Unit 628 and retrofits | 304 | 7287 | Rate Constraint in lbs/MMBtu | FALSE | L | Annual | Allowances Banked | Thousand Tons | 0 | 0 | 0 | 0 | 0 | 0 | 0
CT Fac. Spec. - SO2 Rate Annual v3.1, Unit 628 and retrofits | 304 | 7287 | Rate Constraint in lbs/MMBtu | FALSE | L | Annual | Allowances Withdrawn (1:1) | Thousand Tons | 0 | 0 | 0 | 0 | 0 | 0 | 0
CT Fac. Spec. - SO2 Rate Annual v3.1, Unit 628 and retrofits | 304 | 7287 | Rate Constraint in lbs/MMBtu | FALSE | L | Annual | Allowances Withdrawn (n:1) | Thousand Tons | 0 | 0 | 0 | 0 | 0 | 0 | 0
CT Fac. Spec. - SO2 Rate Annual v3.1, Unit 628 and retrofits | 304 | 7287 | Rate Constraint in lbs/MMBtu | FALSE | L | Annual | Net Emissions Allowance Position | Thousand Tons | 0 | 0 | 0 | 0 | 0 | 0 | 0
CT Fac. Spec. - SO2 Rate Annual v3.1, Unit 628 and retrofits | 304 | 7287 | Rate Constraint in lbs/MMBtu | FALSE | L | Annual | Fuel Consumed | TBtu | 0 | 0 | 0.017127 | 0 | 0 | 0 | 0
CT Fac. Spec. - SO2 Rate Annual v3.1, Unit 628 and retrofits | 304 | 7287 | Rate Constraint in lbs/MMBtu | FALSE | L | Annual | Rate | lb/MMBtu | 0 | 0 | 0 | 0 | 0 | 0 | 0
CT Fac. Spec. - SO2 Rate Annual v3.1, Unit 628 and retrofits | 304 | 7287 | Rate Constraint in lbs/MMBtu | FALSE | L | Annual | Generation | TWh | 0 | 0 | 0.0015885 | 0 | 0 | 0 | 0
CT Fac. Spec. - SO2 Rate Annual v3.1, Unit 628 and retrofits | 304 | 7287 | Rate Constraint in lbs/MMBtu | FALSE | L | Annual | Qualifying Generation | TWh | 0 | 0 | 0.0015885 | 0 | 0 | 0 | 0
CT Fac. Spec. - SO2 Rate Annual v3.1, Unit 628 and retrofits | 304 | 7287 | Rate Constraint in lbs/MMBtu | FALSE | L | Annual | Rate | lb/MWh | 0 | 0 | 0 | 0 | 0 | 0 | 0
CT Fac. Spec. - SO2 Rate Annual v3.1, Unit 628 and retrofits | 304 | 7287 | Rate Constraint in lbs/MMBtu | FALSE | L | Annual | Constraint Shadow Price | US2022$/Ton | 0 | 0 | 0 | 0 | 0 | 0 | 0
CT Fac. Spec. - SO2 Rate Annual v3.1, Unit 629 and retrofits | 305 | 7287 | Rate Constraint in lbs/MMBtu | FALSE | L | Annual | Seasons Included | Seasons | Winter, Spring, Summer, Fall | Winter, Spring, Summer, Fall | Winter, Spring, Summer, Fall | Winter, Spring, Summer, Fall | Winter, Spring, Summer, Fall | Winter, Spring, Summer, Fall | Winter, Spring, Summer, Fall
CT Fac. Spec. - SO2 Rate Annual v3.1, Unit 629 and retrofits | 305 | 7287 | Rate Constraint in lbs/MMBtu | FALSE | L | Annual | Standard SO2 | lb/MMBtu | 0.33 | 0.33 | 0.33 | 0.33 | 0.33 | 0.33 | 0.33
CT Fac. Spec. - SO2 Rate Annual v3.1, Unit 629 and retrofits | 305 | 7287 | Rate Constraint in lbs/MMBtu | FALSE | L | Annual | Emissions at Affected Plants SO2 | Thousand Tons | 0 | 0 | 0 | 0 | 0 | 0 | 0
CT Fac. Spec. - SO2 Rate Annual v3.1, Unit 629 and retrofits | 305 | 7287 | Rate Constraint in lbs/MMBtu | FALSE | L | Annual | Allowances Purchased SO2 | Thousand Tons | 0 | 0 | 0 | 0 | 0 | 0 | 0
CT Fac. Spec. - SO2 Rate Annual v3.1, Unit 629 and retrofits | 305 | 7287 | Rate Constraint in lbs/MMBtu | FALSE | L | Annual | Allowances Sold SO2 | Thousand Tons | 0 | 0 | 0 | 0 | 0 | 0 | 0
CT Fac. Spec. - SO2 Rate Annual v3.1, Unit 629 and retrofits | 305 | 7287 | Rate Constraint in lbs/MMBtu | FALSE | L | Annual | Allowances Banked | Thousand Tons | 0 | 0 | 0 | 0 | 0 | 0 | 0
CT Fac. Spec. - SO2 Rate Annual v3.1, Unit 629 and retrofits | 305 | 7287 | Rate Constraint in lbs/MMBtu | FALSE | L | Annual | Allowances Withdrawn (1:1) | Thousand Tons | 0 | 0 | 0 | 0 | 0 | 0 | 0
CT Fac. Spec. - SO2 Rate Annual v3.1, Unit 629 and retrofits | 305 | 7287 | Rate Constraint in lbs/MMBtu | FALSE | L | Annual | Allowances Withdrawn (n:1) | Thousand Tons | 0 | 0 | 0 | 0 | 0 | 0 | 0
CT Fac. Spec. - SO2 Rate Annual v3.1, Unit 629 and retrofits | 305 | 7287 | Rate Constraint in lbs/MMBtu | FALSE | L | Annual | Net Emissions Allowance Position | Thousand Tons | 0 | 0 | 0 | 0 | 0 | 0 | 0
CT Fac. Spec. - SO2 Rate Annual v3.1, Unit 629 and retrofits | 305 | 7287 | Rate Constraint in lbs/MMBtu | FALSE | L | Annual | Fuel Consumed | TBtu | 0 | 0 | 0.016728 | 0 | 0 | 0 | 0
CT Fac. Spec. - SO2 Rate Annual v3.1, Unit 629 and retrofits | 305 | 7287 | Rate Constraint in lbs/MMBtu | FALSE | L | Annual | Rate | lb/MMBtu | 0 | 0 | 0 | 0 | 0 | 0 | 0
CT Fac. Spec. - SO2 Rate Annual v3.1, Unit 629 and retrofits | 305 | 7287 | Rate Constraint in lbs/MMBtu | FALSE | L | Annual | Generation | TWh | 0 | 0 | 0.0015513 | 0 | 0 | 0 | 0
CT Fac. Spec. - SO2 Rate Annual v3.1, Unit 629 and retrofits | 305 | 7287 | Rate Constraint in lbs/MMBtu | FALSE | L | Annual | Qualifying Generation | TWh | 0 | 0 | 0.0015513 | 0 | 0 | 0 | 0
CT Fac. Spec. - SO2 Rate Annual v3.1, Unit 629 and retrofits | 305 | 7287 | Rate Constraint in lbs/MMBtu | FALSE | L | Annual | Rate | lb/MWh | 0 | 0 | 0 | 0 | 0 | 0 | 0
CT Fac. Spec. - SO2 Rate Annual v3.1, Unit 629 and retrofits | 305 | 7287 | Rate Constraint in lbs/MMBtu | FALSE | L | Annual | Constraint Shadow Price | US2022$/Ton | 0 | 0 | 0 | 0 | 0 | 0 | 0
CT Fac. Spec. - SO2 Rate Annual v3.1, Unit 630 and retrofits | 306 | 7287 | Rate Constraint in lbs/MMBtu | FALSE | L | Annual | Seasons Included | Seasons | Winter, Spring, Summer, Fall | Winter, Spring, Summer, Fall | Winter, Spring, Summer, Fall | Winter, Spring, Summer, Fall | Winter, Spring, Summer, Fall | Winter, Spring, Summer, Fall | Winter, Spring, Summer, Fall
CT Fac. Spec. - SO2 Rate Annual v3.1, Unit 630 and retrofits | 306 | 7287 | Rate Constraint in lbs/MMBtu | FALSE | L | Annual | Standard SO2 | lb/MMBtu | 0.33 | 0.33 | 0.33 | 0.33 | 0.33 | 0.33 | 0.33
CT Fac. Spec. - SO2 Rate Annual v3.1, Unit 630 and retrofits | 306 | 7287 | Rate Constraint in lbs/MMBtu | FALSE | L | Annual | Emissions at Affected Plants SO2 | Thousand Tons | 0 | 0 | 0 | 0 | 0 | 0 | 0
CT Fac. Spec. - SO2 Rate Annual v3.1, Unit 630 and retrofits | 306 | 7287 | Rate Constraint in lbs/MMBtu | FALSE | L | Annual | Allowances Purchased SO2 | Thousand Tons | 0 | 0 | 0 | 0 | 0 | 0 | 0
CT Fac. Spec. - SO2 Rate Annual v3.1, Unit 630 and retrofits | 306 | 7287 | Rate Constraint in lbs/MMBtu | FALSE | L | Annual | Allowances Sold SO2 | Thousand Tons | 0 | 0 | 0 | 0 | 0 | 0 | 0
CT Fac. Spec. - SO2 Rate Annual v3.1, Unit 630 and retrofits | 306 | 7287 | Rate Constraint in lbs/MMBtu | FALSE | L | Annual | Allowances Banked | Thousand Tons | 0 | 0 | 0 | 0 | 0 | 0 | 0
CT Fac. Spec. - SO2 Rate Annual v3.1, Unit 630 and retrofits | 306 | 7287 | Rate Constraint in lbs/MMBtu | FALSE | L | Annual | Allowances Withdrawn (1:1) | Thousand Tons | 0 | 0 | 0 | 0 | 0 | 0 | 0
CT Fac. Spec. - SO2 Rate Annual v3.1, Unit 630 and retrofits | 306 | 7287 | Rate Constraint in lbs/MMBtu | FALSE | L | Annual | Allowances Withdrawn (n:1) | Thousand Tons | 0 | 0 | 0 | 0 | 0 | 0 | 0
CT Fac. Spec. - SO2 Rate Annual v3.1, Unit 630 and retrofits | 306 | 7287 | Rate Constraint in lbs/MMBtu | FALSE | L | Annual | Net Emissions Allowance Position | Thousand Tons | 0 | 0 | 0 | 0 | 0 | 0 | 0
CT Fac. Spec. - SO2 Rate Annual v3.1, Unit 630 and retrofits | 306 | 7287 | Rate Constraint in lbs/MMBtu | FALSE | L | Annual | Fuel Consumed | TBtu | 0 | 0 | 0.016726 | 0 | 0 | 0 | 0
CT Fac. Spec. - SO2 Rate Annual v3.1, Unit 630 and retrofits | 306 | 7287 | Rate Constraint in lbs/MMBtu | FALSE | L | Annual | Rate | lb/MMBtu | 0 | 0 | 0 | 0 | 0 | 0 | 0
CT Fac. Spec. - SO2 Rate Annual v3.1, Unit 630 and retrofits | 306 | 7287 | Rate Constraint in lbs/MMBtu | FALSE | L | Annual | Generation | TWh | 0 | 0 | 0.0015513 | 0 | 0 | 0 | 0
CT Fac. Spec. - SO2 Rate Annual v3.1, Unit 630 and retrofits | 306 | 7287 | Rate Constraint in lbs/MMBtu | FALSE | L | Annual | Qualifying Generation | TWh | 0 | 0 | 0.0015513 | 0 | 0 | 0 | 0
CT Fac. Spec. - SO2 Rate Annual v3.1, Unit 630 and retrofits | 306 | 7287 | Rate Constraint in lbs/MMBtu | FALSE | L | Annual | Rate | lb/MWh | 0 | 0 | 0 | 0 | 0 | 0 | 0
CT Fac. Spec. - SO2 Rate Annual v3.1, Unit 630 and retrofits | 306 | 7287 | Rate Constraint in lbs/MMBtu | FALSE | L | Annual | Constraint Shadow Price | US2022$/Ton | 0 | 0 | 0 | 0 | 0 | 0 | 0
CT Fac. Spec. - SO2 Rate Annual v3.1, Unit 631 and retrofits | 307 | 7287 | Rate Constraint in lbs/MMBtu | FALSE | L | Annual | Seasons Included | Seasons | Winter, Spring, Summer, Fall | Winter, Spring, Summer, Fall | Winter, Spring, Summer, Fall | Winter, Spring, Summer, Fall | Winter, Spring, Summer, Fall | Winter, Spring, Summer, Fall | Winter, Spring, Summer, Fall
CT Fac. Spec. - SO2 Rate Annual v3.1, Unit 631 and retrofits | 307 | 7287 | Rate Constraint in lbs/MMBtu | FALSE | L | Annual | Standard SO2 | lb/MMBtu | 0.33 | 0.33 | 0.33 | 0.33 | 0.33 | 0.33 | 0.33
CT Fac. Spec. - SO2 Rate Annual v3.1, Unit 631 and retrofits | 307 | 7287 | Rate Constraint in lbs/MMBtu | FALSE | L | Annual | Emissions at Affected Plants SO2 | Thousand Tons | 0 | 0 | 0 | 0 | 0 | 0 | 0
CT Fac. Spec. - SO2 Rate Annual v3.1, Unit 631 and retrofits | 307 | 7287 | Rate Constraint in lbs/MMBtu | FALSE | L | Annual | Allowances Purchased SO2 | Thousand Tons | 0 | 0 | 0 | 0 | 0 | 0 | 0
CT Fac. Spec. - SO2 Rate Annual v3.1, Unit 631 and retrofits | 307 | 7287 | Rate Constraint in lbs/MMBtu | FALSE | L | Annual | Allowances Sold SO2 | Thousand Tons | 0 | 0 | 0 | 0 | 0 | 0 | 0
CT Fac. Spec. - SO2 Rate Annual v3.1, Unit 631 and retrofits | 307 | 7287 | Rate Constraint in lbs/MMBtu | FALSE | L | Annual | Allowances Banked | Thousand Tons | 0 | 0 | 0 | 0 | 0 | 0 | 0
CT Fac. Spec. - SO2 Rate Annual v3.1, Unit 631 and retrofits | 307 | 7287 | Rate Constraint in lbs/MMBtu | FALSE | L | Annual | Allowances Withdrawn (1:1) | Thousand Tons | 0 | 0 | 0 | 0 | 0 | 0 | 0
CT Fac. Spec. - SO2 Rate Annual v3.1, Unit 631 and retrofits | 307 | 7287 | Rate Constraint in lbs/MMBtu | FALSE | L | Annual | Allowances Withdrawn (n:1) | Thousand Tons | 0 | 0 | 0 | 0 | 0 | 0 | 0
CT Fac. Spec. - SO2 Rate Annual v3.1, Unit 631 and retrofits | 307 | 7287 | Rate Constraint in lbs/MMBtu | FALSE | L | Annual | Net Emissions Allowance Position | Thousand Tons | 0 | 0 | 0 | 0 | 0 | 0 | 0
CT Fac. Spec. - SO2 Rate Annual v3.1, Unit 631 and retrofits | 307 | 7287 | Rate Constraint in lbs/MMBtu | FALSE | L | Annual | Fuel Consumed | TBtu | 0 | 0.00019818 | 0.017013 | 0 | 0 | 0 | 0
CT Fac. Spec. - SO2 Rate Annual v3.1, Unit 631 and retrofits | 307 | 7287 | Rate Constraint in lbs/MMBtu | FALSE | L | Annual | Rate | lb/MMBtu | 0 | 0 | 0 | 0 | 0 | 0 | 0
CT Fac. Spec. - SO2 Rate Annual v3.1, Unit 631 and retrofits | 307 | 7287 | Rate Constraint in lbs/MMBtu | FALSE | L | Annual | Generation | TWh | 0 | 1.8381e-05 | 0.0015779 | 0 | 0 | 0 | 0
CT Fac. Spec. - SO2 Rate Annual v3.1, Unit 631 and retrofits | 307 | 7287 | Rate Constraint in lbs/MMBtu | FALSE | L | Annual | Qualifying Generation | TWh | 0 | 1.8381e-05 | 0.0015779 | 0 | 0 | 0 | 0
CT Fac. Spec. - SO2 Rate Annual v3.1, Unit 631 and retrofits | 307 | 7287 | Rate Constraint in lbs/MMBtu | FALSE | L | Annual | Rate | lb/MWh | 0 | 0 | 0 | 0 | 0 | 0 | 0
CT Fac. Spec. - SO2 Rate Annual v3.1, Unit 631 and retrofits | 307 | 7287 | Rate Constraint in lbs/MMBtu | FALSE | L | Annual | Constraint Shadow Price | US2022$/Ton | 0 | 0 | 0 | 0 | 0 | 0 | 0
CT Fac. Spec. - SO2 Rate Annual v3.1, Unit 632 and retrofits | 308 | 7287 | Rate Constraint in lbs/MMBtu | FALSE | L | Annual | Seasons Included | Seasons | Winter, Spring, Summer, Fall | Winter, Spring, Summer, Fall | Winter, Spring, Summer, Fall | Winter, Spring, Summer, Fall | Winter, Spring, Summer, Fall | Winter, Spring, Summer, Fall | Winter, Spring, Summer, Fall
CT Fac. Spec. - SO2 Rate Annual v3.1, Unit 632 and retrofits | 308 | 7287 | Rate Constraint in lbs/MMBtu | FALSE | L | Annual | Standard SO2 | lb/MMBtu | 0.33 | 0.33 | 0.33 | 0.33 | 0.33 | 0.33 | 0.33
CT Fac. Spec. - SO2 Rate Annual v3.1, Unit 632 and retrofits | 308 | 7287 | Rate Constraint in lbs/MMBtu | FALSE | L | Annual | Emissions at Affected Plants SO2 | Thousand Tons | 0 | 0 | 0 | 0 | 0 | 0 | 0
CT Fac. Spec. - SO2 Rate Annual v3.1, Unit 632 and retrofits | 308 | 7287 | Rate Constraint in lbs/MMBtu | FALSE | L | Annual | Allowances Purchased SO2 | Thousand Tons | 0 | 0 | 0 | 0 | 0 | 0 | 0
CT Fac. Spec. - SO2 Rate Annual v3.1, Unit 632 and retrofits | 308 | 7287 | Rate Constraint in lbs/MMBtu | FALSE | L | Annual | Allowances Sold SO2 | Thousand Tons | 0 | 0 | 0 | 0 | 0 | 0 | 0
CT Fac. Spec. - SO2 Rate Annual v3.1, Unit 632 and retrofits | 308 | 7287 | Rate Constraint in lbs/MMBtu | FALSE | L | Annual | Allowances Banked | Thousand Tons | 0 | 0 | 0 | 0 | 0 | 0 | 0
CT Fac. Spec. - SO2 Rate Annual v3.1, Unit 632 and retrofits | 308 | 7287 | Rate Constraint in lbs/MMBtu | FALSE | L | Annual | Allowances Withdrawn (1:1) | Thousand Tons | 0 | 0 | 0 | 0 | 0 | 0 | 0
CT Fac. Spec. - SO2 Rate Annual v3.1, Unit 632 and retrofits | 308 | 7287 | Rate Constraint in lbs/MMBtu | FALSE | L | Annual | Allowances Withdrawn (n:1) | Thousand Tons | 0 | 0 | 0 | 0 | 0 | 0 | 0
CT Fac. Spec. - SO2 Rate Annual v3.1, Unit 632 and retrofits | 308 | 7287 | Rate Constraint in lbs/MMBtu | FALSE | L | Annual | Net Emissions Allowance Position | Thousand Tons | 0 | 0 | 0 | 0 | 0 | 0 | 0
CT Fac. Spec. - SO2 Rate Annual v3.1, Unit 632 and retrofits | 308 | 7287 | Rate Constraint in lbs/MMBtu | FALSE | L | Annual | Fuel Consumed | TBtu | 0 | 0 | 0.026728 | 0 | 0 | 0 | 0
CT Fac. Spec. - SO2 Rate Annual v3.1, Unit 632 and retrofits | 308 | 7287 | Rate Constraint in lbs/MMBtu | FALSE | L | Annual | Rate | lb/MMBtu | 0 | 0 | 0 | 0 | 0 | 0 | 0
CT Fac. Spec. - SO2 Rate Annual v3.1, Unit 632 and retrofits | 308 | 7287 | Rate Constraint in lbs/MMBtu | FALSE | L | Annual | Generation | TWh | 0 | 0 | 0.0022569 | 0 | 0 | 0 | 0
CT Fac. Spec. - SO2 Rate Annual v3.1, Unit 632 and retrofits | 308 | 7287 | Rate Constraint in lbs/MMBtu | FALSE | L | Annual | Qualifying Generation | TWh | 0 | 0 | 0.0022569 | 0 | 0 | 0 | 0
CT Fac. Spec. - SO2 Rate Annual v3.1, Unit 632 and retrofits | 308 | 7287 | Rate Constraint in lbs/MMBtu | FALSE | L | Annual | Rate | lb/MWh | 0 | 0 | 0 | 0 | 0 | 0 | 0
CT Fac. Spec. - SO2 Rate Annual v3.1, Unit 632 and retrofits | 308 | 7287 | Rate Constraint in lbs/MMBtu | FALSE | L | Annual | Constraint Shadow Price | US2022$/Ton | 0 | 0 | 0 | 0 | 0 | 0 | 0
CT Fac. Spec. - SO2 Rate Annual v3.1, Unit 1717 and retrofits | 309 | 7287 | Rate Constraint in lbs/MMBtu | FALSE | L | Annual | Seasons Included | Seasons | Winter, Spring, Summer, Fall | Winter, Spring, Summer, Fall | Winter, Spring, Summer, Fall | Winter, Spring, Summer, Fall | Winter, Spring, Summer, Fall | Winter, Spring, Summer, Fall | Winter, Spring, Summer, Fall
CT Fac. Spec. - SO2 Rate Annual v3.1, Unit 1717 and retrofits | 309 | 7287 | Rate Constraint in lbs/MMBtu | FALSE | L | Annual | Standard SO2 | lb/MMBtu | 0.33 | 0.33 | 0.33 | 0.33 | 0.33 | 0.33 | 0.33
CT Fac. Spec. - SO2 Rate Annual v3.1, Unit 1717 and retrofits | 309 | 7287 | Rate Constraint in lbs/MMBtu | FALSE | L | Annual | Emissions at Affected Plants SO2 | Thousand Tons | 0 | 0 | 0 | 0 | 0 | 0 | 0
CT Fac. Spec. - SO2 Rate Annual v3.1, Unit 1717 and retrofits | 309 | 7287 | Rate Constraint in lbs/MMBtu | FALSE | L | Annual | Allowances Purchased SO2 | Thousand Tons | 0 | 0 | 0 | 0 | 0 | 0 | 0
CT Fac. Spec. - SO2 Rate Annual v3.1, Unit 1717 and retrofits | 309 | 7287 | Rate Constraint in lbs/MMBtu | FALSE | L | Annual | Allowances Sold SO2 | Thousand Tons | 0 | 0 | 0 | 0 | 0 | 0 | 0
CT Fac. Spec. - SO2 Rate Annual v3.1, Unit 1717 and retrofits | 309 | 7287 | Rate Constraint in lbs/MMBtu | FALSE | L | Annual | Allowances Banked | Thousand Tons | 0 | 0 | 0 | 0 | 0 | 0 | 0
CT Fac. Spec. - SO2 Rate Annual v3.1, Unit 1717 and retrofits | 309 | 7287 | Rate Constraint in lbs/MMBtu | FALSE | L | Annual | Allowances Withdrawn (1:1) | Thousand Tons | 0 | 0 | 0 | 0 | 0 | 0 | 0
CT Fac. Spec. - SO2 Rate Annual v3.1, Unit 1717 and retrofits | 309 | 7287 | Rate Constraint in lbs/MMBtu | FALSE | L | Annual | Allowances Withdrawn (n:1) | Thousand Tons | 0 | 0 | 0 | 0 | 0 | 0 | 0
CT Fac. Spec. - SO2 Rate Annual v3.1, Unit 1717 and retrofits | 309 | 7287 | Rate Constraint in lbs/MMBtu | FALSE | L | Annual | Net Emissions Allowance Position | Thousand Tons | 0 | 0 | 0 | 0 | 0 | 0 | 0
CT Fac. Spec. - SO2 Rate Annual v3.1, Unit 1717 and retrofits | 309 | 7287 | Rate Constraint in lbs/MMBtu | FALSE | L | Annual | Fuel Consumed | TBtu | 6.8937 | 6.4487 | 3.686 | 0 | 0 | 0 | 0
CT Fac. Spec. - SO2 Rate Annual v3.1, Unit 1717 and retrofits | 309 | 7287 | Rate Constraint in lbs/MMBtu | FALSE | L | Annual | Rate | lb/MMBtu | 0 | 0 | 0 | 0 | 0 | 0 | 0
CT Fac. Spec. - SO2 Rate Annual v3.1, Unit 1717 and retrofits | 309 | 7287 | Rate Constraint in lbs/MMBtu | FALSE | L | Annual | Generation | TWh | 0.97135 | 0.90865 | 0.51938 | 0 | 0 | 0 | 0
CT Fac. Spec. - SO2 Rate Annual v3.1, Unit 1717 and retrofits | 309 | 7287 | Rate Constraint in lbs/MMBtu | FALSE | L | Annual | Qualifying Generation | TWh | 0.97135 | 0.90865 | 0.51938 | 0 | 0 | 0 | 0
CT Fac. Spec. - SO2 Rate Annual v3.1, Unit 1717 and retrofits | 309 | 7287 | Rate Constraint in lbs/MMBtu | FALSE | L | Annual | Rate | lb/MWh | 0 | 0 | 0 | 0 | 0 | 0 | 0
CT Fac. Spec. - SO2 Rate Annual v3.1, Unit 1717 and retrofits | 309 | 7287 | Rate Constraint in lbs/MMBtu | FALSE | L | Annual | Constraint Shadow Price | US2022$/Ton | 0 | 0 | 0 | 0 | 0 | 0 | 0
CT Fac. Spec. - SO2 Rate Annual v3.1, Unit 1718 and retrofits | 310 | 7287 | Rate Constraint in lbs/MMBtu | FALSE | L | Annual | Seasons Included | Seasons | Winter, Spring, Summer, Fall | Winter, Spring, Summer, Fall | Winter, Spring, Summer, Fall | Winter, Spring, Summer, Fall | Winter, Spring, Summer, Fall | Winter, Spring, Summer, Fall | Winter, Spring, Summer, Fall
CT Fac. Spec. - SO2 Rate Annual v3.1, Unit 1718 and retrofits | 310 | 7287 | Rate Constraint in lbs/MMBtu | FALSE | L | Annual | Standard SO2 | lb/MMBtu | 0.33 | 0.33 | 0.33 | 0.33 | 0.33 | 0.33 | 0.33
CT Fac. Spec. - SO2 Rate Annual v3.1, Unit 1718 and retrofits | 310 | 7287 | Rate Constraint in lbs/MMBtu | FALSE | L | Annual | Emissions at Affected Plants SO2 | Thousand Tons | 0 | 0 | 0 | 0 | 0 | 0 | 0
CT Fac. Spec. - SO2 Rate Annual v3.1, Unit 1718 and retrofits | 310 | 7287 | Rate Constraint in lbs/MMBtu | FALSE | L | Annual | Allowances Purchased SO2 | Thousand Tons | 0 | 0 | 0 | 0 | 0 | 0 | 0
CT Fac. Spec. - SO2 Rate Annual v3.1, Unit 1718 and retrofits | 310 | 7287 | Rate Constraint in lbs/MMBtu | FALSE | L | Annual | Allowances Sold SO2 | Thousand Tons | 0 | 0 | 0 | 0 | 0 | 0 | 0
CT Fac. Spec. - SO2 Rate Annual v3.1, Unit 1718 and retrofits | 310 | 7287 | Rate Constraint in lbs/MMBtu | FALSE | L | Annual | Allowances Banked | Thousand Tons | 0 | 0 | 0 | 0 | 0 | 0 | 0
CT Fac. Spec. - SO2 Rate Annual v3.1, Unit 1718 and retrofits | 310 | 7287 | Rate Constraint in lbs/MMBtu | FALSE | L | Annual | Allowances Withdrawn (1:1) | Thousand Tons | 0 | 0 | 0 | 0 | 0 | 0 | 0
CT Fac. Spec. - SO2 Rate Annual v3.1, Unit 1718 and retrofits | 310 | 7287 | Rate Constraint in lbs/MMBtu | FALSE | L | Annual | Allowances Withdrawn (n:1) | Thousand Tons | 0 | 0 | 0 | 0 | 0 | 0 | 0
CT Fac. Spec. - SO2 Rate Annual v3.1, Unit 1718 and retrofits | 310 | 7287 | Rate Constraint in lbs/MMBtu | FALSE | L | Annual | Net Emissions Allowance Position | Thousand Tons | 0 | 0 | 0 | 0 | 0 | 0 | 0
CT Fac. Spec. - SO2 Rate Annual v3.1, Unit 1718 and retrofits | 310 | 7287 | Rate Constraint in lbs/MMBtu | FALSE | L | Annual | Fuel Consumed | TBtu | 6.5923 | 5.7725 | 2.079 | 0 | 0 | 0 | 0
CT Fac. Spec. - SO2 Rate Annual v3.1, Unit 1718 and retrofits | 310 | 7287 | Rate Constraint in lbs/MMBtu | FALSE | L | Annual | Rate | lb/MMBtu | 0 | 0 | 0 | 0 | 0 | 0 | 0
CT Fac. Spec. - SO2 Rate Annual v3.1, Unit 1718 and retrofits | 310 | 7287 | Rate Constraint in lbs/MMBtu | FALSE | L | Annual | Generation | TWh | 0.92889 | 0.81337 | 0.29295 | 0 | 0 | 0 | 0
CT Fac. Spec. - SO2 Rate Annual v3.1, Unit 1718 and retrofits | 310 | 7287 | Rate Constraint in lbs/MMBtu | FALSE | L | Annual | Qualifying Generation | TWh | 0.92889 | 0.81337 | 0.29295 | 0 | 0 | 0 | 0
CT Fac. Spec. - SO2 Rate Annual v3.1, Unit 1718 and retrofits | 310 | 7287 | Rate Constraint in lbs/MMBtu | FALSE | L | Annual | Rate | lb/MWh | 0 | 0 | 0 | 0 | 0 | 0 | 0
CT Fac. Spec. - SO2 Rate Annual v3.1, Unit 1718 and retrofits | 310 | 7287 | Rate Constraint in lbs/MMBtu | FALSE | L | Annual | Constraint Shadow Price | US2022$/Ton | 0 | 0 | 0 | 0 | 0 | 0 | 0
CT Fac. Spec. - SO2 Rate Annual v3.1, Unit 1719 and retrofits | 311 | 7287 | Rate Constraint in lbs/MMBtu | FALSE | L | Annual | Seasons Included | Seasons | Winter, Spring, Summer, Fall | Winter, Spring, Summer, Fall | Winter, Spring, Summer, Fall | Winter, Spring, Summer, Fall | Winter, Spring, Summer, Fall | Winter, Spring, Summer, Fall | Winter, Spring, Summer, Fall
CT Fac. Spec. - SO2 Rate Annual v3.1, Unit 1719 and retrofits | 311 | 7287 | Rate Constraint in lbs/MMBtu | FALSE | L | Annual | Standard SO2 | lb/MMBtu | 0.33 | 0.33 | 0.33 | 0.33 | 0.33 | 0.33 | 0.33
CT Fac. Spec. - SO2 Rate Annual v3.1, Unit 1719 and retrofits | 311 | 7287 | Rate Constraint in lbs/MMBtu | FALSE | L | Annual | Emissions at Affected Plants SO2 | Thousand Tons | 0 | 0 | 0 | 0 | 0 | 0 | 0
CT Fac. Spec. - SO2 Rate Annual v3.1, Unit 1719 and retrofits | 311 | 7287 | Rate Constraint in lbs/MMBtu | FALSE | L | Annual | Allowances Purchased SO2 | Thousand Tons | 0 | 0 | 0 | 0 | 0 | 0 | 0
CT Fac. Spec. - SO2 Rate Annual v3.1, Unit 1719 and retrofits | 311 | 7287 | Rate Constraint in lbs/MMBtu | FALSE | L | Annual | Allowances Sold SO2 | Thousand Tons | 0 | 0 | 0 | 0 | 0 | 0 | 0
CT Fac. Spec. - SO2 Rate Annual v3.1, Unit 1719 and retrofits | 311 | 7287 | Rate Constraint in lbs/MMBtu | FALSE | L | Annual | Allowances Banked | Thousand Tons | 0 | 0 | 0 | 0 | 0 | 0 | 0
CT Fac. Spec. - SO2 Rate Annual v3.1, Unit 1719 and retrofits | 311 | 7287 | Rate Constraint in lbs/MMBtu | FALSE | L | Annual | Allowances Withdrawn (1:1) | Thousand Tons | 0 | 0 | 0 | 0 | 0 | 0 | 0
CT Fac. Spec. - SO2 Rate Annual v3.1, Unit 1719 and retrofits | 311 | 7287 | Rate Constraint in lbs/MMBtu | FALSE | L | Annual | Allowances Withdrawn (n:1) | Thousand Tons | 0 | 0 | 0 | 0 | 0 | 0 | 0
CT Fac. Spec. - SO2 Rate Annual v3.1, Unit 1719 and retrofits | 311 | 7287 | Rate Constraint in lbs/MMBtu | FALSE | L | Annual | Net Emissions Allowance Position | Thousand Tons | 0 | 0 | 0 | 0 | 0 | 0 | 0
CT Fac. Spec. - SO2 Rate Annual v3.1, Unit 1719 and retrofits | 311 | 7287 | Rate Constraint in lbs/MMBtu | FALSE | L | Annual | Fuel Consumed | TBtu | 6.5547 | 5.2044 | 2.5479 | 0 | 0 | 0 | 0
CT Fac. Spec. - SO2 Rate Annual v3.1, Unit 1719 and retrofits | 311 | 7287 | Rate Constraint in lbs/MMBtu | FALSE | L | Annual | Rate | lb/MMBtu | 0 | 0 | 0 | 0 | 0 | 0 | 0
CT Fac. Spec. - SO2 Rate Annual v3.1, Unit 1719 and retrofits | 311 | 7287 | Rate Constraint in lbs/MMBtu | FALSE | L | Annual | Generation | TWh | 0.92358 | 0.73333 | 0.35901 | 0 | 0 | 0 | 0
CT Fac. Spec. - SO2 Rate Annual v3.1, Unit 1719 and retrofits | 311 | 7287 | Rate Constraint in lbs/MMBtu | FALSE | L | Annual | Qualifying Generation | TWh | 0.92358 | 0.73333 | 0.35901 | 0 | 0 | 0 | 0
CT Fac. Spec. - SO2 Rate Annual v3.1, Unit 1719 and retrofits | 311 | 7287 | Rate Constraint in lbs/MMBtu | FALSE | L | Annual | Rate | lb/MWh | 0 | 0 | 0 | 0 | 0 | 0 | 0
CT Fac. Spec. - SO2 Rate Annual v3.1, Unit 1719 and retrofits | 311 | 7287 | Rate Constraint in lbs/MMBtu | FALSE | L | Annual | Constraint Shadow Price | US2022$/Ton | 0 | 0 | 0 | 0 | 0 | 0 | 0
CT Fac. Spec. - SO2 Rate Annual v3.1, Unit 1720 and retrofits | 312 | 7287 | Rate Constraint in lbs/MMBtu | FALSE | L | Annual | Seasons Included | Seasons | Winter, Spring, Summer, Fall | Winter, Spring, Summer, Fall | Winter, Spring, Summer, Fall | Winter, Spring, Summer, Fall | Winter, Spring, Summer, Fall | Winter, Spring, Summer, Fall | Winter, Spring, Summer, Fall
CT Fac. Spec. - SO2 Rate Annual v3.1, Unit 1720 and retrofits | 312 | 7287 | Rate Constraint in lbs/MMBtu | FALSE | L | Annual | Standard SO2 | lb/MMBtu | 0.33 | 0.33 | 0.33 | 0.33 | 0.33 | 0.33 | 0.33
CT Fac. Spec. - SO2 Rate Annual v3.1, Unit 1720 and retrofits | 312 | 7287 | Rate Constraint in lbs/MMBtu | FALSE | L | Annual | Emissions at Affected Plants SO2 | Thousand Tons | 0 | 0 | 0 | 0 | 0 | 0 | 0
CT Fac. Spec. - SO2 Rate Annual v3.1, Unit 1720 and retrofits | 312 | 7287 | Rate Constraint in lbs/MMBtu | FALSE | L | Annual | Allowances Purchased SO2 | Thousand Tons | 0 | 0 | 0 | 0 | 0 | 0 | 0
CT Fac. Spec. - SO2 Rate Annual v3.1, Unit 1720 and retrofits | 312 | 7287 | Rate Constraint in lbs/MMBtu | FALSE | L | Annual | Allowances Sold SO2 | Thousand Tons | 0 | 0 | 0 | 0 | 0 | 0 | 0
CT Fac. Spec. - SO2 Rate Annual v3.1, Unit 1720 and retrofits | 312 | 7287 | Rate Constraint in lbs/MMBtu | FALSE | L | Annual | Allowances Banked | Thousand Tons | 0 | 0 | 0 | 0 | 0 | 0 | 0
CT Fac. Spec. - SO2 Rate Annual v3.1, Unit 1720 and retrofits | 312 | 7287 | Rate Constraint in lbs/MMBtu | FALSE | L | Annual | Allowances Withdrawn (1:1) | Thousand Tons | 0 | 0 | 0 | 0 | 0 | 0 | 0
CT Fac. Spec. - SO2 Rate Annual v3.1, Unit 1720 and retrofits | 312 | 7287 | Rate Constraint in lbs/MMBtu | FALSE | L | Annual | Allowances Withdrawn (n:1) | Thousand Tons | 0 | 0 | 0 | 0 | 0 | 0 | 0
CT Fac. Spec. - SO2 Rate Annual v3.1, Unit 1720 and retrofits | 312 | 7287 | Rate Constraint in lbs/MMBtu | FALSE | L | Annual | Net Emissions Allowance Position | Thousand Tons | 0 | 0 | 0 | 0 | 0 | 0 | 0
CT Fac. Spec. - SO2 Rate Annual v3.1, Unit 1720 and retrofits | 312 | 7287 | Rate Constraint in lbs/MMBtu | FALSE | L | Annual | Fuel Consumed | TBtu | 2.3236 | 0.63561 | 2.1893 | 0 | 0 | 0 | 0
CT Fac. Spec. - SO2 Rate Annual v3.1, Unit 1720 and retrofits | 312 | 7287 | Rate Constraint in lbs/MMBtu | FALSE | L | Annual | Rate | lb/MMBtu | 0 | 0 | 0 | 0 | 0 | 0 | 0
CT Fac. Spec. - SO2 Rate Annual v3.1, Unit 1720 and retrofits | 312 | 7287 | Rate Constraint in lbs/MMBtu | FALSE | L | Annual | Generation | TWh | 0.31349 | 0.085755 | 0.29538 | 0 | 0 | 0 | 0
CT Fac. Spec. - SO2 Rate Annual v3.1, Unit 1720 and retrofits | 312 | 7287 | Rate Constraint in lbs/MMBtu | FALSE | L | Annual | Qualifying Generation | TWh | 0.31349 | 0.085755 | 0.29538 | 0 | 0 | 0 | 0
CT Fac. Spec. - SO2 Rate Annual v3.1, Unit 1720 and retrofits | 312 | 7287 | Rate Constraint in lbs/MMBtu | FALSE | L | Annual | Rate | lb/MWh | 0 | 0 | 0 | 0 | 0 | 0 | 0
CT Fac. Spec. - SO2 Rate Annual v3.1, Unit 1720 and retrofits | 312 | 7287 | Rate Constraint in lbs/MMBtu | FALSE | L | Annual | Constraint Shadow Price | US2022$/Ton | 0 | 0 | 0 | 0 | 0 | 0 | 0
CT Fac. Spec. - SO2 Rate Annual v3.1, Unit 1721 and retrofits | 313 | 7287 | Rate Constraint in lbs/MMBtu | FALSE | L | Annual | Seasons Included | Seasons | Winter, Spring, Summer, Fall | Winter, Spring, Summer, Fall | Winter, Spring, Summer, Fall | Winter, Spring, Summer, Fall | Winter, Spring, Summer, Fall | Winter, Spring, Summer, Fall | Winter, Spring, Summer, Fall
CT Fac. Spec. - SO2 Rate Annual v3.1, Unit 1721 and retrofits | 313 | 7287 | Rate Constraint in lbs/MMBtu | FALSE | L | Annual | Standard SO2 | lb/MMBtu | 0.33 | 0.33 | 0.33 | 0.33 | 0.33 | 0.33 | 0.33
CT Fac. Spec. - SO2 Rate Annual v3.1, Unit 1721 and retrofits | 313 | 7287 | Rate Constraint in lbs/MMBtu | FALSE | L | Annual | Emissions at Affected Plants SO2 | Thousand Tons | 0 | 0 | 0 | 0 | 0 | 0 | 0
CT Fac. Spec. - SO2 Rate Annual v3.1, Unit 1721 and retrofits | 313 | 7287 | Rate Constraint in lbs/MMBtu | FALSE | L | Annual | Allowances Purchased SO2 | Thousand Tons | 0 | 0 | 0 | 0 | 0 | 0 | 0
CT Fac. Spec. - SO2 Rate Annual v3.1, Unit 1721 and retrofits | 313 | 7287 | Rate Constraint in lbs/MMBtu | FALSE | L | Annual | Allowances Sold SO2 | Thousand Tons | 0 | 0 | 0 | 0 | 0 | 0 | 0
CT Fac. Spec. - SO2 Rate Annual v3.1, Unit 1721 and retrofits | 313 | 7287 | Rate Constraint in lbs/MMBtu | FALSE | L | Annual | Allowances Banked | Thousand Tons | 0 | 0 | 0 | 0 | 0 | 0 | 0
CT Fac. Spec. - SO2 Rate Annual v3.1, Unit 1721 and retrofits | 313 | 7287 | Rate Constraint in lbs/MMBtu | FALSE | L | Annual | Allowances Withdrawn (1:1) | Thousand Tons | 0 | 0 | 0 | 0 | 0 | 0 | 0
CT Fac. Spec. - SO2 Rate Annual v3.1, Unit 1721 and retrofits | 313 | 7287 | Rate Constraint in lbs/MMBtu | FALSE | L | Annual | Allowances Withdrawn (n:1) | Thousand Tons | 0 | 0 | 0 | 0 | 0 | 0 | 0
CT Fac. Spec. - SO2 Rate Annual v3.1, Unit 1721 and retrofits | 313 | 7287 | Rate Constraint in lbs/MMBtu | FALSE | L | Annual | Net Emissions Allowance Position | Thousand Tons | 0 | 0 | 0 | 0 | 0 | 0 | 0
CT Fac. Spec. - SO2 Rate Annual v3.1, Unit 1721 and retrofits | 313 | 7287 | Rate Constraint in lbs/MMBtu | FALSE | L | Annual | Fuel Consumed | TBtu | 1.828 | 0.63727 | 2.1951 | 0 | 0 | 0 | 0
CT Fac. Spec. - SO2 Rate Annual v3.1, Unit 1721 and retrofits | 313 | 7287 | Rate Constraint in lbs/MMBtu | FALSE | L | Annual | Rate | lb/MMBtu | 0 | 0 | 0 | 0 | 0 | 0 | 0
CT Fac. Spec. - SO2 Rate Annual v3.1, Unit 1721 and retrofits | 313 | 7287 | Rate Constraint in lbs/MMBtu | FALSE | L | Annual | Generation | TWh | 0.2459 | 0.085724 | 0.29527 | 0 | 0 | 0 | 0
CT Fac. Spec. - SO2 Rate Annual v3.1, Unit 1721 and retrofits | 313 | 7287 | Rate Constraint in lbs/MMBtu | FALSE | L | Annual | Qualifying Generation | TWh | 0.2459 | 0.085724 | 0.29527 | 0 | 0 | 0 | 0
CT Fac. Spec. - SO2 Rate Annual v3.1, Unit 1721 and retrofits | 313 | 7287 | Rate Constraint in lbs/MMBtu | FALSE | L | Annual | Rate | lb/MWh | 0 | 0 | 0 | 0 | 0 | 0 | 0
CT Fac. Spec. - SO2 Rate Annual v3.1, Unit 1721 and retrofits | 313 | 7287 | Rate Constraint in lbs/MMBtu | FALSE | L | Annual | Constraint Shadow Price | US2022$/Ton | 0 | 0 | 0 | 0 | 0 | 0 | 0
CT Fac. Spec. - SO2 Rate Annual v3.1, Unit 1722 and retrofits | 314 | 7287 | Rate Constraint in lbs/MMBtu | FALSE | L | Annual | Seasons Included | Seasons | Winter, Spring, Summer, Fall | Winter, Spring, Summer, Fall | Winter, Spring, Summer, Fall | Winter, Spring, Summer, Fall | Winter, Spring, Summer, Fall | Winter, Spring, Summer, Fall | Winter, Spring, Summer, Fall
CT Fac. Spec. - SO2 Rate Annual v3.1, Unit 1722 and retrofits | 314 | 7287 | Rate Constraint in lbs/MMBtu | FALSE | L | Annual | Standard SO2 | lb/MMBtu | 0.33 | 0.33 | 0.33 | 0.33 | 0.33 | 0.33 | 0.33
CT Fac. Spec. - SO2 Rate Annual v3.1, Unit 1722 and retrofits | 314 | 7287 | Rate Constraint in lbs/MMBtu | FALSE | L | Annual | Emissions at Affected Plants SO2 | Thousand Tons | 0 | 0 | 0 | 0 | 0 | 0 | 0
CT Fac. Spec. - SO2 Rate Annual v3.1, Unit 1722 and retrofits | 314 | 7287 | Rate Constraint in lbs/MMBtu | FALSE | L | Annual | Allowances Purchased SO2 | Thousand Tons | 0 | 0 | 0 | 0 | 0 | 0 | 0
CT Fac. Spec. - SO2 Rate Annual v3.1, Unit 1722 and retrofits | 314 | 7287 | Rate Constraint in lbs/MMBtu | FALSE | L | Annual | Allowances Sold SO2 | Thousand Tons | 0 | 0 | 0 | 0 | 0 | 0 | 0
CT Fac. Spec. - SO2 Rate Annual v3.1, Unit 1722 and retrofits | 314 | 7287 | Rate Constraint in lbs/MMBtu | FALSE | L | Annual | Allowances Banked | Thousand Tons | 0 | 0 | 0 | 0 | 0 | 0 | 0
CT Fac. Spec. - SO2 Rate Annual v3.1, Unit 1722 and retrofits | 314 | 7287 | Rate Constraint in lbs/MMBtu | FALSE | L | Annual | Allowances Withdrawn (1:1) | Thousand Tons | 0 | 0 | 0 | 0 | 0 | 0 | 0
CT Fac. Spec. - SO2 Rate Annual v3.1, Unit 1722 and retrofits | 314 | 7287 | Rate Constraint in lbs/MMBtu | FALSE | L | Annual | Allowances Withdrawn (n:1) | Thousand Tons | 0 | 0 | 0 | 0 | 0 | 0 | 0
CT Fac. Spec. - SO2 Rate Annual v3.1, Unit 1722 and retrofits | 314 | 7287 | Rate Constraint in lbs/MMBtu | FALSE | L | Annual | Net Emissions Allowance Position | Thousand Tons | 0 | 0 | 0 | 0 | 0 | 0 | 0
CT Fac. Spec. - SO2 Rate Annual v3.1, Unit 1722 and retrofits | 314 | 7287 | Rate Constraint in lbs/MMBtu | FALSE | L | Annual | Fuel Consumed | TBtu | 2.3408 | 0.86856 | 2.148 | 0 | 0 | 0 | 0
CT Fac. Spec. - SO2 Rate Annual v3.1, Unit 1722 and retrofits | 314 | 7287 | Rate Constraint in lbs/MMBtu | FALSE | L | Annual | Rate | lb/MMBtu | 0 | 0 | 0 | 0 | 0 | 0 | 0
CT Fac. Spec. - SO2 Rate Annual v3.1, Unit 1722 and retrofits | 314 | 7287 | Rate Constraint in lbs/MMBtu | FALSE | L | Annual | Generation | TWh | 0.31598 | 0.11725 | 0.28996 | 0 | 0 | 0 | 0
CT Fac. Spec. - SO2 Rate Annual v3.1, Unit 1722 and retrofits | 314 | 7287 | Rate Constraint in lbs/MMBtu | FALSE | L | Annual | Qualifying Generation | TWh | 0.31598 | 0.11725 | 0.28996 | 0 | 0 | 0 | 0
CT Fac. Spec. - SO2 Rate Annual v3.1, Unit 1722 and retrofits | 314 | 7287 | Rate Constraint in lbs/MMBtu | FALSE | L | Annual | Rate | lb/MWh | 0 | 0 | 0 | 0 | 0 | 0 | 0
CT Fac. Spec. - SO2 Rate Annual v3.1, Unit 1722 and retrofits | 314 | 7287 | Rate Constraint in lbs/MMBtu | FALSE | L | Annual | Constraint Shadow Price | US2022$/Ton | 0 | 0 | 0 | 0 | 0 | 0 | 0
CT Fac. Spec. - SO2 Rate Annual v3.1, Unit 1723 and retrofits | 315 | 7287 | Rate Constraint in lbs/MMBtu | FALSE | L | Annual | Seasons Included | Seasons | Winter, Spring, Summer, Fall | Winter, Spring, Summer, Fall | Winter, Spring, Summer, Fall | Winter, Spring, Summer, Fall | Winter, Spring, Summer, Fall | Winter, Spring, Summer, Fall | Winter, Spring, Summer, Fall
CT Fac. Spec. - SO2 Rate Annual v3.1, Unit 1723 and retrofits | 315 | 7287 | Rate Constraint in lbs/MMBtu | FALSE | L | Annual | Standard SO2 | lb/MMBtu | 0.33 | 0.33 | 0.33 | 0.33 | 0.33 | 0.33 | 0.33
CT Fac. Spec. - SO2 Rate Annual v3.1, Unit 1723 and retrofits | 315 | 7287 | Rate Constraint in lbs/MMBtu | FALSE | L | Annual | Emissions at Affected Plants SO2 | Thousand Tons | 0 | 0 | 0 | 0 | 0 | 0 | 0
CT Fac. Spec. - SO2 Rate Annual v3.1, Unit 1723 and retrofits | 315 | 7287 | Rate Constraint in lbs/MMBtu | FALSE | L | Annual | Allowances Purchased SO2 | Thousand Tons | 0 | 0 | 0 | 0 | 0 | 0 | 0
CT Fac. Spec. - SO2 Rate Annual v3.1, Unit 1723 and retrofits | 315 | 7287 | Rate Constraint in lbs/MMBtu | FALSE | L | Annual | Allowances Sold SO2 | Thousand Tons | 0 | 0 | 0 | 0 | 0 | 0 | 0
CT Fac. Spec. - SO2 Rate Annual v3.1, Unit 1723 and retrofits | 315 | 7287 | Rate Constraint in lbs/MMBtu | FALSE | L | Annual | Allowances Banked | Thousand Tons | 0 | 0 | 0 | 0 | 0 | 0 | 0
CT Fac. Spec. - SO2 Rate Annual v3.1, Unit 1723 and retrofits | 315 | 7287 | Rate Constraint in lbs/MMBtu | FALSE | L | Annual | Allowances Withdrawn (1:1) | Thousand Tons | 0 | 0 | 0 | 0 | 0 | 0 | 0
CT Fac. Spec. - SO2 Rate Annual v3.1, Unit 1723 and retrofits | 315 | 7287 | Rate Constraint in lbs/MMBtu | FALSE | L | Annual | Allowances Withdrawn (n:1) | Thousand Tons | 0 | 0 | 0 | 0 | 0 | 0 | 0
CT Fac. Spec. - SO2 Rate Annual v3.1, Unit 1723 and retrofits | 315 | 7287 | Rate Constraint in lbs/MMBtu | FALSE | L | Annual | Net Emissions Allowance Position | Thousand Tons | 0 | 0 | 0 | 0 | 0 | 0 | 0
CT Fac. Spec. - SO2 Rate Annual v3.1, Unit 1723 and retrofits | 315 | 7287 | Rate Constraint in lbs/MMBtu | FALSE | L | Annual | Fuel Consumed | TBtu | 4.356 | 2.7279 | 2.3741 | 0 | 0 | 0 | 0
CT Fac. Spec. - SO2 Rate Annual v3.1, Unit 1723 and retrofits | 315 | 7287 | Rate Constraint in lbs/MMBtu | FALSE | L | Annual | Rate | lb/MMBtu | 0 | 0 | 0 | 0 | 0 | 0 | 0
CT Fac. Spec. - SO2 Rate Annual v3.1, Unit 1723 and retrofits | 315 | 7287 | Rate Constraint in lbs/MMBtu | FALSE | L | Annual | Generation | TWh | 0.5937 | 0.3718 | 0.32358 | 0 | 0 | 0 | 0
CT Fac. Spec. - SO2 Rate Annual v3.1, Unit 1723 and retrofits | 315 | 7287 | Rate Constraint in lbs/MMBtu | FALSE | L | Annual | Qualifying Generation | TWh | 0.5937 | 0.3718 | 0.32358 | 0 | 0 | 0 | 0
CT Fac. Spec. - SO2 Rate Annual v3.1, Unit 1723 and retrofits | 315 | 7287 | Rate Constraint in lbs/MMBtu | FALSE | L | Annual | Rate | lb/MWh | 0 | 0 | 0 | 0 | 0 | 0 | 0
CT Fac. Spec. - SO2 Rate Annual v3.1, Unit 1723 and retrofits | 315 | 7287 | Rate Constraint in lbs/MMBtu | FALSE | L | Annual | Constraint Shadow Price | US2022$/Ton | 0 | 0 | 0 | 0 | 0 | 0 | 0
CT Fac. Spec. - SO2 Rate Annual v3.1, Unit 1724 and retrofits | 316 | 7287 | Rate Constraint in lbs/MMBtu | FALSE | L | Annual | Seasons Included | Seasons | Winter, Spring, Summer, Fall | Winter, Spring, Summer, Fall | Winter, Spring, Summer, Fall | Winter, Spring, Summer, Fall | Winter, Spring, Summer, Fall | Winter, Spring, Summer, Fall | Winter, Spring, Summer, Fall
CT Fac. Spec. - SO2 Rate Annual v3.1, Unit 1724 and retrofits | 316 | 7287 | Rate Constraint in lbs/MMBtu | FALSE | L | Annual | Standard SO2 | lb/MMBtu | 0.33 | 0.33 | 0.33 | 0.33 | 0.33 | 0.33 | 0.33
CT Fac. Spec. - SO2 Rate Annual v3.1, Unit 1724 and retrofits | 316 | 7287 | Rate Constraint in lbs/MMBtu | FALSE | L | Annual | Emissions at Affected Plants SO2 | Thousand Tons | 0 | 0 | 0 | 0 | 0 | 0 | 0
CT Fac. Spec. - SO2 Rate Annual v3.1, Unit 1724 and retrofits | 316 | 7287 | Rate Constraint in lbs/MMBtu | FALSE | L | Annual | Allowances Purchased SO2 | Thousand Tons | 0 | 0 | 0 | 0 | 0 | 0 | 0
CT Fac. Spec. - SO2 Rate Annual v3.1, Unit 1724 and retrofits | 316 | 7287 | Rate Constraint in lbs/MMBtu | FALSE | L | Annual | Allowances Sold SO2 | Thousand Tons | 0 | 0 | 0 | 0 | 0 | 0 | 0
CT Fac. Spec. - SO2 Rate Annual v3.1, Unit 1724 and retrofits | 316 | 7287 | Rate Constraint in lbs/MMBtu | FALSE | L | Annual | Allowances Banked | Thousand Tons | 0 | 0 | 0 | 0 | 0 | 0 | 0
CT Fac. Spec. - SO2 Rate Annual v3.1, Unit 1724 and retrofits | 316 | 7287 | Rate Constraint in lbs/MMBtu | FALSE | L | Annual | Allowances Withdrawn (1:1) | Thousand Tons | 0 | 0 | 0 | 0 | 0 | 0 | 0
CT Fac. Spec. - SO2 Rate Annual v3.1, Unit 1724 and retrofits | 316 | 7287 | Rate Constraint in lbs/MMBtu | FALSE | L | Annual | Allowances Withdrawn (n:1) | Thousand Tons | 0 | 0 | 0 | 0 | 0 | 0 | 0
CT Fac. Spec. - SO2 Rate Annual v3.1, Unit 1724 and retrofits | 316 | 7287 | Rate Constraint in lbs/MMBtu | FALSE | L | Annual | Net Emissions Allowance Position | Thousand Tons | 0 | 0 | 0 | 0 | 0 | 0 | 0
CT Fac. Spec. - SO2 Rate Annual v3.1, Unit 1724 and retrofits | 316 | 7287 | Rate Constraint in lbs/MMBtu | FALSE | L | Annual | Fuel Consumed | TBtu | 7.411 | 3.667 | 2.4351 | 0 | 0 | 0 | 0
CT Fac. Spec. - SO2 Rate Annual v3.1, Unit 1724 and retrofits | 316 | 7287 | Rate Constraint in lbs/MMBtu | FALSE | L | Annual | Rate | lb/MMBtu | 0 | 0 | 0 | 0 | 0 | 0 | 0
CT Fac. Spec. - SO2 Rate Annual v3.1, Unit 1724 and retrofits | 316 | 7287 | Rate Constraint in lbs/MMBtu | FALSE | L | Annual | Generation | TWh | 1.0113 | 0.50041 | 0.3323 | 0 | 0 | 0 | 0
CT Fac. Spec. - SO2 Rate Annual v3.1, Unit 1724 and retrofits | 316 | 7287 | Rate Constraint in lbs/MMBtu | FALSE | L | Annual | Qualifying Generation | TWh | 1.0113 | 0.50041 | 0.3323 | 0 | 0 | 0 | 0
CT Fac. Spec. - SO2 Rate Annual v3.1, Unit 1724 and retrofits | 316 | 7287 | Rate Constraint in lbs/MMBtu | FALSE | L | Annual | Rate | lb/MWh | 0 | 0 | 0 | 0 | 0 | 0 | 0
CT Fac. Spec. - SO2 Rate Annual v3.1, Unit 1724 and retrofits | 316 | 7287 | Rate Constraint in lbs/MMBtu | FALSE | L | Annual | Constraint Shadow Price | US2022$/Ton | 0 | 0 | 0 | 0 | 0 | 0 | 0
CT Fac. Spec. - SO2 Rate Annual v3.1, Unit 1725 and retrofits | 317 | 7287 | Rate Constraint in lbs/MMBtu | FALSE | L | Annual | Seasons Included | Seasons | Winter, Spring, Summer, Fall | Winter, Spring, Summer, Fall | Winter, Spring, Summer, Fall | Winter, Spring, Summer, Fall | Winter, Spring, Summer, Fall | Winter, Spring, Summer, Fall | Winter, Spring, Summer, Fall
CT Fac. Spec. - SO2 Rate Annual v3.1, Unit 1725 and retrofits | 317 | 7287 | Rate Constraint in lbs/MMBtu | FALSE | L | Annual | Standard SO2 | lb/MMBtu | 0.33 | 0.33 | 0.33 | 0.33 | 0.33 | 0.33 | 0.33
CT Fac. Spec. - SO2 Rate Annual v3.1, Unit 1725 and retrofits | 317 | 7287 | Rate Constraint in lbs/MMBtu | FALSE | L | Annual | Emissions at Affected Plants SO2 | Thousand Tons | 0 | 0 | 0 | 0 | 0 | 0 | 0
CT Fac. Spec. - SO2 Rate Annual v3.1, Unit 1725 and retrofits | 317 | 7287 | Rate Constraint in lbs/MMBtu | FALSE | L | Annual | Allowances Purchased SO2 | Thousand Tons | 0 | 0 | 0 | 0 | 0 | 0 | 0
CT Fac. Spec. - SO2 Rate Annual v3.1, Unit 1725 and retrofits | 317 | 7287 | Rate Constraint in lbs/MMBtu | FALSE | L | Annual | Allowances Sold SO2 | Thousand Tons | 0 | 0 | 0 | 0 | 0 | 0 | 0
CT Fac. Spec. - SO2 Rate Annual v3.1, Unit 1725 and retrofits | 317 | 7287 | Rate Constraint in lbs/MMBtu | FALSE | L | Annual | Allowances Banked | Thousand Tons | 0 | 0 | 0 | 0 | 0 | 0 | 0
CT Fac. Spec. - SO2 Rate Annual v3.1, Unit 1725 and retrofits | 317 | 7287 | Rate Constraint in lbs/MMBtu | FALSE | L | Annual | Allowances Withdrawn (1:1) | Thousand Tons | 0 | 0 | 0 | 0 | 0 | 0 | 0
CT Fac. Spec. - SO2 Rate Annual v3.1, Unit 1725 and retrofits | 317 | 7287 | Rate Constraint in lbs/MMBtu | FALSE | L | Annual | Allowances Withdrawn (n:1) | Thousand Tons | 0 | 0 | 0 | 0 | 0 | 0 | 0
CT Fac. Spec. - SO2 Rate Annual v3.1, Unit 1725 and retrofits | 317 | 7287 | Rate Constraint in lbs/MMBtu | FALSE | L | Annual | Net Emissions Allowance Position | Thousand Tons | 0 | 0 | 0 | 0 | 0 | 0 | 0
CT Fac. Spec. - SO2 Rate Annual v3.1, Unit 1725 and retrofits | 317 | 7287 | Rate Constraint in lbs/MMBtu | FALSE | L | Annual | Fuel Consumed | TBtu | 12.798 | 12.6322 | 12.0741 | 0 | 0 | 0 | 0
CT Fac. Spec. - SO2 Rate Annual v3.1, Unit 1725 and retrofits | 317 | 7287 | Rate Constraint in lbs/MMBtu | FALSE | L | Annual | Rate | lb/MMBtu | 0 | 0 | 0 | 0 | 0 | 0 | 0
CT Fac. Spec. - SO2 Rate Annual v3.1, Unit 1725 and retrofits | 317 | 7287 | Rate Constraint in lbs/MMBtu | FALSE | L | Annual | Generation | TWh | 1.8153 | 1.7918 | 1.7126 | 0 | 0 | 0 | 0
CT Fac. Spec. - SO2 Rate Annual v3.1, Unit 1725 and retrofits | 317 | 7287 | Rate Constraint in lbs/MMBtu | FALSE | L | Annual | Qualifying Generation | TWh | 1.8153 | 1.7918 | 1.7126 | 0 | 0 | 0 | 0
CT Fac. Spec. - SO2 Rate Annual v3.1, Unit 1725 and retrofits | 317 | 7287 | Rate Constraint in lbs/MMBtu | FALSE | L | Annual | Rate | lb/MWh | 0 | 0 | 0 | 0 | 0 | 0 | 0
CT Fac. Spec. - SO2 Rate Annual v3.1, Unit 1725 and retrofits | 317 | 7287 | Rate Constraint in lbs/MMBtu | FALSE | L | Annual | Constraint Shadow Price | US2022$/Ton | 0 | 0 | 0 | 0 | 0 | 0 | 0
CT Fac. Spec. - SO2 Rate Annual v3.1, Unit 1726 and retrofits | 318 | 7287 | Rate Constraint in lbs/MMBtu | FALSE | L | Annual | Seasons Included | Seasons | Winter, Spring, Summer, Fall | Winter, Spring, Summer, Fall | Winter, Spring, Summer, Fall | Winter, Spring, Summer, Fall | Winter, Spring, Summer, Fall | Winter, Spring, Summer, Fall | Winter, Spring, Summer, Fall
CT Fac. Spec. - SO2 Rate Annual v3.1, Unit 1726 and retrofits | 318 | 7287 | Rate Constraint in lbs/MMBtu | FALSE | L | Annual | Standard SO2 | lb/MMBtu | 0.33 | 0.33 | 0.33 | 0.33 | 0.33 | 0.33 | 0.33
CT Fac. Spec. - SO2 Rate Annual v3.1, Unit 1726 and retrofits | 318 | 7287 | Rate Constraint in lbs/MMBtu | FALSE | L | Annual | Emissions at Affected Plants SO2 | Thousand Tons | 0 | 0 | 0 | 0 | 0 | 0 | 0
CT Fac. Spec. - SO2 Rate Annual v3.1, Unit 1726 and retrofits | 318 | 7287 | Rate Constraint in lbs/MMBtu | FALSE | L | Annual | Allowances Purchased SO2 | Thousand Tons | 0 | 0 | 0 | 0 | 0 | 0 | 0
CT Fac. Spec. - SO2 Rate Annual v3.1, Unit 1726 and retrofits | 318 | 7287 | Rate Constraint in lbs/MMBtu | FALSE | L | Annual | Allowances Sold SO2 | Thousand Tons | 0 | 0 | 0 | 0 | 0 | 0 | 0
CT Fac. Spec. - SO2 Rate Annual v3.1, Unit 1726 and retrofits | 318 | 7287 | Rate Constraint in lbs/MMBtu | FALSE | L | Annual | Allowances Banked | Thousand Tons | 0 | 0 | 0 | 0 | 0 | 0 | 0
CT Fac. Spec. - SO2 Rate Annual v3.1, Unit 1726 and retrofits | 318 | 7287 | Rate Constraint in lbs/MMBtu | FALSE | L | Annual | Allowances Withdrawn (1:1) | Thousand Tons | 0 | 0 | 0 | 0 | 0 | 0 | 0
CT Fac. Spec. - SO2 Rate Annual v3.1, Unit 1726 and retrofits | 318 | 7287 | Rate Constraint in lbs/MMBtu | FALSE | L | Annual | Allowances Withdrawn (n:1) | Thousand Tons | 0 | 0 | 0 | 0 | 0 | 0 | 0
CT Fac. Spec. - SO2 Rate Annual v3.1, Unit 1726 and retrofits | 318 | 7287 | Rate Constraint in lbs/MMBtu | FALSE | L | Annual | Net Emissions Allowance Position | Thousand Tons | 0 | 0 | 0 | 0 | 0 | 0 | 0
CT Fac. Spec. - SO2 Rate Annual v3.1, Unit 1726 and retrofits | 318 | 7287 | Rate Constraint in lbs/MMBtu | FALSE | L | Annual | Fuel Consumed | TBtu | 5.7853 | 5.6728 | 3.9686 | 0 | 0 | 0 | 0
CT Fac. Spec. - SO2 Rate Annual v3.1, Unit 1726 and retrofits | 318 | 7287 | Rate Constraint in lbs/MMBtu | FALSE | L | Annual | Rate | lb/MMBtu | 0 | 0 | 0 | 0 | 0 | 0 | 0
CT Fac. Spec. - SO2 Rate Annual v3.1, Unit 1726 and retrofits | 318 | 7287 | Rate Constraint in lbs/MMBtu | FALSE | L | Annual | Generation | TWh | 0.82061 | 0.80466 | 0.56292 | 0 | 0 | 0 | 0
CT Fac. Spec. - SO2 Rate Annual v3.1, Unit 1726 and retrofits | 318 | 7287 | Rate Constraint in lbs/MMBtu | FALSE | L | Annual | Qualifying Generation | TWh | 0.82061 | 0.80466 | 0.56292 | 0 | 0 | 0 | 0
CT Fac. Spec. - SO2 Rate Annual v3.1, Unit 1726 and retrofits | 318 | 7287 | Rate Constraint in lbs/MMBtu | FALSE | L | Annual | Rate | lb/MWh | 0 | 0 | 0 | 0 | 0 | 0 | 0
CT Fac. Spec. - SO2 Rate Annual v3.1, Unit 1726 and retrofits | 318 | 7287 | Rate Constraint in lbs/MMBtu | FALSE | L | Annual | Constraint Shadow Price | US2022$/Ton | 0 | 0 | 0 | 0 | 0 | 0 | 0
CT Fac. Spec. - SO2 Rate Annual v3.1, Unit 1730 and retrofits | 319 | 7287 | Rate Constraint in lbs/MMBtu | FALSE | L | Annual | Seasons Included | Seasons | Winter, Spring, Summer, Fall | Winter, Spring, Summer, Fall | Winter, Spring, Summer, Fall | Winter, Spring, Summer, Fall | Winter, Spring, Summer, Fall | Winter, Spring, Summer, Fall | Winter, Spring, Summer, Fall
CT Fac. Spec. - SO2 Rate Annual v3.1, Unit 1730 and retrofits | 319 | 7287 | Rate Constraint in lbs/MMBtu | FALSE | L | Annual | Standard SO2 | lb/MMBtu | 0.33 | 0.33 | 0.33 | 0.33 | 0.33 | 0.33 | 0.33
CT Fac. Spec. - SO2 Rate Annual v3.1, Unit 1730 and retrofits | 319 | 7287 | Rate Constraint in lbs/MMBtu | FALSE | L | Annual | Emissions at Affected Plants SO2 | Thousand Tons | 0 | 0 | 0 | 0 | 0 | 0 | 0
CT Fac. Spec. - SO2 Rate Annual v3.1, Unit 1730 and retrofits | 319 | 7287 | Rate Constraint in lbs/MMBtu | FALSE | L | Annual | Allowances Purchased SO2 | Thousand Tons | 0 | 0 | 0 | 0 | 0 | 0 | 0
CT Fac. Spec. - SO2 Rate Annual v3.1, Unit 1730 and retrofits | 319 | 7287 | Rate Constraint in lbs/MMBtu | FALSE | L | Annual | Allowances Sold SO2 | Thousand Tons | 0 | 0 | 0 | 0 | 0 | 0 | 0
CT Fac. Spec. - SO2 Rate Annual v3.1, Unit 1730 and retrofits | 319 | 7287 | Rate Constraint in lbs/MMBtu | FALSE | L | Annual | Allowances Banked | Thousand Tons | 0 | 0 | 0 | 0 | 0 | 0 | 0
CT Fac. Spec. - SO2 Rate Annual v3.1, Unit 1730 and retrofits | 319 | 7287 | Rate Constraint in lbs/MMBtu | FALSE | L | Annual | Allowances Withdrawn (1:1) | Thousand Tons | 0 | 0 | 0 | 0 | 0 | 0 | 0
CT Fac. Spec. - SO2 Rate Annual v3.1, Unit 1730 and retrofits | 319 | 7287 | Rate Constraint in lbs/MMBtu | FALSE | L | Annual | Allowances Withdrawn (n:1) | Thousand Tons | 0 | 0 | 0 | 0 | 0 | 0 | 0
CT Fac. Spec. - SO2 Rate Annual v3.1, Unit 1730 and retrofits | 319 | 7287 | Rate Constraint in lbs/MMBtu | FALSE | L | Annual | Net Emissions Allowance Position | Thousand Tons | 0 | 0 | 0 | 0 | 0 | 0 | 0
CT Fac. Spec. - SO2 Rate Annual v3.1, Unit 1730 and retrofits | 319 | 7287 | Rate Constraint in lbs/MMBtu | FALSE | L | Annual | Fuel Consumed | TBtu | 6.6874 | 4.4991 | 1.6903 | 0 | 0 | 0 | 0
CT Fac. Spec. - SO2 Rate Annual v3.1, Unit 1730 and retrofits | 319 | 7287 | Rate Constraint in lbs/MMBtu | FALSE | L | Annual | Rate | lb/MMBtu | 0 | 0 | 0 | 0 | 0 | 0 | 0
CT Fac. Spec. - SO2 Rate Annual v3.1, Unit 1730 and retrofits | 319 | 7287 | Rate Constraint in lbs/MMBtu | FALSE | L | Annual | Generation | TWh | 0.93951 | 0.63207 | 0.23747 | 0 | 0 | 0 | 0
CT Fac. Spec. - SO2 Rate Annual v3.1, Unit 1730 and retrofits | 319 | 7287 | Rate Constraint in lbs/MMBtu | FALSE | L | Annual | Qualifying Generation | TWh | 0.93951 | 0.63207 | 0.23747 | 0 | 0 | 0 | 0
CT Fac. Spec. - SO2 Rate Annual v3.1, Unit 1730 and retrofits | 319 | 7287 | Rate Constraint in lbs/MMBtu | FALSE | L | Annual | Rate | lb/MWh | 0 | 0 | 0 | 0 | 0 | 0 | 0
CT Fac. Spec. - SO2 Rate Annual v3.1, Unit 1730 and retrofits | 319 | 7287 | Rate Constraint in lbs/MMBtu | FALSE | L | Annual | Constraint Shadow Price | US2022$/Ton | 0 | 0 | 0 | 0 | 0 | 0 | 0
CT Fac. Spec. - SO2 Rate Annual v3.1, Unit 1731 and retrofits | 320 | 7287 | Rate Constraint in lbs/MMBtu | FALSE | L | Annual | Seasons Included | Seasons | Winter, Spring, Summer, Fall | Winter, Spring, Summer, Fall | Winter, Spring, Summer, Fall | Winter, Spring, Summer, Fall | Winter, Spring, Summer, Fall | Winter, Spring, Summer, Fall | Winter, Spring, Summer, Fall
CT Fac. Spec. - SO2 Rate Annual v3.1, Unit 1731 and retrofits | 320 | 7287 | Rate Constraint in lbs/MMBtu | FALSE | L | Annual | Standard SO2 | lb/MMBtu | 0.33 | 0.33 | 0.33 | 0.33 | 0.33 | 0.33 | 0.33
CT Fac. Spec. - SO2 Rate Annual v3.1, Unit 1731 and retrofits | 320 | 7287 | Rate Constraint in lbs/MMBtu | FALSE | L | Annual | Emissions at Affected Plants SO2 | Thousand Tons | 0 | 0 | 0 | 0 | 0 | 0 | 0
CT Fac. Spec. - SO2 Rate Annual v3.1, Unit 1731 and retrofits | 320 | 7287 | Rate Constraint in lbs/MMBtu | FALSE | L | Annual | Allowances Purchased SO2 | Thousand Tons | 0 | 0 | 0 | 0 | 0 | 0 | 0
CT Fac. Spec. - SO2 Rate Annual v3.1, Unit 1731 and retrofits | 320 | 7287 | Rate Constraint in lbs/MMBtu | FALSE | L | Annual | Allowances Sold SO2 | Thousand Tons | 0 | 0 | 0 | 0 | 0 | 0 | 0
CT Fac. Spec. - SO2 Rate Annual v3.1, Unit 1731 and retrofits | 320 | 7287 | Rate Constraint in lbs/MMBtu | FALSE | L | Annual | Allowances Banked | Thousand Tons | 0 | 0 | 0 | 0 | 0 | 0 | 0
CT Fac. Spec. - SO2 Rate Annual v3.1, Unit 1731 and retrofits | 320 | 7287 | Rate Constraint in lbs/MMBtu | FALSE | L | Annual | Allowances Withdrawn (1:1) | Thousand Tons | 0 | 0 | 0 | 0 | 0 | 0 | 0
CT Fac. Spec. - SO2 Rate Annual v3.1, Unit 1731 and retrofits | 320 | 7287 | Rate Constraint in lbs/MMBtu | FALSE | L | Annual | Allowances Withdrawn (n:1) | Thousand Tons | 0 | 0 | 0 | 0 | 0 | 0 | 0
CT Fac. Spec. - SO2 Rate Annual v3.1, Unit 1731 and retrofits | 320 | 7287 | Rate Constraint in lbs/MMBtu | FALSE | L | Annual | Net Emissions Allowance Position | Thousand Tons | 0 | 0 | 0 | 0 | 0 | 0 | 0
CT Fac. Spec. - SO2 Rate Annual v3.1, Unit 1731 and retrofits | 320 | 7287 | Rate Constraint in lbs/MMBtu | FALSE | L | Annual | Fuel Consumed | TBtu | 6.6874 | 4.5663 | 1.6885 | 0 | 0 | 0 | 0
CT Fac. Spec. - SO2 Rate Annual v3.1, Unit 1731 and retrofits | 320 | 7287 | Rate Constraint in lbs/MMBtu | FALSE | L | Annual | Rate | lb/MMBtu | 0 | 0 | 0 | 0 | 0 | 0 | 0
CT Fac. Spec. - SO2 Rate Annual v3.1, Unit 1731 and retrofits | 320 | 7287 | Rate Constraint in lbs/MMBtu | FALSE | L | Annual | Generation | TWh | 0.93951 | 0.64152 | 0.23721 | 0 | 0 | 0 | 0
CT Fac. Spec. - SO2 Rate Annual v3.1, Unit 1731 and retrofits | 320 | 7287 | Rate Constraint in lbs/MMBtu | FALSE | L | Annual | Qualifying Generation | TWh | 0.93951 | 0.64152 | 0.23721 | 0 | 0 | 0 | 0
CT Fac. Spec. - SO2 Rate Annual v3.1, Unit 1731 and retrofits | 320 | 7287 | Rate Constraint in lbs/MMBtu | FALSE | L | Annual | Rate | lb/MWh | 0 | 0 | 0 | 0 | 0 | 0 | 0
CT Fac. Spec. - SO2 Rate Annual v3.1, Unit 1731 and retrofits | 320 | 7287 | Rate Constraint in lbs/MMBtu | FALSE | L | Annual | Constraint Shadow Price | US2022$/Ton | 0 | 0 | 0 | 0 | 0 | 0 | 0
CT Fac. Spec. - SO2 Rate Annual v3.1, Unit 1732 and retrofits | 321 | 7287 | Rate Constraint in lbs/MMBtu | FALSE | L | Annual | Seasons Included | Seasons | Winter, Spring, Summer, Fall | Winter, Spring, Summer, Fall | Winter, Spring, Summer, Fall | Winter, Spring, Summer, Fall | Winter, Spring, Summer, Fall | Winter, Spring, Summer, Fall | Winter, Spring, Summer, Fall
CT Fac. Spec. - SO2 Rate Annual v3.1, Unit 1732 and retrofits | 321 | 7287 | Rate Constraint in lbs/MMBtu | FALSE | L | Annual | Standard SO2 | lb/MMBtu | 0.33 | 0.33 | 0.33 | 0.33 | 0.33 | 0.33 | 0.33
CT Fac. Spec. - SO2 Rate Annual v3.1, Unit 1732 and retrofits | 321 | 7287 | Rate Constraint in lbs/MMBtu | FALSE | L | Annual | Emissions at Affected Plants SO2 | Thousand Tons | 0 | 0 | 0 | 0 | 0 | 0 | 0
CT Fac. Spec. - SO2 Rate Annual v3.1, Unit 1732 and retrofits | 321 | 7287 | Rate Constraint in lbs/MMBtu | FALSE | L | Annual | Allowances Purchased SO2 | Thousand Tons | 0 | 0 | 0 | 0 | 0 | 0 | 0
CT Fac. Spec. - SO2 Rate Annual v3.1, Unit 1732 and retrofits | 321 | 7287 | Rate Constraint in lbs/MMBtu | FALSE | L | Annual | Allowances Sold SO2 | Thousand Tons | 0 | 0 | 0 | 0 | 0 | 0 | 0
CT Fac. Spec. - SO2 Rate Annual v3.1, Unit 1732 and retrofits | 321 | 7287 | Rate Constraint in lbs/MMBtu | FALSE | L | Annual | Allowances Banked | Thousand Tons | 0 | 0 | 0 | 0 | 0 | 0 | 0
CT Fac. Spec. - SO2 Rate Annual v3.1, Unit 1732 and retrofits | 321 | 7287 | Rate Constraint in lbs/MMBtu | FALSE | L | Annual | Allowances Withdrawn (1:1) | Thousand Tons | 0 | 0 | 0 | 0 | 0 | 0 | 0
CT Fac. Spec. - SO2 Rate Annual v3.1, Unit 1732 and retrofits | 321 | 7287 | Rate Constraint in lbs/MMBtu | FALSE | L | Annual | Allowances Withdrawn (n:1) | Thousand Tons | 0 | 0 | 0 | 0 | 0 | 0 | 0
CT Fac. Spec. - SO2 Rate Annual v3.1, Unit 1732 and retrofits | 321 | 7287 | Rate Constraint in lbs/MMBtu | FALSE | L | Annual | Net Emissions Allowance Position | Thousand Tons | 0 | 0 | 0 | 0 | 0 | 0 | 0
CT Fac. Spec. - SO2 Rate Annual v3.1, Unit 1732 and retrofits | 321 | 7287 | Rate Constraint in lbs/MMBtu | FALSE | L | Annual | Fuel Consumed | TBtu | 9.6183 | 6.1238 | 2.5546 | 0 | 0 | 0 | 0
CT Fac. Spec. - SO2 Rate Annual v3.1, Unit 1732 and retrofits | 321 | 7287 | Rate Constraint in lbs/MMBtu | FALSE | L | Annual | Rate | lb/MMBtu | 0 | 0 | 0 | 0 | 0 | 0 | 0
CT Fac. Spec. - SO2 Rate Annual v3.1, Unit 1732 and retrofits | 321 | 7287 | Rate Constraint in lbs/MMBtu | FALSE | L | Annual | Generation | TWh | 1.3513 | 0.86033 | 0.35889 | 0 | 0 | 0 | 0
CT Fac. Spec. - SO2 Rate Annual v3.1, Unit 1732 and retrofits | 321 | 7287 | Rate Constraint in lbs/MMBtu | FALSE | L | Annual | Qualifying Generation | TWh | 1.3513 | 0.86033 | 0.35889 | 0 | 0 | 0 | 0
CT Fac. Spec. - SO2 Rate Annual v3.1, Unit 1732 and retrofits | 321 | 7287 | Rate Constraint in lbs/MMBtu | FALSE | L | Annual | Rate | lb/MWh | 0 | 0 | 0 | 0 | 0 | 0 | 0
CT Fac. Spec. - SO2 Rate Annual v3.1, Unit 1732 and retrofits | 321 | 7287 | Rate Constraint in lbs/MMBtu | FALSE | L | Annual | Constraint Shadow Price | US2022$/Ton | 0 | 0 | 0 | 0 | 0 | 0 | 0
CT Fac. Spec. - SO2 Rate Annual v3.1, Unit 1733 and retrofits | 322 | 7287 | Rate Constraint in lbs/MMBtu | FALSE | L | Annual | Seasons Included | Seasons | Winter, Spring, Summer, Fall | Winter, Spring, Summer, Fall | Winter, Spring, Summer, Fall | Winter, Spring, Summer, Fall | Winter, Spring, Summer, Fall | Winter, Spring, Summer, Fall | Winter, Spring, Summer, Fall
CT Fac. Spec. - SO2 Rate Annual v3.1, Unit 1733 and retrofits | 322 | 7287 | Rate Constraint in lbs/MMBtu | FALSE | L | Annual | Standard SO2 | lb/MMBtu | 0.33 | 0.33 | 0.33 | 0.33 | 0.33 | 0.33 | 0.33
CT Fac. Spec. - SO2 Rate Annual v3.1, Unit 1733 and retrofits | 322 | 7287 | Rate Constraint in lbs/MMBtu | FALSE | L | Annual | Emissions at Affected Plants SO2 | Thousand Tons | 0 | 0 | 0 | 0 | 0 | 0 | 0
CT Fac. Spec. - SO2 Rate Annual v3.1, Unit 1733 and retrofits | 322 | 7287 | Rate Constraint in lbs/MMBtu | FALSE | L | Annual | Allowances Purchased SO2 | Thousand Tons | 0 | 0 | 0 | 0 | 0 | 0 | 0
CT Fac. Spec. - SO2 Rate Annual v3.1, Unit 1733 and retrofits | 322 | 7287 | Rate Constraint in lbs/MMBtu | FALSE | L | Annual | Allowances Sold SO2 | Thousand Tons | 0 | 0 | 0 | 0 | 0 | 0 | 0
CT Fac. Spec. - SO2 Rate Annual v3.1, Unit 1733 and retrofits | 322 | 7287 | Rate Constraint in lbs/MMBtu | FALSE | L | Annual | Allowances Banked | Thousand Tons | 0 | 0 | 0 | 0 | 0 | 0 | 0
CT Fac. Spec. - SO2 Rate Annual v3.1, Unit 1733 and retrofits | 322 | 7287 | Rate Constraint in lbs/MMBtu | FALSE | L | Annual | Allowances Withdrawn (1:1) | Thousand Tons | 0 | 0 | 0 | 0 | 0 | 0 | 0
CT Fac. Spec. - SO2 Rate Annual v3.1, Unit 1733 and retrofits | 322 | 7287 | Rate Constraint in lbs/MMBtu | FALSE | L | Annual | Allowances Withdrawn (n:1) | Thousand Tons | 0 | 0 | 0 | 0 | 0 | 0 | 0
CT Fac. Spec. - SO2 Rate Annual v3.1, Unit 1733 and retrofits | 322 | 7287 | Rate Constraint in lbs/MMBtu | FALSE | L | Annual | Net Emissions Allowance Position | Thousand Tons | 0 | 0 | 0 | 0 | 0 | 0 | 0
CT Fac. Spec. - SO2 Rate Annual v3.1, Unit 1733 and retrofits | 322 | 7287 | Rate Constraint in lbs/MMBtu | FALSE | L | Annual | Fuel Consumed | TBtu | 10.584 | 9.687 | 9.6071 | 0 | 0 | 0 | 0
CT Fac. Spec. - SO2 Rate Annual v3.1, Unit 1733 and retrofits | 322 | 7287 | Rate Constraint in lbs/MMBtu | FALSE | L | Annual | Rate | lb/MMBtu | 0 | 0 | 0 | 0 | 0 | 0 | 0
CT Fac. Spec. - SO2 Rate Annual v3.1, Unit 1733 and retrofits | 322 | 7287 | Rate Constraint in lbs/MMBtu | FALSE | L | Annual | Generation | TWh | 1.5013 | 1.374 | 1.3627 | 0 | 0 | 0 | 0
CT Fac. Spec. - SO2 Rate Annual v3.1, Unit 1733 and retrofits | 322 | 7287 | Rate Constraint in lbs/MMBtu | FALSE | L | Annual | Qualifying Generation | TWh | 1.5013 | 1.374 | 1.3627 | 0 | 0 | 0 | 0
CT Fac. Spec. - SO2 Rate Annual v3.1, Unit 1733 and retrofits | 322 | 7287 | Rate Constraint in lbs/MMBtu | FALSE | L | Annual | Rate | lb/MWh | 0 | 0 | 0 | 0 | 0 | 0 | 0
CT Fac. Spec. - SO2 Rate Annual v3.1, Unit 1733 and retrofits | 322 | 7287 | Rate Constraint in lbs/MMBtu | FALSE | L | Annual | Constraint Shadow Price | US2022$/Ton | 0 | 0 | 0 | 0 | 0 | 0 | 0
CT Fac. Spec. - SO2 Rate Annual v3.1, Unit 1734 and retrofits | 323 | 7287 | Rate Constraint in lbs/MMBtu | FALSE | L | Annual | Seasons Included | Seasons | Winter, Spring, Summer, Fall | Winter, Spring, Summer, Fall | Winter, Spring, Summer, Fall | Winter, Spring, Summer, Fall | Winter, Spring, Summer, Fall | Winter, Spring, Summer, Fall | Winter, Spring, Summer, Fall
CT Fac. Spec. - SO2 Rate Annual v3.1, Unit 1734 and retrofits | 323 | 7287 | Rate Constraint in lbs/MMBtu | FALSE | L | Annual | Standard SO2 | lb/MMBtu | 0.33 | 0.33 | 0.33 | 0.33 | 0.33 | 0.33 | 0.33
CT Fac. Spec. - SO2 Rate Annual v3.1, Unit 1734 and retrofits | 323 | 7287 | Rate Constraint in lbs/MMBtu | FALSE | L | Annual | Emissions at Affected Plants SO2 | Thousand Tons | 0 | 0 | 0 | 0 | 0 | 0 | 0
CT Fac. Spec. - SO2 Rate Annual v3.1, Unit 1734 and retrofits | 323 | 7287 | Rate Constraint in lbs/MMBtu | FALSE | L | Annual | Allowances Purchased SO2 | Thousand Tons | 0 | 0 | 0 | 0 | 0 | 0 | 0
CT Fac. Spec. - SO2 Rate Annual v3.1, Unit 1734 and retrofits | 323 | 7287 | Rate Constraint in lbs/MMBtu | FALSE | L | Annual | Allowances Sold SO2 | Thousand Tons | 0 | 0 | 0 | 0 | 0 | 0 | 0
CT Fac. Spec. - SO2 Rate Annual v3.1, Unit 1734 and retrofits | 323 | 7287 | Rate Constraint in lbs/MMBtu | FALSE | L | Annual | Allowances Banked | Thousand Tons | 0 | 0 | 0 | 0 | 0 | 0 | 0
CT Fac. Spec. - SO2 Rate Annual v3.1, Unit 1734 and retrofits | 323 | 7287 | Rate Constraint in lbs/MMBtu | FALSE | L | Annual | Allowances Withdrawn (1:1) | Thousand Tons | 0 | 0 | 0 | 0 | 0 | 0 | 0
CT Fac. Spec. - SO2 Rate Annual v3.1, Unit 1734 and retrofits | 323 | 7287 | Rate Constraint in lbs/MMBtu | FALSE | L | Annual | Allowances Withdrawn (n:1) | Thousand Tons | 0 | 0 | 0 | 0 | 0 | 0 | 0
CT Fac. Spec. - SO2 Rate Annual v3.1, Unit 1734 and retrofits | 323 | 7287 | Rate Constraint in lbs/MMBtu | FALSE | L | Annual | Net Emissions Allowance Position | Thousand Tons | 0 | 0 | 0 | 0 | 0 | 0 | 0
CT Fac. Spec. - SO2 Rate Annual v3.1, Unit 1734 and retrofits | 323 | 7287 | Rate Constraint in lbs/MMBtu | FALSE | L | Annual | Fuel Consumed | TBtu | 10.8343 | 9.4068 | 9.3293 | 0 | 0 | 0 | 0
CT Fac. Spec. - SO2 Rate Annual v3.1, Unit 1734 and retrofits | 323 | 7287 | Rate Constraint in lbs/MMBtu | FALSE | L | Annual | Rate | lb/MMBtu | 0 | 0 | 0 | 0 | 0 | 0 | 0
CT Fac. Spec. - SO2 Rate Annual v3.1, Unit 1734 and retrofits | 323 | 7287 | Rate Constraint in lbs/MMBtu | FALSE | L | Annual | Generation | TWh | 1.5368 | 1.3343 | 1.3233 | 0 | 0 | 0 | 0
CT Fac. Spec. - SO2 Rate Annual v3.1, Unit 1734 and retrofits | 323 | 7287 | Rate Constraint in lbs/MMBtu | FALSE | L | Annual | Qualifying Generation | TWh | 1.5368 | 1.3343 | 1.3233 | 0 | 0 | 0 | 0
CT Fac. Spec. - SO2 Rate Annual v3.1, Unit 1734 and retrofits | 323 | 7287 | Rate Constraint in lbs/MMBtu | FALSE | L | Annual | Rate | lb/MWh | 0 | 0 | 0 | 0 | 0 | 0 | 0
CT Fac. Spec. - SO2 Rate Annual v3.1, Unit 1734 and retrofits | 323 | 7287 | Rate Constraint in lbs/MMBtu | FALSE | L | Annual | Constraint Shadow Price | US2022$/Ton | 0 | 0 | 0 | 0 | 0 | 0 | 0
CT Fac. Spec. - SO2 Rate Annual v3.1, Unit 1735 and retrofits | 324 | 7287 | Rate Constraint in lbs/MMBtu | FALSE | L | Annual | Seasons Included | Seasons | Winter, Spring, Summer, Fall | Winter, Spring, Summer, Fall | Winter, Spring, Summer, Fall | Winter, Spring, Summer, Fall | Winter, Spring, Summer, Fall | Winter, Spring, Summer, Fall | Winter, Spring, Summer, Fall
CT Fac. Spec. - SO2 Rate Annual v3.1, Unit 1735 and retrofits | 324 | 7287 | Rate Constraint in lbs/MMBtu | FALSE | L | Annual | Standard SO2 | lb/MMBtu | 0.33 | 0.33 | 0.33 | 0.33 | 0.33 | 0.33 | 0.33
CT Fac. Spec. - SO2 Rate Annual v3.1, Unit 1735 and retrofits | 324 | 7287 | Rate Constraint in lbs/MMBtu | FALSE | L | Annual | Emissions at Affected Plants SO2 | Thousand Tons | 0 | 0 | 0 | 0 | 0 | 0 | 0
CT Fac. Spec. - SO2 Rate Annual v3.1, Unit 1735 and retrofits | 324 | 7287 | Rate Constraint in lbs/MMBtu | FALSE | L | Annual | Allowances Purchased SO2 | Thousand Tons | 0 | 0 | 0 | 0 | 0 | 0 | 0
CT Fac. Spec. - SO2 Rate Annual v3.1, Unit 1735 and retrofits | 324 | 7287 | Rate Constraint in lbs/MMBtu | FALSE | L | Annual | Allowances Sold SO2 | Thousand Tons | 0 | 0 | 0 | 0 | 0 | 0 | 0
CT Fac. Spec. - SO2 Rate Annual v3.1, Unit 1735 and retrofits | 324 | 7287 | Rate Constraint in lbs/MMBtu | FALSE | L | Annual | Allowances Banked | Thousand Tons | 0 | 0 | 0 | 0 | 0 | 0 | 0
CT Fac. Spec. - SO2 Rate Annual v3.1, Unit 1735 and retrofits | 324 | 7287 | Rate Constraint in lbs/MMBtu | FALSE | L | Annual | Allowances Withdrawn (1:1) | Thousand Tons | 0 | 0 | 0 | 0 | 0 | 0 | 0
CT Fac. Spec. - SO2 Rate Annual v3.1, Unit 1735 and retrofits | 324 | 7287 | Rate Constraint in lbs/MMBtu | FALSE | L | Annual | Allowances Withdrawn (n:1) | Thousand Tons | 0 | 0 | 0 | 0 | 0 | 0 | 0
CT Fac. Spec. - SO2 Rate Annual v3.1, Unit 1735 and retrofits | 324 | 7287 | Rate Constraint in lbs/MMBtu | FALSE | L | Annual | Net Emissions Allowance Position | Thousand Tons | 0 | 0 | 0 | 0 | 0 | 0 | 0
CT Fac. Spec. - SO2 Rate Annual v3.1, Unit 1735 and retrofits | 324 | 7287 | Rate Constraint in lbs/MMBtu | FALSE | L | Annual | Fuel Consumed | TBtu | 10.4955 | 10.3374 | 10.3 | 0 | 0 | 0 | 0
CT Fac. Spec. - SO2 Rate Annual v3.1, Unit 1735 and retrofits | 324 | 7287 | Rate Constraint in lbs/MMBtu | FALSE | L | Annual | Rate | lb/MMBtu | 0 | 0 | 0 | 0 | 0 | 0 | 0
CT Fac. Spec. - SO2 Rate Annual v3.1, Unit 1735 and retrofits | 324 | 7287 | Rate Constraint in lbs/MMBtu | FALSE | L | Annual | Generation | TWh | 1.4887 | 1.4663 | 1.461 | 0 | 0 | 0 | 0
CT Fac. Spec. - SO2 Rate Annual v3.1, Unit 1735 and retrofits | 324 | 7287 | Rate Constraint in lbs/MMBtu | FALSE | L | Annual | Qualifying Generation | TWh | 1.4887 | 1.4663 | 1.461 | 0 | 0 | 0 | 0
CT Fac. Spec. - SO2 Rate Annual v3.1, Unit 1735 and retrofits | 324 | 7287 | Rate Constraint in lbs/MMBtu | FALSE | L | Annual | Rate | lb/MWh | 0 | 0 | 0 | 0 | 0 | 0 | 0
CT Fac. Spec. - SO2 Rate Annual v3.1, Unit 1735 and retrofits | 324 | 7287 | Rate Constraint in lbs/MMBtu | FALSE | L | Annual | Constraint Shadow Price | US2022$/Ton | 0 | 0 | 0 | 0 | 0 | 0 | 0
CT Fac. Spec. - SO2 Rate Annual v3.1, Unit 1737 and retrofits | 325 | 7287 | Rate Constraint in lbs/MMBtu | FALSE | L | Annual | Seasons Included | Seasons | Winter, Spring, Summer, Fall | Winter, Spring, Summer, Fall | Winter, Spring, Summer, Fall | Winter, Spring, Summer, Fall | Winter, Spring, Summer, Fall | Winter, Spring, Summer, Fall | Winter, Spring, Summer, Fall
CT Fac. Spec. - SO2 Rate Annual v3.1, Unit 1737 and retrofits | 325 | 7287 | Rate Constraint in lbs/MMBtu | FALSE | L | Annual | Standard SO2 | lb/MMBtu | 0.33 | 0.33 | 0.33 | 0.33 | 0.33 | 0.33 | 0.33
CT Fac. Spec. - SO2 Rate Annual v3.1, Unit 1737 and retrofits | 325 | 7287 | Rate Constraint in lbs/MMBtu | FALSE | L | Annual | Emissions at Affected Plants SO2 | Thousand Tons | 0 | 0 | 0 | 0 | 0 | 0 | 0
CT Fac. Spec. - SO2 Rate Annual v3.1, Unit 1737 and retrofits | 325 | 7287 | Rate Constraint in lbs/MMBtu | FALSE | L | Annual | Allowances Purchased SO2 | Thousand Tons | 0 | 0 | 0 | 0 | 0 | 0 | 0
CT Fac. Spec. - SO2 Rate Annual v3.1, Unit 1737 and retrofits | 325 | 7287 | Rate Constraint in lbs/MMBtu | FALSE | L | Annual | Allowances Sold SO2 | Thousand Tons | 0 | 0 | 0 | 0 | 0 | 0 | 0
CT Fac. Spec. - SO2 Rate Annual v3.1, Unit 1737 and retrofits | 325 | 7287 | Rate Constraint in lbs/MMBtu | FALSE | L | Annual | Allowances Banked | Thousand Tons | 0 | 0 | 0 | 0 | 0 | 0 | 0
CT Fac. Spec. - SO2 Rate Annual v3.1, Unit 1737 and retrofits | 325 | 7287 | Rate Constraint in lbs/MMBtu | FALSE | L | Annual | Allowances Withdrawn (1:1) | Thousand Tons | 0 | 0 | 0 | 0 | 0 | 0 | 0
CT Fac. Spec. - SO2 Rate Annual v3.1, Unit 1737 and retrofits | 325 | 7287 | Rate Constraint in lbs/MMBtu | FALSE | L | Annual | Allowances Withdrawn (n:1) | Thousand Tons | 0 | 0 | 0 | 0 | 0 | 0 | 0
CT Fac. Spec. - SO2 Rate Annual v3.1, Unit 1737 and retrofits | 325 | 7287 | Rate Constraint in lbs/MMBtu | FALSE | L | Annual | Net Emissions Allowance Position | Thousand Tons | 0 | 0 | 0 | 0 | 0 | 0 | 0
CT Fac. Spec. - SO2 Rate Annual v3.1, Unit 1737 and retrofits | 325 | 7287 | Rate Constraint in lbs/MMBtu | FALSE | L | Annual | Fuel Consumed | TBtu | 0.6509 | 0.6509 | 0.6509 | 0 | 0.032439 | 0 | 0
CT Fac. Spec. - SO2 Rate Annual v3.1, Unit 1737 and retrofits | 325 | 7287 | Rate Constraint in lbs/MMBtu | FALSE | L | Annual | Rate | lb/MMBtu | 0 | 0 | 0 | 0 | 0 | 0 | 0
CT Fac. Spec. - SO2 Rate Annual v3.1, Unit 1737 and retrofits | 325 | 7287 | Rate Constraint in lbs/MMBtu | FALSE | L | Annual | Generation | TWh | 0.11474 | 0.11474 | 0.11474 | 0 | 0.0057181 | 0 | 0
CT Fac. Spec. - SO2 Rate Annual v3.1, Unit 1737 and retrofits | 325 | 7287 | Rate Constraint in lbs/MMBtu | FALSE | L | Annual | Qualifying Generation | TWh | 0.11474 | 0.11474 | 0.11474 | 0 | 0.0057181 | 0 | 0
CT Fac. Spec. - SO2 Rate Annual v3.1, Unit 1737 and retrofits | 325 | 7287 | Rate Constraint in lbs/MMBtu | FALSE | L | Annual | Rate | lb/MWh | 0 | 0 | 0 | 0 | 0 | 0 | 0
CT Fac. Spec. - SO2 Rate Annual v3.1, Unit 1737 and retrofits | 325 | 7287 | Rate Constraint in lbs/MMBtu | FALSE | L | Annual | Constraint Shadow Price | US2022$/Ton | 0 | 0 | 0 | 0 | 0 | 0 | 0
CT Fac. Spec. - SO2 Rate Annual v3.1, Unit 2198 and retrofits | 326 | 7287 | Rate Constraint in lbs/MMBtu | FALSE | L | Annual | Seasons Included | Seasons | Winter, Spring, Summer, Fall | Winter, Spring, Summer, Fall | Winter, Spring, Summer, Fall | Winter, Spring, Summer, Fall | Winter, Spring, Summer, Fall | Winter, Spring, Summer, Fall | Winter, Spring, Summer, Fall
CT Fac. Spec. - SO2 Rate Annual v3.1, Unit 2198 and retrofits | 326 | 7287 | Rate Constraint in lbs/MMBtu | FALSE | L | Annual | Standard SO2 | lb/MMBtu | 0.33 | 0.33 | 0.33 | 0.33 | 0.33 | 0.33 | 0.33
CT Fac. Spec. - SO2 Rate Annual v3.1, Unit 2198 and retrofits | 326 | 7287 | Rate Constraint in lbs/MMBtu | FALSE | L | Annual | Emissions at Affected Plants SO2 | Thousand Tons | 0 | 0 | 0 | 0 | 0 | 0 | 0
CT Fac. Spec. - SO2 Rate Annual v3.1, Unit 2198 and retrofits | 326 | 7287 | Rate Constraint in lbs/MMBtu | FALSE | L | Annual | Allowances Purchased SO2 | Thousand Tons | 0 | 0 | 0 | 0 | 0 | 0 | 0
CT Fac. Spec. - SO2 Rate Annual v3.1, Unit 2198 and retrofits | 326 | 7287 | Rate Constraint in lbs/MMBtu | FALSE | L | Annual | Allowances Sold SO2 | Thousand Tons | 0 | 0 | 0 | 0 | 0 | 0 | 0
CT Fac. Spec. - SO2 Rate Annual v3.1, Unit 2198 and retrofits | 326 | 7287 | Rate Constraint in lbs/MMBtu | FALSE | L | Annual | Allowances Banked | Thousand Tons | 0 | 0 | 0 | 0 | 0 | 0 | 0
CT Fac. Spec. - SO2 Rate Annual v3.1, Unit 2198 and retrofits | 326 | 7287 | Rate Constraint in lbs/MMBtu | FALSE | L | Annual | Allowances Withdrawn (1:1) | Thousand Tons | 0 | 0 | 0 | 0 | 0 | 0 | 0
CT Fac. Spec. - SO2 Rate Annual v3.1, Unit 2198 and retrofits | 326 | 7287 | Rate Constraint in lbs/MMBtu | FALSE | L | Annual | Allowances Withdrawn (n:1) | Thousand Tons | 0 | 0 | 0 | 0 | 0 | 0 | 0
CT Fac. Spec. - SO2 Rate Annual v3.1, Unit 2198 and retrofits | 326 | 7287 | Rate Constraint in lbs/MMBtu | FALSE | L | Annual | Net Emissions Allowance Position | Thousand Tons | 0 | 0 | 0 | 0 | 0 | 0 | 0
CT Fac. Spec. - SO2 Rate Annual v3.1, Unit 2198 and retrofits | 326 | 7287 | Rate Constraint in lbs/MMBtu | FALSE | L | Annual | Fuel Consumed | TBtu | 0 | 0 | 0 | 0 | 0 | 0 | 0
CT Fac. Spec. - SO2 Rate Annual v3.1, Unit 2198 and retrofits | 326 | 7287 | Rate Constraint in lbs/MMBtu | FALSE | L | Annual | Rate | lb/MMBtu | 0 | 0 | 0 | 0 | 0 | 0 | 0
CT Fac. Spec. - SO2 Rate Annual v3.1, Unit 2198 and retrofits | 326 | 7287 | Rate Constraint in lbs/MMBtu | FALSE | L | Annual | Generation | TWh | 0 | 0 | 0 | 0 | 0 | 0 | 0
CT Fac. Spec. - SO2 Rate Annual v3.1, Unit 2198 and retrofits | 326 | 7287 | Rate Constraint in lbs/MMBtu | FALSE | L | Annual | Qualifying Generation | TWh | 0 | 0 | 0 | 0 | 0 | 0 | 0
CT Fac. Spec. - SO2 Rate Annual v3.1, Unit 2198 and retrofits | 326 | 7287 | Rate Constraint in lbs/MMBtu | FALSE | L | Annual | Rate | lb/MWh | 0 | 0 | 0 | 0 | 0 | 0 | 0
CT Fac. Spec. - SO2 Rate Annual v3.1, Unit 2198 and retrofits | 326 | 7287 | Rate Constraint in lbs/MMBtu | FALSE | L | Annual | Constraint Shadow Price | US2022$/Ton | 0 | 0 | 0 | 0 | 0 | 0 | 0
CT Fac. Spec. - SO2 Rate Annual v3.1, Unit 2199 and retrofits | 327 | 7287 | Rate Constraint in lbs/MMBtu | FALSE | L | Annual | Seasons Included | Seasons | Winter, Spring, Summer, Fall | Winter, Spring, Summer, Fall | Winter, Spring, Summer, Fall | Winter, Spring, Summer, Fall | Winter, Spring, Summer, Fall | Winter, Spring, Summer, Fall | Winter, Spring, Summer, Fall
CT Fac. Spec. - SO2 Rate Annual v3.1, Unit 2199 and retrofits | 327 | 7287 | Rate Constraint in lbs/MMBtu | FALSE | L | Annual | Standard SO2 | lb/MMBtu | 0.33 | 0.33 | 0.33 | 0.33 | 0.33 | 0.33 | 0.33
CT Fac. Spec. - SO2 Rate Annual v3.1, Unit 2199 and retrofits | 327 | 7287 | Rate Constraint in lbs/MMBtu | FALSE | L | Annual | Emissions at Affected Plants SO2 | Thousand Tons | 0 | 0 | 0 | 0 | 0 | 0 | 0
CT Fac. Spec. - SO2 Rate Annual v3.1, Unit 2199 and retrofits | 327 | 7287 | Rate Constraint in lbs/MMBtu | FALSE | L | Annual | Allowances Purchased SO2 | Thousand Tons | 0 | 0 | 0 | 0 | 0 | 0 | 0
CT Fac. Spec. - SO2 Rate Annual v3.1, Unit 2199 and retrofits | 327 | 7287 | Rate Constraint in lbs/MMBtu | FALSE | L | Annual | Allowances Sold SO2 | Thousand Tons | 0 | 0 | 0 | 0 | 0 | 0 | 0
CT Fac. Spec. - SO2 Rate Annual v3.1, Unit 2199 and retrofits | 327 | 7287 | Rate Constraint in lbs/MMBtu | FALSE | L | Annual | Allowances Banked | Thousand Tons | 0 | 0 | 0 | 0 | 0 | 0 | 0
CT Fac. Spec. - SO2 Rate Annual v3.1, Unit 2199 and retrofits | 327 | 7287 | Rate Constraint in lbs/MMBtu | FALSE | L | Annual | Allowances Withdrawn (1:1) | Thousand Tons | 0 | 0 | 0 | 0 | 0 | 0 | 0
CT Fac. Spec. - SO2 Rate Annual v3.1, Unit 2199 and retrofits | 327 | 7287 | Rate Constraint in lbs/MMBtu | FALSE | L | Annual | Allowances Withdrawn (n:1) | Thousand Tons | 0 | 0 | 0 | 0 | 0 | 0 | 0
CT Fac. Spec. - SO2 Rate Annual v3.1, Unit 2199 and retrofits | 327 | 7287 | Rate Constraint in lbs/MMBtu | FALSE | L | Annual | Net Emissions Allowance Position | Thousand Tons | 0 | 0 | 0 | 0 | 0 | 0 | 0
CT Fac. Spec. - SO2 Rate Annual v3.1, Unit 2199 and retrofits | 327 | 7287 | Rate Constraint in lbs/MMBtu | FALSE | L | Annual | Fuel Consumed | TBtu | 0 | 0 | 0 | 0 | 0 | 0 | 0
CT Fac. Spec. - SO2 Rate Annual v3.1, Unit 2199 and retrofits | 327 | 7287 | Rate Constraint in lbs/MMBtu | FALSE | L | Annual | Rate | lb/MMBtu | 0 | 0 | 0 | 0 | 0 | 0 | 0
CT Fac. Spec. - SO2 Rate Annual v3.1, Unit 2199 and retrofits | 327 | 7287 | Rate Constraint in lbs/MMBtu | FALSE | L | Annual | Generation | TWh | 0 | 0 | 0 | 0 | 0 | 0 | 0
CT Fac. Spec. - SO2 Rate Annual v3.1, Unit 2199 and retrofits | 327 | 7287 | Rate Constraint in lbs/MMBtu | FALSE | L | Annual | Qualifying Generation | TWh | 0 | 0 | 0 | 0 | 0 | 0 | 0
CT Fac. Spec. - SO2 Rate Annual v3.1, Unit 2199 and retrofits | 327 | 7287 | Rate Constraint in lbs/MMBtu | FALSE | L | Annual | Rate | lb/MWh | 0 | 0 | 0 | 0 | 0 | 0 | 0
CT Fac. Spec. - SO2 Rate Annual v3.1, Unit 2199 and retrofits | 327 | 7287 | Rate Constraint in lbs/MMBtu | FALSE | L | Annual | Constraint Shadow Price | US2022$/Ton | 0 | 0 | 0 | 0 | 0 | 0 | 0
CT Fac. Spec. - SO2 Rate Annual v3.1, Unit 2299 and retrofits | 328 | 7287 | Rate Constraint in lbs/MMBtu | FALSE | L | Annual | Seasons Included | Seasons | Winter, Spring, Summer, Fall | Winter, Spring, Summer, Fall | Winter, Spring, Summer, Fall | Winter, Spring, Summer, Fall | Winter, Spring, Summer, Fall | Winter, Spring, Summer, Fall | Winter, Spring, Summer, Fall
CT Fac. Spec. - SO2 Rate Annual v3.1, Unit 2299 and retrofits | 328 | 7287 | Rate Constraint in lbs/MMBtu | FALSE | L | Annual | Standard SO2 | lb/MMBtu | 0.33 | 0.33 | 0.33 | 0.33 | 0.33 | 0.33 | 0.33
CT Fac. Spec. - SO2 Rate Annual v3.1, Unit 2299 and retrofits | 328 | 7287 | Rate Constraint in lbs/MMBtu | FALSE | L | Annual | Emissions at Affected Plants SO2 | Thousand Tons | 0 | 0 | 0 | 0 | 0 | 0 | 0
CT Fac. Spec. - SO2 Rate Annual v3.1, Unit 2299 and retrofits | 328 | 7287 | Rate Constraint in lbs/MMBtu | FALSE | L | Annual | Allowances Purchased SO2 | Thousand Tons | 0 | 0 | 0 | 0 | 0 | 0 | 0
CT Fac. Spec. - SO2 Rate Annual v3.1, Unit 2299 and retrofits | 328 | 7287 | Rate Constraint in lbs/MMBtu | FALSE | L | Annual | Allowances Sold SO2 | Thousand Tons | 0 | 0 | 0 | 0 | 0 | 0 | 0
CT Fac. Spec. - SO2 Rate Annual v3.1, Unit 2299 and retrofits | 328 | 7287 | Rate Constraint in lbs/MMBtu | FALSE | L | Annual | Allowances Banked | Thousand Tons | 0 | 0 | 0 | 0 | 0 | 0 | 0
CT Fac. Spec. - SO2 Rate Annual v3.1, Unit 2299 and retrofits | 328 | 7287 | Rate Constraint in lbs/MMBtu | FALSE | L | Annual | Allowances Withdrawn (1:1) | Thousand Tons | 0 | 0 | 0 | 0 | 0 | 0 | 0
CT Fac. Spec. - SO2 Rate Annual v3.1, Unit 2299 and retrofits | 328 | 7287 | Rate Constraint in lbs/MMBtu | FALSE | L | Annual | Allowances Withdrawn (n:1) | Thousand Tons | 0 | 0 | 0 | 0 | 0 | 0 | 0
CT Fac. Spec. - SO2 Rate Annual v3.1, Unit 2299 and retrofits | 328 | 7287 | Rate Constraint in lbs/MMBtu | FALSE | L | Annual | Net Emissions Allowance Position | Thousand Tons | 0 | 0 | 0 | 0 | 0 | 0 | 0
CT Fac. Spec. - SO2 Rate Annual v3.1, Unit 2299 and retrofits | 328 | 7287 | Rate Constraint in lbs/MMBtu | FALSE | L | Annual | Fuel Consumed | TBtu | 0 | 0 | 0 | 0 | 0 | 0 | 0
CT Fac. Spec. - SO2 Rate Annual v3.1, Unit 2299 and retrofits | 328 | 7287 | Rate Constraint in lbs/MMBtu | FALSE | L | Annual | Rate | lb/MMBtu | 0 | 0 | 0 | 0 | 0 | 0 | 0
CT Fac. Spec. - SO2 Rate Annual v3.1, Unit 2299 and retrofits | 328 | 7287 | Rate Constraint in lbs/MMBtu | FALSE | L | Annual | Generation | TWh | 0 | 0 | 0 | 0 | 0 | 0 | 0
CT Fac. Spec. - SO2 Rate Annual v3.1, Unit 2299 and retrofits | 328 | 7287 | Rate Constraint in lbs/MMBtu | FALSE | L | Annual | Qualifying Generation | TWh | 0 | 0 | 0 | 0 | 0 | 0 | 0
CT Fac. Spec. - SO2 Rate Annual v3.1, Unit 2299 and retrofits | 328 | 7287 | Rate Constraint in lbs/MMBtu | FALSE | L | Annual | Rate | lb/MWh | 0 | 0 | 0 | 0 | 0 | 0 | 0
CT Fac. Spec. - SO2 Rate Annual v3.1, Unit 2299 and retrofits | 328 | 7287 | Rate Constraint in lbs/MMBtu | FALSE | L | Annual | Constraint Shadow Price | US2022$/Ton | 0 | 0 | 0 | 0 | 0 | 0 | 0
CT Fac. Spec. - SO2 Rate Annual v3.1, Unit 2300 and retrofits | 329 | 7287 | Rate Constraint in lbs/MMBtu | FALSE | L | Annual | Seasons Included | Seasons | Winter, Spring, Summer, Fall | Winter, Spring, Summer, Fall | Winter, Spring, Summer, Fall | Winter, Spring, Summer, Fall | Winter, Spring, Summer, Fall | Winter, Spring, Summer, Fall | Winter, Spring, Summer, Fall
CT Fac. Spec. - SO2 Rate Annual v3.1, Unit 2300 and retrofits | 329 | 7287 | Rate Constraint in lbs/MMBtu | FALSE | L | Annual | Standard SO2 | lb/MMBtu | 0.33 | 0.33 | 0.33 | 0.33 | 0.33 | 0.33 | 0.33
CT Fac. Spec. - SO2 Rate Annual v3.1, Unit 2300 and retrofits | 329 | 7287 | Rate Constraint in lbs/MMBtu | FALSE | L | Annual | Emissions at Affected Plants SO2 | Thousand Tons | 0 | 0 | 0 | 0 | 0 | 0 | 0
CT Fac. Spec. - SO2 Rate Annual v3.1, Unit 2300 and retrofits | 329 | 7287 | Rate Constraint in lbs/MMBtu | FALSE | L | Annual | Allowances Purchased SO2 | Thousand Tons | 0 | 0 | 0 | 0 | 0 | 0 | 0
CT Fac. Spec. - SO2 Rate Annual v3.1, Unit 2300 and retrofits | 329 | 7287 | Rate Constraint in lbs/MMBtu | FALSE | L | Annual | Allowances Sold SO2 | Thousand Tons | 0 | 0 | 0 | 0 | 0 | 0 | 0
CT Fac. Spec. - SO2 Rate Annual v3.1, Unit 2300 and retrofits | 329 | 7287 | Rate Constraint in lbs/MMBtu | FALSE | L | Annual | Allowances Banked | Thousand Tons | 0 | 0 | 0 | 0 | 0 | 0 | 0
CT Fac. Spec. - SO2 Rate Annual v3.1, Unit 2300 and retrofits | 329 | 7287 | Rate Constraint in lbs/MMBtu | FALSE | L | Annual | Allowances Withdrawn (1:1) | Thousand Tons | 0 | 0 | 0 | 0 | 0 | 0 | 0
CT Fac. Spec. - SO2 Rate Annual v3.1, Unit 2300 and retrofits | 329 | 7287 | Rate Constraint in lbs/MMBtu | FALSE | L | Annual | Allowances Withdrawn (n:1) | Thousand Tons | 0 | 0 | 0 | 0 | 0 | 0 | 0
CT Fac. Spec. - SO2 Rate Annual v3.1, Unit 2300 and retrofits | 329 | 7287 | Rate Constraint in lbs/MMBtu | FALSE | L | Annual | Net Emissions Allowance Position | Thousand Tons | 0 | 0 | 0 | 0 | 0 | 0 | 0
CT Fac. Spec. - SO2 Rate Annual v3.1, Unit 2300 and retrofits | 329 | 7287 | Rate Constraint in lbs/MMBtu | FALSE | L | Annual | Fuel Consumed | TBtu | 0 | 0 | 0 | 0 | 0 | 0 | 0
CT Fac. Spec. - SO2 Rate Annual v3.1, Unit 2300 and retrofits | 329 | 7287 | Rate Constraint in lbs/MMBtu | FALSE | L | Annual | Rate | lb/MMBtu | 0 | 0 | 0 | 0 | 0 | 0 | 0
CT Fac. Spec. - SO2 Rate Annual v3.1, Unit 2300 and retrofits | 329 | 7287 | Rate Constraint in lbs/MMBtu | FALSE | L | Annual | Generation | TWh | 0 | 0 | 0 | 0 | 0 | 0 | 0
CT Fac. Spec. - SO2 Rate Annual v3.1, Unit 2300 and retrofits | 329 | 7287 | Rate Constraint in lbs/MMBtu | FALSE | L | Annual | Qualifying Generation | TWh | 0 | 0 | 0 | 0 | 0 | 0 | 0
CT Fac. Spec. - SO2 Rate Annual v3.1, Unit 2300 and retrofits | 329 | 7287 | Rate Constraint in lbs/MMBtu | FALSE | L | Annual | Rate | lb/MWh | 0 | 0 | 0 | 0 | 0 | 0 | 0
CT Fac. Spec. - SO2 Rate Annual v3.1, Unit 2300 and retrofits | 329 | 7287 | Rate Constraint in lbs/MMBtu | FALSE | L | Annual | Constraint Shadow Price | US2022$/Ton | 0 | 0 | 0 | 0 | 0 | 0 | 0
CT Fac. Spec. - SO2 Rate Annual v3.1, Unit 2301 and retrofits | 330 | 7287 | Rate Constraint in lbs/MMBtu | FALSE | L | Annual | Seasons Included | Seasons | Winter, Spring, Summer, Fall | Winter, Spring, Summer, Fall | Winter, Spring, Summer, Fall | Winter, Spring, Summer, Fall | Winter, Spring, Summer, Fall | Winter, Spring, Summer, Fall | Winter, Spring, Summer, Fall
CT Fac. Spec. - SO2 Rate Annual v3.1, Unit 2301 and retrofits | 330 | 7287 | Rate Constraint in lbs/MMBtu | FALSE | L | Annual | Standard SO2 | lb/MMBtu | 0.33 | 0.33 | 0.33 | 0.33 | 0.33 | 0.33 | 0.33
CT Fac. Spec. - SO2 Rate Annual v3.1, Unit 2301 and retrofits | 330 | 7287 | Rate Constraint in lbs/MMBtu | FALSE | L | Annual | Emissions at Affected Plants SO2 | Thousand Tons | 0 | 0 | 0 | 0 | 0 | 0 | 0
CT Fac. Spec. - SO2 Rate Annual v3.1, Unit 2301 and retrofits | 330 | 7287 | Rate Constraint in lbs/MMBtu | FALSE | L | Annual | Allowances Purchased SO2 | Thousand Tons | 0 | 0 | 0 | 0 | 0 | 0 | 0
CT Fac. Spec. - SO2 Rate Annual v3.1, Unit 2301 and retrofits | 330 | 7287 | Rate Constraint in lbs/MMBtu | FALSE | L | Annual | Allowances Sold SO2 | Thousand Tons | 0 | 0 | 0 | 0 | 0 | 0 | 0
CT Fac. Spec. - SO2 Rate Annual v3.1, Unit 2301 and retrofits | 330 | 7287 | Rate Constraint in lbs/MMBtu | FALSE | L | Annual | Allowances Banked | Thousand Tons | 0 | 0 | 0 | 0 | 0 | 0 | 0
CT Fac. Spec. - SO2 Rate Annual v3.1, Unit 2301 and retrofits | 330 | 7287 | Rate Constraint in lbs/MMBtu | FALSE | L | Annual | Allowances Withdrawn (1:1) | Thousand Tons | 0 | 0 | 0 | 0 | 0 | 0 | 0
CT Fac. Spec. - SO2 Rate Annual v3.1, Unit 2301 and retrofits | 330 | 7287 | Rate Constraint in lbs/MMBtu | FALSE | L | Annual | Allowances Withdrawn (n:1) | Thousand Tons | 0 | 0 | 0 | 0 | 0 | 0 | 0
CT Fac. Spec. - SO2 Rate Annual v3.1, Unit 2301 and retrofits | 330 | 7287 | Rate Constraint in lbs/MMBtu | FALSE | L | Annual | Net Emissions Allowance Position | Thousand Tons | 0 | 0 | 0 | 0 | 0 | 0 | 0
CT Fac. Spec. - SO2 Rate Annual v3.1, Unit 2301 and retrofits | 330 | 7287 | Rate Constraint in lbs/MMBtu | FALSE | L | Annual | Fuel Consumed | TBtu | 0 | 0 | 0 | 0 | 0 | 0 | 0
CT Fac. Spec. - SO2 Rate Annual v3.1, Unit 2301 and retrofits | 330 | 7287 | Rate Constraint in lbs/MMBtu | FALSE | L | Annual | Rate | lb/MMBtu | 0 | 0 | 0 | 0 | 0 | 0 | 0
CT Fac. Spec. - SO2 Rate Annual v3.1, Unit 2301 and retrofits | 330 | 7287 | Rate Constraint in lbs/MMBtu | FALSE | L | Annual | Generation | TWh | 0 | 0 | 0 | 0 | 0 | 0 | 0
CT Fac. Spec. - SO2 Rate Annual v3.1, Unit 2301 and retrofits | 330 | 7287 | Rate Constraint in lbs/MMBtu | FALSE | L | Annual | Qualifying Generation | TWh | 0 | 0 | 0 | 0 | 0 | 0 | 0
CT Fac. Spec. - SO2 Rate Annual v3.1, Unit 2301 and retrofits | 330 | 7287 | Rate Constraint in lbs/MMBtu | FALSE | L | Annual | Rate | lb/MWh | 0 | 0 | 0 | 0 | 0 | 0 | 0
CT Fac. Spec. - SO2 Rate Annual v3.1, Unit 2301 and retrofits | 330 | 7287 | Rate Constraint in lbs/MMBtu | FALSE | L | Annual | Constraint Shadow Price | US2022$/Ton | 552.4222 | 0 | 249.9285 | 0 | 0 | 0 | 0
CT Fac. Spec. - SO2 Rate Annual v3.1, Unit 2302 and retrofits | 331 | 7287 | Rate Constraint in lbs/MMBtu | FALSE | L | Annual | Seasons Included | Seasons | Winter, Spring, Summer, Fall | Winter, Spring, Summer, Fall | Winter, Spring, Summer, Fall | Winter, Spring, Summer, Fall | Winter, Spring, Summer, Fall | Winter, Spring, Summer, Fall | Winter, Spring, Summer, Fall
CT Fac. Spec. - SO2 Rate Annual v3.1, Unit 2302 and retrofits | 331 | 7287 | Rate Constraint in lbs/MMBtu | FALSE | L | Annual | Standard SO2 | lb/MMBtu | 0.33 | 0.33 | 0.33 | 0.33 | 0.33 | 0.33 | 0.33
CT Fac. Spec. - SO2 Rate Annual v3.1, Unit 2302 and retrofits | 331 | 7287 | Rate Constraint in lbs/MMBtu | FALSE | L | Annual | Emissions at Affected Plants SO2 | Thousand Tons | 0 | 0 | 0 | 0 | 0 | 0 | 0
CT Fac. Spec. - SO2 Rate Annual v3.1, Unit 2302 and retrofits | 331 | 7287 | Rate Constraint in lbs/MMBtu | FALSE | L | Annual | Allowances Purchased SO2 | Thousand Tons | 0 | 0 | 0 | 0 | 0 | 0 | 0
CT Fac. Spec. - SO2 Rate Annual v3.1, Unit 2302 and retrofits | 331 | 7287 | Rate Constraint in lbs/MMBtu | FALSE | L | Annual | Allowances Sold SO2 | Thousand Tons | 0 | 0 | 0 | 0 | 0 | 0 | 0
CT Fac. Spec. - SO2 Rate Annual v3.1, Unit 2302 and retrofits | 331 | 7287 | Rate Constraint in lbs/MMBtu | FALSE | L | Annual | Allowances Banked | Thousand Tons | 0 | 0 | 0 | 0 | 0 | 0 | 0
CT Fac. Spec. - SO2 Rate Annual v3.1, Unit 2302 and retrofits | 331 | 7287 | Rate Constraint in lbs/MMBtu | FALSE | L | Annual | Allowances Withdrawn (1:1) | Thousand Tons | 0 | 0 | 0 | 0 | 0 | 0 | 0
CT Fac. Spec. - SO2 Rate Annual v3.1, Unit 2302 and retrofits | 331 | 7287 | Rate Constraint in lbs/MMBtu | FALSE | L | Annual | Allowances Withdrawn (n:1) | Thousand Tons | 0 | 0 | 0 | 0 | 0 | 0 | 0
CT Fac. Spec. - SO2 Rate Annual v3.1, Unit 2302 and retrofits | 331 | 7287 | Rate Constraint in lbs/MMBtu | FALSE | L | Annual | Net Emissions Allowance Position | Thousand Tons | 0 | 0 | 0 | 0 | 0 | 0 | 0
CT Fac. Spec. - SO2 Rate Annual v3.1, Unit 2302 and retrofits | 331 | 7287 | Rate Constraint in lbs/MMBtu | FALSE | L | Annual | Fuel Consumed | TBtu | 0 | 0 | 0 | 0 | 0 | 0 | 0
CT Fac. Spec. - SO2 Rate Annual v3.1, Unit 2302 and retrofits | 331 | 7287 | Rate Constraint in lbs/MMBtu | FALSE | L | Annual | Rate | lb/MMBtu | 0 | 0 | 0 | 0 | 0 | 0 | 0
CT Fac. Spec. - SO2 Rate Annual v3.1, Unit 2302 and retrofits | 331 | 7287 | Rate Constraint in lbs/MMBtu | FALSE | L | Annual | Generation | TWh | 0 | 0 | 0 | 0 | 0 | 0 | 0
CT Fac. Spec. - SO2 Rate Annual v3.1, Unit 2302 and retrofits | 331 | 7287 | Rate Constraint in lbs/MMBtu | FALSE | L | Annual | Qualifying Generation | TWh | 0 | 0 | 0 | 0 | 0 | 0 | 0
CT Fac. Spec. - SO2 Rate Annual v3.1, Unit 2302 and retrofits | 331 | 7287 | Rate Constraint in lbs/MMBtu | FALSE | L | Annual | Rate | lb/MWh | 0 | 0 | 0 | 0 | 0 | 0 | 0
CT Fac. Spec. - SO2 Rate Annual v3.1, Unit 2302 and retrofits | 331 | 7287 | Rate Constraint in lbs/MMBtu | FALSE | L | Annual | Constraint Shadow Price | US2022$/Ton | 0 | 0 | 0 | 0 | 0 | 0 | 0
DE Facility Specific - NOx Annual Rate v3.1, Unit 2192 and retrofits | 332 | 7289 | Rate Constraint in lbs/MMBtu | FALSE | L | Annual | Seasons Included | Seasons | Winter, Spring, Summer, Fall | Winter, Spring, Summer, Fall | Winter, Spring, Summer, Fall | Winter, Spring, Summer, Fall | Winter, Spring, Summer, Fall | Winter, Spring, Summer, Fall | Winter, Spring, Summer, Fall
DE Facility Specific - NOx Annual Rate v3.1, Unit 2192 and retrofits | 332 | 7289 | Rate Constraint in lbs/MMBtu | FALSE | L | Annual | Standard NOX | lb/MMBtu | 0.125 | 0.125 | 0.125 | 0.125 | 0.125 | 0.125 | 0.125
DE Facility Specific - NOx Annual Rate v3.1, Unit 2192 and retrofits | 332 | 7289 | Rate Constraint in lbs/MMBtu | FALSE | L | Annual | Emissions at Affected Plants NOX | Thousand Tons | 0 | 0 | 0 | 0 | 0 | 0 | 0
DE Facility Specific - NOx Annual Rate v3.1, Unit 2192 and retrofits | 332 | 7289 | Rate Constraint in lbs/MMBtu | FALSE | L | Annual | Allowances Purchased NOX | Thousand Tons | 0 | 0 | 0 | 0 | 0 | 0 | 0
DE Facility Specific - NOx Annual Rate v3.1, Unit 2192 and retrofits | 332 | 7289 | Rate Constraint in lbs/MMBtu | FALSE | L | Annual | Allowances Sold NOX | Thousand Tons | 0 | 0 | 0 | 0 | 0 | 0 | 0
DE Facility Specific - NOx Annual Rate v3.1, Unit 2192 and retrofits | 332 | 7289 | Rate Constraint in lbs/MMBtu | FALSE | L | Annual | Allowances Banked | Thousand Tons | 0 | 0 | 0 | 0 | 0 | 0 | 0
DE Facility Specific - NOx Annual Rate v3.1, Unit 2192 and retrofits | 332 | 7289 | Rate Constraint in lbs/MMBtu | FALSE | L | Annual | Allowances Withdrawn (1:1) | Thousand Tons | 0 | 0 | 0 | 0 | 0 | 0 | 0
DE Facility Specific - NOx Annual Rate v3.1, Unit 2192 and retrofits | 332 | 7289 | Rate Constraint in lbs/MMBtu | FALSE | L | Annual | Allowances Withdrawn (n:1) | Thousand Tons | 0 | 0 | 0 | 0 | 0 | 0 | 0
DE Facility Specific - NOx Annual Rate v3.1, Unit 2192 and retrofits | 332 | 7289 | Rate Constraint in lbs/MMBtu | FALSE | L | Annual | Net Emissions Allowance Position | Thousand Tons | 0 | 0 | 0 | 0 | 0 | 0 | 0
DE Facility Specific - NOx Annual Rate v3.1, Unit 2192 and retrofits | 332 | 7289 | Rate Constraint in lbs/MMBtu | FALSE | L | Annual | Fuel Consumed | TBtu | 0 | 0 | 0 | 0 | 0 | 0 | 0
DE Facility Specific - NOx Annual Rate v3.1, Unit 2192 and retrofits | 332 | 7289 | Rate Constraint in lbs/MMBtu | FALSE | L | Annual | Rate | lb/MMBtu | 0 | 0 | 0 | 0 | 0 | 0 | 0
DE Facility Specific - NOx Annual Rate v3.1, Unit 2192 and retrofits | 332 | 7289 | Rate Constraint in lbs/MMBtu | FALSE | L | Annual | Generation | TWh | 0 | 0 | 0 | 0 | 0 | 0 | 0
DE Facility Specific - NOx Annual Rate v3.1, Unit 2192 and retrofits | 332 | 7289 | Rate Constraint in lbs/MMBtu | FALSE | L | Annual | Qualifying Generation | TWh | 0 | 0 | 0 | 0 | 0 | 0 | 0
DE Facility Specific - NOx Annual Rate v3.1, Unit 2192 and retrofits | 332 | 7289 | Rate Constraint in lbs/MMBtu | FALSE | L | Annual | Rate | lb/MWh | 0 | 0 | 0 | 0 | 0 | 0 | 0
DE Facility Specific - NOx Annual Rate v3.1, Unit 2192 and retrofits | 332 | 7289 | Rate Constraint in lbs/MMBtu | FALSE | L | Annual | Constraint Shadow Price | US2022$/Ton | 0 | 0 | 0 | 0 | 0 | 0 | 0
DE Facility Specific - NOx Annual Rate v3.1, Unit 2193 and retrofits | 333 | 7289 | Rate Constraint in lbs/MMBtu | FALSE | L | Annual | Seasons Included | Seasons | Winter, Spring, Summer, Fall | Winter, Spring, Summer, Fall | Winter, Spring, Summer, Fall | Winter, Spring, Summer, Fall | Winter, Spring, Summer, Fall | Winter, Spring, Summer, Fall | Winter, Spring, Summer, Fall
DE Facility Specific - NOx Annual Rate v3.1, Unit 2193 and retrofits | 333 | 7289 | Rate Constraint in lbs/MMBtu | FALSE | L | Annual | Standard NOX | lb/MMBtu | 0.125 | 0.125 | 0.125 | 0.125 | 0.125 | 0.125 | 0.125
DE Facility Specific - NOx Annual Rate v3.1, Unit 2193 and retrofits | 333 | 7289 | Rate Constraint in lbs/MMBtu | FALSE | L | Annual | Emissions at Affected Plants NOX | Thousand Tons | 0 | 0 | 0 | 0 | 0 | 0 | 0
DE Facility Specific - NOx Annual Rate v3.1, Unit 2193 and retrofits | 333 | 7289 | Rate Constraint in lbs/MMBtu | FALSE | L | Annual | Allowances Purchased NOX | Thousand Tons | 0 | 0 | 0 | 0 | 0 | 0 | 0
DE Facility Specific - NOx Annual Rate v3.1, Unit 2193 and retrofits | 333 | 7289 | Rate Constraint in lbs/MMBtu | FALSE | L | Annual | Allowances Sold NOX | Thousand Tons | 0 | 0 | 0 | 0 | 0 | 0 | 0
DE Facility Specific - NOx Annual Rate v3.1, Unit 2193 and retrofits | 333 | 7289 | Rate Constraint in lbs/MMBtu | FALSE | L | Annual | Allowances Banked | Thousand Tons | 0 | 0 | 0 | 0 | 0 | 0 | 0
DE Facility Specific - NOx Annual Rate v3.1, Unit 2193 and retrofits | 333 | 7289 | Rate Constraint in lbs/MMBtu | FALSE | L | Annual | Allowances Withdrawn (1:1) | Thousand Tons | 0 | 0 | 0 | 0 | 0 | 0 | 0
DE Facility Specific - NOx Annual Rate v3.1, Unit 2193 and retrofits | 333 | 7289 | Rate Constraint in lbs/MMBtu | FALSE | L | Annual | Allowances Withdrawn (n:1) | Thousand Tons | 0 | 0 | 0 | 0 | 0 | 0 | 0
DE Facility Specific - NOx Annual Rate v3.1, Unit 2193 and retrofits | 333 | 7289 | Rate Constraint in lbs/MMBtu | FALSE | L | Annual | Net Emissions Allowance Position | Thousand Tons | 0 | 0 | 0 | 0 | 0 | 0 | 0
DE Facility Specific - NOx Annual Rate v3.1, Unit 2193 and retrofits | 333 | 7289 | Rate Constraint in lbs/MMBtu | FALSE | L | Annual | Fuel Consumed | TBtu | 0 | 0 | 0 | 0 | 0 | 0 | 0
DE Facility Specific - NOx Annual Rate v3.1, Unit 2193 and retrofits | 333 | 7289 | Rate Constraint in lbs/MMBtu | FALSE | L | Annual | Rate | lb/MMBtu | 0 | 0 | 0 | 0 | 0 | 0 | 0
DE Facility Specific - NOx Annual Rate v3.1, Unit 2193 and retrofits | 333 | 7289 | Rate Constraint in lbs/MMBtu | FALSE | L | Annual | Generation | TWh | 0 | 0 | 0 | 0 | 0 | 0 | 0
DE Facility Specific - NOx Annual Rate v3.1, Unit 2193 and retrofits | 333 | 7289 | Rate Constraint in lbs/MMBtu | FALSE | L | Annual | Qualifying Generation | TWh | 0 | 0 | 0 | 0 | 0 | 0 | 0
DE Facility Specific - NOx Annual Rate v3.1, Unit 2193 and retrofits | 333 | 7289 | Rate Constraint in lbs/MMBtu | FALSE | L | Annual | Rate | lb/MWh | 0 | 0 | 0 | 0 | 0 | 0 | 0
DE Facility Specific - NOx Annual Rate v3.1, Unit 2193 and retrofits | 333 | 7289 | Rate Constraint in lbs/MMBtu | FALSE | L | Annual | Constraint Shadow Price | US2022$/Ton | 0 | 0 | 0 | 0 | 0 | 0 | 0
DE Facility Specific - NOx Annual Rate v3.1, Unit 2194 and retrofits | 334 | 7289 | Rate Constraint in lbs/MMBtu | FALSE | L | Annual | Seasons Included | Seasons | Winter, Spring, Summer, Fall | Winter, Spring, Summer, Fall | Winter, Spring, Summer, Fall | Winter, Spring, Summer, Fall | Winter, Spring, Summer, Fall | Winter, Spring, Summer, Fall | Winter, Spring, Summer, Fall
DE Facility Specific - NOx Annual Rate v3.1, Unit 2194 and retrofits | 334 | 7289 | Rate Constraint in lbs/MMBtu | FALSE | L | Annual | Standard NOX | lb/MMBtu | 0.125 | 0.125 | 0.125 | 0.125 | 0.125 | 0.125 | 0.125
DE Facility Specific - NOx Annual Rate v3.1, Unit 2194 and retrofits | 334 | 7289 | Rate Constraint in lbs/MMBtu | FALSE | L | Annual | Emissions at Affected Plants NOX | Thousand Tons | 0 | 0 | 0 | 0 | 0 | 0 | 0
DE Facility Specific - NOx Annual Rate v3.1, Unit 2194 and retrofits | 334 | 7289 | Rate Constraint in lbs/MMBtu | FALSE | L | Annual | Allowances Purchased NOX | Thousand Tons | 0 | 0 | 0 | 0 | 0 | 0 | 0
DE Facility Specific - NOx Annual Rate v3.1, Unit 2194 and retrofits | 334 | 7289 | Rate Constraint in lbs/MMBtu | FALSE | L | Annual | Allowances Sold NOX | Thousand Tons | 0 | 0 | 0 | 0 | 0 | 0 | 0
DE Facility Specific - NOx Annual Rate v3.1, Unit 2194 and retrofits | 334 | 7289 | Rate Constraint in lbs/MMBtu | FALSE | L | Annual | Allowances Banked | Thousand Tons | 0 | 0 | 0 | 0 | 0 | 0 | 0
DE Facility Specific - NOx Annual Rate v3.1, Unit 2194 and retrofits | 334 | 7289 | Rate Constraint in lbs/MMBtu | FALSE | L | Annual | Allowances Withdrawn (1:1) | Thousand Tons | 0 | 0 | 0 | 0 | 0 | 0 | 0
DE Facility Specific - NOx Annual Rate v3.1, Unit 2194 and retrofits | 334 | 7289 | Rate Constraint in lbs/MMBtu | FALSE | L | Annual | Allowances Withdrawn (n:1) | Thousand Tons | 0 | 0 | 0 | 0 | 0 | 0 | 0
DE Facility Specific - NOx Annual Rate v3.1, Unit 2194 and retrofits | 334 | 7289 | Rate Constraint in lbs/MMBtu | FALSE | L | Annual | Net Emissions Allowance Position | Thousand Tons | 0 | 0 | 0 | 0 | 0 | 0 | 0
DE Facility Specific - NOx Annual Rate v3.1, Unit 2194 and retrofits | 334 | 7289 | Rate Constraint in lbs/MMBtu | FALSE | L | Annual | Fuel Consumed | TBtu | 0 | 0 | 0 | 0 | 0 | 0 | 0
DE Facility Specific - NOx Annual Rate v3.1, Unit 2194 and retrofits | 334 | 7289 | Rate Constraint in lbs/MMBtu | FALSE | L | Annual | Rate | lb/MMBtu | 0 | 0 | 0 | 0 | 0 | 0 | 0
DE Facility Specific - NOx Annual Rate v3.1, Unit 2194 and retrofits | 334 | 7289 | Rate Constraint in lbs/MMBtu | FALSE | L | Annual | Generation | TWh | 0 | 0 | 0 | 0 | 0 | 0 | 0
DE Facility Specific - NOx Annual Rate v3.1, Unit 2194 and retrofits | 334 | 7289 | Rate Constraint in lbs/MMBtu | FALSE | L | Annual | Qualifying Generation | TWh | 0 | 0 | 0 | 0 | 0 | 0 | 0
DE Facility Specific - NOx Annual Rate v3.1, Unit 2194 and retrofits | 334 | 7289 | Rate Constraint in lbs/MMBtu | FALSE | L | Annual | Rate | lb/MWh | 0 | 0 | 0 | 0 | 0 | 0 | 0
DE Facility Specific - NOx Annual Rate v3.1, Unit 2194 and retrofits | 334 | 7289 | Rate Constraint in lbs/MMBtu | FALSE | L | Annual | Constraint Shadow Price | US2022$/Ton | 0 | 0 | 0 | 0 | 0 | 0 | 0
DE Facility Specific - SO2 Annual Rate v3.1, Unit 2192 and retrofits | 335 | 7295 | Rate Constraint in lbs/MMBtu | FALSE | L | Annual | Seasons Included | Seasons | Winter, Spring, Summer, Fall | Winter, Spring, Summer, Fall | Winter, Spring, Summer, Fall | Winter, Spring, Summer, Fall | Winter, Spring, Summer, Fall | Winter, Spring, Summer, Fall | Winter, Spring, Summer, Fall
DE Facility Specific - SO2 Annual Rate v3.1, Unit 2192 and retrofits | 335 | 7295 | Rate Constraint in lbs/MMBtu | FALSE | L | Annual | Standard SO2 | lb/MMBtu | 0.26 | 0.26 | 0.26 | 0.26 | 0.26 | 0.26 | 0.26
DE Facility Specific - SO2 Annual Rate v3.1, Unit 2192 and retrofits | 335 | 7295 | Rate Constraint in lbs/MMBtu | FALSE | L | Annual | Emissions at Affected Plants SO2 | Thousand Tons | 0 | 0 | 0 | 0 | 0 | 0 | 0
DE Facility Specific - SO2 Annual Rate v3.1, Unit 2192 and retrofits | 335 | 7295 | Rate Constraint in lbs/MMBtu | FALSE | L | Annual | Allowances Purchased SO2 | Thousand Tons | 0 | 0 | 0 | 0 | 0 | 0 | 0
DE Facility Specific - SO2 Annual Rate v3.1, Unit 2192 and retrofits | 335 | 7295 | Rate Constraint in lbs/MMBtu | FALSE | L | Annual | Allowances Sold SO2 | Thousand Tons | 0 | 0 | 0 | 0 | 0 | 0 | 0
DE Facility Specific - SO2 Annual Rate v3.1, Unit 2192 and retrofits | 335 | 7295 | Rate Constraint in lbs/MMBtu | FALSE | L | Annual | Allowances Banked | Thousand Tons | 0 | 0 | 0 | 0 | 0 | 0 | 0
DE Facility Specific - SO2 Annual Rate v3.1, Unit 2192 and retrofits | 335 | 7295 | Rate Constraint in lbs/MMBtu | FALSE | L | Annual | Allowances Withdrawn (1:1) | Thousand Tons | 0 | 0 | 0 | 0 | 0 | 0 | 0
DE Facility Specific - SO2 Annual Rate v3.1, Unit 2192 and retrofits | 335 | 7295 | Rate Constraint in lbs/MMBtu | FALSE | L | Annual | Allowances Withdrawn (n:1) | Thousand Tons | 0 | 0 | 0 | 0 | 0 | 0 | 0
DE Facility Specific - SO2 Annual Rate v3.1, Unit 2192 and retrofits | 335 | 7295 | Rate Constraint in lbs/MMBtu | FALSE | L | Annual | Net Emissions Allowance Position | Thousand Tons | 0 | 0 | 0 | 0 | 0 | 0 | 0
DE Facility Specific - SO2 Annual Rate v3.1, Unit 2192 and retrofits | 335 | 7295 | Rate Constraint in lbs/MMBtu | FALSE | L | Annual | Fuel Consumed | TBtu | 0 | 0 | 0 | 0 | 0 | 0 | 0
DE Facility Specific - SO2 Annual Rate v3.1, Unit 2192 and retrofits | 335 | 7295 | Rate Constraint in lbs/MMBtu | FALSE | L | Annual | Rate | lb/MMBtu | 0 | 0 | 0 | 0 | 0 | 0 | 0
DE Facility Specific - SO2 Annual Rate v3.1, Unit 2192 and retrofits | 335 | 7295 | Rate Constraint in lbs/MMBtu | FALSE | L | Annual | Generation | TWh | 0 | 0 | 0 | 0 | 0 | 0 | 0
DE Facility Specific - SO2 Annual Rate v3.1, Unit 2192 and retrofits | 335 | 7295 | Rate Constraint in lbs/MMBtu | FALSE | L | Annual | Qualifying Generation | TWh | 0 | 0 | 0 | 0 | 0 | 0 | 0
DE Facility Specific - SO2 Annual Rate v3.1, Unit 2192 and retrofits | 335 | 7295 | Rate Constraint in lbs/MMBtu | FALSE | L | Annual | Rate | lb/MWh | 0 | 0 | 0 | 0 | 0 | 0 | 0
DE Facility Specific - SO2 Annual Rate v3.1, Unit 2192 and retrofits | 335 | 7295 | Rate Constraint in lbs/MMBtu | FALSE | L | Annual | Constraint Shadow Price | US2022$/Ton | 0 | 0 | 0 | 0 | 0 | 0 | 0
DE Facility Specific - SO2 Annual Rate v3.1, Unit 2193 and retrofits | 336 | 7295 | Rate Constraint in lbs/MMBtu | FALSE | L | Annual | Seasons Included | Seasons | Winter, Spring, Summer, Fall | Winter, Spring, Summer, Fall | Winter, Spring, Summer, Fall | Winter, Spring, Summer, Fall | Winter, Spring, Summer, Fall | Winter, Spring, Summer, Fall | Winter, Spring, Summer, Fall
DE Facility Specific - SO2 Annual Rate v3.1, Unit 2193 and retrofits | 336 | 7295 | Rate Constraint in lbs/MMBtu | FALSE | L | Annual | Standard SO2 | lb/MMBtu | 0.26 | 0.26 | 0.26 | 0.26 | 0.26 | 0.26 | 0.26
DE Facility Specific - SO2 Annual Rate v3.1, Unit 2193 and retrofits | 336 | 7295 | Rate Constraint in lbs/MMBtu | FALSE | L | Annual | Emissions at Affected Plants SO2 | Thousand Tons | 0 | 0 | 0 | 0 | 0 | 0 | 0
DE Facility Specific - SO2 Annual Rate v3.1, Unit 2193 and retrofits | 336 | 7295 | Rate Constraint in lbs/MMBtu | FALSE | L | Annual | Allowances Purchased SO2 | Thousand Tons | 0 | 0 | 0 | 0 | 0 | 0 | 0
DE Facility Specific - SO2 Annual Rate v3.1, Unit 2193 and retrofits | 336 | 7295 | Rate Constraint in lbs/MMBtu | FALSE | L | Annual | Allowances Sold SO2 | Thousand Tons | 0 | 0 | 0 | 0 | 0 | 0 | 0
DE Facility Specific - SO2 Annual Rate v3.1, Unit 2193 and retrofits | 336 | 7295 | Rate Constraint in lbs/MMBtu | FALSE | L | Annual | Allowances Banked | Thousand Tons | 0 | 0 | 0 | 0 | 0 | 0 | 0
DE Facility Specific - SO2 Annual Rate v3.1, Unit 2193 and retrofits | 336 | 7295 | Rate Constraint in lbs/MMBtu | FALSE | L | Annual | Allowances Withdrawn (1:1) | Thousand Tons | 0 | 0 | 0 | 0 | 0 | 0 | 0
DE Facility Specific - SO2 Annual Rate v3.1, Unit 2193 and retrofits | 336 | 7295 | Rate Constraint in lbs/MMBtu | FALSE | L | Annual | Allowances Withdrawn (n:1) | Thousand Tons | 0 | 0 | 0 | 0 | 0 | 0 | 0
DE Facility Specific - SO2 Annual Rate v3.1, Unit 2193 and retrofits | 336 | 7295 | Rate Constraint in lbs/MMBtu | FALSE | L | Annual | Net Emissions Allowance Position | Thousand Tons | 0 | 0 | 0 | 0 | 0 | 0 | 0
DE Facility Specific - SO2 Annual Rate v3.1, Unit 2193 and retrofits | 336 | 7295 | Rate Constraint in lbs/MMBtu | FALSE | L | Annual | Fuel Consumed | TBtu | 0 | 0 | 0 | 0 | 0 | 0 | 0
DE Facility Specific - SO2 Annual Rate v3.1, Unit 2193 and retrofits | 336 | 7295 | Rate Constraint in lbs/MMBtu | FALSE | L | Annual | Rate | lb/MMBtu | 0 | 0 | 0 | 0 | 0 | 0 | 0
DE Facility Specific - SO2 Annual Rate v3.1, Unit 2193 and retrofits | 336 | 7295 | Rate Constraint in lbs/MMBtu | FALSE | L | Annual | Generation | TWh | 0 | 0 | 0 | 0 | 0 | 0 | 0
DE Facility Specific - SO2 Annual Rate v3.1, Unit 2193 and retrofits | 336 | 7295 | Rate Constraint in lbs/MMBtu | FALSE | L | Annual | Qualifying Generation | TWh | 0 | 0 | 0 | 0 | 0 | 0 | 0
DE Facility Specific - SO2 Annual Rate v3.1, Unit 2193 and retrofits | 336 | 7295 | Rate Constraint in lbs/MMBtu | FALSE | L | Annual | Rate | lb/MWh | 0 | 0 | 0 | 0 | 0 | 0 | 0
DE Facility Specific - SO2 Annual Rate v3.1, Unit 2193 and retrofits | 336 | 7295 | Rate Constraint in lbs/MMBtu | FALSE | L | Annual | Constraint Shadow Price | US2022$/Ton | 0 | 0 | 0 | 0 | 0 | 0 | 0
DE Facility Specific - SO2 Annual Rate v3.1, Unit 2194 and retrofits | 337 | 7295 | Rate Constraint in lbs/MMBtu | FALSE | L | Annual | Seasons Included | Seasons | Winter, Spring, Summer, Fall | Winter, Spring, Summer, Fall | Winter, Spring, Summer, Fall | Winter, Spring, Summer, Fall | Winter, Spring, Summer, Fall | Winter, Spring, Summer, Fall | Winter, Spring, Summer, Fall
DE Facility Specific - SO2 Annual Rate v3.1, Unit 2194 and retrofits | 337 | 7295 | Rate Constraint in lbs/MMBtu | FALSE | L | Annual | Standard SO2 | lb/MMBtu | 0.26 | 0.26 | 0.26 | 0.26 | 0.26 | 0.26 | 0.26
DE Facility Specific - SO2 Annual Rate v3.1, Unit 2194 and retrofits | 337 | 7295 | Rate Constraint in lbs/MMBtu | FALSE | L | Annual | Emissions at Affected Plants SO2 | Thousand Tons | 0 | 0 | 0 | 0 | 0 | 0 | 0
DE Facility Specific - SO2 Annual Rate v3.1, Unit 2194 and retrofits | 337 | 7295 | Rate Constraint in lbs/MMBtu | FALSE | L | Annual | Allowances Purchased SO2 | Thousand Tons | 0 | 0 | 0 | 0 | 0 | 0 | 0
DE Facility Specific - SO2 Annual Rate v3.1, Unit 2194 and retrofits | 337 | 7295 | Rate Constraint in lbs/MMBtu | FALSE | L | Annual | Allowances Sold SO2 | Thousand Tons | 0 | 0 | 0 | 0 | 0 | 0 | 0
DE Facility Specific - SO2 Annual Rate v3.1, Unit 2194 and retrofits | 337 | 7295 | Rate Constraint in lbs/MMBtu | FALSE | L | Annual | Allowances Banked | Thousand Tons | 0 | 0 | 0 | 0 | 0 | 0 | 0
DE Facility Specific - SO2 Annual Rate v3.1, Unit 2194 and retrofits | 337 | 7295 | Rate Constraint in lbs/MMBtu | FALSE | L | Annual | Allowances Withdrawn (1:1) | Thousand Tons | 0 | 0 | 0 | 0 | 0 | 0 | 0
DE Facility Specific - SO2 Annual Rate v3.1, Unit 2194 and retrofits | 337 | 7295 | Rate Constraint in lbs/MMBtu | FALSE | L | Annual | Allowances Withdrawn (n:1) | Thousand Tons | 0 | 0 | 0 | 0 | 0 | 0 | 0
DE Facility Specific - SO2 Annual Rate v3.1, Unit 2194 and retrofits | 337 | 7295 | Rate Constraint in lbs/MMBtu | FALSE | L | Annual | Net Emissions Allowance Position | Thousand Tons | 0 | 0 | 0 | 0 | 0 | 0 | 0
DE Facility Specific - SO2 Annual Rate v3.1, Unit 2194 and retrofits | 337 | 7295 | Rate Constraint in lbs/MMBtu | FALSE | L | Annual | Fuel Consumed | TBtu | 0 | 0 | 0 | 0 | 0 | 0 | 0
DE Facility Specific - SO2 Annual Rate v3.1, Unit 2194 and retrofits | 337 | 7295 | Rate Constraint in lbs/MMBtu | FALSE | L | Annual | Rate | lb/MMBtu | 0 | 0 | 0 | 0 | 0 | 0 | 0
DE Facility Specific - SO2 Annual Rate v3.1, Unit 2194 and retrofits | 337 | 7295 | Rate Constraint in lbs/MMBtu | FALSE | L | Annual | Generation | TWh | 0 | 0 | 0 | 0 | 0 | 0 | 0
DE Facility Specific - SO2 Annual Rate v3.1, Unit 2194 and retrofits | 337 | 7295 | Rate Constraint in lbs/MMBtu | FALSE | L | Annual | Qualifying Generation | TWh | 0 | 0 | 0 | 0 | 0 | 0 | 0
DE Facility Specific - SO2 Annual Rate v3.1, Unit 2194 and retrofits | 337 | 7295 | Rate Constraint in lbs/MMBtu | FALSE | L | Annual | Rate | lb/MWh | 0 | 0 | 0 | 0 | 0 | 0 | 0
DE Facility Specific - SO2 Annual Rate v3.1, Unit 2194 and retrofits | 337 | 7295 | Rate Constraint in lbs/MMBtu | FALSE | L | Annual | Constraint Shadow Price | US2022$/Ton | 0 | 0 | 0 | 0 | 0 | 0 | 0
DE Unit Level EdMoore3 - MER Cap Annual v3.1 | 338 | 7302 | Rate Constraint in MTons | FALSE | L | Annual | Seasons Included | Seasons | Winter, Spring, Summer, Fall | Winter, Spring, Summer, Fall | Winter, Spring, Summer, Fall | Winter, Spring, Summer, Fall | Winter, Spring, Summer, Fall | Winter, Spring, Summer, Fall | Winter, Spring, Summer, Fall
DE Unit Level EdMoore3 - MER Cap Annual v3.1 | 338 | 7302 | Rate Constraint in MTons | FALSE | L | Annual | Standard MER | lbs | 6.6 | 6.6 | 6.6 | 6.6 | 6.6 | 6.6 | 6.6
DE Unit Level EdMoore3 - MER Cap Annual v3.1 | 338 | 7302 | Rate Constraint in MTons | FALSE | L | Annual | Emissions at Affected Plants MER | lbs | 0 | 0 | 0 | 0 | 0 | 0 | 0
DE Unit Level EdMoore3 - MER Cap Annual v3.1 | 338 | 7302 | Rate Constraint in MTons | FALSE | L | Annual | Allowances Purchased MER | lbs | 0 | 0 | 0 | 0 | 0 | 0 | 0
DE Unit Level EdMoore3 - MER Cap Annual v3.1 | 338 | 7302 | Rate Constraint in MTons | FALSE | L | Annual | Allowances Sold MER | lbs | 0 | 0 | 0 | 0 | 0 | 0 | 0
DE Unit Level EdMoore3 - MER Cap Annual v3.1 | 338 | 7302 | Rate Constraint in MTons | FALSE | L | Annual | Allowances Banked | lbs | 0 | 0 | 0 | 0 | 0 | 0 | 0
DE Unit Level EdMoore3 - MER Cap Annual v3.1 | 338 | 7302 | Rate Constraint in MTons | FALSE | L | Annual | Allowances Withdrawn (1:1) | lbs | 0 | 0 | 0 | 0 | 0 | 0 | 0
DE Unit Level EdMoore3 - MER Cap Annual v3.1 | 338 | 7302 | Rate Constraint in MTons | FALSE | L | Annual | Allowances Withdrawn (n:1) | lbs | 0 | 0 | 0 | 0 | 0 | 0 | 0
DE Unit Level EdMoore3 - MER Cap Annual v3.1 | 338 | 7302 | Rate Constraint in MTons | FALSE | L | Annual | Net Emissions Allowance Position | lbs | 0 | 0 | 0 | 0 | 0 | 0 | 0
DE Unit Level EdMoore3 - MER Cap Annual v3.1 | 338 | 7302 | Rate Constraint in MTons | FALSE | L | Annual | Fuel Consumed | TBtu | 0 | 0 | 0 | 0 | 0 | 0 | 0
DE Unit Level EdMoore3 - MER Cap Annual v3.1 | 338 | 7302 | Rate Constraint in MTons | FALSE | L | Annual | Rate | lb/MMBtu | 0 | 0 | 0 | 0 | 0 | 0 | 0
DE Unit Level EdMoore3 - MER Cap Annual v3.1 | 338 | 7302 | Rate Constraint in MTons | FALSE | L | Annual | Generation | TWh | 0 | 0 | 0 | 0 | 0 | 0 | 0
DE Unit Level EdMoore3 - MER Cap Annual v3.1 | 338 | 7302 | Rate Constraint in MTons | FALSE | L | Annual | Qualifying Generation | TWh | 0 | 0 | 0 | 0 | 0 | 0 | 0
DE Unit Level EdMoore3 - MER Cap Annual v3.1 | 338 | 7302 | Rate Constraint in MTons | FALSE | L | Annual | Rate | lb/MWh | 0 | 0 | 0 | 0 | 0 | 0 | 0
DE Unit Level EdMoore3 - MER Cap Annual v3.1 | 338 | 7302 | Rate Constraint in MTons | FALSE | L | Annual | Constraint Shadow Price | US2022$/Lb | 0 | 0 | 0 | 0 | 0 | 0 | 0
DE Unit Level EdMoore3 - NOX Cap Annual v3.1 | 339 | 7290 | Rate Constraint in MTons | FALSE | L | Annual | Seasons Included | Seasons | Winter, Spring, Summer, Fall | Winter, Spring, Summer, Fall | Winter, Spring, Summer, Fall | Winter, Spring, Summer, Fall | Winter, Spring, Summer, Fall | Winter, Spring, Summer, Fall | Winter, Spring, Summer, Fall
DE Unit Level EdMoore3 - NOX Cap Annual v3.1 | 339 | 7290 | Rate Constraint in MTons | FALSE | L | Annual | Standard NOX | Thousand Tons | 0.773 | 0.773 | 0.773 | 0.773 | 0.773 | 0.773 | 0.773
DE Unit Level EdMoore3 - NOX Cap Annual v3.1 | 339 | 7290 | Rate Constraint in MTons | FALSE | L | Annual | Emissions at Affected Plants NOX | Thousand Tons | 0 | 0 | 0 | 0 | 0 | 0 | 0
DE Unit Level EdMoore3 - NOX Cap Annual v3.1 | 339 | 7290 | Rate Constraint in MTons | FALSE | L | Annual | Allowances Purchased NOX | Thousand Tons | 0 | 0 | 0 | 0 | 0 | 0 | 0
DE Unit Level EdMoore3 - NOX Cap Annual v3.1 | 339 | 7290 | Rate Constraint in MTons | FALSE | L | Annual | Allowances Sold NOX | Thousand Tons | 0 | 0 | 0 | 0 | 0 | 0 | 0
DE Unit Level EdMoore3 - NOX Cap Annual v3.1 | 339 | 7290 | Rate Constraint in MTons | FALSE | L | Annual | Allowances Banked | Thousand Tons | 0 | 0 | 0 | 0 | 0 | 0 | 0
DE Unit Level EdMoore3 - NOX Cap Annual v3.1 | 339 | 7290 | Rate Constraint in MTons | FALSE | L | Annual | Allowances Withdrawn (1:1) | Thousand Tons | 0 | 0 | 0 | 0 | 0 | 0 | 0
DE Unit Level EdMoore3 - NOX Cap Annual v3.1 | 339 | 7290 | Rate Constraint in MTons | FALSE | L | Annual | Allowances Withdrawn (n:1) | Thousand Tons | 0 | 0 | 0 | 0 | 0 | 0 | 0
DE Unit Level EdMoore3 - NOX Cap Annual v3.1 | 339 | 7290 | Rate Constraint in MTons | FALSE | L | Annual | Net Emissions Allowance Position | Thousand Tons | 0 | 0 | 0 | 0 | 0 | 0 | 0
DE Unit Level EdMoore3 - NOX Cap Annual v3.1 | 339 | 7290 | Rate Constraint in MTons | FALSE | L | Annual | Fuel Consumed | TBtu | 0 | 0 | 0 | 0 | 0 | 0 | 0
DE Unit Level EdMoore3 - NOX Cap Annual v3.1 | 339 | 7290 | Rate Constraint in MTons | FALSE | L | Annual | Rate | lb/MMBtu | 0 | 0 | 0 | 0 | 0 | 0 | 0
DE Unit Level EdMoore3 - NOX Cap Annual v3.1 | 339 | 7290 | Rate Constraint in MTons | FALSE | L | Annual | Generation | TWh | 0 | 0 | 0 | 0 | 0 | 0 | 0
DE Unit Level EdMoore3 - NOX Cap Annual v3.1 | 339 | 7290 | Rate Constraint in MTons | FALSE | L | Annual | Qualifying Generation | TWh | 0 | 0 | 0 | 0 | 0 | 0 | 0
DE Unit Level EdMoore3 - NOX Cap Annual v3.1 | 339 | 7290 | Rate Constraint in MTons | FALSE | L | Annual | Rate | lb/MWh | 0 | 0 | 0 | 0 | 0 | 0 | 0
DE Unit Level EdMoore3 - NOX Cap Annual v3.1 | 339 | 7290 | Rate Constraint in MTons | FALSE | L | Annual | Constraint Shadow Price | US2022$/Ton | 0 | 0 | 0 | 0 | 0 | 0 | 0
DE Unit Level EdMoore3 - SO2 Cap Annual v3.1 | 340 | 7296 | Rate Constraint in MTons | FALSE | L | Annual | Seasons Included | Seasons | Winter, Spring, Summer, Fall | Winter, Spring, Summer, Fall | Winter, Spring, Summer, Fall | Winter, Spring, Summer, Fall | Winter, Spring, Summer, Fall | Winter, Spring, Summer, Fall | Winter, Spring, Summer, Fall
DE Unit Level EdMoore3 - SO2 Cap Annual v3.1 | 340 | 7296 | Rate Constraint in MTons | FALSE | L | Annual | Standard SO2 | Thousand Tons | 1.391 | 1.391 | 1.391 | 1.391 | 1.391 | 1.391 | 1.391
DE Unit Level EdMoore3 - SO2 Cap Annual v3.1 | 340 | 7296 | Rate Constraint in MTons | FALSE | L | Annual | Emissions at Affected Plants SO2 | Thousand Tons | 0 | 0 | 0 | 0 | 0 | 0 | 0
DE Unit Level EdMoore3 - SO2 Cap Annual v3.1 | 340 | 7296 | Rate Constraint in MTons | FALSE | L | Annual | Allowances Purchased SO2 | Thousand Tons | 0 | 0 | 0 | 0 | 0 | 0 | 0
DE Unit Level EdMoore3 - SO2 Cap Annual v3.1 | 340 | 7296 | Rate Constraint in MTons | FALSE | L | Annual | Allowances Sold SO2 | Thousand Tons | 0 | 0 | 0 | 0 | 0 | 0 | 0
DE Unit Level EdMoore3 - SO2 Cap Annual v3.1 | 340 | 7296 | Rate Constraint in MTons | FALSE | L | Annual | Allowances Banked | Thousand Tons | 0 | 0 | 0 | 0 | 0 | 0 | 0
DE Unit Level EdMoore3 - SO2 Cap Annual v3.1 | 340 | 7296 | Rate Constraint in MTons | FALSE | L | Annual | Allowances Withdrawn (1:1) | Thousand Tons | 0 | 0 | 0 | 0 | 0 | 0 | 0
DE Unit Level EdMoore3 - SO2 Cap Annual v3.1 | 340 | 7296 | Rate Constraint in MTons | FALSE | L | Annual | Allowances Withdrawn (n:1) | Thousand Tons | 0 | 0 | 0 | 0 | 0 | 0 | 0
DE Unit Level EdMoore3 - SO2 Cap Annual v3.1 | 340 | 7296 | Rate Constraint in MTons | FALSE | L | Annual | Net Emissions Allowance Position | Thousand Tons | 0 | 0 | 0 | 0 | 0 | 0 | 0
DE Unit Level EdMoore3 - SO2 Cap Annual v3.1 | 340 | 7296 | Rate Constraint in MTons | FALSE | L | Annual | Fuel Consumed | TBtu | 0 | 0 | 0 | 0 | 0 | 0 | 0
DE Unit Level EdMoore3 - SO2 Cap Annual v3.1 | 340 | 7296 | Rate Constraint in MTons | FALSE | L | Annual | Rate | lb/MMBtu | 0 | 0 | 0 | 0 | 0 | 0 | 0
DE Unit Level EdMoore3 - SO2 Cap Annual v3.1 | 340 | 7296 | Rate Constraint in MTons | FALSE | L | Annual | Generation | TWh | 0 | 0 | 0 | 0 | 0 | 0 | 0
DE Unit Level EdMoore3 - SO2 Cap Annual v3.1 | 340 | 7296 | Rate Constraint in MTons | FALSE | L | Annual | Qualifying Generation | TWh | 0 | 0 | 0 | 0 | 0 | 0 | 0
DE Unit Level EdMoore3 - SO2 Cap Annual v3.1 | 340 | 7296 | Rate Constraint in MTons | FALSE | L | Annual | Rate | lb/MWh | 0 | 0 | 0 | 0 | 0 | 0 | 0
DE Unit Level EdMoore3 - SO2 Cap Annual v3.1 | 340 | 7296 | Rate Constraint in MTons | FALSE | L | Annual | Constraint Shadow Price | US2022$/Ton | 0 | 0 | 0 | 0 | 0 | 0 | 0
DE Unit Level EdMoore4 - MER Cap Annual v3.1 | 341 | 7303 | Rate Constraint in MTons | FALSE | L | Annual | Seasons Included | Seasons | Winter, Spring, Summer, Fall | Winter, Spring, Summer, Fall | Winter, Spring, Summer, Fall | Winter, Spring, Summer, Fall | Winter, Spring, Summer, Fall | Winter, Spring, Summer, Fall | Winter, Spring, Summer, Fall
DE Unit Level EdMoore4 - MER Cap Annual v3.1 | 341 | 7303 | Rate Constraint in MTons | FALSE | L | Annual | Standard MER | lbs | 11.4 | 11.4 | 11.4 | 11.4 | 11.4 | 11.4 | 11.4
DE Unit Level EdMoore4 - MER Cap Annual v3.1 | 341 | 7303 | Rate Constraint in MTons | FALSE | L | Annual | Emissions at Affected Plants MER | lbs | 0 | 0 | 0 | 0 | 0 | 0 | 0
DE Unit Level EdMoore4 - MER Cap Annual v3.1 | 341 | 7303 | Rate Constraint in MTons | FALSE | L | Annual | Allowances Purchased MER | lbs | 0 | 0 | 0 | 0 | 0 | 0 | 0
DE Unit Level EdMoore4 - MER Cap Annual v3.1 | 341 | 7303 | Rate Constraint in MTons | FALSE | L | Annual | Allowances Sold MER | lbs | 0 | 0 | 0 | 0 | 0 | 0 | 0
DE Unit Level EdMoore4 - MER Cap Annual v3.1 | 341 | 7303 | Rate Constraint in MTons | FALSE | L | Annual | Allowances Banked | lbs | 0 | 0 | 0 | 0 | 0 | 0 | 0
DE Unit Level EdMoore4 - MER Cap Annual v3.1 | 341 | 7303 | Rate Constraint in MTons | FALSE | L | Annual | Allowances Withdrawn (1:1) | lbs | 0 | 0 | 0 | 0 | 0 | 0 | 0
DE Unit Level EdMoore4 - MER Cap Annual v3.1 | 341 | 7303 | Rate Constraint in MTons | FALSE | L | Annual | Allowances Withdrawn (n:1) | lbs | 0 | 0 | 0 | 0 | 0 | 0 | 0
DE Unit Level EdMoore4 - MER Cap Annual v3.1 | 341 | 7303 | Rate Constraint in MTons | FALSE | L | Annual | Net Emissions Allowance Position | lbs | 0 | 0 | 0 | 0 | 0 | 0 | 0
DE Unit Level EdMoore4 - MER Cap Annual v3.1 | 341 | 7303 | Rate Constraint in MTons | FALSE | L | Annual | Fuel Consumed | TBtu | 0 | 0 | 0 | 0 | 0 | 0 | 0
DE Unit Level EdMoore4 - MER Cap Annual v3.1 | 341 | 7303 | Rate Constraint in MTons | FALSE | L | Annual | Rate | lb/MMBtu | 0 | 0 | 0 | 0 | 0 | 0 | 0
DE Unit Level EdMoore4 - MER Cap Annual v3.1 | 341 | 7303 | Rate Constraint in MTons | FALSE | L | Annual | Generation | TWh | 0 | 0 | 0 | 0 | 0 | 0 | 0
DE Unit Level EdMoore4 - MER Cap Annual v3.1 | 341 | 7303 | Rate Constraint in MTons | FALSE | L | Annual | Qualifying Generation | TWh | 0 | 0 | 0 | 0 | 0 | 0 | 0
DE Unit Level EdMoore4 - MER Cap Annual v3.1 | 341 | 7303 | Rate Constraint in MTons | FALSE | L | Annual | Rate | lb/MWh | 0 | 0 | 0 | 0 | 0 | 0 | 0
DE Unit Level EdMoore4 - MER Cap Annual v3.1 | 341 | 7303 | Rate Constraint in MTons | FALSE | L | Annual | Constraint Shadow Price | US2022$/Lb | 0 | 0 | 0 | 0 | 0 | 0 | 0
DE Unit Level EdMoore4 - NOX Cap Annual v3.1 | 342 | 7291 | Rate Constraint in MTons | FALSE | L | Annual | Seasons Included | Seasons | Winter, Spring, Summer, Fall | Winter, Spring, Summer, Fall | Winter, Spring, Summer, Fall | Winter, Spring, Summer, Fall | Winter, Spring, Summer, Fall | Winter, Spring, Summer, Fall | Winter, Spring, Summer, Fall
DE Unit Level EdMoore4 - NOX Cap Annual v3.1 | 342 | 7291 | Rate Constraint in MTons | FALSE | L | Annual | Standard NOX | Thousand Tons | 1.339 | 1.339 | 1.339 | 1.339 | 1.339 | 1.339 | 1.339
DE Unit Level EdMoore4 - NOX Cap Annual v3.1 | 342 | 7291 | Rate Constraint in MTons | FALSE | L | Annual | Emissions at Affected Plants NOX | Thousand Tons | 0 | 0 | 0 | 0 | 0 | 0 | 0
DE Unit Level EdMoore4 - NOX Cap Annual v3.1 | 342 | 7291 | Rate Constraint in MTons | FALSE | L | Annual | Allowances Purchased NOX | Thousand Tons | 0 | 0 | 0 | 0 | 0 | 0 | 0
DE Unit Level EdMoore4 - NOX Cap Annual v3.1 | 342 | 7291 | Rate Constraint in MTons | FALSE | L | Annual | Allowances Sold NOX | Thousand Tons | 0 | 0 | 0 | 0 | 0 | 0 | 0
DE Unit Level EdMoore4 - NOX Cap Annual v3.1 | 342 | 7291 | Rate Constraint in MTons | FALSE | L | Annual | Allowances Banked | Thousand Tons | 0 | 0 | 0 | 0 | 0 | 0 | 0
DE Unit Level EdMoore4 - NOX Cap Annual v3.1 | 342 | 7291 | Rate Constraint in MTons | FALSE | L | Annual | Allowances Withdrawn (1:1) | Thousand Tons | 0 | 0 | 0 | 0 | 0 | 0 | 0
DE Unit Level EdMoore4 - NOX Cap Annual v3.1 | 342 | 7291 | Rate Constraint in MTons | FALSE | L | Annual | Allowances Withdrawn (n:1) | Thousand Tons | 0 | 0 | 0 | 0 | 0 | 0 | 0
DE Unit Level EdMoore4 - NOX Cap Annual v3.1 | 342 | 7291 | Rate Constraint in MTons | FALSE | L | Annual | Net Emissions Allowance Position | Thousand Tons | 0 | 0 | 0 | 0 | 0 | 0 | 0
DE Unit Level EdMoore4 - NOX Cap Annual v3.1 | 342 | 7291 | Rate Constraint in MTons | FALSE | L | Annual | Fuel Consumed | TBtu | 0 | 0 | 0 | 0 | 0 | 0 | 0
DE Unit Level EdMoore4 - NOX Cap Annual v3.1 | 342 | 7291 | Rate Constraint in MTons | FALSE | L | Annual | Rate | lb/MMBtu | 0 | 0 | 0 | 0 | 0 | 0 | 0
DE Unit Level EdMoore4 - NOX Cap Annual v3.1 | 342 | 7291 | Rate Constraint in MTons | FALSE | L | Annual | Generation | TWh | 0 | 0 | 0 | 0 | 0 | 0 | 0
DE Unit Level EdMoore4 - NOX Cap Annual v3.1 | 342 | 7291 | Rate Constraint in MTons | FALSE | L | Annual | Qualifying Generation | TWh | 0 | 0 | 0 | 0 | 0 | 0 | 0
DE Unit Level EdMoore4 - NOX Cap Annual v3.1 | 342 | 7291 | Rate Constraint in MTons | FALSE | L | Annual | Rate | lb/MWh | 0 | 0 | 0 | 0 | 0 | 0 | 0
DE Unit Level EdMoore4 - NOX Cap Annual v3.1 | 342 | 7291 | Rate Constraint in MTons | FALSE | L | Annual | Constraint Shadow Price | US2022$/Ton | 0 | 0 | 0 | 0 | 0 | 0 | 0
DE Unit Level EdMoore4 - SO2 Cap Annual v3.1 | 343 | 7297 | Rate Constraint in MTons | FALSE | L | Annual | Seasons Included | Seasons | Winter, Spring, Summer, Fall | Winter, Spring, Summer, Fall | Winter, Spring, Summer, Fall | Winter, Spring, Summer, Fall | Winter, Spring, Summer, Fall | Winter, Spring, Summer, Fall | Winter, Spring, Summer, Fall
DE Unit Level EdMoore4 - SO2 Cap Annual v3.1 | 343 | 7297 | Rate Constraint in MTons | FALSE | L | Annual | Standard SO2 | Thousand Tons | 2.41 | 2.41 | 2.41 | 2.41 | 2.41 | 2.41 | 2.41
DE Unit Level EdMoore4 - SO2 Cap Annual v3.1 | 343 | 7297 | Rate Constraint in MTons | FALSE | L | Annual | Emissions at Affected Plants SO2 | Thousand Tons | 0 | 0 | 0 | 0 | 0 | 0 | 0
DE Unit Level EdMoore4 - SO2 Cap Annual v3.1 | 343 | 7297 | Rate Constraint in MTons | FALSE | L | Annual | Allowances Purchased SO2 | Thousand Tons | 0 | 0 | 0 | 0 | 0 | 0 | 0
DE Unit Level EdMoore4 - SO2 Cap Annual v3.1 | 343 | 7297 | Rate Constraint in MTons | FALSE | L | Annual | Allowances Sold SO2 | Thousand Tons | 0 | 0 | 0 | 0 | 0 | 0 | 0
DE Unit Level EdMoore4 - SO2 Cap Annual v3.1 | 343 | 7297 | Rate Constraint in MTons | FALSE | L | Annual | Allowances Banked | Thousand Tons | 0 | 0 | 0 | 0 | 0 | 0 | 0
DE Unit Level EdMoore4 - SO2 Cap Annual v3.1 | 343 | 7297 | Rate Constraint in MTons | FALSE | L | Annual | Allowances Withdrawn (1:1) | Thousand Tons | 0 | 0 | 0 | 0 | 0 | 0 | 0
DE Unit Level EdMoore4 - SO2 Cap Annual v3.1 | 343 | 7297 | Rate Constraint in MTons | FALSE | L | Annual | Allowances Withdrawn (n:1) | Thousand Tons | 0 | 0 | 0 | 0 | 0 | 0 | 0
DE Unit Level EdMoore4 - SO2 Cap Annual v3.1 | 343 | 7297 | Rate Constraint in MTons | FALSE | L | Annual | Net Emissions Allowance Position | Thousand Tons | 0 | 0 | 0 | 0 | 0 | 0 | 0
DE Unit Level EdMoore4 - SO2 Cap Annual v3.1 | 343 | 7297 | Rate Constraint in MTons | FALSE | L | Annual | Fuel Consumed | TBtu | 0 | 0 | 0 | 0 | 0 | 0 | 0
DE Unit Level EdMoore4 - SO2 Cap Annual v3.1 | 343 | 7297 | Rate Constraint in MTons | FALSE | L | Annual | Rate | lb/MMBtu | 0 | 0 | 0 | 0 | 0 | 0 | 0
DE Unit Level EdMoore4 - SO2 Cap Annual v3.1 | 343 | 7297 | Rate Constraint in MTons | FALSE | L | Annual | Generation | TWh | 0 | 0 | 0 | 0 | 0 | 0 | 0
DE Unit Level EdMoore4 - SO2 Cap Annual v3.1 | 343 | 7297 | Rate Constraint in MTons | FALSE | L | Annual | Qualifying Generation | TWh | 0 | 0 | 0 | 0 | 0 | 0 | 0
DE Unit Level EdMoore4 - SO2 Cap Annual v3.1 | 343 | 7297 | Rate Constraint in MTons | FALSE | L | Annual | Rate | lb/MWh | 0 | 0 | 0 | 0 | 0 | 0 | 0
DE Unit Level EdMoore4 - SO2 Cap Annual v3.1 | 343 | 7297 | Rate Constraint in MTons | FALSE | L | Annual | Constraint Shadow Price | US2022$/Ton | 0 | 0 | 0 | 0 | 0 | 0 | 0
DE Unit Level EdMoore5 - NOX Cap Annual v3.1 | 344 | 7292 | Rate Constraint in MTons | FALSE | L | Annual | Seasons Included | Seasons | Winter, Spring, Summer, Fall | Winter, Spring, Summer, Fall | Winter, Spring, Summer, Fall | Winter, Spring, Summer, Fall | Winter, Spring, Summer, Fall | Winter, Spring, Summer, Fall | Winter, Spring, Summer, Fall
DE Unit Level EdMoore5 - NOX Cap Annual v3.1 | 344 | 7292 | Rate Constraint in MTons | FALSE | L | Annual | Standard NOX | Thousand Tons | 1.348 | 1.348 | 1.348 | 1.348 | 1.348 | 1.348 | 1.348
DE Unit Level EdMoore5 - NOX Cap Annual v3.1 | 344 | 7292 | Rate Constraint in MTons | FALSE | L | Annual | Emissions at Affected Plants NOX | Thousand Tons | 0 | 0 | 0 | 0 | 0 | 0 | 0
DE Unit Level EdMoore5 - NOX Cap Annual v3.1 | 344 | 7292 | Rate Constraint in MTons | FALSE | L | Annual | Allowances Purchased NOX | Thousand Tons | 0 | 0 | 0 | 0 | 0 | 0 | 0
DE Unit Level EdMoore5 - NOX Cap Annual v3.1 | 344 | 7292 | Rate Constraint in MTons | FALSE | L | Annual | Allowances Sold NOX | Thousand Tons | 0 | 0 | 0 | 0 | 0 | 0 | 0
DE Unit Level EdMoore5 - NOX Cap Annual v3.1 | 344 | 7292 | Rate Constraint in MTons | FALSE | L | Annual | Allowances Banked | Thousand Tons | 0 | 0 | 0 | 0 | 0 | 0 | 0
DE Unit Level EdMoore5 - NOX Cap Annual v3.1 | 344 | 7292 | Rate Constraint in MTons | FALSE | L | Annual | Allowances Withdrawn (1:1) | Thousand Tons | 0 | 0 | 0 | 0 | 0 | 0 | 0
DE Unit Level EdMoore5 - NOX Cap Annual v3.1 | 344 | 7292 | Rate Constraint in MTons | FALSE | L | Annual | Allowances Withdrawn (n:1) | Thousand Tons | 0 | 0 | 0 | 0 | 0 | 0 | 0
DE Unit Level EdMoore5 - NOX Cap Annual v3.1 | 344 | 7292 | Rate Constraint in MTons | FALSE | L | Annual | Net Emissions Allowance Position | Thousand Tons | 0 | 0 | 0 | 0 | 0 | 0 | 0
DE Unit Level EdMoore5 - NOX Cap Annual v3.1 | 344 | 7292 | Rate Constraint in MTons | FALSE | L | Annual | Fuel Consumed | TBtu | 0 | 0 | 0 | 0 | 0 | 0 | 0
DE Unit Level EdMoore5 - NOX Cap Annual v3.1 | 344 | 7292 | Rate Constraint in MTons | FALSE | L | Annual | Rate | lb/MMBtu | 0 | 0 | 0 | 0 | 0 | 0 | 0
DE Unit Level EdMoore5 - NOX Cap Annual v3.1 | 344 | 7292 | Rate Constraint in MTons | FALSE | L | Annual | Generation | TWh | 0 | 0 | 0 | 0 | 0 | 0 | 0
DE Unit Level EdMoore5 - NOX Cap Annual v3.1 | 344 | 7292 | Rate Constraint in MTons | FALSE | L | Annual | Qualifying Generation | TWh | 0 | 0 | 0 | 0 | 0 | 0 | 0
DE Unit Level EdMoore5 - NOX Cap Annual v3.1 | 344 | 7292 | Rate Constraint in MTons | FALSE | L | Annual | Rate | lb/MWh | 0 | 0 | 0 | 0 | 0 | 0 | 0
DE Unit Level EdMoore5 - NOX Cap Annual v3.1 | 344 | 7292 | Rate Constraint in MTons | FALSE | L | Annual | Constraint Shadow Price | US2022$/Ton | 0 | 0 | 0 | 0 | 0 | 0 | 0
DE Unit Level EdMoore5 - SO2 Cap Annual v3.1 | 345 | 7298 | Rate Constraint in MTons | FALSE | L | Annual | Seasons Included | Seasons | Winter, Spring, Summer, Fall | Winter, Spring, Summer, Fall | Winter, Spring, Summer, Fall | Winter, Spring, Summer, Fall | Winter, Spring, Summer, Fall | Winter, Spring, Summer, Fall | Winter, Spring, Summer, Fall
DE Unit Level EdMoore5 - SO2 Cap Annual v3.1 | 345 | 7298 | Rate Constraint in MTons | FALSE | L | Annual | Standard SO2 | Thousand Tons | 2.427 | 2.427 | 2.427 | 2.427 | 2.427 | 2.427 | 2.427
DE Unit Level EdMoore5 - SO2 Cap Annual v3.1 | 345 | 7298 | Rate Constraint in MTons | FALSE | L | Annual | Emissions at Affected Plants SO2 | Thousand Tons | 0 | 0 | 0 | 0 | 0 | 0 | 0
DE Unit Level EdMoore5 - SO2 Cap Annual v3.1 | 345 | 7298 | Rate Constraint in MTons | FALSE | L | Annual | Allowances Purchased SO2 | Thousand Tons | 0 | 0 | 0 | 0 | 0 | 0 | 0
DE Unit Level EdMoore5 - SO2 Cap Annual v3.1 | 345 | 7298 | Rate Constraint in MTons | FALSE | L | Annual | Allowances Sold SO2 | Thousand Tons | 0 | 0 | 0 | 0 | 0 | 0 | 0
DE Unit Level EdMoore5 - SO2 Cap Annual v3.1 | 345 | 7298 | Rate Constraint in MTons | FALSE | L | Annual | Allowances Banked | Thousand Tons | 0 | 0 | 0 | 0 | 0 | 0 | 0
DE Unit Level EdMoore5 - SO2 Cap Annual v3.1 | 345 | 7298 | Rate Constraint in MTons | FALSE | L | Annual | Allowances Withdrawn (1:1) | Thousand Tons | 0 | 0 | 0 | 0 | 0 | 0 | 0
DE Unit Level EdMoore5 - SO2 Cap Annual v3.1 | 345 | 7298 | Rate Constraint in MTons | FALSE | L | Annual | Allowances Withdrawn (n:1) | Thousand Tons | 0 | 0 | 0 | 0 | 0 | 0 | 0
DE Unit Level EdMoore5 - SO2 Cap Annual v3.1 | 345 | 7298 | Rate Constraint in MTons | FALSE | L | Annual | Net Emissions Allowance Position | Thousand Tons | 0 | 0 | 0 | 0 | 0 | 0 | 0
DE Unit Level EdMoore5 - SO2 Cap Annual v3.1 | 345 | 7298 | Rate Constraint in MTons | FALSE | L | Annual | Fuel Consumed | TBtu | 0 | 0 | 0 | 0 | 0 | 0 | 0
DE Unit Level EdMoore5 - SO2 Cap Annual v3.1 | 345 | 7298 | Rate Constraint in MTons | FALSE | L | Annual | Rate | lb/MMBtu | 0 | 0 | 0 | 0 | 0 | 0 | 0
DE Unit Level EdMoore5 - SO2 Cap Annual v3.1 | 345 | 7298 | Rate Constraint in MTons | FALSE | L | Annual | Generation | TWh | 0 | 0 | 0 | 0 | 0 | 0 | 0
DE Unit Level EdMoore5 - SO2 Cap Annual v3.1 | 345 | 7298 | Rate Constraint in MTons | FALSE | L | Annual | Qualifying Generation | TWh | 0 | 0 | 0 | 0 | 0 | 0 | 0
DE Unit Level EdMoore5 - SO2 Cap Annual v3.1 | 345 | 7298 | Rate Constraint in MTons | FALSE | L | Annual | Rate | lb/MWh | 0 | 0 | 0 | 0 | 0 | 0 | 0
DE Unit Level EdMoore5 - SO2 Cap Annual v3.1 | 345 | 7298 | Rate Constraint in MTons | FALSE | L | Annual | Constraint Shadow Price | US2022$/Ton | 0 | 0 | 0 | 0 | 0 | 0 | 0
Env-A 1300, NOx RACT - Merrimack 1 Rate | 348 | 7975 | Rate Constraint in lbs/MMBtu | FALSE | L | Annual | Seasons Included | Seasons | Winter, Spring, Summer, Fall | Winter, Spring, Summer, Fall | Winter, Spring, Summer, Fall | Winter, Spring, Summer, Fall | Winter, Spring, Summer, Fall | Winter, Spring, Summer, Fall | Winter, Spring, Summer, Fall
Env-A 1300, NOx RACT - Merrimack 1 Rate | 348 | 7975 | Rate Constraint in lbs/MMBtu | FALSE | L | Annual | Standard NOX | lb/MMBtu | 0.22 | 0.22 | 0.22 | 0.22 | 0.22 | 0.22 | 0.22
Env-A 1300, NOx RACT - Merrimack 1 Rate | 348 | 7975 | Rate Constraint in lbs/MMBtu | FALSE | L | Annual | Emissions at Affected Plants NOX | Thousand Tons | 0 | 0 | 0 | 0 | 0 | 0 | 0
Env-A 1300, NOx RACT - Merrimack 1 Rate | 348 | 7975 | Rate Constraint in lbs/MMBtu | FALSE | L | Annual | Allowances Purchased NOX | Thousand Tons | 0 | 0 | 0 | 0 | 0 | 0 | 0
Env-A 1300, NOx RACT - Merrimack 1 Rate | 348 | 7975 | Rate Constraint in lbs/MMBtu | FALSE | L | Annual | Allowances Sold NOX | Thousand Tons | 0 | 0 | 0 | 0 | 0 | 0 | 0
Env-A 1300, NOx RACT - Merrimack 1 Rate | 348 | 7975 | Rate Constraint in lbs/MMBtu | FALSE | L | Annual | Allowances Banked | Thousand Tons | 0 | 0 | 0 | 0 | 0 | 0 | 0
Env-A 1300, NOx RACT - Merrimack 1 Rate | 348 | 7975 | Rate Constraint in lbs/MMBtu | FALSE | L | Annual | Allowances Withdrawn (1:1) | Thousand Tons | 0 | 0 | 0 | 0 | 0 | 0 | 0
Env-A 1300, NOx RACT - Merrimack 1 Rate | 348 | 7975 | Rate Constraint in lbs/MMBtu | FALSE | L | Annual | Allowances Withdrawn (n:1) | Thousand Tons | 0 | 0 | 0 | 0 | 0 | 0 | 0
Env-A 1300, NOx RACT - Merrimack 1 Rate | 348 | 7975 | Rate Constraint in lbs/MMBtu | FALSE | L | Annual | Net Emissions Allowance Position | Thousand Tons | 0 | 0 | 0 | 0 | 0 | 0 | 0
Env-A 1300, NOx RACT - Merrimack 1 Rate | 348 | 7975 | Rate Constraint in lbs/MMBtu | FALSE | L | Annual | Fuel Consumed | TBtu | 0 | 0 | 0 | 0 | 0 | 0 | 0
Env-A 1300, NOx RACT - Merrimack 1 Rate | 348 | 7975 | Rate Constraint in lbs/MMBtu | FALSE | L | Annual | Rate | lb/MMBtu | 0 | 0 | 0 | 0 | 0 | 0 | 0
Env-A 1300, NOx RACT - Merrimack 1 Rate | 348 | 7975 | Rate Constraint in lbs/MMBtu | FALSE | L | Annual | Generation | TWh | 0 | 0 | 0 | 0 | 0 | 0 | 0
Env-A 1300, NOx RACT - Merrimack 1 Rate | 348 | 7975 | Rate Constraint in lbs/MMBtu | FALSE | L | Annual | Qualifying Generation | TWh | 0 | 0 | 0 | 0 | 0 | 0 | 0
Env-A 1300, NOx RACT - Merrimack 1 Rate | 348 | 7975 | Rate Constraint in lbs/MMBtu | FALSE | L | Annual | Rate | lb/MWh | 0 | 0 | 0 | 0 | 0 | 0 | 0
Env-A 1300, NOx RACT - Merrimack 1 Rate | 348 | 7975 | Rate Constraint in lbs/MMBtu | FALSE | L | Annual | Constraint Shadow Price | US2022$/Ton | 0 | 0 | 0 | 0 | 0 | 0 | 0
IL Climate ParentID 1082- CO2 Cap Annual v6.20 | 349 | 7769 | Rate Constraint in MTons | FALSE | L | Annual | Seasons Included | Seasons | Winter, Spring, Summer, Fall | Winter, Spring, Summer, Fall | Winter, Spring, Summer, Fall | Winter, Spring, Summer, Fall | Winter, Spring, Summer, Fall | Winter, Spring, Summer, Fall | Winter, Spring, Summer, Fall
IL Climate ParentID 1082- CO2 Cap Annual v6.20 | 349 | 7769 | Rate Constraint in MTons | FALSE | L | Annual | Standard CO2 | Thousand Tons | NA | NA | 16.0643 | 16.0643 | 16.0643 | 16.0643 | 16.0643
IL Climate ParentID 1082- CO2 Cap Annual v6.20 | 349 | 7769 | Rate Constraint in MTons | FALSE | L | Annual | Emissions at Affected Plants CO2 | Thousand Tons | 0 | 0 | 16.0643 | 0 | 0 | 0 | 0
IL Climate ParentID 1082- CO2 Cap Annual v6.20 | 349 | 7769 | Rate Constraint in MTons | FALSE | L | Annual | Allowances Purchased CO2 | Thousand Tons | 0 | 0 | 0 | 0 | 0 | 0 | 0
IL Climate ParentID 1082- CO2 Cap Annual v6.20 | 349 | 7769 | Rate Constraint in MTons | FALSE | L | Annual | Allowances Sold CO2 | Thousand Tons | 0 | 0 | 0 | 0 | 0 | 0 | 0
IL Climate ParentID 1082- CO2 Cap Annual v6.20 | 349 | 7769 | Rate Constraint in MTons | FALSE | L | Annual | Allowances Banked | Thousand Tons | 0 | 0 | 0 | 0 | 0 | 0 | 0
IL Climate ParentID 1082- CO2 Cap Annual v6.20 | 349 | 7769 | Rate Constraint in MTons | FALSE | L | Annual | Allowances Withdrawn (1:1) | Thousand Tons | 0 | 0 | 0 | 0 | 0 | 0 | 0
IL Climate ParentID 1082- CO2 Cap Annual v6.20 | 349 | 7769 | Rate Constraint in MTons | FALSE | L | Annual | Allowances Withdrawn (n:1) | Thousand Tons | 0 | 0 | 0 | 0 | 0 | 0 | 0
IL Climate ParentID 1082- CO2 Cap Annual v6.20 | 349 | 7769 | Rate Constraint in MTons | FALSE | L | Annual | Net Emissions Allowance Position | Thousand Tons | 0 | 0 | 16.0643 | 0 | 0 | 0 | 0
IL Climate ParentID 1082- CO2 Cap Annual v6.20 | 349 | 7769 | Rate Constraint in MTons | FALSE | L | Annual | Fuel Consumed | TBtu | 0 | 0 | 0.27442 | 0 | 0 | 0 | 0
IL Climate ParentID 1082- CO2 Cap Annual v6.20 | 349 | 7769 | Rate Constraint in MTons | FALSE | L | Annual | Rate | lb/MMBtu | 0 | 0 | 117.08 | 0 | 0 | 0 | 0
IL Climate ParentID 1082- CO2 Cap Annual v6.20 | 349 | 7769 | Rate Constraint in MTons | FALSE | L | Annual | Generation | TWh | 0 | 0 | 0.024048 | 0 | 0 | 0 | 0
IL Climate ParentID 1082- CO2 Cap Annual v6.20 | 349 | 7769 | Rate Constraint in MTons | FALSE | L | Annual | Qualifying Generation | TWh | 0 | 0 | 0.024048 | 0 | 0 | 0 | 0
IL Climate ParentID 1082- CO2 Cap Annual v6.20 | 349 | 7769 | Rate Constraint in MTons | FALSE | L | Annual | Rate | lb/MWh | 0 | 0 | 1335.9999 | 0 | 0 | 0 | 0
IL Climate ParentID 1082- CO2 Cap Annual v6.20 | 349 | 7769 | Rate Constraint in MTons | FALSE | L | Annual | Constraint Shadow Price | US2022$/Ton | 0 | 0 | 1.1007 | 0 | 0 | 0 | 0
IL Climate ParentID 1087- CO2 Cap Annual v6.20 | 350 | 7770 | Rate Constraint in MTons | FALSE | L | Annual | Seasons Included | Seasons | Winter, Spring, Summer, Fall | Winter, Spring, Summer, Fall | Winter, Spring, Summer, Fall | Winter, Spring, Summer, Fall | Winter, Spring, Summer, Fall | Winter, Spring, Summer, Fall | Winter, Spring, Summer, Fall
IL Climate ParentID 1087- CO2 Cap Annual v6.20 | 350 | 7770 | Rate Constraint in MTons | FALSE | L | Annual | Standard CO2 | Thousand Tons | NA | NA | 0.84671 | 0.84671 | 0.84671 | 0.84671 | 0.84671
IL Climate ParentID 1087- CO2 Cap Annual v6.20 | 350 | 7770 | Rate Constraint in MTons | FALSE | L | Annual | Emissions at Affected Plants CO2 | Thousand Tons | 0 | 0 | 0.84671 | 0 | 0 | 0 | 0
IL Climate ParentID 1087- CO2 Cap Annual v6.20 | 350 | 7770 | Rate Constraint in MTons | FALSE | L | Annual | Allowances Purchased CO2 | Thousand Tons | 0 | 0 | 0 | 0 | 0 | 0 | 0
IL Climate ParentID 1087- CO2 Cap Annual v6.20 | 350 | 7770 | Rate Constraint in MTons | FALSE | L | Annual | Allowances Sold CO2 | Thousand Tons | 0 | 0 | 0 | 0 | 0 | 0 | 0
IL Climate ParentID 1087- CO2 Cap Annual v6.20 | 350 | 7770 | Rate Constraint in MTons | FALSE | L | Annual | Allowances Banked | Thousand Tons | 0 | 0 | 0 | 0 | 0 | 0 | 0
IL Climate ParentID 1087- CO2 Cap Annual v6.20 | 350 | 7770 | Rate Constraint in MTons | FALSE | L | Annual | Allowances Withdrawn (1:1) | Thousand Tons | 0 | 0 | 0 | 0 | 0 | 0 | 0
IL Climate ParentID 1087- CO2 Cap Annual v6.20 | 350 | 7770 | Rate Constraint in MTons | FALSE | L | Annual | Allowances Withdrawn (n:1) | Thousand Tons | 0 | 0 | 0 | 0 | 0 | 0 | 0
IL Climate ParentID 1087- CO2 Cap Annual v6.20 | 350 | 7770 | Rate Constraint in MTons | FALSE | L | Annual | Net Emissions Allowance Position | Thousand Tons | 0 | 0 | 0.84671 | 0 | 0 | 0 | 0
IL Climate ParentID 1087- CO2 Cap Annual v6.20 | 350 | 7770 | Rate Constraint in MTons | FALSE | L | Annual | Fuel Consumed | TBtu | 0 | 0 | 0.014464 | 0 | 0 | 0 | 0
IL Climate ParentID 1087- CO2 Cap Annual v6.20 | 350 | 7770 | Rate Constraint in MTons | FALSE | L | Annual | Rate | lb/MMBtu | 0 | 0 | 117.08 | 0 | 0 | 0 | 0
IL Climate ParentID 1087- CO2 Cap Annual v6.20 | 350 | 7770 | Rate Constraint in MTons | FALSE | L | Annual | Generation | TWh | 0 | 0 | 0.0012675 | 0 | 0 | 0 | 0
IL Climate ParentID 1087- CO2 Cap Annual v6.20 | 350 | 7770 | Rate Constraint in MTons | FALSE | L | Annual | Qualifying Generation | TWh | 0 | 0 | 0.0012675 | 0 | 0 | 0 | 0
IL Climate ParentID 1087- CO2 Cap Annual v6.20 | 350 | 7770 | Rate Constraint in MTons | FALSE | L | Annual | Rate | lb/MWh | 0 | 0 | 1335.9999 | 0 | 0 | 0 | 0
IL Climate ParentID 1087- CO2 Cap Annual v6.20 | 350 | 7770 | Rate Constraint in MTons | FALSE | L | Annual | Constraint Shadow Price | US2022$/Ton | 0 | 0 | 1.7583 | 0 | 0 | 0 | 0
IL Climate ParentID 1583- CO2 Cap Annual v6.20 | 351 | 7771 | Rate Constraint in MTons | FALSE | L | Annual | Seasons Included | Seasons | Winter, Spring, Summer, Fall | Winter, Spring, Summer, Fall | Winter, Spring, Summer, Fall | Winter, Spring, Summer, Fall | Winter, Spring, Summer, Fall | Winter, Spring, Summer, Fall | Winter, Spring, Summer, Fall
IL Climate ParentID 1583- CO2 Cap Annual v6.20 | 351 | 7771 | Rate Constraint in MTons | FALSE | L | Annual | Standard CO2 | Thousand Tons | NA | NA | 129.2208 | 129.2208 | 129.2208 | 129.2208 | 129.2208
IL Climate ParentID 1583- CO2 Cap Annual v6.20 | 351 | 7771 | Rate Constraint in MTons | FALSE | L | Annual | Emissions at Affected Plants CO2 | Thousand Tons | 0 | 0 | 129.2208 | 109.1085 | 0 | 0 | 0
IL Climate ParentID 1583- CO2 Cap Annual v6.20 | 351 | 7771 | Rate Constraint in MTons | FALSE | L | Annual | Allowances Purchased CO2 | Thousand Tons | 0 | 0 | 0 | 0 | 0 | 0 | 0
IL Climate ParentID 1583- CO2 Cap Annual v6.20 | 351 | 7771 | Rate Constraint in MTons | FALSE | L | Annual | Allowances Sold CO2 | Thousand Tons | 0 | 0 | 0 | 0 | 0 | 0 | 0
IL Climate ParentID 1583- CO2 Cap Annual v6.20 | 351 | 7771 | Rate Constraint in MTons | FALSE | L | Annual | Allowances Banked | Thousand Tons | 0 | 0 | 0 | 0 | 0 | 0 | 0
IL Climate ParentID 1583- CO2 Cap Annual v6.20 | 351 | 7771 | Rate Constraint in MTons | FALSE | L | Annual | Allowances Withdrawn (1:1) | Thousand Tons | 0 | 0 | 0 | 0 | 0 | 0 | 0
IL Climate ParentID 1583- CO2 Cap Annual v6.20 | 351 | 7771 | Rate Constraint in MTons | FALSE | L | Annual | Allowances Withdrawn (n:1) | Thousand Tons | 0 | 0 | 0 | 0 | 0 | 0 | 0
IL Climate ParentID 1583- CO2 Cap Annual v6.20 | 351 | 7771 | Rate Constraint in MTons | FALSE | L | Annual | Net Emissions Allowance Position | Thousand Tons | 0 | 0 | 129.2208 | 109.1085 | 0 | 0 | 0
IL Climate ParentID 1583- CO2 Cap Annual v6.20 | 351 | 7771 | Rate Constraint in MTons | FALSE | L | Annual | Fuel Consumed | TBtu | 0 | 0 | 2.2074 | 1.8638 | 0 | 0 | 0
IL Climate ParentID 1583- CO2 Cap Annual v6.20 | 351 | 7771 | Rate Constraint in MTons | FALSE | L | Annual | Rate | lb/MMBtu | 0 | 0 | 117.08 | 117.08 | 0 | 0 | 0
IL Climate ParentID 1583- CO2 Cap Annual v6.20 | 351 | 7771 | Rate Constraint in MTons | FALSE | L | Annual | Generation | TWh | 0 | 0 | 0.30094 | 0.2541 | 0 | 0 | 0
IL Climate ParentID 1583- CO2 Cap Annual v6.20 | 351 | 7771 | Rate Constraint in MTons | FALSE | L | Annual | Qualifying Generation | TWh | 0 | 0 | 0.30094 | 0.2541 | 0 | 0 | 0
IL Climate ParentID 1583- CO2 Cap Annual v6.20 | 351 | 7771 | Rate Constraint in MTons | FALSE | L | Annual | Rate | lb/MWh | 0 | 0 | 858.7818 | 858.7818 | 0 | 0 | 0
IL Climate ParentID 1583- CO2 Cap Annual v6.20 | 351 | 7771 | Rate Constraint in MTons | FALSE | L | Annual | Constraint Shadow Price | US2022$/Ton | 0 | 0 | 3.7959 | 0 | 0 | 0 | 0
IL Climate ParentID 1584- CO2 Cap Annual v6.20 | 352 | 7772 | Rate Constraint in MTons | FALSE | L | Annual | Seasons Included | Seasons | Winter, Spring, Summer, Fall | Winter, Spring, Summer, Fall | Winter, Spring, Summer, Fall | Winter, Spring, Summer, Fall | Winter, Spring, Summer, Fall | Winter, Spring, Summer, Fall | Winter, Spring, Summer, Fall
IL Climate ParentID 1584- CO2 Cap Annual v6.20 | 352 | 7772 | Rate Constraint in MTons | FALSE | L | Annual | Standard CO2 | Thousand Tons | NA | NA | 789.6032 | 789.6032 | 789.6032 | 789.6032 | 789.6032
IL Climate ParentID 1584- CO2 Cap Annual v6.20 | 352 | 7772 | Rate Constraint in MTons | FALSE | L | Annual | Emissions at Affected Plants CO2 | Thousand Tons | 0 | 0 | 660.3445 | 387.3421 | 0 | 0 | 0
IL Climate ParentID 1584- CO2 Cap Annual v6.20 | 352 | 7772 | Rate Constraint in MTons | FALSE | L | Annual | Allowances Purchased CO2 | Thousand Tons | 0 | 0 | 0 | 0 | 0 | 0 | 0
IL Climate ParentID 1584- CO2 Cap Annual v6.20 | 352 | 7772 | Rate Constraint in MTons | FALSE | L | Annual | Allowances Sold CO2 | Thousand Tons | 0 | 0 | 0 | 0 | 0 | 0 | 0
IL Climate ParentID 1584- CO2 Cap Annual v6.20 | 352 | 7772 | Rate Constraint in MTons | FALSE | L | Annual | Allowances Banked | Thousand Tons | 0 | 0 | 0 | 0 | 0 | 0 | 0
IL Climate ParentID 1584- CO2 Cap Annual v6.20 | 352 | 7772 | Rate Constraint in MTons | FALSE | L | Annual | Allowances Withdrawn (1:1) | Thousand Tons | 0 | 0 | 0 | 0 | 0 | 0 | 0
IL Climate ParentID 1584- CO2 Cap Annual v6.20 | 352 | 7772 | Rate Constraint in MTons | FALSE | L | Annual | Allowances Withdrawn (n:1) | Thousand Tons | 0 | 0 | 0 | 0 | 0 | 0 | 0
IL Climate ParentID 1584- CO2 Cap Annual v6.20 | 352 | 7772 | Rate Constraint in MTons | FALSE | L | Annual | Net Emissions Allowance Position | Thousand Tons | 0 | 0 | 660.3445 | 387.3421 | 0 | 0 | 0
IL Climate ParentID 1584- CO2 Cap Annual v6.20 | 352 | 7772 | Rate Constraint in MTons | FALSE | L | Annual | Fuel Consumed | TBtu | 0 | 0 | 11.2802 | 6.6167 | 0 | 0 | 0
IL Climate ParentID 1584- CO2 Cap Annual v6.20 | 352 | 7772 | Rate Constraint in MTons | FALSE | L | Annual | Rate | lb/MMBtu | 0 | 0 | 117.08 | 117.08 | 0 | 0 | 0
IL Climate ParentID 1584- CO2 Cap Annual v6.20 | 352 | 7772 | Rate Constraint in MTons | FALSE | L | Annual | Generation | TWh | 0 | 0 | 1.5385 | 0.90244 | 0 | 0 | 0
IL Climate ParentID 1584- CO2 Cap Annual v6.20 | 352 | 7772 | Rate Constraint in MTons | FALSE | L | Annual | Qualifying Generation | TWh | 0 | 0 | 1.5385 | 0.90244 | 0 | 0 | 0
IL Climate ParentID 1584- CO2 Cap Annual v6.20 | 352 | 7772 | Rate Constraint in MTons | FALSE | L | Annual | Rate | lb/MWh | 0 | 0 | 858.4306 | 858.4306 | 0 | 0 | 0
IL Climate ParentID 1584- CO2 Cap Annual v6.20 | 352 | 7772 | Rate Constraint in MTons | FALSE | L | Annual | Constraint Shadow Price | US2022$/Ton | 0 | 0 | 0 | 0 | 0 | 0 | 0
IL Climate ParentID 1585- CO2 Cap Annual v6.20 | 353 | 7773 | Rate Constraint in MTons | FALSE | L | Annual | Seasons Included | Seasons | Winter, Spring, Summer, Fall | Winter, Spring, Summer, Fall | Winter, Spring, Summer, Fall | Winter, Spring, Summer, Fall | Winter, Spring, Summer, Fall | Winter, Spring, Summer, Fall | Winter, Spring, Summer, Fall
IL Climate ParentID 1585- CO2 Cap Annual v6.20 | 353 | 7773 | Rate Constraint in MTons | FALSE | L | Annual | Standard CO2 | Thousand Tons | NA | NA | 122.4545 | 122.4545 | 122.4545 | 122.4545 | 122.4545
IL Climate ParentID 1585- CO2 Cap Annual v6.20 | 353 | 7773 | Rate Constraint in MTons | FALSE | L | Annual | Emissions at Affected Plants CO2 | Thousand Tons | 0 | 0 | 122.4545 | 122.4545 | 0 | 0 | 0
IL Climate ParentID 1585- CO2 Cap Annual v6.20 | 353 | 7773 | Rate Constraint in MTons | FALSE | L | Annual | Allowances Purchased CO2 | Thousand Tons | 0 | 0 | 0 | 0 | 0 | 0 | 0
IL Climate ParentID 1585- CO2 Cap Annual v6.20 | 353 | 7773 | Rate Constraint in MTons | FALSE | L | Annual | Allowances Sold CO2 | Thousand Tons | 0 | 0 | 0 | 0 | 0 | 0 | 0
IL Climate ParentID 1585- CO2 Cap Annual v6.20 | 353 | 7773 | Rate Constraint in MTons | FALSE | L | Annual | Allowances Banked | Thousand Tons | 0 | 0 | 0 | 0 | 0 | 0 | 0
IL Climate ParentID 1585- CO2 Cap Annual v6.20 | 353 | 7773 | Rate Constraint in MTons | FALSE | L | Annual | Allowances Withdrawn (1:1) | Thousand Tons | 0 | 0 | 0 | 0 | 0 | 0 | 0
IL Climate ParentID 1585- CO2 Cap Annual v6.20 | 353 | 7773 | Rate Constraint in MTons | FALSE | L | Annual | Allowances Withdrawn (n:1) | Thousand Tons | 0 | 0 | 0 | 0 | 0 | 0 | 0
IL Climate ParentID 1585- CO2 Cap Annual v6.20 | 353 | 7773 | Rate Constraint in MTons | FALSE | L | Annual | Net Emissions Allowance Position | Thousand Tons | 0 | 0 | 122.4545 | 122.4545 | 0 | 0 | 0
IL Climate ParentID 1585- CO2 Cap Annual v6.20 | 353 | 7773 | Rate Constraint in MTons | FALSE | L | Annual | Fuel Consumed | TBtu | 0 | 0 | 2.0918 | 2.0918 | 0 | 0 | 0
IL Climate ParentID 1585- CO2 Cap Annual v6.20 | 353 | 7773 | Rate Constraint in MTons | FALSE | L | Annual | Rate | lb/MMBtu | 0 | 0 | 117.08 | 117.08 | 0 | 0 | 0
IL Climate ParentID 1585- CO2 Cap Annual v6.20 | 353 | 7773 | Rate Constraint in MTons | FALSE | L | Annual | Generation | TWh | 0 | 0 | 0.28518 | 0.28518 | 0 | 0 | 0
IL Climate ParentID 1585- CO2 Cap Annual v6.20 | 353 | 7773 | Rate Constraint in MTons | FALSE | L | Annual | Qualifying Generation | TWh | 0 | 0 | 0.28518 | 0.28518 | 0 | 0 | 0
IL Climate ParentID 1585- CO2 Cap Annual v6.20 | 353 | 7773 | Rate Constraint in MTons | FALSE | L | Annual | Rate | lb/MWh | 0 | 0 | 858.7818 | 858.7818 | 0 | 0 | 0
IL Climate ParentID 1585- CO2 Cap Annual v6.20 | 353 | 7773 | Rate Constraint in MTons | FALSE | L | Annual | Constraint Shadow Price | US2022$/Ton | 0 | 0 | 5.4318 | 4.2258 | 0 | 0 | 0
IL Climate ParentID 1586- CO2 Cap Annual v6.20 | 354 | 7774 | Rate Constraint in MTons | FALSE | L | Annual | Seasons Included | Seasons | Winter, Spring, Summer, Fall | Winter, Spring, Summer, Fall | Winter, Spring, Summer, Fall | Winter, Spring, Summer, Fall | Winter, Spring, Summer, Fall | Winter, Spring, Summer, Fall | Winter, Spring, Summer, Fall
IL Climate ParentID 1586- CO2 Cap Annual v6.20 | 354 | 7774 | Rate Constraint in MTons | FALSE | L | Annual | Standard CO2 | Thousand Tons | NA | NA | 1517.1052 | 1517.1052 | 1517.1052 | 1517.1052 | 1517.1052
IL Climate ParentID 1586- CO2 Cap Annual v6.20 | 354 | 7774 | Rate Constraint in MTons | FALSE | L | Annual | Emissions at Affected Plants CO2 | Thousand Tons | 0 | 0 | 1275.928 | 774.0871 | 0 | 0 | 0
IL Climate ParentID 1586- CO2 Cap Annual v6.20 | 354 | 7774 | Rate Constraint in MTons | FALSE | L | Annual | Allowances Purchased CO2 | Thousand Tons | 0 | 0 | 0 | 0 | 0 | 0 | 0
IL Climate ParentID 1586- CO2 Cap Annual v6.20 | 354 | 7774 | Rate Constraint in MTons | FALSE | L | Annual | Allowances Sold CO2 | Thousand Tons | 0 | 0 | 0 | 0 | 0 | 0 | 0
IL Climate ParentID 1586- CO2 Cap Annual v6.20 | 354 | 7774 | Rate Constraint in MTons | FALSE | L | Annual | Allowances Banked | Thousand Tons | 0 | 0 | 0 | 0 | 0 | 0 | 0
IL Climate ParentID 1586- CO2 Cap Annual v6.20 | 354 | 7774 | Rate Constraint in MTons | FALSE | L | Annual | Allowances Withdrawn (1:1) | Thousand Tons | 0 | 0 | 0 | 0 | 0 | 0 | 0
IL Climate ParentID 1586- CO2 Cap Annual v6.20 | 354 | 7774 | Rate Constraint in MTons | FALSE | L | Annual | Allowances Withdrawn (n:1) | Thousand Tons | 0 | 0 | 0 | 0 | 0 | 0 | 0
IL Climate ParentID 1586- CO2 Cap Annual v6.20 | 354 | 7774 | Rate Constraint in MTons | FALSE | L | Annual | Net Emissions Allowance Position | Thousand Tons | 0 | 0 | 1275.928 | 774.0871 | 0 | 0 | 0
IL Climate ParentID 1586- CO2 Cap Annual v6.20 | 354 | 7774 | Rate Constraint in MTons | FALSE | L | Annual | Fuel Consumed | TBtu | 0 | 0 | 21.7958 | 13.2232 | 0 | 0 | 0
IL Climate ParentID 1586- CO2 Cap Annual v6.20 | 354 | 7774 | Rate Constraint in MTons | FALSE | L | Annual | Rate | lb/MMBtu | 0 | 0 | 117.08 | 117.08 | 0 | 0 | 0
IL Climate ParentID 1586- CO2 Cap Annual v6.20 | 354 | 7774 | Rate Constraint in MTons | FALSE | L | Annual | Generation | TWh | 0 | 0 | 2.8938 | 1.7556 | 0 | 0 | 0
IL Climate ParentID 1586- CO2 Cap Annual v6.20 | 354 | 7774 | Rate Constraint in MTons | FALSE | L | Annual | Qualifying Generation | TWh | 0 | 0 | 2.8938 | 1.7556 | 0 | 0 | 0
IL Climate ParentID 1586- CO2 Cap Annual v6.20 | 354 | 7774 | Rate Constraint in MTons | FALSE | L | Annual | Rate | lb/MWh | 0 | 0 | 881.8466 | 881.8466 | 0 | 0 | 0
IL Climate ParentID 1586- CO2 Cap Annual v6.20 | 354 | 7774 | Rate Constraint in MTons | FALSE | L | Annual | Constraint Shadow Price | US2022$/Ton | 0 | 0 | 0 | 0 | 0 | 0 | 0
IL Climate ParentID 1706- CO2 Cap Annual v6.20 | 355 | 7775 | Rate Constraint in MTons | FALSE | L | Annual | Seasons Included | Seasons | Winter, Spring, Summer, Fall | Winter, Spring, Summer, Fall | Winter, Spring, Summer, Fall | Winter, Spring, Summer, Fall | Winter, Spring, Summer, Fall | Winter, Spring, Summer, Fall | Winter, Spring, Summer, Fall
IL Climate ParentID 1706- CO2 Cap Annual v6.20 | 355 | 7775 | Rate Constraint in MTons | FALSE | L | Annual | Standard CO2 | Thousand Tons | NA | NA | 336.292 | 336.292 | 336.292 | 336.292 | 336.292
IL Climate ParentID 1706- CO2 Cap Annual v6.20 | 355 | 7775 | Rate Constraint in MTons | FALSE | L | Annual | Emissions at Affected Plants CO2 | Thousand Tons | 0 | 0 | 336.292 | 336.292 | 0 | 0 | 0
IL Climate ParentID 1706- CO2 Cap Annual v6.20 | 355 | 7775 | Rate Constraint in MTons | FALSE | L | Annual | Allowances Purchased CO2 | Thousand Tons | 0 | 0 | 0 | 0 | 0 | 0 | 0
IL Climate ParentID 1706- CO2 Cap Annual v6.20 | 355 | 7775 | Rate Constraint in MTons | FALSE | L | Annual | Allowances Sold CO2 | Thousand Tons | 0 | 0 | 0 | 0 | 0 | 0 | 0
IL Climate ParentID 1706- CO2 Cap Annual v6.20 | 355 | 7775 | Rate Constraint in MTons | FALSE | L | Annual | Allowances Banked | Thousand Tons | 0 | 0 | 0 | 0 | 0 | 0 | 0
IL Climate ParentID 1706- CO2 Cap Annual v6.20 | 355 | 7775 | Rate Constraint in MTons | FALSE | L | Annual | Allowances Withdrawn (1:1) | Thousand Tons | 0 | 0 | 0 | 0 | 0 | 0 | 0
IL Climate ParentID 1706- CO2 Cap Annual v6.20 | 355 | 7775 | Rate Constraint in MTons | FALSE | L | Annual | Allowances Withdrawn (n:1) | Thousand Tons | 0 | 0 | 0 | 0 | 0 | 0 | 0
IL Climate ParentID 1706- CO2 Cap Annual v6.20 | 355 | 7775 | Rate Constraint in MTons | FALSE | L | Annual | Net Emissions Allowance Position | Thousand Tons | 0 | 0 | 336.292 | 336.292 | 0 | 0 | 0
IL Climate ParentID 1706- CO2 Cap Annual v6.20 | 355 | 7775 | Rate Constraint in MTons | FALSE | L | Annual | Fuel Consumed | TBtu | 0 | 0 | 5.7447 | 5.7447 | 0 | 0 | 0
IL Climate ParentID 1706- CO2 Cap Annual v6.20 | 355 | 7775 | Rate Constraint in MTons | FALSE | L | Annual | Rate | lb/MMBtu | 0 | 0 | 117.08 | 117.08 | 0 | 0 | 0
IL Climate ParentID 1706- CO2 Cap Annual v6.20 | 355 | 7775 | Rate Constraint in MTons | FALSE | L | Annual | Generation | TWh | 0 | 0 | 0.74761 | 0.74761 | 0 | 0 | 0
IL Climate ParentID 1706- CO2 Cap Annual v6.20 | 355 | 7775 | Rate Constraint in MTons | FALSE | L | Annual | Qualifying Generation | TWh | 0 | 0 | 0.74761 | 0.74761 | 0 | 0 | 0
IL Climate ParentID 1706- CO2 Cap Annual v6.20 | 355 | 7775 | Rate Constraint in MTons | FALSE | L | Annual | Rate | lb/MWh | 0 | 0 | 899.6427 | 899.6427 | 0 | 0 | 0
IL Climate ParentID 1706- CO2 Cap Annual v6.20 | 355 | 7775 | Rate Constraint in MTons | FALSE | L | Annual | Constraint Shadow Price | US2022$/Ton | 0 | 0 | 7.6418 | 2.455 | 0 | 0 | 0
IL Climate ParentID 1707- CO2 Cap Annual v6.20 | 356 | 7776 | Rate Constraint in MTons | FALSE | L | Annual | Seasons Included | Seasons | Winter, Spring, Summer, Fall | Winter, Spring, Summer, Fall | Winter, Spring, Summer, Fall | Winter, Spring, Summer, Fall | Winter, Spring, Summer, Fall | Winter, Spring, Summer, Fall | Winter, Spring, Summer, Fall
IL Climate ParentID 1707- CO2 Cap Annual v6.20 | 356 | 7776 | Rate Constraint in MTons | FALSE | L | Annual | Standard CO2 | Thousand Tons | NA | NA | 246.9432 | 246.9432 | 246.9432 | 246.9432 | 246.9432
IL Climate ParentID 1707- CO2 Cap Annual v6.20 | 356 | 7776 | Rate Constraint in MTons | FALSE | L | Annual | Emissions at Affected Plants CO2 | Thousand Tons | 0 | 0 | 0 | 0 | 0 | 0 | 0
IL Climate ParentID 1707- CO2 Cap Annual v6.20 | 356 | 7776 | Rate Constraint in MTons | FALSE | L | Annual | Allowances Purchased CO2 | Thousand Tons | 0 | 0 | 0 | 0 | 0 | 0 | 0
IL Climate ParentID 1707- CO2 Cap Annual v6.20 | 356 | 7776 | Rate Constraint in MTons | FALSE | L | Annual | Allowances Sold CO2 | Thousand Tons | 0 | 0 | 0 | 0 | 0 | 0 | 0
IL Climate ParentID 1707- CO2 Cap Annual v6.20 | 356 | 7776 | Rate Constraint in MTons | FALSE | L | Annual | Allowances Banked | Thousand Tons | 0 | 0 | 0 | 0 | 0 | 0 | 0
IL Climate ParentID 1707- CO2 Cap Annual v6.20 | 356 | 7776 | Rate Constraint in MTons | FALSE | L | Annual | Allowances Withdrawn (1:1) | Thousand Tons | 0 | 0 | 0 | 0 | 0 | 0 | 0
IL Climate ParentID 1707- CO2 Cap Annual v6.20 | 356 | 7776 | Rate Constraint in MTons | FALSE | L | Annual | Allowances Withdrawn (n:1) | Thousand Tons | 0 | 0 | 0 | 0 | 0 | 0 | 0
IL Climate ParentID 1707- CO2 Cap Annual v6.20 | 356 | 7776 | Rate Constraint in MTons | FALSE | L | Annual | Net Emissions Allowance Position | Thousand Tons | 0 | 0 | 0 | 0 | 0 | 0 | 0
IL Climate ParentID 1707- CO2 Cap Annual v6.20 | 356 | 7776 | Rate Constraint in MTons | FALSE | L | Annual | Fuel Consumed | TBtu | 0 | 0 | 0 | 0 | 0 | 0 | 0
IL Climate ParentID 1707- CO2 Cap Annual v6.20 | 356 | 7776 | Rate Constraint in MTons | FALSE | L | Annual | Rate | lb/MMBtu | 0 | 0 | 0 | 0 | 0 | 0 | 0
IL Climate ParentID 1707- CO2 Cap Annual v6.20 | 356 | 7776 | Rate Constraint in MTons | FALSE | L | Annual | Generation | TWh | 0 | 0 | 0 | 0 | 0 | 0 | 0
IL Climate ParentID 1707- CO2 Cap Annual v6.20 | 356 | 7776 | Rate Constraint in MTons | FALSE | L | Annual | Qualifying Generation | TWh | 0 | 0 | 0 | 0 | 0 | 0 | 0
IL Climate ParentID 1707- CO2 Cap Annual v6.20 | 356 | 7776 | Rate Constraint in MTons | FALSE | L | Annual | Rate | lb/MWh | 0 | 0 | 0 | 0 | 0 | 0 | 0
IL Climate ParentID 1707- CO2 Cap Annual v6.20 | 356 | 7776 | Rate Constraint in MTons | FALSE | L | Annual | Constraint Shadow Price | US2022$/Ton | 0 | 0 | 0 | 0 | 0 | 0 | 0
IL Climate ParentID 2571- CO2 Cap Annual v6.20 | 357 | 7782 | Rate Constraint in MTons | FALSE | L | Annual | Seasons Included | Seasons | Winter, Spring, Summer, Fall | Winter, Spring, Summer, Fall | Winter, Spring, Summer, Fall | Winter, Spring, Summer, Fall | Winter, Spring, Summer, Fall | Winter, Spring, Summer, Fall | Winter, Spring, Summer, Fall
IL Climate ParentID 2571- CO2 Cap Annual v6.20 | 357 | 7782 | Rate Constraint in MTons | FALSE | L | Annual | Standard CO2 | Thousand Tons | NA | NA | 555.3467 | 555.3467 | 555.3467 | 555.3467 | 555.3467
IL Climate ParentID 2571- CO2 Cap Annual v6.20 | 357 | 7782 | Rate Constraint in MTons | FALSE | L | Annual | Emissions at Affected Plants CO2 | Thousand Tons | 0 | 0 | 159.7145 | 159.7145 | 0 | 0 | 0
IL Climate ParentID 2571- CO2 Cap Annual v6.20 | 357 | 7782 | Rate Constraint in MTons | FALSE | L | Annual | Allowances Purchased CO2 | Thousand Tons | 0 | 0 | 0 | 0 | 0 | 0 | 0
IL Climate ParentID 2571- CO2 Cap Annual v6.20 | 357 | 7782 | Rate Constraint in MTons | FALSE | L | Annual | Allowances Sold CO2 | Thousand Tons | 0 | 0 | 0 | 0 | 0 | 0 | 0
IL Climate ParentID 2571- CO2 Cap Annual v6.20 | 357 | 7782 | Rate Constraint in MTons | FALSE | L | Annual | Allowances Banked | Thousand Tons | 0 | 0 | 0 | 0 | 0 | 0 | 0
IL Climate ParentID 2571- CO2 Cap Annual v6.20 | 357 | 7782 | Rate Constraint in MTons | FALSE | L | Annual | Allowances Withdrawn (1:1) | Thousand Tons | 0 | 0 | 0 | 0 | 0 | 0 | 0
IL Climate ParentID 2571- CO2 Cap Annual v6.20 | 357 | 7782 | Rate Constraint in MTons | FALSE | L | Annual | Allowances Withdrawn (n:1) | Thousand Tons | 0 | 0 | 0 | 0 | 0 | 0 | 0
IL Climate ParentID 2571- CO2 Cap Annual v6.20 | 357 | 7782 | Rate Constraint in MTons | FALSE | L | Annual | Net Emissions Allowance Position | Thousand Tons | 0 | 0 | 159.7145 | 159.7145 | 0 | 0 | 0
IL Climate ParentID 2571- CO2 Cap Annual v6.20 | 357 | 7782 | Rate Constraint in MTons | FALSE | L | Annual | Fuel Consumed | TBtu | 0 | 0 | 15.5013 | 15.5013 | 0 | 0 | 0
IL Climate ParentID 2571- CO2 Cap Annual v6.20 | 357 | 7782 | Rate Constraint in MTons | FALSE | L | Annual | Rate | lb/MMBtu | 0 | 0 | 20.6066 | 20.6066 | 0 | 0 | 0
IL Climate ParentID 2571- CO2 Cap Annual v6.20 | 357 | 7782 | Rate Constraint in MTons | FALSE | L | Annual | Generation | TWh | 0 | 0 | 0.87838 | 0.87838 | 0 | 0 | 0
IL Climate ParentID 2571- CO2 Cap Annual v6.20 | 357 | 7782 | Rate Constraint in MTons | FALSE | L | Annual | Qualifying Generation | TWh | 0 | 0 | 0.87838 | 0.87838 | 0 | 0 | 0
IL Climate ParentID 2571- CO2 Cap Annual v6.20 | 357 | 7782 | Rate Constraint in MTons | FALSE | L | Annual | Rate | lb/MWh | 0 | 0 | 363.6585 | 363.6585 | 0 | 0 | 0
IL Climate ParentID 2571- CO2 Cap Annual v6.20 | 357 | 7782 | Rate Constraint in MTons | FALSE | L | Annual | Constraint Shadow Price | US2022$/Ton | 0 | 0 | 0 | 0 | 0 | 0 | 0
IL Climate ParentID 311- CO2 Cap Annual v6.20 | 358 | 7744 | Rate Constraint in MTons | FALSE | L | Annual | Seasons Included | Seasons | Winter, Spring, Summer, Fall | Winter, Spring, Summer, Fall | Winter, Spring, Summer, Fall | Winter, Spring, Summer, Fall | Winter, Spring, Summer, Fall | Winter, Spring, Summer, Fall | Winter, Spring, Summer, Fall
IL Climate ParentID 311- CO2 Cap Annual v6.20 | 358 | 7744 | Rate Constraint in MTons | FALSE | L | Annual | Standard CO2 | Thousand Tons | NA | NA | 194.7601 | 194.7601 | 194.7601 | 194.7601 | 194.7601
IL Climate ParentID 311- CO2 Cap Annual v6.20 | 358 | 7744 | Rate Constraint in MTons | FALSE | L | Annual | Emissions at Affected Plants CO2 | Thousand Tons | 0 | 0 | 28.2052 | 0.093098 | 0 | 0 | 0
IL Climate ParentID 311- CO2 Cap Annual v6.20 | 358 | 7744 | Rate Constraint in MTons | FALSE | L | Annual | Allowances Purchased CO2 | Thousand Tons | 0 | 0 | 0 | 0 | 0 | 0 | 0
IL Climate ParentID 311- CO2 Cap Annual v6.20 | 358 | 7744 | Rate Constraint in MTons | FALSE | L | Annual | Allowances Sold CO2 | Thousand Tons | 0 | 0 | 0 | 0 | 0 | 0 | 0
IL Climate ParentID 311- CO2 Cap Annual v6.20 | 358 | 7744 | Rate Constraint in MTons | FALSE | L | Annual | Allowances Banked | Thousand Tons | 0 | 0 | 0 | 0 | 0 | 0 | 0
IL Climate ParentID 311- CO2 Cap Annual v6.20 | 358 | 7744 | Rate Constraint in MTons | FALSE | L | Annual | Allowances Withdrawn (1:1) | Thousand Tons | 0 | 0 | 0 | 0 | 0 | 0 | 0
IL Climate ParentID 311- CO2 Cap Annual v6.20 | 358 | 7744 | Rate Constraint in MTons | FALSE | L | Annual | Allowances Withdrawn (n:1) | Thousand Tons | 0 | 0 | 0 | 0 | 0 | 0 | 0
IL Climate ParentID 311- CO2 Cap Annual v6.20 | 358 | 7744 | Rate Constraint in MTons | FALSE | L | Annual | Net Emissions Allowance Position | Thousand Tons | 0 | 0 | 28.2052 | 0.093098 | 0 | 0 | 0
IL Climate ParentID 311- CO2 Cap Annual v6.20 | 358 | 7744 | Rate Constraint in MTons | FALSE | L | Annual | Fuel Consumed | TBtu | 0 | 0 | 0.48181 | 0.0015903 | 0 | 0 | 0
IL Climate ParentID 311- CO2 Cap Annual v6.20 | 358 | 7744 | Rate Constraint in MTons | FALSE | L | Annual | Rate | lb/MMBtu | 0 | 0 | 117.08 | 117.08 | 0 | 0 | 0
IL Climate ParentID 311- CO2 Cap Annual v6.20 | 358 | 7744 | Rate Constraint in MTons | FALSE | L | Annual | Generation | TWh | 0 | 0 | 0.04484 | 0.00014801 | 0 | 0 | 0
IL Climate ParentID 311- CO2 Cap Annual v6.20 | 358 | 7744 | Rate Constraint in MTons | FALSE | L | Annual | Qualifying Generation | TWh | 0 | 0 | 0.04484 | 0.00014801 | 0 | 0 | 0
IL Climate ParentID 311- CO2 Cap Annual v6.20 | 358 | 7744 | Rate Constraint in MTons | FALSE | L | Annual | Rate | lb/MWh | 0 | 0 | 1258.0246 | 1258.0246 | 0 | 0 | 0
IL Climate ParentID 311- CO2 Cap Annual v6.20 | 358 | 7744 | Rate Constraint in MTons | FALSE | L | Annual | Constraint Shadow Price | US2022$/Ton | 0 | 0 | 0 | 0 | 0 | 0 | 0
IL Climate ParentID 320- CO2 Cap Annual v6.20 | 359 | 7745 | Rate Constraint in MTons | FALSE | L | Annual | Seasons Included | Seasons | Winter, Spring, Summer, Fall | Winter, Spring, Summer, Fall | Winter, Spring, Summer, Fall | Winter, Spring, Summer, Fall | Winter, Spring, Summer, Fall | Winter, Spring, Summer, Fall | Winter, Spring, Summer, Fall
IL Climate ParentID 320- CO2 Cap Annual v6.20 | 359 | 7745 | Rate Constraint in MTons | FALSE | L | Annual | Standard CO2 | Thousand Tons | NA | NA | 112.2207 | 112.2207 | 112.2207 | 112.2207 | 112.2207
IL Climate ParentID 320- CO2 Cap Annual v6.20 | 359 | 7745 | Rate Constraint in MTons | FALSE | L | Annual | Emissions at Affected Plants CO2 | Thousand Tons | 0 | 0 | 72.9693 | 0 | 0 | 0 | 0
IL Climate ParentID 320- CO2 Cap Annual v6.20 | 359 | 7745 | Rate Constraint in MTons | FALSE | L | Annual | Allowances Purchased CO2 | Thousand Tons | 0 | 0 | 0 | 0 | 0 | 0 | 0
IL Climate ParentID 320- CO2 Cap Annual v6.20 | 359 | 7745 | Rate Constraint in MTons | FALSE | L | Annual | Allowances Sold CO2 | Thousand Tons | 0 | 0 | 0 | 0 | 0 | 0 | 0
IL Climate ParentID 320- CO2 Cap Annual v6.20 | 359 | 7745 | Rate Constraint in MTons | FALSE | L | Annual | Allowances Banked | Thousand Tons | 0 | 0 | 0 | 0 | 0 | 0 | 0
IL Climate ParentID 320- CO2 Cap Annual v6.20 | 359 | 7745 | Rate Constraint in MTons | FALSE | L | Annual | Allowances Withdrawn (1:1) | Thousand Tons | 0 | 0 | 0 | 0 | 0 | 0 | 0
IL Climate ParentID 320- CO2 Cap Annual v6.20 | 359 | 7745 | Rate Constraint in MTons | FALSE | L | Annual | Allowances Withdrawn (n:1) | Thousand Tons | 0 | 0 | 0 | 0 | 0 | 0 | 0
IL Climate ParentID 320- CO2 Cap Annual v6.20 | 359 | 7745 | Rate Constraint in MTons | FALSE | L | Annual | Net Emissions Allowance Position | Thousand Tons | 0 | 0 | 72.9693 | 0 | 0 | 0 | 0
IL Climate ParentID 320- CO2 Cap Annual v6.20 | 359 | 7745 | Rate Constraint in MTons | FALSE | L | Annual | Fuel Consumed | TBtu | 0 | 0 | 1.2465 | 0 | 0 | 0 | 0
IL Climate ParentID 320- CO2 Cap Annual v6.20 | 359 | 7745 | Rate Constraint in MTons | FALSE | L | Annual | Rate | lb/MMBtu | 0 | 0 | 117.08 | 0 | 0 | 0 | 0
IL Climate ParentID 320- CO2 Cap Annual v6.20 | 359 | 7745 | Rate Constraint in MTons | FALSE | L | Annual | Generation | TWh | 0 | 0 | 0.10972 | 0 | 0 | 0 | 0
IL Climate ParentID 320- CO2 Cap Annual v6.20 | 359 | 7745 | Rate Constraint in MTons | FALSE | L | Annual | Qualifying Generation | TWh | 0 | 0 | 0.10972 | 0 | 0 | 0 | 0
IL Climate ParentID 320- CO2 Cap Annual v6.20 | 359 | 7745 | Rate Constraint in MTons | FALSE | L | Annual | Rate | lb/MWh | 0 | 0 | 1330.1459 | 0 | 0 | 0 | 0
IL Climate ParentID 320- CO2 Cap Annual v6.20 | 359 | 7745 | Rate Constraint in MTons | FALSE | L | Annual | Constraint Shadow Price | US2022$/Ton | 0 | 0 | 0 | 0 | 0 | 0 | 0
IL Climate ParentID 321- CO2 Cap Annual v6.20 | 360 | 7746 | Rate Constraint in MTons | FALSE | L | Annual | Seasons Included | Seasons | Winter, Spring, Summer, Fall | Winter, Spring, Summer, Fall | Winter, Spring, Summer, Fall | Winter, Spring, Summer, Fall | Winter, Spring, Summer, Fall | Winter, Spring, Summer, Fall | Winter, Spring, Summer, Fall
IL Climate ParentID 321- CO2 Cap Annual v6.20 | 360 | 7746 | Rate Constraint in MTons | FALSE | L | Annual | Standard CO2 | Thousand Tons | NA | NA | 212.9442 | 212.9442 | 212.9442 | 212.9442 | 212.9442
IL Climate ParentID 321- CO2 Cap Annual v6.20 | 360 | 7746 | Rate Constraint in MTons | FALSE | L | Annual | Emissions at Affected Plants CO2 | Thousand Tons | 0 | 0 | 141.5362 | 4.1165 | 0 | 0 | 0
IL Climate ParentID 321- CO2 Cap Annual v6.20 | 360 | 7746 | Rate Constraint in MTons | FALSE | L | Annual | Allowances Purchased CO2 | Thousand Tons | 0 | 0 | 0 | 0 | 0 | 0 | 0
IL Climate ParentID 321- CO2 Cap Annual v6.20 | 360 | 7746 | Rate Constraint in MTons | FALSE | L | Annual | Allowances Sold CO2 | Thousand Tons | 0 | 0 | 0 | 0 | 0 | 0 | 0
IL Climate ParentID 321- CO2 Cap Annual v6.20 | 360 | 7746 | Rate Constraint in MTons | FALSE | L | Annual | Allowances Banked | Thousand Tons | 0 | 0 | 0 | 0 | 0 | 0 | 0
IL Climate ParentID 321- CO2 Cap Annual v6.20 | 360 | 7746 | Rate Constraint in MTons | FALSE | L | Annual | Allowances Withdrawn (1:1) | Thousand Tons | 0 | 0 | 0 | 0 | 0 | 0 | 0
IL Climate ParentID 321- CO2 Cap Annual v6.20 | 360 | 7746 | Rate Constraint in MTons | FALSE | L | Annual | Allowances Withdrawn (n:1) | Thousand Tons | 0 | 0 | 0 | 0 | 0 | 0 | 0
IL Climate ParentID 321- CO2 Cap Annual v6.20 | 360 | 7746 | Rate Constraint in MTons | FALSE | L | Annual | Net Emissions Allowance Position | Thousand Tons | 0 | 0 | 141.5362 | 4.1165 | 0 | 0 | 0
IL Climate ParentID 321- CO2 Cap Annual v6.20 | 360 | 7746 | Rate Constraint in MTons | FALSE | L | Annual | Fuel Consumed | TBtu | 0 | 0 | 2.4178 | 0.07032 | 0 | 0 | 0
IL Climate ParentID 321- CO2 Cap Annual v6.20 | 360 | 7746 | Rate Constraint in MTons | FALSE | L | Annual | Rate | lb/MMBtu | 0 | 0 | 117.08 | 117.08 | 0 | 0 | 0
IL Climate ParentID 321- CO2 Cap Annual v6.20 | 360 | 7746 | Rate Constraint in MTons | FALSE | L | Annual | Generation | TWh | 0 | 0 | 0.22404 | 0.0065146 | 0 | 0 | 0
IL Climate ParentID 321- CO2 Cap Annual v6.20 | 360 | 7746 | Rate Constraint in MTons | FALSE | L | Annual | Qualifying Generation | TWh | 0 | 0 | 0.22404 | 0.0065146 | 0 | 0 | 0
IL Climate ParentID 321- CO2 Cap Annual v6.20 | 360 | 7746 | Rate Constraint in MTons | FALSE | L | Annual | Rate | lb/MWh | 0 | 0 | 1263.5166 | 1263.7758 | 0 | 0 | 0
IL Climate ParentID 321- CO2 Cap Annual v6.20 | 360 | 7746 | Rate Constraint in MTons | FALSE | L | Annual | Constraint Shadow Price | US2022$/Ton | 0 | 0 | 0 | 0 | 0 | 0 | 0
IL Climate ParentID 322- CO2 Cap Annual v6.20 | 361 | 7747 | Rate Constraint in MTons | FALSE | L | Annual | Seasons Included | Seasons | Winter, Spring, Summer, Fall | Winter, Spring, Summer, Fall | Winter, Spring, Summer, Fall | Winter, Spring, Summer, Fall | Winter, Spring, Summer, Fall | Winter, Spring, Summer, Fall | Winter, Spring, Summer, Fall
IL Climate ParentID 322- CO2 Cap Annual v6.20 | 361 | 7747 | Rate Constraint in MTons | FALSE | L | Annual | Standard CO2 | Thousand Tons | NA | NA | 4.4657 | 4.4657 | 4.4657 | 4.4657 | 4.4657
IL Climate ParentID 322- CO2 Cap Annual v6.20 | 361 | 7747 | Rate Constraint in MTons | FALSE | L | Annual | Emissions at Affected Plants CO2 | Thousand Tons | 0 | 0 | 4.4657 | 1.3812 | 0 | 0 | 0
IL Climate ParentID 322- CO2 Cap Annual v6.20 | 361 | 7747 | Rate Constraint in MTons | FALSE | L | Annual | Allowances Purchased CO2 | Thousand Tons | 0 | 0 | 0 | 0 | 0 | 0 | 0
IL Climate ParentID 322- CO2 Cap Annual v6.20 | 361 | 7747 | Rate Constraint in MTons | FALSE | L | Annual | Allowances Sold CO2 | Thousand Tons | 0 | 0 | 0 | 0 | 0 | 0 | 0
IL Climate ParentID 322- CO2 Cap Annual v6.20 | 361 | 7747 | Rate Constraint in MTons | FALSE | L | Annual | Allowances Banked | Thousand Tons | 0 | 0 | 0 | 0 | 0 | 0 | 0
IL Climate ParentID 322- CO2 Cap Annual v6.20 | 361 | 7747 | Rate Constraint in MTons | FALSE | L | Annual | Allowances Withdrawn (1:1) | Thousand Tons | 0 | 0 | 0 | 0 | 0 | 0 | 0
IL Climate ParentID 322- CO2 Cap Annual v6.20 | 361 | 7747 | Rate Constraint in MTons | FALSE | L | Annual | Allowances Withdrawn (n:1) | Thousand Tons | 0 | 0 | 0 | 0 | 0 | 0 | 0
IL Climate ParentID 322- CO2 Cap Annual v6.20 | 361 | 7747 | Rate Constraint in MTons | FALSE | L | Annual | Net Emissions Allowance Position | Thousand Tons | 0 | 0 | 4.4657 | 1.3812 | 0 | 0 | 0
IL Climate ParentID 322- CO2 Cap Annual v6.20 | 361 | 7747 | Rate Constraint in MTons | FALSE | L | Annual | Fuel Consumed | TBtu | 0 | 0 | 0.076284 | 0.023595 | 0 | 0 | 0
IL Climate ParentID 322- CO2 Cap Annual v6.20 | 361 | 7747 | Rate Constraint in MTons | FALSE | L | Annual | Rate | lb/MMBtu | 0 | 0 | 117.08 | 117.08 | 0 | 0 | 0
IL Climate ParentID 322- CO2 Cap Annual v6.20 | 361 | 7747 | Rate Constraint in MTons | FALSE | L | Annual | Generation | TWh | 0 | 0 | 0.0070995 | 0.0021959 | 0 | 0 | 0
IL Climate ParentID 322- CO2 Cap Annual v6.20 | 361 | 7747 | Rate Constraint in MTons | FALSE | L | Annual | Qualifying Generation | TWh | 0 | 0 | 0.0070995 | 0.0021959 | 0 | 0 | 0
IL Climate ParentID 322- CO2 Cap Annual v6.20 | 361 | 7747 | Rate Constraint in MTons | FALSE | L | Annual | Rate | lb/MWh | 0 | 0 | 1258.0246 | 1258.0246 | 0 | 0 | 0
IL Climate ParentID 322- CO2 Cap Annual v6.20 | 361 | 7747 | Rate Constraint in MTons | FALSE | L | Annual | Constraint Shadow Price | US2022$/Ton | 0 | 0 | 7.255 | 0 | 0 | 0 | 0
IL Climate ParentID 323- CO2 Cap Annual v6.20 | 362 | 7748 | Rate Constraint in MTons | FALSE | L | Annual | Seasons Included | Seasons | Winter, Spring, Summer, Fall | Winter, Spring, Summer, Fall | Winter, Spring, Summer, Fall | Winter, Spring, Summer, Fall | Winter, Spring, Summer, Fall | Winter, Spring, Summer, Fall | Winter, Spring, Summer, Fall
IL Climate ParentID 323- CO2 Cap Annual v6.20 | 362 | 7748 | Rate Constraint in MTons | FALSE | L | Annual | Standard CO2 | Thousand Tons | NA | NA | 48.0539 | 48.0539 | 48.0539 | 48.0539 | 48.0539
IL Climate ParentID 323- CO2 Cap Annual v6.20 | 362 | 7748 | Rate Constraint in MTons | FALSE | L | Annual | Emissions at Affected Plants CO2 | Thousand Tons | 0 | 0 | 19.7543 | 0.21077 | 0 | 0 | 0
IL Climate ParentID 323- CO2 Cap Annual v6.20 | 362 | 7748 | Rate Constraint in MTons | FALSE | L | Annual | Allowances Purchased CO2 | Thousand Tons | 0 | 0 | 0 | 0 | 0 | 0 | 0
IL Climate ParentID 323- CO2 Cap Annual v6.20 | 362 | 7748 | Rate Constraint in MTons | FALSE | L | Annual | Allowances Sold CO2 | Thousand Tons | 0 | 0 | 0 | 0 | 0 | 0 | 0
IL Climate ParentID 323- CO2 Cap Annual v6.20 | 362 | 7748 | Rate Constraint in MTons | FALSE | L | Annual | Allowances Banked | Thousand Tons | 0 | 0 | 0 | 0 | 0 | 0 | 0
IL Climate ParentID 323- CO2 Cap Annual v6.20 | 362 | 7748 | Rate Constraint in MTons | FALSE | L | Annual | Allowances Withdrawn (1:1) | Thousand Tons | 0 | 0 | 0 | 0 | 0 | 0 | 0
IL Climate ParentID 323- CO2 Cap Annual v6.20 | 362 | 7748 | Rate Constraint in MTons | FALSE | L | Annual | Allowances Withdrawn (n:1) | Thousand Tons | 0 | 0 | 0 | 0 | 0 | 0 | 0
IL Climate ParentID 323- CO2 Cap Annual v6.20 | 362 | 7748 | Rate Constraint in MTons | FALSE | L | Annual | Net Emissions Allowance Position | Thousand Tons | 0 | 0 | 19.7543 | 0.21077 | 0 | 0 | 0
IL Climate ParentID 323- CO2 Cap Annual v6.20 | 362 | 7748 | Rate Constraint in MTons | FALSE | L | Annual | Fuel Consumed | TBtu | 0 | 0 | 0.33745 | 0.0036005 | 0 | 0 | 0
IL Climate ParentID 323- CO2 Cap Annual v6.20 | 362 | 7748 | Rate Constraint in MTons | FALSE | L | Annual | Rate | lb/MMBtu | 0 | 0 | 117.08 | 117.08 | 0 | 0 | 0
IL Climate ParentID 323- CO2 Cap Annual v6.20 | 362 | 7748 | Rate Constraint in MTons | FALSE | L | Annual | Generation | TWh | 0 | 0 | 0.03072 | 0.00032778 | 0 | 0 | 0
IL Climate ParentID 323- CO2 Cap Annual v6.20 | 362 | 7748 | Rate Constraint in MTons | FALSE | L | Annual | Qualifying Generation | TWh | 0 | 0 | 0.03072 | 0.00032778 | 0 | 0 | 0
IL Climate ParentID 323- CO2 Cap Annual v6.20 | 362 | 7748 | Rate Constraint in MTons | FALSE | L | Annual | Rate | lb/MWh | 0 | 0 | 1286.0648 | 1286.0648 | 0 | 0 | 0
IL Climate ParentID 323- CO2 Cap Annual v6.20 | 362 | 7748 | Rate Constraint in MTons | FALSE | L | Annual | Constraint Shadow Price | US2022$/Ton | 0 | 0 | 0 | 0 | 0 | 0 | 0
IL Climate ParentID 324- CO2 Cap Annual v6.20 | 363 | 7749 | Rate Constraint in MTons | FALSE | L | Annual | Seasons Included | Seasons | Winter, Spring, Summer, Fall | Winter, Spring, Summer, Fall | Winter, Spring, Summer, Fall | Winter, Spring, Summer, Fall | Winter, Spring, Summer, Fall | Winter, Spring, Summer, Fall | Winter, Spring, Summer, Fall
IL Climate ParentID 324- CO2 Cap Annual v6.20 | 363 | 7749 | Rate Constraint in MTons | FALSE | L | Annual | Standard CO2 | Thousand Tons | NA | NA | 28.5974 | 28.5974 | 28.5974 | 28.5974 | 28.5974
IL Climate ParentID 324- CO2 Cap Annual v6.20 | 363 | 7749 | Rate Constraint in MTons | FALSE | L | Annual | Emissions at Affected Plants CO2 | Thousand Tons | 0 | 0 | 28.5974 | 0.75859 | 0 | 0 | 0
IL Climate ParentID 324- CO2 Cap Annual v6.20 | 363 | 7749 | Rate Constraint in MTons | FALSE | L | Annual | Allowances Purchased CO2 | Thousand Tons | 0 | 0 | 0 | 0 | 0 | 0 | 0
IL Climate ParentID 324- CO2 Cap Annual v6.20 | 363 | 7749 | Rate Constraint in MTons | FALSE | L | Annual | Allowances Sold CO2 | Thousand Tons | 0 | 0 | 0 | 0 | 0 | 0 | 0
IL Climate ParentID 324- CO2 Cap Annual v6.20 | 363 | 7749 | Rate Constraint in MTons | FALSE | L | Annual | Allowances Banked | Thousand Tons | 0 | 0 | 0 | 0 | 0 | 0 | 0
IL Climate ParentID 324- CO2 Cap Annual v6.20 | 363 | 7749 | Rate Constraint in MTons | FALSE | L | Annual | Allowances Withdrawn (1:1) | Thousand Tons | 0 | 0 | 0 | 0 | 0 | 0 | 0
IL Climate ParentID 324- CO2 Cap Annual v6.20 | 363 | 7749 | Rate Constraint in MTons | FALSE | L | Annual | Allowances Withdrawn (n:1) | Thousand Tons | 0 | 0 | 0 | 0 | 0 | 0 | 0
IL Climate ParentID 324- CO2 Cap Annual v6.20 | 363 | 7749 | Rate Constraint in MTons | FALSE | L | Annual | Net Emissions Allowance Position | Thousand Tons | 0 | 0 | 28.5974 | 0.75859 | 0 | 0 | 0
IL Climate ParentID 324- CO2 Cap Annual v6.20 | 363 | 7749 | Rate Constraint in MTons | FALSE | L | Annual | Fuel Consumed | TBtu | 0 | 0 | 0.48851 | 0.012959 | 0 | 0 | 0
IL Climate ParentID 324- CO2 Cap Annual v6.20 | 363 | 7749 | Rate Constraint in MTons | FALSE | L | Annual | Rate | lb/MMBtu | 0 | 0 | 117.08 | 117.08 | 0 | 0 | 0
IL Climate ParentID 324- CO2 Cap Annual v6.20 | 363 | 7749 | Rate Constraint in MTons | FALSE | L | Annual | Generation | TWh | 0 | 0 | 0.045464 | 0.001206 | 0 | 0 | 0
IL Climate ParentID 324- CO2 Cap Annual v6.20 | 363 | 7749 | Rate Constraint in MTons | FALSE | L | Annual | Qualifying Generation | TWh | 0 | 0 | 0.045464 | 0.001206 | 0 | 0 | 0
IL Climate ParentID 324- CO2 Cap Annual v6.20 | 363 | 7749 | Rate Constraint in MTons | FALSE | L | Annual | Rate | lb/MWh | 0 | 0 | 1258.0246 | 1258.0246 | 0 | 0 | 0
IL Climate ParentID 324- CO2 Cap Annual v6.20 | 363 | 7749 | Rate Constraint in MTons | FALSE | L | Annual | Constraint Shadow Price | US2022$/Ton | 0 | 0 | 0.18412 | 0 | 0 | 0 | 0
IL Climate ParentID 325- CO2 Cap Annual v6.20 | 364 | 7750 | Rate Constraint in MTons | FALSE | L | Annual | Seasons Included | Seasons | Winter, Spring, Summer, Fall | Winter, Spring, Summer, Fall | Winter, Spring, Summer, Fall | Winter, Spring, Summer, Fall | Winter, Spring, Summer, Fall | Winter, Spring, Summer, Fall | Winter, Spring, Summer, Fall
IL Climate ParentID 325- CO2 Cap Annual v6.20 | 364 | 7750 | Rate Constraint in MTons | FALSE | L | Annual | Standard CO2 | Thousand Tons | NA | NA | 19.5472 | 19.5472 | 19.5472 | 19.5472 | 19.5472
IL Climate ParentID 325- CO2 Cap Annual v6.20 | 364 | 7750 | Rate Constraint in MTons | FALSE | L | Annual | Emissions at Affected Plants CO2 | Thousand Tons | 0 | 0 | 3.4308 | 0 | 0 | 0 | 0
IL Climate ParentID 325- CO2 Cap Annual v6.20 | 364 | 7750 | Rate Constraint in MTons | FALSE | L | Annual | Allowances Purchased CO2 | Thousand Tons | 0 | 0 | 0 | 0 | 0 | 0 | 0
IL Climate ParentID 325- CO2 Cap Annual v6.20 | 364 | 7750 | Rate Constraint in MTons | FALSE | L | Annual | Allowances Sold CO2 | Thousand Tons | 0 | 0 | 0 | 0 | 0 | 0 | 0
IL Climate ParentID 325- CO2 Cap Annual v6.20 | 364 | 7750 | Rate Constraint in MTons | FALSE | L | Annual | Allowances Banked | Thousand Tons | 0 | 0 | 0 | 0 | 0 | 0 | 0
IL Climate ParentID 325- CO2 Cap Annual v6.20 | 364 | 7750 | Rate Constraint in MTons | FALSE | L | Annual | Allowances Withdrawn (1:1) | Thousand Tons | 0 | 0 | 0 | 0 | 0 | 0 | 0
IL Climate ParentID 325- CO2 Cap Annual v6.20 | 364 | 7750 | Rate Constraint in MTons | FALSE | L | Annual | Allowances Withdrawn (n:1) | Thousand Tons | 0 | 0 | 0 | 0 | 0 | 0 | 0
IL Climate ParentID 325- CO2 Cap Annual v6.20 | 364 | 7750 | Rate Constraint in MTons | FALSE | L | Annual | Net Emissions Allowance Position | Thousand Tons | 0 | 0 | 3.4308 | 0 | 0 | 0 | 0
IL Climate ParentID 325- CO2 Cap Annual v6.20 | 364 | 7750 | Rate Constraint in MTons | FALSE | L | Annual | Fuel Consumed | TBtu | 0 | 0 | 0.058606 | 0 | 0 | 0 | 0
IL Climate ParentID 325- CO2 Cap Annual v6.20 | 364 | 7750 | Rate Constraint in MTons | FALSE | L | Annual | Rate | lb/MMBtu | 0 | 0 | 117.08 | 0 | 0 | 0 | 0
IL Climate ParentID 325- CO2 Cap Annual v6.20 | 364 | 7750 | Rate Constraint in MTons | FALSE | L | Annual | Generation | TWh | 0 | 0 | 0.0048484 | 0 | 0 | 0 | 0
IL Climate ParentID 325- CO2 Cap Annual v6.20 | 364 | 7750 | Rate Constraint in MTons | FALSE | L | Annual | Qualifying Generation | TWh | 0 | 0 | 0.0048484 | 0 | 0 | 0 | 0
IL Climate ParentID 325- CO2 Cap Annual v6.20 | 364 | 7750 | Rate Constraint in MTons | FALSE | L | Annual | Rate | lb/MWh | 0 | 0 | 1415.2254 | 0 | 0 | 0 | 0
IL Climate ParentID 325- CO2 Cap Annual v6.20 | 364 | 7750 | Rate Constraint in MTons | FALSE | L | Annual | Constraint Shadow Price | US2022$/Ton | 0 | 0 | 0 | 0 | 0 | 0 | 0
IL Climate ParentID 326- CO2 Cap Annual v6.20 | 365 | 7751 | Rate Constraint in MTons | FALSE | L | Annual | Seasons Included | Seasons | Winter, Spring, Summer, Fall | Winter, Spring, Summer, Fall | Winter, Spring, Summer, Fall | Winter, Spring, Summer, Fall | Winter, Spring, Summer, Fall | Winter, Spring, Summer, Fall | Winter, Spring, Summer, Fall
IL Climate ParentID 326- CO2 Cap Annual v6.20 | 365 | 7751 | Rate Constraint in MTons | FALSE | L | Annual | Standard CO2 | Thousand Tons | NA | NA | 63.1947 | 63.1947 | 63.1947 | 63.1947 | 63.1947
IL Climate ParentID 326- CO2 Cap Annual v6.20 | 365 | 7751 | Rate Constraint in MTons | FALSE | L | Annual | Emissions at Affected Plants CO2 | Thousand Tons | 0 | 0 | 7.2112 | 0 | 0 | 0 | 0
IL Climate ParentID 326- CO2 Cap Annual v6.20 | 365 | 7751 | Rate Constraint in MTons | FALSE | L | Annual | Allowances Purchased CO2 | Thousand Tons | 0 | 0 | 0 | 0 | 0 | 0 | 0
IL Climate ParentID 326- CO2 Cap Annual v6.20 | 365 | 7751 | Rate Constraint in MTons | FALSE | L | Annual | Allowances Sold CO2 | Thousand Tons | 0 | 0 | 0 | 0 | 0 | 0 | 0
IL Climate ParentID 326- CO2 Cap Annual v6.20 | 365 | 7751 | Rate Constraint in MTons | FALSE | L | Annual | Allowances Banked | Thousand Tons | 0 | 0 | 0 | 0 | 0 | 0 | 0
IL Climate ParentID 326- CO2 Cap Annual v6.20 | 365 | 7751 | Rate Constraint in MTons | FALSE | L | Annual | Allowances Withdrawn (1:1) | Thousand Tons | 0 | 0 | 0 | 0 | 0 | 0 | 0
IL Climate ParentID 326- CO2 Cap Annual v6.20 | 365 | 7751 | Rate Constraint in MTons | FALSE | L | Annual | Allowances Withdrawn (n:1) | Thousand Tons | 0 | 0 | 0 | 0 | 0 | 0 | 0
IL Climate ParentID 326- CO2 Cap Annual v6.20 | 365 | 7751 | Rate Constraint in MTons | FALSE | L | Annual | Net Emissions Allowance Position | Thousand Tons | 0 | 0 | 7.2112 | 0 | 0 | 0 | 0
IL Climate ParentID 326- CO2 Cap Annual v6.20 | 365 | 7751 | Rate Constraint in MTons | FALSE | L | Annual | Fuel Consumed | TBtu | 0 | 0 | 0.12318 | 0 | 0 | 0 | 0
IL Climate ParentID 326- CO2 Cap Annual v6.20 | 365 | 7751 | Rate Constraint in MTons | FALSE | L | Annual | Rate | lb/MMBtu | 0 | 0 | 117.08 | 0 | 0 | 0 | 0
IL Climate ParentID 326- CO2 Cap Annual v6.20 | 365 | 7751 | Rate Constraint in MTons | FALSE | L | Annual | Generation | TWh | 0 | 0 | 0.0097005 | 0 | 0 | 0 | 0
IL Climate ParentID 326- CO2 Cap Annual v6.20 | 365 | 7751 | Rate Constraint in MTons | FALSE | L | Annual | Qualifying Generation | TWh | 0 | 0 | 0.0097005 | 0 | 0 | 0 | 0
IL Climate ParentID 326- CO2 Cap Annual v6.20 | 365 | 7751 | Rate Constraint in MTons | FALSE | L | Annual | Rate | lb/MWh | 0 | 0 | 1486.7553 | 0 | 0 | 0 | 0
IL Climate ParentID 326- CO2 Cap Annual v6.20 | 365 | 7751 | Rate Constraint in MTons | FALSE | L | Annual | Constraint Shadow Price | US2022$/Ton | 0 | 0 | 0 | 0 | 0 | 0 | 0
IL Climate ParentID 327- CO2 Cap Annual v6.20 | 366 | 7752 | Rate Constraint in MTons | FALSE | L | Annual | Seasons Included | Seasons | Winter, Spring, Summer, Fall | Winter, Spring, Summer, Fall | Winter, Spring, Summer, Fall | Winter, Spring, Summer, Fall | Winter, Spring, Summer, Fall | Winter, Spring, Summer, Fall | Winter, Spring, Summer, Fall
IL Climate ParentID 327- CO2 Cap Annual v6.20 | 366 | 7752 | Rate Constraint in MTons | FALSE | L | Annual | Standard CO2 | Thousand Tons | NA | NA | 21.1592 | 21.1592 | 21.1592 | 21.1592 | 21.1592
IL Climate ParentID 327- CO2 Cap Annual v6.20 | 366 | 7752 | Rate Constraint in MTons | FALSE | L | Annual | Emissions at Affected Plants CO2 | Thousand Tons | 0 | 0 | 3.0572 | 0 | 0 | 0 | 0
IL Climate ParentID 327- CO2 Cap Annual v6.20 | 366 | 7752 | Rate Constraint in MTons | FALSE | L | Annual | Allowances Purchased CO2 | Thousand Tons | 0 | 0 | 0 | 0 | 0 | 0 | 0
IL Climate ParentID 327- CO2 Cap Annual v6.20 | 366 | 7752 | Rate Constraint in MTons | FALSE | L | Annual | Allowances Sold CO2 | Thousand Tons | 0 | 0 | 0 | 0 | 0 | 0 | 0
IL Climate ParentID 327- CO2 Cap Annual v6.20 | 366 | 7752 | Rate Constraint in MTons | FALSE | L | Annual | Allowances Banked | Thousand Tons | 0 | 0 | 0 | 0 | 0 | 0 | 0
IL Climate ParentID 327- CO2 Cap Annual v6.20 | 366 | 7752 | Rate Constraint in MTons | FALSE | L | Annual | Allowances Withdrawn (1:1) | Thousand Tons | 0 | 0 | 0 | 0 | 0 | 0 | 0
IL Climate ParentID 327- CO2 Cap Annual v6.20 | 366 | 7752 | Rate Constraint in MTons | FALSE | L | Annual | Allowances Withdrawn (n:1) | Thousand Tons | 0 | 0 | 0 | 0 | 0 | 0 | 0
IL Climate ParentID 327- CO2 Cap Annual v6.20 | 366 | 7752 | Rate Constraint in MTons | FALSE | L | Annual | Net Emissions Allowance Position | Thousand Tons | 0 | 0 | 3.0572 | 0 | 0 | 0 | 0
IL Climate ParentID 327- CO2 Cap Annual v6.20 | 366 | 7752 | Rate Constraint in MTons | FALSE | L | Annual | Fuel Consumed | TBtu | 0 | 0 | 0.052225 | 0 | 0 | 0 | 0
IL Climate ParentID 327- CO2 Cap Annual v6.20 | 366 | 7752 | Rate Constraint in MTons | FALSE | L | Annual | Rate | lb/MMBtu | 0 | 0 | 117.08 | 0 | 0 | 0 | 0
IL Climate ParentID 327- CO2 Cap Annual v6.20 | 366 | 7752 | Rate Constraint in MTons | FALSE | L | Annual | Generation | TWh | 0 | 0 | 0.0041935 | 0 | 0 | 0 | 0
IL Climate ParentID 327- CO2 Cap Annual v6.20 | 366 | 7752 | Rate Constraint in MTons | FALSE | L | Annual | Qualifying Generation | TWh | 0 | 0 | 0.0041935 | 0 | 0 | 0 | 0
IL Climate ParentID 327- CO2 Cap Annual v6.20 | 366 | 7752 | Rate Constraint in MTons | FALSE | L | Annual | Rate | lb/MWh | 0 | 0 | 1458.085 | 0 | 0 | 0 | 0
IL Climate ParentID 327- CO2 Cap Annual v6.20 | 366 | 7752 | Rate Constraint in MTons | FALSE | L | Annual | Constraint Shadow Price | US2022$/Ton | 0 | 0 | 0 | 0 | 0 | 0 | 0
IL Climate ParentID 328- CO2 Cap Annual v6.20 | 367 | 7753 | Rate Constraint in MTons | FALSE | L | Annual | Seasons Included | Seasons | Winter, Spring, Summer, Fall | Winter, Spring, Summer, Fall | Winter, Spring, Summer, Fall | Winter, Spring, Summer, Fall | Winter, Spring, Summer, Fall | Winter, Spring, Summer, Fall | Winter, Spring, Summer, Fall
IL Climate ParentID 328- CO2 Cap Annual v6.20 | 367 | 7753 | Rate Constraint in MTons | FALSE | L | Annual | Standard CO2 | Thousand Tons | NA | NA | 4.9553 | 4.9553 | 4.9553 | 4.9553 | 4.9553
IL Climate ParentID 328- CO2 Cap Annual v6.20 | 367 | 7753 | Rate Constraint in MTons | FALSE | L | Annual | Emissions at Affected Plants CO2 | Thousand Tons | 0 | 0 | 0 | 0 | 0 | 0 | 0
IL Climate ParentID 328- CO2 Cap Annual v6.20 | 367 | 7753 | Rate Constraint in MTons | FALSE | L | Annual | Allowances Purchased CO2 | Thousand Tons | 0 | 0 | 0 | 0 | 0 | 0 | 0
IL Climate ParentID 328- CO2 Cap Annual v6.20 | 367 | 7753 | Rate Constraint in MTons | FALSE | L | Annual | Allowances Sold CO2 | Thousand Tons | 0 | 0 | 0 | 0 | 0 | 0 | 0
IL Climate ParentID 328- CO2 Cap Annual v6.20 | 367 | 7753 | Rate Constraint in MTons | FALSE | L | Annual | Allowances Banked | Thousand Tons | 0 | 0 | 0 | 0 | 0 | 0 | 0
IL Climate ParentID 328- CO2 Cap Annual v6.20 | 367 | 7753 | Rate Constraint in MTons | FALSE | L | Annual | Allowances Withdrawn (1:1) | Thousand Tons | 0 | 0 | 0 | 0 | 0 | 0 | 0
IL Climate ParentID 328- CO2 Cap Annual v6.20 | 367 | 7753 | Rate Constraint in MTons | FALSE | L | Annual | Allowances Withdrawn (n:1) | Thousand Tons | 0 | 0 | 0 | 0 | 0 | 0 | 0
IL Climate ParentID 328- CO2 Cap Annual v6.20 | 367 | 7753 | Rate Constraint in MTons | FALSE | L | Annual | Net Emissions Allowance Position | Thousand Tons | 0 | 0 | 0 | 0 | 0 | 0 | 0
IL Climate ParentID 328- CO2 Cap Annual v6.20 | 367 | 7753 | Rate Constraint in MTons | FALSE | L | Annual | Fuel Consumed | TBtu | 0 | 0 | 0 | 0 | 0 | 0 | 0
IL Climate ParentID 328- CO2 Cap Annual v6.20 | 367 | 7753 | Rate Constraint in MTons | FALSE | L | Annual | Rate | lb/MMBtu | 0 | 0 | 0 | 0 | 0 | 0 | 0
IL Climate ParentID 328- CO2 Cap Annual v6.20 | 367 | 7753 | Rate Constraint in MTons | FALSE | L | Annual | Generation | TWh | 0 | 0 | 0 | 0 | 0 | 0 | 0
IL Climate ParentID 328- CO2 Cap Annual v6.20 | 367 | 7753 | Rate Constraint in MTons | FALSE | L | Annual | Qualifying Generation | TWh | 0 | 0 | 0 | 0 | 0 | 0 | 0
IL Climate ParentID 328- CO2 Cap Annual v6.20 | 367 | 7753 | Rate Constraint in MTons | FALSE | L | Annual | Rate | lb/MWh | 0 | 0 | 0 | 0 | 0 | 0 | 0
IL Climate ParentID 328- CO2 Cap Annual v6.20 | 367 | 7753 | Rate Constraint in MTons | FALSE | L | Annual | Constraint Shadow Price | US2022$/Ton | 0 | 0 | 0 | 0 | 0 | 0 | 0
IL Climate ParentID 329- CO2 Cap Annual v6.20 | 368 | 7754 | Rate Constraint in MTons | FALSE | L | Annual | Seasons Included | Seasons | Winter, Spring, Summer, Fall | Winter, Spring, Summer, Fall | Winter, Spring, Summer, Fall | Winter, Spring, Summer, Fall | Winter, Spring, Summer, Fall | Winter, Spring, Summer, Fall | Winter, Spring, Summer, Fall
IL Climate ParentID 329- CO2 Cap Annual v6.20 | 368 | 7754 | Rate Constraint in MTons | FALSE | L | Annual | Standard CO2 | Thousand Tons | NA | NA | 24.3959 | 24.3959 | 24.3959 | 24.3959 | 24.3959
IL Climate ParentID 329- CO2 Cap Annual v6.20 | 368 | 7754 | Rate Constraint in MTons | FALSE | L | Annual | Emissions at Affected Plants CO2 | Thousand Tons | 0 | 0 | 0 | 0 | 0 | 0 | 0
IL Climate ParentID 329- CO2 Cap Annual v6.20 | 368 | 7754 | Rate Constraint in MTons | FALSE | L | Annual | Allowances Purchased CO2 | Thousand Tons | 0 | 0 | 0 | 0 | 0 | 0 | 0
IL Climate ParentID 329- CO2 Cap Annual v6.20 | 368 | 7754 | Rate Constraint in MTons | FALSE | L | Annual | Allowances Sold CO2 | Thousand Tons | 0 | 0 | 0 | 0 | 0 | 0 | 0
IL Climate ParentID 329- CO2 Cap Annual v6.20 | 368 | 7754 | Rate Constraint in MTons | FALSE | L | Annual | Allowances Banked | Thousand Tons | 0 | 0 | 0 | 0 | 0 | 0 | 0
IL Climate ParentID 329- CO2 Cap Annual v6.20 | 368 | 7754 | Rate Constraint in MTons | FALSE | L | Annual | Allowances Withdrawn (1:1) | Thousand Tons | 0 | 0 | 0 | 0 | 0 | 0 | 0
IL Climate ParentID 329- CO2 Cap Annual v6.20 | 368 | 7754 | Rate Constraint in MTons | FALSE | L | Annual | Allowances Withdrawn (n:1) | Thousand Tons | 0 | 0 | 0 | 0 | 0 | 0 | 0
IL Climate ParentID 329- CO2 Cap Annual v6.20 | 368 | 7754 | Rate Constraint in MTons | FALSE | L | Annual | Net Emissions Allowance Position | Thousand Tons | 0 | 0 | 0 | 0 | 0 | 0 | 0
IL Climate ParentID 329- CO2 Cap Annual v6.20 | 368 | 7754 | Rate Constraint in MTons | FALSE | L | Annual | Fuel Consumed | TBtu | 0 | 0 | 0 | 0 | 0 | 0 | 0
IL Climate ParentID 329- CO2 Cap Annual v6.20 | 368 | 7754 | Rate Constraint in MTons | FALSE | L | Annual | Rate | lb/MMBtu | 0 | 0 | 0 | 0 | 0 | 0 | 0
IL Climate ParentID 329- CO2 Cap Annual v6.20 | 368 | 7754 | Rate Constraint in MTons | FALSE | L | Annual | Generation | TWh | 0 | 0 | 0 | 0 | 0 | 0 | 0
IL Climate ParentID 329- CO2 Cap Annual v6.20 | 368 | 7754 | Rate Constraint in MTons | FALSE | L | Annual | Qualifying Generation | TWh | 0 | 0 | 0 | 0 | 0 | 0 | 0
IL Climate ParentID 329- CO2 Cap Annual v6.20 | 368 | 7754 | Rate Constraint in MTons | FALSE | L | Annual | Rate | lb/MWh | 0 | 0 | 0 | 0 | 0 | 0 | 0
IL Climate ParentID 329- CO2 Cap Annual v6.20 | 368 | 7754 | Rate Constraint in MTons | FALSE | L | Annual | Constraint Shadow Price | US2022$/Ton | 0 | 0 | 0 | 0 | 0 | 0 | 0
IL Climate ParentID 330- CO2 Cap Annual v6.20 | 369 | 7755 | Rate Constraint in MTons | FALSE | L | Annual | Seasons Included | Seasons | Winter, Spring, Summer, Fall | Winter, Spring, Summer, Fall | Winter, Spring, Summer, Fall | Winter, Spring, Summer, Fall | Winter, Spring, Summer, Fall | Winter, Spring, Summer, Fall | Winter, Spring, Summer, Fall
IL Climate ParentID 330- CO2 Cap Annual v6.20 | 369 | 7755 | Rate Constraint in MTons | FALSE | L | Annual | Standard CO2 | Thousand Tons | NA | NA | 99.3289 | 99.3289 | 99.3289 | 99.3289 | 99.3289
IL Climate ParentID 330- CO2 Cap Annual v6.20 | 369 | 7755 | Rate Constraint in MTons | FALSE | L | Annual | Emissions at Affected Plants CO2 | Thousand Tons | 0 | 0 | 5.2346 | 0 | 0 | 0 | 0
IL Climate ParentID 330- CO2 Cap Annual v6.20 | 369 | 7755 | Rate Constraint in MTons | FALSE | L | Annual | Allowances Purchased CO2 | Thousand Tons | 0 | 0 | 0 | 0 | 0 | 0 | 0
IL Climate ParentID 330- CO2 Cap Annual v6.20 | 369 | 7755 | Rate Constraint in MTons | FALSE | L | Annual | Allowances Sold CO2 | Thousand Tons | 0 | 0 | 0 | 0 | 0 | 0 | 0
IL Climate ParentID 330- CO2 Cap Annual v6.20 | 369 | 7755 | Rate Constraint in MTons | FALSE | L | Annual | Allowances Banked | Thousand Tons | 0 | 0 | 0 | 0 | 0 | 0 | 0
IL Climate ParentID 330- CO2 Cap Annual v6.20 | 369 | 7755 | Rate Constraint in MTons | FALSE | L | Annual | Allowances Withdrawn (1:1) | Thousand Tons | 0 | 0 | 0 | 0 | 0 | 0 | 0
IL Climate ParentID 330- CO2 Cap Annual v6.20 | 369 | 7755 | Rate Constraint in MTons | FALSE | L | Annual | Allowances Withdrawn (n:1) | Thousand Tons | 0 | 0 | 0 | 0 | 0 | 0 | 0
IL Climate ParentID 330- CO2 Cap Annual v6.20 | 369 | 7755 | Rate Constraint in MTons | FALSE | L | Annual | Net Emissions Allowance Position | Thousand Tons | 0 | 0 | 5.2346 | 0 | 0 | 0 | 0
IL Climate ParentID 330- CO2 Cap Annual v6.20 | 369 | 7755 | Rate Constraint in MTons | FALSE | L | Annual | Fuel Consumed | TBtu | 0 | 0 | 0.089419 | 0 | 0 | 0 | 0
IL Climate ParentID 330- CO2 Cap Annual v6.20 | 369 | 7755 | Rate Constraint in MTons | FALSE | L | Annual | Rate | lb/MMBtu | 0 | 0 | 117.08 | 0 | 0 | 0 | 0
IL Climate ParentID 330- CO2 Cap Annual v6.20 | 369 | 7755 | Rate Constraint in MTons | FALSE | L | Annual | Generation | TWh | 0 | 0 | 0.0074644 | 0 | 0 | 0 | 0
IL Climate ParentID 330- CO2 Cap Annual v6.20 | 369 | 7755 | Rate Constraint in MTons | FALSE | L | Annual | Qualifying Generation | TWh | 0 | 0 | 0.0074644 | 0 | 0 | 0 | 0
IL Climate ParentID 330- CO2 Cap Annual v6.20 | 369 | 7755 | Rate Constraint in MTons | FALSE | L | Annual | Rate | lb/MWh | 0 | 0 | 1402.556 | 0 | 0 | 0 | 0
IL Climate ParentID 330- CO2 Cap Annual v6.20 | 369 | 7755 | Rate Constraint in MTons | FALSE | L | Annual | Constraint Shadow Price | US2022$/Ton | 0 | 0 | 0 | 0 | 0 | 0 | 0
IL Climate ParentID 331- CO2 Cap Annual v6.20 | 370 | 7756 | Rate Constraint in MTons | FALSE | L | Annual | Seasons Included | Seasons | Winter, Spring, Summer, Fall | Winter, Spring, Summer, Fall | Winter, Spring, Summer, Fall | Winter, Spring, Summer, Fall | Winter, Spring, Summer, Fall | Winter, Spring, Summer, Fall | Winter, Spring, Summer, Fall
IL Climate ParentID 331- CO2 Cap Annual v6.20 | 370 | 7756 | Rate Constraint in MTons | FALSE | L | Annual | Standard CO2 | Thousand Tons | NA | NA | 43.4235 | 43.4235 | 43.4235 | 43.4235 | 43.4235
IL Climate ParentID 331- CO2 Cap Annual v6.20 | 370 | 7756 | Rate Constraint in MTons | FALSE | L | Annual | Emissions at Affected Plants CO2 | Thousand Tons | 0 | 0 | 16.6992 | 0 | 0 | 0 | 0
IL Climate ParentID 331- CO2 Cap Annual v6.20 | 370 | 7756 | Rate Constraint in MTons | FALSE | L | Annual | Allowances Purchased CO2 | Thousand Tons | 0 | 0 | 0 | 0 | 0 | 0 | 0
IL Climate ParentID 331- CO2 Cap Annual v6.20 | 370 | 7756 | Rate Constraint in MTons | FALSE | L | Annual | Allowances Sold CO2 | Thousand Tons | 0 | 0 | 0 | 0 | 0 | 0 | 0
IL Climate ParentID 331- CO2 Cap Annual v6.20 | 370 | 7756 | Rate Constraint in MTons | FALSE | L | Annual | Allowances Banked | Thousand Tons | 0 | 0 | 0 | 0 | 0 | 0 | 0
IL Climate ParentID 331- CO2 Cap Annual v6.20 | 370 | 7756 | Rate Constraint in MTons | FALSE | L | Annual | Allowances Withdrawn (1:1) | Thousand Tons | 0 | 0 | 0 | 0 | 0 | 0 | 0
IL Climate ParentID 331- CO2 Cap Annual v6.20 | 370 | 7756 | Rate Constraint in MTons | FALSE | L | Annual | Allowances Withdrawn (n:1) | Thousand Tons | 0 | 0 | 0 | 0 | 0 | 0 | 0
IL Climate ParentID 331- CO2 Cap Annual v6.20 | 370 | 7756 | Rate Constraint in MTons | FALSE | L | Annual | Net Emissions Allowance Position | Thousand Tons | 0 | 0 | 16.6992 | 0 | 0 | 0 | 0
IL Climate ParentID 331- CO2 Cap Annual v6.20 | 370 | 7756 | Rate Constraint in MTons | FALSE | L | Annual | Fuel Consumed | TBtu | 0 | 0 | 0.28526 | 0 | 0 | 0 | 0
IL Climate ParentID 331- CO2 Cap Annual v6.20 | 370 | 7756 | Rate Constraint in MTons | FALSE | L | Annual | Rate | lb/MMBtu | 0 | 0 | 117.08 | 0 | 0 | 0 | 0
IL Climate ParentID 331- CO2 Cap Annual v6.20 | 370 | 7756 | Rate Constraint in MTons | FALSE | L | Annual | Generation | TWh | 0 | 0 | 0.024126 | 0 | 0 | 0 | 0
IL Climate ParentID 331- CO2 Cap Annual v6.20 | 370 | 7756 | Rate Constraint in MTons | FALSE | L | Annual | Qualifying Generation | TWh | 0 | 0 | 0.024126 | 0 | 0 | 0 | 0
IL Climate ParentID 331- CO2 Cap Annual v6.20 | 370 | 7756 | Rate Constraint in MTons | FALSE | L | Annual | Rate | lb/MWh | 0 | 0 | 1384.3344 | 0 | 0 | 0 | 0
IL Climate ParentID 331- CO2 Cap Annual v6.20 | 370 | 7756 | Rate Constraint in MTons | FALSE | L | Annual | Constraint Shadow Price | US2022$/Ton | 0 | 0 | 0 | 0 | 0 | 0 | 0
IL Climate ParentID 336- CO2 Cap Annual v6.20 | 371 | 7757 | Rate Constraint in MTons | FALSE | L | Annual | Seasons Included | Seasons | Winter, Spring, Summer, Fall | Winter, Spring, Summer, Fall | Winter, Spring, Summer, Fall | Winter, Spring, Summer, Fall | Winter, Spring, Summer, Fall | Winter, Spring, Summer, Fall | Winter, Spring, Summer, Fall
IL Climate ParentID 336- CO2 Cap Annual v6.20 | 371 | 7757 | Rate Constraint in MTons | FALSE | L | Annual | Standard CO2 | Thousand Tons | NA | NA | 190.9653 | 190.9653 | 190.9653 | 190.9653 | 190.9653
IL Climate ParentID 336- CO2 Cap Annual v6.20 | 371 | 7757 | Rate Constraint in MTons | FALSE | L | Annual | Emissions at Affected Plants CO2 | Thousand Tons | 0 | 0 | 25.2943 | 0 | 0 | 0 | 0
IL Climate ParentID 336- CO2 Cap Annual v6.20 | 371 | 7757 | Rate Constraint in MTons | FALSE | L | Annual | Allowances Purchased CO2 | Thousand Tons | 0 | 0 | 0 | 0 | 0 | 0 | 0
IL Climate ParentID 336- CO2 Cap Annual v6.20 | 371 | 7757 | Rate Constraint in MTons | FALSE | L | Annual | Allowances Sold CO2 | Thousand Tons | 0 | 0 | 0 | 0 | 0 | 0 | 0
IL Climate ParentID 336- CO2 Cap Annual v6.20 | 371 | 7757 | Rate Constraint in MTons | FALSE | L | Annual | Allowances Banked | Thousand Tons | 0 | 0 | 0 | 0 | 0 | 0 | 0
IL Climate ParentID 336- CO2 Cap Annual v6.20 | 371 | 7757 | Rate Constraint in MTons | FALSE | L | Annual | Allowances Withdrawn (1:1) | Thousand Tons | 0 | 0 | 0 | 0 | 0 | 0 | 0
IL Climate ParentID 336- CO2 Cap Annual v6.20 | 371 | 7757 | Rate Constraint in MTons | FALSE | L | Annual | Allowances Withdrawn (n:1) | Thousand Tons | 0 | 0 | 0 | 0 | 0 | 0 | 0
IL Climate ParentID 336- CO2 Cap Annual v6.20 | 371 | 7757 | Rate Constraint in MTons | FALSE | L | Annual | Net Emissions Allowance Position | Thousand Tons | 0 | 0 | 25.2943 | 0 | 0 | 0 | 0
IL Climate ParentID 336- CO2 Cap Annual v6.20 | 371 | 7757 | Rate Constraint in MTons | FALSE | L | Annual | Fuel Consumed | TBtu | 0 | 0 | 0.43209 | 0 | 0 | 0 | 0
IL Climate ParentID 336- CO2 Cap Annual v6.20 | 371 | 7757 | Rate Constraint in MTons | FALSE | L | Annual | Rate | lb/MMBtu | 0 | 0 | 117.08 | 0 | 0 | 0 | 0
IL Climate ParentID 336- CO2 Cap Annual v6.20 | 371 | 7757 | Rate Constraint in MTons | FALSE | L | Annual | Generation | TWh | 0 | 0 | 0.038285 | 0 | 0 | 0 | 0
IL Climate ParentID 336- CO2 Cap Annual v6.20 | 371 | 7757 | Rate Constraint in MTons | FALSE | L | Annual | Qualifying Generation | TWh | 0 | 0 | 0.038285 | 0 | 0 | 0 | 0
IL Climate ParentID 336- CO2 Cap Annual v6.20 | 371 | 7757 | Rate Constraint in MTons | FALSE | L | Annual | Rate | lb/MWh | 0 | 0 | 1321.3649 | 0 | 0 | 0 | 0
IL Climate ParentID 336- CO2 Cap Annual v6.20 | 371 | 7757 | Rate Constraint in MTons | FALSE | L | Annual | Constraint Shadow Price | US2022$/Ton | 0 | 0 | 0 | 0 | 0 | 0 | 0
IL Climate ParentID 3563- CO2 Cap Annual v6.20 | 372 | 7783 | Rate Constraint in MTons | FALSE | L | Annual | Seasons Included | Seasons | Winter, Spring, Summer, Fall | Winter, Spring, Summer, Fall | Winter, Spring, Summer, Fall | Winter, Spring, Summer, Fall | Winter, Spring, Summer, Fall | Winter, Spring, Summer, Fall | Winter, Spring, Summer, Fall
IL Climate ParentID 3563- CO2 Cap Annual v6.20 | 372 | 7783 | Rate Constraint in MTons | FALSE | L | Annual | Standard CO2 | Thousand Tons | NA | NA | 3726.0581 | 3726.0581 | 3726.0581 | 3726.0581 | 3726.0581
IL Climate ParentID 3563- CO2 Cap Annual v6.20 | 372 | 7783 | Rate Constraint in MTons | FALSE | L | Annual | Emissions at Affected Plants CO2 | Thousand Tons | 0 | 0 | 1002.051 | 0 | 0 | 0 | 0
IL Climate ParentID 3563- CO2 Cap Annual v6.20 | 372 | 7783 | Rate Constraint in MTons | FALSE | L | Annual | Allowances Purchased CO2 | Thousand Tons | 0 | 0 | 0 | 0 | 0 | 0 | 0
IL Climate ParentID 3563- CO2 Cap Annual v6.20 | 372 | 7783 | Rate Constraint in MTons | FALSE | L | Annual | Allowances Sold CO2 | Thousand Tons | 0 | 0 | 0 | 0 | 0 | 0 | 0
IL Climate ParentID 3563- CO2 Cap Annual v6.20 | 372 | 7783 | Rate Constraint in MTons | FALSE | L | Annual | Allowances Banked | Thousand Tons | 0 | 0 | 0 | 0 | 0 | 0 | 0
IL Climate ParentID 3563- CO2 Cap Annual v6.20 | 372 | 7783 | Rate Constraint in MTons | FALSE | L | Annual | Allowances Withdrawn (1:1) | Thousand Tons | 0 | 0 | 0 | 0 | 0 | 0 | 0
IL Climate ParentID 3563- CO2 Cap Annual v6.20 | 372 | 7783 | Rate Constraint in MTons | FALSE | L | Annual | Allowances Withdrawn (n:1) | Thousand Tons | 0 | 0 | 0 | 0 | 0 | 0 | 0
IL Climate ParentID 3563- CO2 Cap Annual v6.20 | 372 | 7783 | Rate Constraint in MTons | FALSE | L | Annual | Net Emissions Allowance Position | Thousand Tons | 0 | 0 | 1002.051 | 0 | 0 | 0 | 0
IL Climate ParentID 3563- CO2 Cap Annual v6.20 | 372 | 7783 | Rate Constraint in MTons | FALSE | L | Annual | Fuel Consumed | TBtu | 0 | 0 | 9.7255 | 0 | 0 | 0 | 0
IL Climate ParentID 3563- CO2 Cap Annual v6.20 | 372 | 7783 | Rate Constraint in MTons | FALSE | L | Annual | Rate | lb/MMBtu | 0 | 0 | 206.0663 | 0 | 0 | 0 | 0
IL Climate ParentID 3563- CO2 Cap Annual v6.20 | 372 | 7783 | Rate Constraint in MTons | FALSE | L | Annual | Generation | TWh | 0 | 0 | 1.0356 | 0 | 0 | 0 | 0
IL Climate ParentID 3563- CO2 Cap Annual v6.20 | 372 | 7783 | Rate Constraint in MTons | FALSE | L | Annual | Qualifying Generation | TWh | 0 | 0 | 1.0356 | 0 | 0 | 0 | 0
IL Climate ParentID 3563- CO2 Cap Annual v6.20 | 372 | 7783 | Rate Constraint in MTons | FALSE | L | Annual | Rate | lb/MWh | 0 | 0 | 1935.1684 | 0 | 0 | 0 | 0
IL Climate ParentID 3563- CO2 Cap Annual v6.20 | 372 | 7783 | Rate Constraint in MTons | FALSE | L | Annual | Constraint Shadow Price | US2022$/Ton | 0 | 0 | 0 | 0 | 0 | 0 | 0
IL Climate ParentID 3564- CO2 Cap Annual v6.20 | 373 | 7784 | Rate Constraint in MTons | FALSE | L | Annual | Seasons Included | Seasons | Winter, Spring, Summer, Fall | Winter, Spring, Summer, Fall | Winter, Spring, Summer, Fall | Winter, Spring, Summer, Fall | Winter, Spring, Summer, Fall | Winter, Spring, Summer, Fall | Winter, Spring, Summer, Fall
IL Climate ParentID 3564- CO2 Cap Annual v6.20 | 373 | 7784 | Rate Constraint in MTons | FALSE | L | Annual | Standard CO2 | Thousand Tons | NA | NA | 3621.2811 | 3621.2811 | 3621.2811 | 3621.2811 | 3621.2811
IL Climate ParentID 3564- CO2 Cap Annual v6.20 | 373 | 7784 | Rate Constraint in MTons | FALSE | L | Annual | Emissions at Affected Plants CO2 | Thousand Tons | 0 | 0 | 997.2494 | 0 | 0 | 0 | 0
IL Climate ParentID 3564- CO2 Cap Annual v6.20 | 373 | 7784 | Rate Constraint in MTons | FALSE | L | Annual | Allowances Purchased CO2 | Thousand Tons | 0 | 0 | 0 | 0 | 0 | 0 | 0
IL Climate ParentID 3564- CO2 Cap Annual v6.20 | 373 | 7784 | Rate Constraint in MTons | FALSE | L | Annual | Allowances Sold CO2 | Thousand Tons | 0 | 0 | 0 | 0 | 0 | 0 | 0
IL Climate ParentID 3564- CO2 Cap Annual v6.20 | 373 | 7784 | Rate Constraint in MTons | FALSE | L | Annual | Allowances Banked | Thousand Tons | 0 | 0 | 0 | 0 | 0 | 0 | 0
IL Climate ParentID 3564- CO2 Cap Annual v6.20 | 373 | 7784 | Rate Constraint in MTons | FALSE | L | Annual | Allowances Withdrawn (1:1) | Thousand Tons | 0 | 0 | 0 | 0 | 0 | 0 | 0
IL Climate ParentID 3564- CO2 Cap Annual v6.20 | 373 | 7784 | Rate Constraint in MTons | FALSE | L | Annual | Allowances Withdrawn (n:1) | Thousand Tons | 0 | 0 | 0 | 0 | 0 | 0 | 0
IL Climate ParentID 3564- CO2 Cap Annual v6.20 | 373 | 7784 | Rate Constraint in MTons | FALSE | L | Annual | Net Emissions Allowance Position | Thousand Tons | 0 | 0 | 997.2494 | 0 | 0 | 0 | 0
IL Climate ParentID 3564- CO2 Cap Annual v6.20 | 373 | 7784 | Rate Constraint in MTons | FALSE | L | Annual | Fuel Consumed | TBtu | 0 | 0 | 9.6789 | 0 | 0 | 0 | 0
IL Climate ParentID 3564- CO2 Cap Annual v6.20 | 373 | 7784 | Rate Constraint in MTons | FALSE | L | Annual | Rate | lb/MMBtu | 0 | 0 | 206.0663 | 0 | 0 | 0 | 0
IL Climate ParentID 3564- CO2 Cap Annual v6.20 | 373 | 7784 | Rate Constraint in MTons | FALSE | L | Annual | Generation | TWh | 0 | 0 | 1.0356 | 0 | 0 | 0 | 0
IL Climate ParentID 3564- CO2 Cap Annual v6.20 | 373 | 7784 | Rate Constraint in MTons | FALSE | L | Annual | Qualifying Generation | TWh | 0 | 0 | 1.0356 | 0 | 0 | 0 | 0
IL Climate ParentID 3564- CO2 Cap Annual v6.20 | 373 | 7784 | Rate Constraint in MTons | FALSE | L | Annual | Rate | lb/MWh | 0 | 0 | 1925.8954 | 0 | 0 | 0 | 0
IL Climate ParentID 3564- CO2 Cap Annual v6.20 | 373 | 7784 | Rate Constraint in MTons | FALSE | L | Annual | Constraint Shadow Price | US2022$/Ton | 0 | 0 | 0 | 0 | 0 | 0 | 0
IL Climate ParentID 450- CO2 Cap Annual v6.20 | 374 | 7758 | Rate Constraint in MTons | FALSE | L | Annual | Seasons Included | Seasons | Winter, Spring, Summer, Fall | Winter, Spring, Summer, Fall | Winter, Spring, Summer, Fall | Winter, Spring, Summer, Fall | Winter, Spring, Summer, Fall | Winter, Spring, Summer, Fall | Winter, Spring, Summer, Fall
IL Climate ParentID 450- CO2 Cap Annual v6.20 | 374 | 7758 | Rate Constraint in MTons | FALSE | L | Annual | Standard CO2 | Thousand Tons | NA | NA | 29.8709 | 29.8709 | 29.8709 | 29.8709 | 29.8709
IL Climate ParentID 450- CO2 Cap Annual v6.20 | 374 | 7758 | Rate Constraint in MTons | FALSE | L | Annual | Emissions at Affected Plants CO2 | Thousand Tons | 0 | 0 | 29.8709 | 0 | 0 | 0 | 0
IL Climate ParentID 450- CO2 Cap Annual v6.20 | 374 | 7758 | Rate Constraint in MTons | FALSE | L | Annual | Allowances Purchased CO2 | Thousand Tons | 0 | 0 | 0 | 0 | 0 | 0 | 0
IL Climate ParentID 450- CO2 Cap Annual v6.20 | 374 | 7758 | Rate Constraint in MTons | FALSE | L | Annual | Allowances Sold CO2 | Thousand Tons | 0 | 0 | 0 | 0 | 0 | 0 | 0
IL Climate ParentID 450- CO2 Cap Annual v6.20 | 374 | 7758 | Rate Constraint in MTons | FALSE | L | Annual | Allowances Banked | Thousand Tons | 0 | 0 | 0 | 0 | 0 | 0 | 0
IL Climate ParentID 450- CO2 Cap Annual v6.20 | 374 | 7758 | Rate Constraint in MTons | FALSE | L | Annual | Allowances Withdrawn (1:1) | Thousand Tons | 0 | 0 | 0 | 0 | 0 | 0 | 0
IL Climate ParentID 450- CO2 Cap Annual v6.20 | 374 | 7758 | Rate Constraint in MTons | FALSE | L | Annual | Allowances Withdrawn (n:1) | Thousand Tons | 0 | 0 | 0 | 0 | 0 | 0 | 0
IL Climate ParentID 450- CO2 Cap Annual v6.20 | 374 | 7758 | Rate Constraint in MTons | FALSE | L | Annual | Net Emissions Allowance Position | Thousand Tons | 0 | 0 | 29.8709 | 0 | 0 | 0 | 0
IL Climate ParentID 450- CO2 Cap Annual v6.20 | 374 | 7758 | Rate Constraint in MTons | FALSE | L | Annual | Fuel Consumed | TBtu | 0 | 0 | 0.51026 | 0 | 0 | 0 | 0
IL Climate ParentID 450- CO2 Cap Annual v6.20 | 374 | 7758 | Rate Constraint in MTons | FALSE | L | Annual | Rate | lb/MMBtu | 0 | 0 | 117.08 | 0 | 0 | 0 | 0
IL Climate ParentID 450- CO2 Cap Annual v6.20 | 374 | 7758 | Rate Constraint in MTons | FALSE | L | Annual | Generation | TWh | 0 | 0 | 0.047489 | 0 | 0 | 0 | 0
IL Climate ParentID 450- CO2 Cap Annual v6.20 | 374 | 7758 | Rate Constraint in MTons | FALSE | L | Annual | Qualifying Generation | TWh | 0 | 0 | 0.047489 | 0 | 0 | 0 | 0
IL Climate ParentID 450- CO2 Cap Annual v6.20 | 374 | 7758 | Rate Constraint in MTons | FALSE | L | Annual | Rate | lb/MWh | 0 | 0 | 1258.0246 | 0 | 0 | 0 | 0
IL Climate ParentID 450- CO2 Cap Annual v6.20 | 374 | 7758 | Rate Constraint in MTons | FALSE | L | Annual | Constraint Shadow Price | US2022$/Ton | 0 | 0 | 1.2758 | 0 | 0 | 0 | 0
IL Climate ParentID 451- CO2 Cap Annual v6.20 | 375 | 7759 | Rate Constraint in MTons | FALSE | L | Annual | Seasons Included | Seasons | Winter, Spring, Summer, Fall | Winter, Spring, Summer, Fall | Winter, Spring, Summer, Fall | Winter, Spring, Summer, Fall | Winter, Spring, Summer, Fall | Winter, Spring, Summer, Fall | Winter, Spring, Summer, Fall
IL Climate ParentID 451- CO2 Cap Annual v6.20 | 375 | 7759 | Rate Constraint in MTons | FALSE | L | Annual | Standard CO2 | Thousand Tons | NA | NA | 28.5997 | 28.5997 | 28.5997 | 28.5997 | 28.5997
IL Climate ParentID 451- CO2 Cap Annual v6.20 | 375 | 7759 | Rate Constraint in MTons | FALSE | L | Annual | Emissions at Affected Plants CO2 | Thousand Tons | 0 | 0 | 23.9412 | 0 | 0 | 0 | 0
IL Climate ParentID 451- CO2 Cap Annual v6.20 | 375 | 7759 | Rate Constraint in MTons | FALSE | L | Annual | Allowances Purchased CO2 | Thousand Tons | 0 | 0 | 0 | 0 | 0 | 0 | 0
IL Climate ParentID 451- CO2 Cap Annual v6.20 | 375 | 7759 | Rate Constraint in MTons | FALSE | L | Annual | Allowances Sold CO2 | Thousand Tons | 0 | 0 | 0 | 0 | 0 | 0 | 0
IL Climate ParentID 451- CO2 Cap Annual v6.20 | 375 | 7759 | Rate Constraint in MTons | FALSE | L | Annual | Allowances Banked | Thousand Tons | 0 | 0 | 0 | 0 | 0 | 0 | 0
IL Climate ParentID 451- CO2 Cap Annual v6.20 | 375 | 7759 | Rate Constraint in MTons | FALSE | L | Annual | Allowances Withdrawn (1:1) | Thousand Tons | 0 | 0 | 0 | 0 | 0 | 0 | 0
IL Climate ParentID 451- CO2 Cap Annual v6.20 | 375 | 7759 | Rate Constraint in MTons | FALSE | L | Annual | Allowances Withdrawn (n:1) | Thousand Tons | 0 | 0 | 0 | 0 | 0 | 0 | 0
IL Climate ParentID 451- CO2 Cap Annual v6.20 | 375 | 7759 | Rate Constraint in MTons | FALSE | L | Annual | Net Emissions Allowance Position | Thousand Tons | 0 | 0 | 23.9412 | 0 | 0 | 0 | 0
IL Climate ParentID 451- CO2 Cap Annual v6.20 | 375 | 7759 | Rate Constraint in MTons | FALSE | L | Annual | Fuel Consumed | TBtu | 0 | 0 | 0.40897 | 0 | 0 | 0 | 0
IL Climate ParentID 451- CO2 Cap Annual v6.20 | 375 | 7759 | Rate Constraint in MTons | FALSE | L | Annual | Rate | lb/MMBtu | 0 | 0 | 117.08 | 0 | 0 | 0 | 0
IL Climate ParentID 451- CO2 Cap Annual v6.20 | 375 | 7759 | Rate Constraint in MTons | FALSE | L | Annual | Generation | TWh | 0 | 0 | 0.037758 | 0 | 0 | 0 | 0
IL Climate ParentID 451- CO2 Cap Annual v6.20 | 375 | 7759 | Rate Constraint in MTons | FALSE | L | Annual | Qualifying Generation | TWh | 0 | 0 | 0.037758 | 0 | 0 | 0 | 0
IL Climate ParentID 451- CO2 Cap Annual v6.20 | 375 | 7759 | Rate Constraint in MTons | FALSE | L | Annual | Rate | lb/MWh | 0 | 0 | 1268.1524 | 0 | 0 | 0 | 0
IL Climate ParentID 451- CO2 Cap Annual v6.20 | 375 | 7759 | Rate Constraint in MTons | FALSE | L | Annual | Constraint Shadow Price | US2022$/Ton | 0 | 0 | 0 | 0 | 0 | 0 | 0
IL Climate ParentID 452- CO2 Cap Annual v6.20 | 376 | 7760 | Rate Constraint in MTons | FALSE | L | Annual | Seasons Included | Seasons | Winter, Spring, Summer, Fall | Winter, Spring, Summer, Fall | Winter, Spring, Summer, Fall | Winter, Spring, Summer, Fall | Winter, Spring, Summer, Fall | Winter, Spring, Summer, Fall | Winter, Spring, Summer, Fall
IL Climate ParentID 452- CO2 Cap Annual v6.20 | 376 | 7760 | Rate Constraint in MTons | FALSE | L | Annual | Standard CO2 | Thousand Tons | NA | NA | 70.0018 | 70.0018 | 70.0018 | 70.0018 | 70.0018
IL Climate ParentID 452- CO2 Cap Annual v6.20 | 376 | 7760 | Rate Constraint in MTons | FALSE | L | Annual | Emissions at Affected Plants CO2 | Thousand Tons | 0 | 0 | 43.5827 | 0 | 0 | 0 | 0
IL Climate ParentID 452- CO2 Cap Annual v6.20 | 376 | 7760 | Rate Constraint in MTons | FALSE | L | Annual | Allowances Purchased CO2 | Thousand Tons | 0 | 0 | 0 | 0 | 0 | 0 | 0
IL Climate ParentID 452- CO2 Cap Annual v6.20 | 376 | 7760 | Rate Constraint in MTons | FALSE | L | Annual | Allowances Sold CO2 | Thousand Tons | 0 | 0 | 0 | 0 | 0 | 0 | 0
IL Climate ParentID 452- CO2 Cap Annual v6.20 | 376 | 7760 | Rate Constraint in MTons | FALSE | L | Annual | Allowances Banked | Thousand Tons | 0 | 0 | 0 | 0 | 0 | 0 | 0
IL Climate ParentID 452- CO2 Cap Annual v6.20 | 376 | 7760 | Rate Constraint in MTons | FALSE | L | Annual | Allowances Withdrawn (1:1) | Thousand Tons | 0 | 0 | 0 | 0 | 0 | 0 | 0
IL Climate ParentID 452- CO2 Cap Annual v6.20 | 376 | 7760 | Rate Constraint in MTons | FALSE | L | Annual | Allowances Withdrawn (n:1) | Thousand Tons | 0 | 0 | 0 | 0 | 0 | 0 | 0
IL Climate ParentID 452- CO2 Cap Annual v6.20 | 376 | 7760 | Rate Constraint in MTons | FALSE | L | Annual | Net Emissions Allowance Position | Thousand Tons | 0 | 0 | 43.5827 | 0 | 0 | 0 | 0
IL Climate ParentID 452- CO2 Cap Annual v6.20 | 376 | 7760 | Rate Constraint in MTons | FALSE | L | Annual | Fuel Consumed | TBtu | 0 | 0 | 0.74449 | 0 | 0 | 0 | 0
IL Climate ParentID 452- CO2 Cap Annual v6.20 | 376 | 7760 | Rate Constraint in MTons | FALSE | L | Annual | Rate | lb/MMBtu | 0 | 0 | 117.08 | 0 | 0 | 0 | 0
IL Climate ParentID 452- CO2 Cap Annual v6.20 | 376 | 7760 | Rate Constraint in MTons | FALSE | L | Annual | Generation | TWh | 0 | 0 | 0.069287 | 0 | 0 | 0 | 0
IL Climate ParentID 452- CO2 Cap Annual v6.20 | 376 | 7760 | Rate Constraint in MTons | FALSE | L | Annual | Qualifying Generation | TWh | 0 | 0 | 0.069287 | 0 | 0 | 0 | 0
IL Climate ParentID 452- CO2 Cap Annual v6.20 | 376 | 7760 | Rate Constraint in MTons | FALSE | L | Annual | Rate | lb/MWh | 0 | 0 | 1258.0246 | 0 | 0 | 0 | 0
IL Climate ParentID 452- CO2 Cap Annual v6.20 | 376 | 7760 | Rate Constraint in MTons | FALSE | L | Annual | Constraint Shadow Price | US2022$/Ton | 0 | 0 | 0 | 0 | 0 | 0 | 0
IL Climate ParentID 453- CO2 Cap Annual v6.20 | 377 | 7761 | Rate Constraint in MTons | FALSE | L | Annual | Seasons Included | Seasons | Winter, Spring, Summer, Fall | Winter, Spring, Summer, Fall | Winter, Spring, Summer, Fall | Winter, Spring, Summer, Fall | Winter, Spring, Summer, Fall | Winter, Spring, Summer, Fall | Winter, Spring, Summer, Fall
IL Climate ParentID 453- CO2 Cap Annual v6.20 | 377 | 7761 | Rate Constraint in MTons | FALSE | L | Annual | Standard CO2 | Thousand Tons | NA | NA | 0.28801 | 0.28801 | 0.28801 | 0.28801 | 0.28801
IL Climate ParentID 453- CO2 Cap Annual v6.20 | 377 | 7761 | Rate Constraint in MTons | FALSE | L | Annual | Emissions at Affected Plants CO2 | Thousand Tons | 0 | 0 | 0.28801 | 0 | 0 | 0 | 0
IL Climate ParentID 453- CO2 Cap Annual v6.20 | 377 | 7761 | Rate Constraint in MTons | FALSE | L | Annual | Allowances Purchased CO2 | Thousand Tons | 0 | 0 | 0 | 0 | 0 | 0 | 0
IL Climate ParentID 453- CO2 Cap Annual v6.20 | 377 | 7761 | Rate Constraint in MTons | FALSE | L | Annual | Allowances Sold CO2 | Thousand Tons | 0 | 0 | 0 | 0 | 0 | 0 | 0
IL Climate ParentID 453- CO2 Cap Annual v6.20 | 377 | 7761 | Rate Constraint in MTons | FALSE | L | Annual | Allowances Banked | Thousand Tons | 0 | 0 | 0 | 0 | 0 | 0 | 0
IL Climate ParentID 453- CO2 Cap Annual v6.20 | 377 | 7761 | Rate Constraint in MTons | FALSE | L | Annual | Allowances Withdrawn (1:1) | Thousand Tons | 0 | 0 | 0 | 0 | 0 | 0 | 0
IL Climate ParentID 453- CO2 Cap Annual v6.20 | 377 | 7761 | Rate Constraint in MTons | FALSE | L | Annual | Allowances Withdrawn (n:1) | Thousand Tons | 0 | 0 | 0 | 0 | 0 | 0 | 0
IL Climate ParentID 453- CO2 Cap Annual v6.20 | 377 | 7761 | Rate Constraint in MTons | FALSE | L | Annual | Net Emissions Allowance Position | Thousand Tons | 0 | 0 | 0.28801 | 0 | 0 | 0 | 0
IL Climate ParentID 453- CO2 Cap Annual v6.20 | 377 | 7761 | Rate Constraint in MTons | FALSE | L | Annual | Fuel Consumed | TBtu | 0 | 0 | 0.0049199 | 0 | 0 | 0 | 0
IL Climate ParentID 453- CO2 Cap Annual v6.20 | 377 | 7761 | Rate Constraint in MTons | FALSE | L | Annual | Rate | lb/MMBtu | 0 | 0 | 117.08 | 0 | 0 | 0 | 0
IL Climate ParentID 453- CO2 Cap Annual v6.20 | 377 | 7761 | Rate Constraint in MTons | FALSE | L | Annual | Generation | TWh | 0 | 0 | 0.00045788 | 0 | 0 | 0 | 0
IL Climate ParentID 453- CO2 Cap Annual v6.20 | 377 | 7761 | Rate Constraint in MTons | FALSE | L | Annual | Qualifying Generation | TWh | 0 | 0 | 0.00045788 | 0 | 0 | 0 | 0
IL Climate ParentID 453- CO2 Cap Annual v6.20 | 377 | 7761 | Rate Constraint in MTons | FALSE | L | Annual | Rate | lb/MWh | 0 | 0 | 1258.0246 | 0 | 0 | 0 | 0
IL Climate ParentID 453- CO2 Cap Annual v6.20 | 377 | 7761 | Rate Constraint in MTons | FALSE | L | Annual | Constraint Shadow Price | US2022$/Ton | 0 | 0 | 7.2929 | 0 | 0 | 0 | 0
IL Climate ParentID 455- CO2 Cap Annual v6.20 | 378 | 7762 | Rate Constraint in MTons | FALSE | L | Annual | Seasons Included | Seasons | Winter, Spring, Summer, Fall | Winter, Spring, Summer, Fall | Winter, Spring, Summer, Fall | Winter, Spring, Summer, Fall | Winter, Spring, Summer, Fall | Winter, Spring, Summer, Fall | Winter, Spring, Summer, Fall
IL Climate ParentID 455- CO2 Cap Annual v6.20 | 378 | 7762 | Rate Constraint in MTons | FALSE | L | Annual | Standard CO2 | Thousand Tons | NA | NA | 6.7789 | 6.7789 | 6.7789 | 6.7789 | 6.7789
IL Climate ParentID 455- CO2 Cap Annual v6.20 | 378 | 7762 | Rate Constraint in MTons | FALSE | L | Annual | Emissions at Affected Plants CO2 | Thousand Tons | 0 | 0 | 3.0549 | 0 | 0 | 0 | 0
IL Climate ParentID 455- CO2 Cap Annual v6.20 | 378 | 7762 | Rate Constraint in MTons | FALSE | L | Annual | Allowances Purchased CO2 | Thousand Tons | 0 | 0 | 0 | 0 | 0 | 0 | 0
IL Climate ParentID 455- CO2 Cap Annual v6.20 | 378 | 7762 | Rate Constraint in MTons | FALSE | L | Annual | Allowances Sold CO2 | Thousand Tons | 0 | 0 | 0 | 0 | 0 | 0 | 0
IL Climate ParentID 455- CO2 Cap Annual v6.20 | 378 | 7762 | Rate Constraint in MTons | FALSE | L | Annual | Allowances Banked | Thousand Tons | 0 | 0 | 0 | 0 | 0 | 0 | 0
IL Climate ParentID 455- CO2 Cap Annual v6.20 | 378 | 7762 | Rate Constraint in MTons | FALSE | L | Annual | Allowances Withdrawn (1:1) | Thousand Tons | 0 | 0 | 0 | 0 | 0 | 0 | 0
IL Climate ParentID 455- CO2 Cap Annual v6.20 | 378 | 7762 | Rate Constraint in MTons | FALSE | L | Annual | Allowances Withdrawn (n:1) | Thousand Tons | 0 | 0 | 0 | 0 | 0 | 0 | 0
IL Climate ParentID 455- CO2 Cap Annual v6.20 | 378 | 7762 | Rate Constraint in MTons | FALSE | L | Annual | Net Emissions Allowance Position | Thousand Tons | 0 | 0 | 3.0549 | 0 | 0 | 0 | 0
IL Climate ParentID 455- CO2 Cap Annual v6.20 | 378 | 7762 | Rate Constraint in MTons | FALSE | L | Annual | Fuel Consumed | TBtu | 0 | 0 | 0.052184 | 0 | 0 | 0 | 0
IL Climate ParentID 455- CO2 Cap Annual v6.20 | 378 | 7762 | Rate Constraint in MTons | FALSE | L | Annual | Rate | lb/MMBtu | 0 | 0 | 117.08 | 0 | 0 | 0 | 0
IL Climate ParentID 455- CO2 Cap Annual v6.20 | 378 | 7762 | Rate Constraint in MTons | FALSE | L | Annual | Generation | TWh | 0 | 0 | 0.0038699 | 0 | 0 | 0 | 0
IL Climate ParentID 455- CO2 Cap Annual v6.20 | 378 | 7762 | Rate Constraint in MTons | FALSE | L | Annual | Qualifying Generation | TWh | 0 | 0 | 0.0038699 | 0 | 0 | 0 | 0
IL Climate ParentID 455- CO2 Cap Annual v6.20 | 378 | 7762 | Rate Constraint in MTons | FALSE | L | Annual | Rate | lb/MWh | 0 | 0 | 1578.7848 | 0 | 0 | 0 | 0
IL Climate ParentID 455- CO2 Cap Annual v6.20 | 378 | 7762 | Rate Constraint in MTons | FALSE | L | Annual | Constraint Shadow Price | US2022$/Ton | 0 | 0 | 0 | 0 | 0 | 0 | 0
IL Climate ParentID 456- CO2 Cap Annual v6.20 | 379 | 7763 | Rate Constraint in MTons | FALSE | L | Annual | Seasons Included | Seasons | Winter, Spring, Summer, Fall | Winter, Spring, Summer, Fall | Winter, Spring, Summer, Fall | Winter, Spring, Summer, Fall | Winter, Spring, Summer, Fall | Winter, Spring, Summer, Fall | Winter, Spring, Summer, Fall
IL Climate ParentID 456- CO2 Cap Annual v6.20 | 379 | 7763 | Rate Constraint in MTons | FALSE | L | Annual | Standard CO2 | Thousand Tons | NA | NA | 2.0526 | 2.0526 | 2.0526 | 2.0526 | 2.0526
IL Climate ParentID 456- CO2 Cap Annual v6.20 | 379 | 7763 | Rate Constraint in MTons | FALSE | L | Annual | Emissions at Affected Plants CO2 | Thousand Tons | 0 | 0 | 2.0526 | 0 | 0 | 0 | 0
IL Climate ParentID 456- CO2 Cap Annual v6.20 | 379 | 7763 | Rate Constraint in MTons | FALSE | L | Annual | Allowances Purchased CO2 | Thousand Tons | 0 | 0 | 0 | 0 | 0 | 0 | 0
IL Climate ParentID 456- CO2 Cap Annual v6.20 | 379 | 7763 | Rate Constraint in MTons | FALSE | L | Annual | Allowances Sold CO2 | Thousand Tons | 0 | 0 | 0 | 0 | 0 | 0 | 0
IL Climate ParentID 456- CO2 Cap Annual v6.20 | 379 | 7763 | Rate Constraint in MTons | FALSE | L | Annual | Allowances Banked | Thousand Tons | 0 | 0 | 0 | 0 | 0 | 0 | 0
IL Climate ParentID 456- CO2 Cap Annual v6.20 | 379 | 7763 | Rate Constraint in MTons | FALSE | L | Annual | Allowances Withdrawn (1:1) | Thousand Tons | 0 | 0 | 0 | 0 | 0 | 0 | 0
IL Climate ParentID 456- CO2 Cap Annual v6.20 | 379 | 7763 | Rate Constraint in MTons | FALSE | L | Annual | Allowances Withdrawn (n:1) | Thousand Tons | 0 | 0 | 0 | 0 | 0 | 0 | 0
IL Climate ParentID 456- CO2 Cap Annual v6.20 | 379 | 7763 | Rate Constraint in MTons | FALSE | L | Annual | Net Emissions Allowance Position | Thousand Tons | 0 | 0 | 2.0526 | 0 | 0 | 0 | 0
IL Climate ParentID 456- CO2 Cap Annual v6.20 | 379 | 7763 | Rate Constraint in MTons | FALSE | L | Annual | Fuel Consumed | TBtu | 0 | 0 | 0.035063 | 0 | 0 | 0 | 0
IL Climate ParentID 456- CO2 Cap Annual v6.20 | 379 | 7763 | Rate Constraint in MTons | FALSE | L | Annual | Rate | lb/MMBtu | 0 | 0 | 117.08 | 0 | 0 | 0 | 0
IL Climate ParentID 456- CO2 Cap Annual v6.20 | 379 | 7763 | Rate Constraint in MTons | FALSE | L | Annual | Generation | TWh | 0 | 0 | 0.002587 | 0 | 0 | 0 | 0
IL Climate ParentID 456- CO2 Cap Annual v6.20 | 379 | 7763 | Rate Constraint in MTons | FALSE | L | Annual | Qualifying Generation | TWh | 0 | 0 | 0.002587 | 0 | 0 | 0 | 0
IL Climate ParentID 456- CO2 Cap Annual v6.20 | 379 | 7763 | Rate Constraint in MTons | FALSE | L | Annual | Rate | lb/MWh | 0 | 0 | 1586.8111 | 0 | 0 | 0 | 0
IL Climate ParentID 456- CO2 Cap Annual v6.20 | 379 | 7763 | Rate Constraint in MTons | FALSE | L | Annual | Constraint Shadow Price | US2022$/Ton | 0 | 0 | 7.7674 | 0 | 0 | 0 | 0
IL Climate ParentID 463- CO2 Cap Annual v6.20 | 380 | 7764 | Rate Constraint in MTons | FALSE | L | Annual | Seasons Included | Seasons | Winter, Spring, Summer, Fall | Winter, Spring, Summer, Fall | Winter, Spring, Summer, Fall | Winter, Spring, Summer, Fall | Winter, Spring, Summer, Fall | Winter, Spring, Summer, Fall | Winter, Spring, Summer, Fall
IL Climate ParentID 463- CO2 Cap Annual v6.20 | 380 | 7764 | Rate Constraint in MTons | FALSE | L | Annual | Standard CO2 | Thousand Tons | NA | NA | 4.0397 | 4.0397 | 4.0397 | 4.0397 | 4.0397
IL Climate ParentID 463- CO2 Cap Annual v6.20 | 380 | 7764 | Rate Constraint in MTons | FALSE | L | Annual | Emissions at Affected Plants CO2 | Thousand Tons | 0 | 0 | 4.0397 | 0 | 0 | 0 | 0
IL Climate ParentID 463- CO2 Cap Annual v6.20 | 380 | 7764 | Rate Constraint in MTons | FALSE | L | Annual | Allowances Purchased CO2 | Thousand Tons | 0 | 0 | 0 | 0 | 0 | 0 | 0
IL Climate ParentID 463- CO2 Cap Annual v6.20 | 380 | 7764 | Rate Constraint in MTons | FALSE | L | Annual | Allowances Sold CO2 | Thousand Tons | 0 | 0 | 0 | 0 | 0 | 0 | 0
IL Climate ParentID 463- CO2 Cap Annual v6.20 | 380 | 7764 | Rate Constraint in MTons | FALSE | L | Annual | Allowances Banked | Thousand Tons | 0 | 0 | 0 | 0 | 0 | 0 | 0
IL Climate ParentID 463- CO2 Cap Annual v6.20 | 380 | 7764 | Rate Constraint in MTons | FALSE | L | Annual | Allowances Withdrawn (1:1) | Thousand Tons | 0 | 0 | 0 | 0 | 0 | 0 | 0
IL Climate ParentID 463- CO2 Cap Annual v6.20 | 380 | 7764 | Rate Constraint in MTons | FALSE | L | Annual | Allowances Withdrawn (n:1) | Thousand Tons | 0 | 0 | 0 | 0 | 0 | 0 | 0
IL Climate ParentID 463- CO2 Cap Annual v6.20 | 380 | 7764 | Rate Constraint in MTons | FALSE | L | Annual | Net Emissions Allowance Position | Thousand Tons | 0 | 0 | 4.0397 | 0 | 0 | 0 | 0
IL Climate ParentID 463- CO2 Cap Annual v6.20 | 380 | 7764 | Rate Constraint in MTons | FALSE | L | Annual | Fuel Consumed | TBtu | 0 | 0 | 0.069007 | 0 | 0 | 0 | 0
IL Climate ParentID 463- CO2 Cap Annual v6.20 | 380 | 7764 | Rate Constraint in MTons | FALSE | L | Annual | Rate | lb/MMBtu | 0 | 0 | 117.08 | 0 | 0 | 0 | 0
IL Climate ParentID 463- CO2 Cap Annual v6.20 | 380 | 7764 | Rate Constraint in MTons | FALSE | L | Annual | Generation | TWh | 0 | 0 | 0.0062888 | 0 | 0 | 0 | 0
IL Climate ParentID 463- CO2 Cap Annual v6.20 | 380 | 7764 | Rate Constraint in MTons | FALSE | L | Annual | Qualifying Generation | TWh | 0 | 0 | 0.0062888 | 0 | 0 | 0 | 0
IL Climate ParentID 463- CO2 Cap Annual v6.20 | 380 | 7764 | Rate Constraint in MTons | FALSE | L | Annual | Rate | lb/MWh | 0 | 0 | 1284.7188 | 0 | 0 | 0 | 0
IL Climate ParentID 463- CO2 Cap Annual v6.20 | 380 | 7764 | Rate Constraint in MTons | FALSE | L | Annual | Constraint Shadow Price | US2022$/Ton | 0 | 0 | 0.47468 | 0 | 0 | 0 | 0
IL Climate ParentID 465- CO2 Cap Annual v6.20 | 381 | 7765 | Rate Constraint in MTons | FALSE | L | Annual | Seasons Included | Seasons | Winter, Spring, Summer, Fall | Winter, Spring, Summer, Fall | Winter, Spring, Summer, Fall | Winter, Spring, Summer, Fall | Winter, Spring, Summer, Fall | Winter, Spring, Summer, Fall | Winter, Spring, Summer, Fall
IL Climate ParentID 465- CO2 Cap Annual v6.20 | 381 | 7765 | Rate Constraint in MTons | FALSE | L | Annual | Standard CO2 | Thousand Tons | NA | NA | 3.2636 | 3.2636 | 3.2636 | 3.2636 | 3.2636
IL Climate ParentID 465- CO2 Cap Annual v6.20 | 381 | 7765 | Rate Constraint in MTons | FALSE | L | Annual | Emissions at Affected Plants CO2 | Thousand Tons | 0 | 0 | 0.98625 | 0 | 0 | 0 | 0
IL Climate ParentID 465- CO2 Cap Annual v6.20 | 381 | 7765 | Rate Constraint in MTons | FALSE | L | Annual | Allowances Purchased CO2 | Thousand Tons | 0 | 0 | 0 | 0 | 0 | 0 | 0
IL Climate ParentID 465- CO2 Cap Annual v6.20 | 381 | 7765 | Rate Constraint in MTons | FALSE | L | Annual | Allowances Sold CO2 | Thousand Tons | 0 | 0 | 0 | 0 | 0 | 0 | 0
IL Climate ParentID 465- CO2 Cap Annual v6.20 | 381 | 7765 | Rate Constraint in MTons | FALSE | L | Annual | Allowances Banked | Thousand Tons | 0 | 0 | 0 | 0 | 0 | 0 | 0
IL Climate ParentID 465- CO2 Cap Annual v6.20 | 381 | 7765 | Rate Constraint in MTons | FALSE | L | Annual | Allowances Withdrawn (1:1) | Thousand Tons | 0 | 0 | 0 | 0 | 0 | 0 | 0
IL Climate ParentID 465- CO2 Cap Annual v6.20 | 381 | 7765 | Rate Constraint in MTons | FALSE | L | Annual | Allowances Withdrawn (n:1) | Thousand Tons | 0 | 0 | 0 | 0 | 0 | 0 | 0
IL Climate ParentID 465- CO2 Cap Annual v6.20 | 381 | 7765 | Rate Constraint in MTons | FALSE | L | Annual | Net Emissions Allowance Position | Thousand Tons | 0 | 0 | 0.98625 | 0 | 0 | 0 | 0
IL Climate ParentID 465- CO2 Cap Annual v6.20 | 381 | 7765 | Rate Constraint in MTons | FALSE | L | Annual | Fuel Consumed | TBtu | 0 | 0 | 0.016847 | 0 | 0 | 0 | 0
IL Climate ParentID 465- CO2 Cap Annual v6.20 | 381 | 7765 | Rate Constraint in MTons | FALSE | L | Annual | Rate | lb/MMBtu | 0 | 0 | 117.08 | 0 | 0 | 0 | 0
IL Climate ParentID 465- CO2 Cap Annual v6.20 | 381 | 7765 | Rate Constraint in MTons | FALSE | L | Annual | Generation | TWh | 0 | 0 | 0.0012541 | 0 | 0 | 0 | 0
IL Climate ParentID 465- CO2 Cap Annual v6.20 | 381 | 7765 | Rate Constraint in MTons | FALSE | L | Annual | Qualifying Generation | TWh | 0 | 0 | 0.0012541 | 0 | 0 | 0 | 0
IL Climate ParentID 465- CO2 Cap Annual v6.20 | 381 | 7765 | Rate Constraint in MTons | FALSE | L | Annual | Rate | lb/MWh | 0 | 0 | 1572.7942 | 0 | 0 | 0 | 0
IL Climate ParentID 465- CO2 Cap Annual v6.20 | 381 | 7765 | Rate Constraint in MTons | FALSE | L | Annual | Constraint Shadow Price | US2022$/Ton | 0 | 0 | 0 | 0 | 0 | 0 | 0
IL Climate ParentID 466- CO2 Cap Annual v6.20 | 382 | 7766 | Rate Constraint in MTons | FALSE | L | Annual | Seasons Included | Seasons | Winter, Spring, Summer, Fall | Winter, Spring, Summer, Fall | Winter, Spring, Summer, Fall | Winter, Spring, Summer, Fall | Winter, Spring, Summer, Fall | Winter, Spring, Summer, Fall | Winter, Spring, Summer, Fall
IL Climate ParentID 466- CO2 Cap Annual v6.20 | 382 | 7766 | Rate Constraint in MTons | FALSE | L | Annual | Standard CO2 | Thousand Tons | NA | NA | 3.9303 | 3.9303 | 3.9303 | 3.9303 | 3.9303
IL Climate ParentID 466- CO2 Cap Annual v6.20 | 382 | 7766 | Rate Constraint in MTons | FALSE | L | Annual | Emissions at Affected Plants CO2 | Thousand Tons | 0 | 0 | 1.6059 | 0 | 0 | 0 | 0
IL Climate ParentID 466- CO2 Cap Annual v6.20 | 382 | 7766 | Rate Constraint in MTons | FALSE | L | Annual | Allowances Purchased CO2 | Thousand Tons | 0 | 0 | 0 | 0 | 0 | 0 | 0
IL Climate ParentID 466- CO2 Cap Annual v6.20 | 382 | 7766 | Rate Constraint in MTons | FALSE | L | Annual | Allowances Sold CO2 | Thousand Tons | 0 | 0 | 0 | 0 | 0 | 0 | 0
IL Climate ParentID 466- CO2 Cap Annual v6.20 | 382 | 7766 | Rate Constraint in MTons | FALSE | L | Annual | Allowances Banked | Thousand Tons | 0 | 0 | 0 | 0 | 0 | 0 | 0
IL Climate ParentID 466- CO2 Cap Annual v6.20 | 382 | 7766 | Rate Constraint in MTons | FALSE | L | Annual | Allowances Withdrawn (1:1) | Thousand Tons | 0 | 0 | 0 | 0 | 0 | 0 | 0
IL Climate ParentID 466- CO2 Cap Annual v6.20 | 382 | 7766 | Rate Constraint in MTons | FALSE | L | Annual | Allowances Withdrawn (n:1) | Thousand Tons | 0 | 0 | 0 | 0 | 0 | 0 | 0
IL Climate ParentID 466- CO2 Cap Annual v6.20 | 382 | 7766 | Rate Constraint in MTons | FALSE | L | Annual | Net Emissions Allowance Position | Thousand Tons | 0 | 0 | 1.6059 | 0 | 0 | 0 | 0
IL Climate ParentID 466- CO2 Cap Annual v6.20 | 382 | 7766 | Rate Constraint in MTons | FALSE | L | Annual | Fuel Consumed | TBtu | 0 | 0 | 0.027432 | 0 | 0 | 0 | 0
IL Climate ParentID 466- CO2 Cap Annual v6.20 | 382 | 7766 | Rate Constraint in MTons | FALSE | L | Annual | Rate | lb/MMBtu | 0 | 0 | 117.08 | 0 | 0 | 0 | 0
IL Climate ParentID 466- CO2 Cap Annual v6.20 | 382 | 7766 | Rate Constraint in MTons | FALSE | L | Annual | Generation | TWh | 0 | 0 | 0.0018633 | 0 | 0 | 0 | 0
IL Climate ParentID 466- CO2 Cap Annual v6.20 | 382 | 7766 | Rate Constraint in MTons | FALSE | L | Annual | Qualifying Generation | TWh | 0 | 0 | 0.0018633 | 0 | 0 | 0 | 0
IL Climate ParentID 466- CO2 Cap Annual v6.20 | 382 | 7766 | Rate Constraint in MTons | FALSE | L | Annual | Rate | lb/MWh | 0 | 0 | 1723.7103 | 0 | 0 | 0 | 0
IL Climate ParentID 466- CO2 Cap Annual v6.20 | 382 | 7766 | Rate Constraint in MTons | FALSE | L | Annual | Constraint Shadow Price | US2022$/Ton | 0 | 0 | 0 | 0 | 0 | 0 | 0
IL Climate ParentID 467- CO2 Cap Annual v6.20 | 383 | 7767 | Rate Constraint in MTons | FALSE | L | Annual | Seasons Included | Seasons | Winter, Spring, Summer, Fall | Winter, Spring, Summer, Fall | Winter, Spring, Summer, Fall | Winter, Spring, Summer, Fall | Winter, Spring, Summer, Fall | Winter, Spring, Summer, Fall | Winter, Spring, Summer, Fall
IL Climate ParentID 467- CO2 Cap Annual v6.20 | 383 | 7767 | Rate Constraint in MTons | FALSE | L | Annual | Standard CO2 | Thousand Tons | NA | NA | 45.8853 | 45.8853 | 45.8853 | 45.8853 | 45.8853
IL Climate ParentID 467- CO2 Cap Annual v6.20 | 383 | 7767 | Rate Constraint in MTons | FALSE | L | Annual | Emissions at Affected Plants CO2 | Thousand Tons | 0 | 0 | 1.4817 | 0 | 0 | 0 | 0
IL Climate ParentID 467- CO2 Cap Annual v6.20 | 383 | 7767 | Rate Constraint in MTons | FALSE | L | Annual | Allowances Purchased CO2 | Thousand Tons | 0 | 0 | 0 | 0 | 0 | 0 | 0
IL Climate ParentID 467- CO2 Cap Annual v6.20 | 383 | 7767 | Rate Constraint in MTons | FALSE | L | Annual | Allowances Sold CO2 | Thousand Tons | 0 | 0 | 0 | 0 | 0 | 0 | 0
IL Climate ParentID 467- CO2 Cap Annual v6.20 | 383 | 7767 | Rate Constraint in MTons | FALSE | L | Annual | Allowances Banked | Thousand Tons | 0 | 0 | 0 | 0 | 0 | 0 | 0
IL Climate ParentID 467- CO2 Cap Annual v6.20 | 383 | 7767 | Rate Constraint in MTons | FALSE | L | Annual | Allowances Withdrawn (1:1) | Thousand Tons | 0 | 0 | 0 | 0 | 0 | 0 | 0
IL Climate ParentID 467- CO2 Cap Annual v6.20 | 383 | 7767 | Rate Constraint in MTons | FALSE | L | Annual | Allowances Withdrawn (n:1) | Thousand Tons | 0 | 0 | 0 | 0 | 0 | 0 | 0
IL Climate ParentID 467- CO2 Cap Annual v6.20 | 383 | 7767 | Rate Constraint in MTons | FALSE | L | Annual | Net Emissions Allowance Position | Thousand Tons | 0 | 0 | 1.4817 | 0 | 0 | 0 | 0
IL Climate ParentID 467- CO2 Cap Annual v6.20 | 383 | 7767 | Rate Constraint in MTons | FALSE | L | Annual | Fuel Consumed | TBtu | 0 | 0 | 0.02531 | 0 | 0 | 0 | 0
IL Climate ParentID 467- CO2 Cap Annual v6.20 | 383 | 7767 | Rate Constraint in MTons | FALSE | L | Annual | Rate | lb/MMBtu | 0 | 0 | 117.08 | 0 | 0 | 0 | 0
IL Climate ParentID 467- CO2 Cap Annual v6.20 | 383 | 7767 | Rate Constraint in MTons | FALSE | L | Annual | Generation | TWh | 0 | 0 | 0.0020783 | 0 | 0 | 0 | 0
IL Climate ParentID 467- CO2 Cap Annual v6.20 | 383 | 7767 | Rate Constraint in MTons | FALSE | L | Annual | Qualifying Generation | TWh | 0 | 0 | 0.0020783 | 0 | 0 | 0 | 0
IL Climate ParentID 467- CO2 Cap Annual v6.20 | 383 | 7767 | Rate Constraint in MTons | FALSE | L | Annual | Rate | lb/MWh | 0 | 0 | 1425.8588 | 0 | 0 | 0 | 0
IL Climate ParentID 467- CO2 Cap Annual v6.20 | 383 | 7767 | Rate Constraint in MTons | FALSE | L | Annual | Constraint Shadow Price | US2022$/Ton | 0 | 0 | 0 | 0 | 0 | 0 | 0
IL Fac. Spec. - NOX Rate Summer v3.1, Unit 3458 and retrofits | 384 | 7305 | Rate Constraint in lbs/MMBtu | FALSE | L | Annual | Seasons Included | Seasons | Summer | Summer | Summer | Summer | Summer | Summer | Summer
IL Fac. Spec. - NOX Rate Summer v3.1, Unit 3458 and retrofits | 384 | 7305 | Rate Constraint in lbs/MMBtu | FALSE | L | Annual | Standard NOX | lb/MMBtu | 0.25 | 0.25 | 0.25 | 0.25 | 0.25 | 0.25 | 0.25
IL Fac. Spec. - NOX Rate Summer v3.1, Unit 3458 and retrofits | 384 | 7305 | Rate Constraint in lbs/MMBtu | FALSE | L | Annual | Emissions at Affected Plants NOX | Thousand Tons | 0.16097 | 0 | 0 | 0 | 0 | 0 | 0
IL Fac. Spec. - NOX Rate Summer v3.1, Unit 3458 and retrofits | 384 | 7305 | Rate Constraint in lbs/MMBtu | FALSE | L | Annual | Allowances Purchased NOX | Thousand Tons | 0 | 0 | 0 | 0 | 0 | 0 | 0
IL Fac. Spec. - NOX Rate Summer v3.1, Unit 3458 and retrofits | 384 | 7305 | Rate Constraint in lbs/MMBtu | FALSE | L | Annual | Allowances Sold NOX | Thousand Tons | 0 | 0 | 0 | 0 | 0 | 0 | 0
IL Fac. Spec. - NOX Rate Summer v3.1, Unit 3458 and retrofits | 384 | 7305 | Rate Constraint in lbs/MMBtu | FALSE | L | Annual | Allowances Banked | Thousand Tons | 0 | 0 | 0 | 0 | 0 | 0 | 0
IL Fac. Spec. - NOX Rate Summer v3.1, Unit 3458 and retrofits | 384 | 7305 | Rate Constraint in lbs/MMBtu | FALSE | L | Annual | Allowances Withdrawn (1:1) | Thousand Tons | 0 | 0 | 0 | 0 | 0 | 0 | 0
IL Fac. Spec. - NOX Rate Summer v3.1, Unit 3458 and retrofits | 384 | 7305 | Rate Constraint in lbs/MMBtu | FALSE | L | Annual | Allowances Withdrawn (n:1) | Thousand Tons | 0 | 0 | 0 | 0 | 0 | 0 | 0
IL Fac. Spec. - NOX Rate Summer v3.1, Unit 3458 and retrofits | 384 | 7305 | Rate Constraint in lbs/MMBtu | FALSE | L | Annual | Net Emissions Allowance Position | Thousand Tons | 0.16097 | 0 | 0 | 0 | 0 | 0 | 0
IL Fac. Spec. - NOX Rate Summer v3.1, Unit 3458 and retrofits | 384 | 7305 | Rate Constraint in lbs/MMBtu | FALSE | L | Annual | Fuel Consumed | TBtu | 4.2083 | 0 | 0 | 0 | 0 | 0 | 0
IL Fac. Spec. - NOX Rate Summer v3.1, Unit 3458 and retrofits | 384 | 7305 | Rate Constraint in lbs/MMBtu | FALSE | L | Annual | Rate | lb/MMBtu | 0.0765 | 0 | 0 | 0 | 0 | 0 | 0
IL Fac. Spec. - NOX Rate Summer v3.1, Unit 3458 and retrofits | 384 | 7305 | Rate Constraint in lbs/MMBtu | FALSE | L | Annual | Generation | TWh | 0.36635 | 0 | 0 | 0 | 0 | 0 | 0
IL Fac. Spec. - NOX Rate Summer v3.1, Unit 3458 and retrofits | 384 | 7305 | Rate Constraint in lbs/MMBtu | FALSE | L | Annual | Qualifying Generation | TWh | 0.36635 | 0 | 0 | 0 | 0 | 0 | 0
IL Fac. Spec. - NOX Rate Summer v3.1, Unit 3458 and retrofits | 384 | 7305 | Rate Constraint in lbs/MMBtu | FALSE | L | Annual | Rate | lb/MWh | 0.87876 | 0 | 0 | 0 | 0 | 0 | 0
IL Fac. Spec. - NOX Rate Summer v3.1, Unit 3458 and retrofits | 384 | 7305 | Rate Constraint in lbs/MMBtu | FALSE | L | Annual | Constraint Shadow Price | US2022$/Ton | 0 | 0 | 0 | 0 | 0 | 0 | 0
IL Fac. Spec. - NOX Rate Summer v3.1, Unit 238 and retrofits | 385 | 7305 | Rate Constraint in lbs/MMBtu | FALSE | L | Annual | Seasons Included | Seasons | Summer | Summer | Summer | Summer | Summer | Summer | Summer
IL Fac. Spec. - NOX Rate Summer v3.1, Unit 238 and retrofits | 385 | 7305 | Rate Constraint in lbs/MMBtu | FALSE | L | Annual | Standard NOX | lb/MMBtu | 0.25 | 0.25 | 0.25 | 0.25 | 0.25 | 0.25 | 0.25
IL Fac. Spec. - NOX Rate Summer v3.1, Unit 238 and retrofits | 385 | 7305 | Rate Constraint in lbs/MMBtu | FALSE | L | Annual | Emissions at Affected Plants NOX | Thousand Tons | 0.0022236 | 0.0020935 | 0.002327 | 0 | 0 | 0 | 0
IL Fac. Spec. - NOX Rate Summer v3.1, Unit 238 and retrofits | 385 | 7305 | Rate Constraint in lbs/MMBtu | FALSE | L | Annual | Allowances Purchased NOX | Thousand Tons | 0 | 0 | 0 | 0 | 0 | 0 | 0
IL Fac. Spec. - NOX Rate Summer v3.1, Unit 238 and retrofits | 385 | 7305 | Rate Constraint in lbs/MMBtu | FALSE | L | Annual | Allowances Sold NOX | Thousand Tons | 0 | 0 | 0 | 0 | 0 | 0 | 0
IL Fac. Spec. - NOX Rate Summer v3.1, Unit 238 and retrofits | 385 | 7305 | Rate Constraint in lbs/MMBtu | FALSE | L | Annual | Allowances Banked | Thousand Tons | 0 | 0 | 0 | 0 | 0 | 0 | 0
IL Fac. Spec. - NOX Rate Summer v3.1, Unit 238 and retrofits | 385 | 7305 | Rate Constraint in lbs/MMBtu | FALSE | L | Annual | Allowances Withdrawn (1:1) | Thousand Tons | 0 | 0 | 0 | 0 | 0 | 0 | 0
IL Fac. Spec. - NOX Rate Summer v3.1, Unit 238 and retrofits | 385 | 7305 | Rate Constraint in lbs/MMBtu | FALSE | L | Annual | Allowances Withdrawn (n:1) | Thousand Tons | 0 | 0 | 0 | 0 | 0 | 0 | 0
IL Fac. Spec. - NOX Rate Summer v3.1, Unit 238 and retrofits | 385 | 7305 | Rate Constraint in lbs/MMBtu | FALSE | L | Annual | Net Emissions Allowance Position | Thousand Tons | 0.0022236 | 0.0020935 | 0.002327 | 0 | 0 | 0 | 0
IL Fac. Spec. - NOX Rate Summer v3.1, Unit 238 and retrofits | 385 | 7305 | Rate Constraint in lbs/MMBtu | FALSE | L | Annual | Fuel Consumed | TBtu | 0.13216 | 0.12443 | 0.13831 | 0 | 0 | 0 | 0
IL Fac. Spec. - NOX Rate Summer v3.1, Unit 238 and retrofits | 385 | 7305 | Rate Constraint in lbs/MMBtu | FALSE | L | Annual | Rate | lb/MMBtu | 0.03365 | 0.03365 | 0.03365 | 0 | 0 | 0 | 0
IL Fac. Spec. - NOX Rate Summer v3.1, Unit 238 and retrofits | 385 | 7305 | Rate Constraint in lbs/MMBtu | FALSE | L | Annual | Generation | TWh | 0.01171 | 0.011025 | 0.012255 | 0 | 0 | 0 | 0
IL Fac. Spec. - NOX Rate Summer v3.1, Unit 238 and retrofits | 385 | 7305 | Rate Constraint in lbs/MMBtu | FALSE | L | Annual | Qualifying Generation | TWh | 0.01171 | 0.011025 | 0.012255 | 0 | 0 | 0 | 0
IL Fac. Spec. - NOX Rate Summer v3.1, Unit 238 and retrofits | 385 | 7305 | Rate Constraint in lbs/MMBtu | FALSE | L | Annual | Rate | lb/MWh | 0.37977 | 0.37977 | 0.37977 | 0 | 0 | 0 | 0
IL Fac. Spec. - NOX Rate Summer v3.1, Unit 238 and retrofits | 385 | 7305 | Rate Constraint in lbs/MMBtu | FALSE | L | Annual | Constraint Shadow Price | US2022$/Ton | 0 | 0 | 0 | 0 | 0 | 0 | 0
IL Fac. Spec. - NOX Rate Summer v3.1, Unit 239 and retrofits | 386 | 7305 | Rate Constraint in lbs/MMBtu | FALSE | L | Annual | Seasons Included | Seasons | Summer | Summer | Summer | Summer | Summer | Summer | Summer
IL Fac. Spec. - NOX Rate Summer v3.1, Unit 239 and retrofits | 386 | 7305 | Rate Constraint in lbs/MMBtu | FALSE | L | Annual | Standard NOX | lb/MMBtu | 0.25 | 0.25 | 0.25 | 0.25 | 0.25 | 0.25 | 0.25
IL Fac. Spec. - NOX Rate Summer v3.1, Unit 239 and retrofits | 386 | 7305 | Rate Constraint in lbs/MMBtu | FALSE | L | Annual | Emissions at Affected Plants NOX | Thousand Tons | 0.0021555 | 0.0020051 | 0.0022558 | 0 | 0 | 0 | 0
IL Fac. Spec. - NOX Rate Summer v3.1, Unit 239 and retrofits | 386 | 7305 | Rate Constraint in lbs/MMBtu | FALSE | L | Annual | Allowances Purchased NOX | Thousand Tons | 0 | 0 | 0 | 0 | 0 | 0 | 0
IL Fac. Spec. - NOX Rate Summer v3.1, Unit 239 and retrofits | 386 | 7305 | Rate Constraint in lbs/MMBtu | FALSE | L | Annual | Allowances Sold NOX | Thousand Tons | 0 | 0 | 0 | 0 | 0 | 0 | 0
IL Fac. Spec. - NOX Rate Summer v3.1, Unit 239 and retrofits | 386 | 7305 | Rate Constraint in lbs/MMBtu | FALSE | L | Annual | Allowances Banked | Thousand Tons | 0 | 0 | 0 | 0 | 0 | 0 | 0
IL Fac. Spec. - NOX Rate Summer v3.1, Unit 239 and retrofits | 386 | 7305 | Rate Constraint in lbs/MMBtu | FALSE | L | Annual | Allowances Withdrawn (1:1) | Thousand Tons | 0 | 0 | 0 | 0 | 0 | 0 | 0
IL Fac. Spec. - NOX Rate Summer v3.1, Unit 239 and retrofits | 386 | 7305 | Rate Constraint in lbs/MMBtu | FALSE | L | Annual | Allowances Withdrawn (n:1) | Thousand Tons | 0 | 0 | 0 | 0 | 0 | 0 | 0
IL Fac. Spec. - NOX Rate Summer v3.1, Unit 239 and retrofits | 386 | 7305 | Rate Constraint in lbs/MMBtu | FALSE | L | Annual | Net Emissions Allowance Position | Thousand Tons | 0.0021555 | 0.0020051 | 0.0022558 | 0 | 0 | 0 | 0
IL Fac. Spec. - NOX Rate Summer v3.1, Unit 239 and retrofits | 386 | 7305 | Rate Constraint in lbs/MMBtu | FALSE | L | Annual | Fuel Consumed | TBtu | 0.13216 | 0.12294 | 0.13831 | 0 | 0 | 0 | 0
IL Fac. Spec. - NOX Rate Summer v3.1, Unit 239 and retrofits | 386 | 7305 | Rate Constraint in lbs/MMBtu | FALSE | L | Annual | Rate | lb/MMBtu | 0.03262 | 0.03262 | 0.03262 | 0 | 0 | 0 | 0
IL Fac. Spec. - NOX Rate Summer v3.1, Unit 239 and retrofits | 386 | 7305 | Rate Constraint in lbs/MMBtu | FALSE | L | Annual | Generation | TWh | 0.01171 | 0.010893 | 0.012255 | 0 | 0 | 0 | 0
IL Fac. Spec. - NOX Rate Summer v3.1, Unit 239 and retrofits | 386 | 7305 | Rate Constraint in lbs/MMBtu | FALSE | L | Annual | Qualifying Generation | TWh | 0.01171 | 0.010893 | 0.012255 | 0 | 0 | 0 | 0
IL Fac. Spec. - NOX Rate Summer v3.1, Unit 239 and retrofits | 386 | 7305 | Rate Constraint in lbs/MMBtu | FALSE | L | Annual | Rate | lb/MWh | 0.36815 | 0.36815 | 0.36815 | 0 | 0 | 0 | 0
IL Fac. Spec. - NOX Rate Summer v3.1, Unit 239 and retrofits | 386 | 7305 | Rate Constraint in lbs/MMBtu | FALSE | L | Annual | Constraint Shadow Price | US2022$/Ton | 0 | 0 | 0 | 0 | 0 | 0 | 0
IL Fac. Spec. - NOX Rate Summer v3.1, Unit 240 and retrofits | 387 | 7305 | Rate Constraint in lbs/MMBtu | FALSE | L | Annual | Seasons Included | Seasons | Summer | Summer | Summer | Summer | Summer | Summer | Summer
IL Fac. Spec. - NOX Rate Summer v3.1, Unit 240 and retrofits | 387 | 7305 | Rate Constraint in lbs/MMBtu | FALSE | L | Annual | Standard NOX | lb/MMBtu | 0.25 | 0.25 | 0.25 | 0.25 | 0.25 | 0.25 | 0.25
IL Fac. Spec. - NOX Rate Summer v3.1, Unit 240 and retrofits | 387 | 7305 | Rate Constraint in lbs/MMBtu | FALSE | L | Annual | Emissions at Affected Plants NOX | Thousand Tons | 0.0023267 | 0.0021643 | 0.0024349 | 0 | 0 | 0 | 0
IL Fac. Spec. - NOX Rate Summer v3.1, Unit 240 and retrofits | 387 | 7305 | Rate Constraint in lbs/MMBtu | FALSE | L | Annual | Allowances Purchased NOX | Thousand Tons | 0 | 0 | 0 | 0 | 0 | 0 | 0
IL Fac. Spec. - NOX Rate Summer v3.1, Unit 240 and retrofits | 387 | 7305 | Rate Constraint in lbs/MMBtu | FALSE | L | Annual | Allowances Sold NOX | Thousand Tons | 0 | 0 | 0 | 0 | 0 | 0 | 0
IL Fac. Spec. - NOX Rate Summer v3.1, Unit 240 and retrofits | 387 | 7305 | Rate Constraint in lbs/MMBtu | FALSE | L | Annual | Allowances Banked | Thousand Tons | 0 | 0 | 0 | 0 | 0 | 0 | 0
IL Fac. Spec. - NOX Rate Summer v3.1, Unit 240 and retrofits | 387 | 7305 | Rate Constraint in lbs/MMBtu | FALSE | L | Annual | Allowances Withdrawn (1:1) | Thousand Tons | 0 | 0 | 0 | 0 | 0 | 0 | 0
IL Fac. Spec. - NOX Rate Summer v3.1, Unit 240 and retrofits | 387 | 7305 | Rate Constraint in lbs/MMBtu | FALSE | L | Annual | Allowances Withdrawn (n:1) | Thousand Tons | 0 | 0 | 0 | 0 | 0 | 0 | 0
IL Fac. Spec. - NOX Rate Summer v3.1, Unit 240 and retrofits | 387 | 7305 | Rate Constraint in lbs/MMBtu | FALSE | L | Annual | Net Emissions Allowance Position | Thousand Tons | 0.0023267 | 0.0021643 | 0.0024349 | 0 | 0 | 0 | 0
IL Fac. Spec. - NOX Rate Summer v3.1, Unit 240 and retrofits | 387 | 7305 | Rate Constraint in lbs/MMBtu | FALSE | L | Annual | Fuel Consumed | TBtu | 0.13216 | 0.12294 | 0.13831 | 0 | 0 | 0 | 0
IL Fac. Spec. - NOX Rate Summer v3.1, Unit 240 and retrofits | 387 | 7305 | Rate Constraint in lbs/MMBtu | FALSE | L | Annual | Rate | lb/MMBtu | 0.03521 | 0.03521 | 0.03521 | 0 | 0 | 0 | 0
IL Fac. Spec. - NOX Rate Summer v3.1, Unit 240 and retrofits | 387 | 7305 | Rate Constraint in lbs/MMBtu | FALSE | L | Annual | Generation | TWh | 0.01171 | 0.010893 | 0.012255 | 0 | 0 | 0 | 0
IL Fac. Spec. - NOX Rate Summer v3.1, Unit 240 and retrofits | 387 | 7305 | Rate Constraint in lbs/MMBtu | FALSE | L | Annual | Qualifying Generation | TWh | 0.01171 | 0.010893 | 0.012255 | 0 | 0 | 0 | 0
IL Fac. Spec. - NOX Rate Summer v3.1, Unit 240 and retrofits | 387 | 7305 | Rate Constraint in lbs/MMBtu | FALSE | L | Annual | Rate | lb/MWh | 0.39738 | 0.39738 | 0.39738 | 0 | 0 | 0 | 0
IL Fac. Spec. - NOX Rate Summer v3.1, Unit 240 and retrofits | 387 | 7305 | Rate Constraint in lbs/MMBtu | FALSE | L | Annual | Constraint Shadow Price | US2022$/Ton | 0 | 0 | 0 | 0 | 0 | 0 | 0
IL Fac. Spec. - NOX Rate Summer v3.1, Unit 247 and retrofits | 388 | 7305 | Rate Constraint in lbs/MMBtu | FALSE | L | Annual | Seasons Included | Seasons | Summer | Summer | Summer | Summer | Summer | Summer | Summer
IL Fac. Spec. - NOX Rate Summer v3.1, Unit 247 and retrofits | 388 | 7305 | Rate Constraint in lbs/MMBtu | FALSE | L | Annual | Standard NOX | lb/MMBtu | 0.25 | 0.25 | 0.25 | 0.25 | 0.25 | 0.25 | 0.25
IL Fac. Spec. - NOX Rate Summer v3.1, Unit 247 and retrofits | 388 | 7305 | Rate Constraint in lbs/MMBtu | FALSE | L | Annual | Emissions at Affected Plants NOX | Thousand Tons | 0.00031168 | 0.00030081 | 0.00032618 | 3.6242e-06 | 0 | 0 | 0
IL Fac. Spec. - NOX Rate Summer v3.1, Unit 247 and retrofits | 388 | 7305 | Rate Constraint in lbs/MMBtu | FALSE | L | Annual | Allowances Purchased NOX | Thousand Tons | 0 | 0 | 0 | 0 | 0 | 0 | 0
IL Fac. Spec. - NOX Rate Summer v3.1, Unit 247 and retrofits | 388 | 7305 | Rate Constraint in lbs/MMBtu | FALSE | L | Annual | Allowances Sold NOX | Thousand Tons | 0 | 0 | 0 | 0 | 0 | 0 | 0
IL Fac. Spec. - NOX Rate Summer v3.1, Unit 247 and retrofits | 388 | 7305 | Rate Constraint in lbs/MMBtu | FALSE | L | Annual | Allowances Banked | Thousand Tons | 0 | 0 | 0 | 0 | 0 | 0 | 0
IL Fac. Spec. - NOX Rate Summer v3.1, Unit 247 and retrofits | 388 | 7305 | Rate Constraint in lbs/MMBtu | FALSE | L | Annual | Allowances Withdrawn (1:1) | Thousand Tons | 0 | 0 | 0 | 0 | 0 | 0 | 0
IL Fac. Spec. - NOX Rate Summer v3.1, Unit 247 and retrofits | 388 | 7305 | Rate Constraint in lbs/MMBtu | FALSE | L | Annual | Allowances Withdrawn (n:1) | Thousand Tons | 0 | 0 | 0 | 0 | 0 | 0 | 0
IL Fac. Spec. - NOX Rate Summer v3.1, Unit 247 and retrofits | 388 | 7305 | Rate Constraint in lbs/MMBtu | FALSE | L | Annual | Net Emissions Allowance Position | Thousand Tons | 0.00031168 | 0.00030081 | 0.00032618 | 3.6242e-06 | 0 | 0 | 0
IL Fac. Spec. - NOX Rate Summer v3.1, Unit 247 and retrofits | 388 | 7305 | Rate Constraint in lbs/MMBtu | FALSE | L | Annual | Fuel Consumed | TBtu | 0.03682 | 0.035535 | 0.038532 | 0.00042814 | 0 | 0 | 0
IL Fac. Spec. - NOX Rate Summer v3.1, Unit 247 and retrofits | 388 | 7305 | Rate Constraint in lbs/MMBtu | FALSE | L | Annual | Rate | lb/MMBtu | 0.01693 | 0.01693 | 0.01693 | 0.01693 | 0 | 0 | 0
IL Fac. Spec. - NOX Rate Summer v3.1, Unit 247 and retrofits | 388 | 7305 | Rate Constraint in lbs/MMBtu | FALSE | L | Annual | Generation | TWh | 0.0034267 | 0.0033072 | 0.0035861 | 3.9845e-05 | 0 | 0 | 0
IL Fac. Spec. - NOX Rate Summer v3.1, Unit 247 and retrofits | 388 | 7305 | Rate Constraint in lbs/MMBtu | FALSE | L | Annual | Qualifying Generation | TWh | 0.0034267 | 0.0033072 | 0.0035861 | 3.9845e-05 | 0 | 0 | 0
IL Fac. Spec. - NOX Rate Summer v3.1, Unit 247 and retrofits | 388 | 7305 | Rate Constraint in lbs/MMBtu | FALSE | L | Annual | Rate | lb/MWh | 0.18191 | 0.18191 | 0.18191 | 0.18191 | 0 | 0 | 0
IL Fac. Spec. - NOX Rate Summer v3.1, Unit 247 and retrofits | 388 | 7305 | Rate Constraint in lbs/MMBtu | FALSE | L | Annual | Constraint Shadow Price | US2022$/Ton | 0 | 0 | 0 | 0 | 0 | 0 | 0
IL Fac. Spec. - NOX Rate Summer v3.1, Unit 248 and retrofits | 389 | 7305 | Rate Constraint in lbs/MMBtu | FALSE | L | Annual | Seasons Included | Seasons | Summer | Summer | Summer | Summer | Summer | Summer | Summer
IL Fac. Spec. - NOX Rate Summer v3.1, Unit 248 and retrofits | 389 | 7305 | Rate Constraint in lbs/MMBtu | FALSE | L | Annual | Standard NOX | lb/MMBtu | 0.25 | 0.25 | 0.25 | 0.25 | 0.25 | 0.25 | 0.25
IL Fac. Spec. - NOX Rate Summer v3.1, Unit 248 and retrofits | 389 | 7305 | Rate Constraint in lbs/MMBtu | FALSE | L | Annual | Emissions at Affected Plants NOX | Thousand Tons | 0.00029714 | 0.00028677 | 0.00031096 | 0 | 0 | 0 | 0
IL Fac. Spec. - NOX Rate Summer v3.1, Unit 248 and retrofits | 389 | 7305 | Rate Constraint in lbs/MMBtu | FALSE | L | Annual | Allowances Purchased NOX | Thousand Tons | 0 | 0 | 0 | 0 | 0 | 0 | 0
IL Fac. Spec. - NOX Rate Summer v3.1, Unit 248 and retrofits | 389 | 7305 | Rate Constraint in lbs/MMBtu | FALSE | L | Annual | Allowances Sold NOX | Thousand Tons | 0 | 0 | 0 | 0 | 0 | 0 | 0
IL Fac. Spec. - NOX Rate Summer v3.1, Unit 248 and retrofits | 389 | 7305 | Rate Constraint in lbs/MMBtu | FALSE | L | Annual | Allowances Banked | Thousand Tons | 0 | 0 | 0 | 0 | 0 | 0 | 0
IL Fac. Spec. - NOX Rate Summer v3.1, Unit 248 and retrofits | 389 | 7305 | Rate Constraint in lbs/MMBtu | FALSE | L | Annual | Allowances Withdrawn (1:1) | Thousand Tons | 0 | 0 | 0 | 0 | 0 | 0 | 0
IL Fac. Spec. - NOX Rate Summer v3.1, Unit 248 and retrofits | 389 | 7305 | Rate Constraint in lbs/MMBtu | FALSE | L | Annual | Allowances Withdrawn (n:1) | Thousand Tons | 0 | 0 | 0 | 0 | 0 | 0 | 0
IL Fac. Spec. - NOX Rate Summer v3.1, Unit 248 and retrofits | 389 | 7305 | Rate Constraint in lbs/MMBtu | FALSE | L | Annual | Net Emissions Allowance Position | Thousand Tons | 0.00029714 | 0.00028677 | 0.00031096 | 0 | 0 | 0 | 0
IL Fac. Spec. - NOX Rate Summer v3.1, Unit 248 and retrofits | 389 | 7305 | Rate Constraint in lbs/MMBtu | FALSE | L | Annual | Fuel Consumed | TBtu | 0.03682 | 0.035535 | 0.038532 | 0 | 0 | 0 | 0
IL Fac. Spec. - NOX Rate Summer v3.1, Unit 248 and retrofits | 389 | 7305 | Rate Constraint in lbs/MMBtu | FALSE | L | Annual | Rate | lb/MMBtu | 0.01614 | 0.01614 | 0.01614 | 0 | 0 | 0 | 0
IL Fac. Spec. - NOX Rate Summer v3.1, Unit 248 and retrofits | 389 | 7305 | Rate Constraint in lbs/MMBtu | FALSE | L | Annual | Generation | TWh | 0.0034267 | 0.0033072 | 0.0035861 | 0 | 0 | 0 | 0
IL Fac. Spec. - NOX Rate Summer v3.1, Unit 248 and retrofits | 389 | 7305 | Rate Constraint in lbs/MMBtu | FALSE | L | Annual | Qualifying Generation | TWh | 0.0034267 | 0.0033072 | 0.0035861 | 0 | 0 | 0 | 0
IL Fac. Spec. - NOX Rate Summer v3.1, Unit 248 and retrofits | 389 | 7305 | Rate Constraint in lbs/MMBtu | FALSE | L | Annual | Rate | lb/MWh | 0.17342 | 0.17342 | 0.17342 | 0 | 0 | 0 | 0
IL Fac. Spec. - NOX Rate Summer v3.1, Unit 248 and retrofits | 389 | 7305 | Rate Constraint in lbs/MMBtu | FALSE | L | Annual | Constraint Shadow Price | US2022$/Ton | 0 | 0 | 0 | 0 | 0 | 0 | 0
IL Fac. Spec. - NOX Rate Summer v3.1, Unit 249 and retrofits | 390 | 7305 | Rate Constraint in lbs/MMBtu | FALSE | L | Annual | Seasons Included | Seasons | Summer | Summer | Summer | Summer | Summer | Summer | Summer
IL Fac. Spec. - NOX Rate Summer v3.1, Unit 249 and retrofits | 390 | 7305 | Rate Constraint in lbs/MMBtu | FALSE | L | Annual | Standard NOX | lb/MMBtu | 0.25 | 0.25 | 0.25 | 0.25 | 0.25 | 0.25 | 0.25
IL Fac. Spec. - NOX Rate Summer v3.1, Unit 249 and retrofits | 390 | 7305 | Rate Constraint in lbs/MMBtu | FALSE | L | Annual | Emissions at Affected Plants NOX | Thousand Tons | 0.00027541 | 0.0002658 | 0.00028822 | 0 | 0 | 0 | 0
IL Fac. Spec. - NOX Rate Summer v3.1, Unit 249 and retrofits | 390 | 7305 | Rate Constraint in lbs/MMBtu | FALSE | L | Annual | Allowances Purchased NOX | Thousand Tons | 0 | 0 | 0 | 0 | 0 | 0 | 0
IL Fac. Spec. - NOX Rate Summer v3.1, Unit 249 and retrofits | 390 | 7305 | Rate Constraint in lbs/MMBtu | FALSE | L | Annual | Allowances Sold NOX | Thousand Tons | 0 | 0 | 0 | 0 | 0 | 0 | 0
IL Fac. Spec. - NOX Rate Summer v3.1, Unit 249 and retrofits | 390 | 7305 | Rate Constraint in lbs/MMBtu | FALSE | L | Annual | Allowances Banked | Thousand Tons | 0 | 0 | 0 | 0 | 0 | 0 | 0
IL Fac. Spec. - NOX Rate Summer v3.1, Unit 249 and retrofits | 390 | 7305 | Rate Constraint in lbs/MMBtu | FALSE | L | Annual | Allowances Withdrawn (1:1) | Thousand Tons | 0 | 0 | 0 | 0 | 0 | 0 | 0
IL Fac. Spec. - NOX Rate Summer v3.1, Unit 249 and retrofits | 390 | 7305 | Rate Constraint in lbs/MMBtu | FALSE | L | Annual | Allowances Withdrawn (n:1) | Thousand Tons | 0 | 0 | 0 | 0 | 0 | 0 | 0
IL Fac. Spec. - NOX Rate Summer v3.1, Unit 249 and retrofits | 390 | 7305 | Rate Constraint in lbs/MMBtu | FALSE | L | Annual | Net Emissions Allowance Position | Thousand Tons | 0.00027541 | 0.0002658 | 0.00028822 | 0 | 0 | 0 | 0
IL Fac. Spec. - NOX Rate Summer v3.1, Unit 249 and retrofits | 390 | 7305 | Rate Constraint in lbs/MMBtu | FALSE | L | Annual | Fuel Consumed | TBtu | 0.03682 | 0.035535 | 0.038532 | 0 | 0 | 0 | 0
IL Fac. Spec. - NOX Rate Summer v3.1, Unit 249 and retrofits | 390 | 7305 | Rate Constraint in lbs/MMBtu | FALSE | L | Annual | Rate | lb/MMBtu | 0.01496 | 0.01496 | 0.01496 | 0 | 0 | 0 | 0
IL Fac. Spec. - NOX Rate Summer v3.1, Unit 249 and retrofits | 390 | 7305 | Rate Constraint in lbs/MMBtu | FALSE | L | Annual | Generation | TWh | 0.0034267 | 0.0033072 | 0.0035861 | 0 | 0 | 0 | 0
IL Fac. Spec. - NOX Rate Summer v3.1, Unit 249 and retrofits | 390 | 7305 | Rate Constraint in lbs/MMBtu | FALSE | L | Annual | Qualifying Generation | TWh | 0.0034267 | 0.0033072 | 0.0035861 | 0 | 0 | 0 | 0
IL Fac. Spec. - NOX Rate Summer v3.1, Unit 249 and retrofits | 390 | 7305 | Rate Constraint in lbs/MMBtu | FALSE | L | Annual | Rate | lb/MWh | 0.16075 | 0.16075 | 0.16075 | 0 | 0 | 0 | 0
IL Fac. Spec. - NOX Rate Summer v3.1, Unit 249 and retrofits | 390 | 7305 | Rate Constraint in lbs/MMBtu | FALSE | L | Annual | Constraint Shadow Price | US2022$/Ton | 0 | 0 | 0 | 0 | 0 | 0 | 0
IL Fac. Spec. - NOX Rate Summer v3.1, Unit 250 and retrofits | 391 | 7305 | Rate Constraint in lbs/MMBtu | FALSE | L | Annual | Seasons Included | Seasons | Summer | Summer | Summer | Summer | Summer | Summer | Summer
IL Fac. Spec. - NOX Rate Summer v3.1, Unit 250 and retrofits | 391 | 7305 | Rate Constraint in lbs/MMBtu | FALSE | L | Annual | Standard NOX | lb/MMBtu | 0.25 | 0.25 | 0.25 | 0.25 | 0.25 | 0.25 | 0.25
IL Fac. Spec. - NOX Rate Summer v3.1, Unit 250 and retrofits | 391 | 7305 | Rate Constraint in lbs/MMBtu | FALSE | L | Annual | Emissions at Affected Plants NOX | Thousand Tons | 0.00025884 | 0.00024981 | 0.00027088 | 3.0098e-06 | 0 | 0 | 0
IL Fac. Spec. - NOX Rate Summer v3.1, Unit 250 and retrofits | 391 | 7305 | Rate Constraint in lbs/MMBtu | FALSE | L | Annual | Allowances Purchased NOX | Thousand Tons | 0 | 0 | 0 | 0 | 0 | 0 | 0
IL Fac. Spec. - NOX Rate Summer v3.1, Unit 250 and retrofits | 391 | 7305 | Rate Constraint in lbs/MMBtu | FALSE | L | Annual | Allowances Sold NOX | Thousand Tons | 0 | 0 | 0 | 0 | 0 | 0 | 0
IL Fac. Spec. - NOX Rate Summer v3.1, Unit 250 and retrofits | 391 | 7305 | Rate Constraint in lbs/MMBtu | FALSE | L | Annual | Allowances Banked | Thousand Tons | 0 | 0 | 0 | 0 | 0 | 0 | 0
IL Fac. Spec. - NOX Rate Summer v3.1, Unit 250 and retrofits | 391 | 7305 | Rate Constraint in lbs/MMBtu | FALSE | L | Annual | Allowances Withdrawn (1:1) | Thousand Tons | 0 | 0 | 0 | 0 | 0 | 0 | 0
IL Fac. Spec. - NOX Rate Summer v3.1, Unit 250 and retrofits | 391 | 7305 | Rate Constraint in lbs/MMBtu | FALSE | L | Annual | Allowances Withdrawn (n:1) | Thousand Tons | 0 | 0 | 0 | 0 | 0 | 0 | 0
IL Fac. Spec. - NOX Rate Summer v3.1, Unit 250 and retrofits | 391 | 7305 | Rate Constraint in lbs/MMBtu | FALSE | L | Annual | Net Emissions Allowance Position | Thousand Tons | 0.00025884 | 0.00024981 | 0.00027088 | 3.0098e-06 | 0 | 0 | 0
IL Fac. Spec. - NOX Rate Summer v3.1, Unit 250 and retrofits | 391 | 7305 | Rate Constraint in lbs/MMBtu | FALSE | L | Annual | Fuel Consumed | TBtu | 0.03682 | 0.035535 | 0.038532 | 0.00042814 | 0 | 0 | 0
IL Fac. Spec. - NOX Rate Summer v3.1, Unit 250 and retrofits | 391 | 7305 | Rate Constraint in lbs/MMBtu | FALSE | L | Annual | Rate | lb/MMBtu | 0.01406 | 0.01406 | 0.01406 | 0.01406 | 0 | 0 | 0
IL Fac. Spec. - NOX Rate Summer v3.1, Unit 250 and retrofits | 391 | 7305 | Rate Constraint in lbs/MMBtu | FALSE | L | Annual | Generation | TWh | 0.0034267 | 0.0033072 | 0.0035861 | 3.9845e-05 | 0 | 0 | 0
IL Fac. Spec. - NOX Rate Summer v3.1, Unit 250 and retrofits | 391 | 7305 | Rate Constraint in lbs/MMBtu | FALSE | L | Annual | Qualifying Generation | TWh | 0.0034267 | 0.0033072 | 0.0035861 | 3.9845e-05 | 0 | 0 | 0
IL Fac. Spec. - NOX Rate Summer v3.1, Unit 250 and retrofits | 391 | 7305 | Rate Constraint in lbs/MMBtu | FALSE | L | Annual | Rate | lb/MWh | 0.15107 | 0.15107 | 0.15107 | 0.15107 | 0 | 0 | 0
IL Fac. Spec. - NOX Rate Summer v3.1, Unit 250 and retrofits | 391 | 7305 | Rate Constraint in lbs/MMBtu | FALSE | L | Annual | Constraint Shadow Price | US2022$/Ton | 0 | 0 | 0 | 0 | 0 | 0 | 0
IL Fac. Spec. - NOX Rate Summer v3.1, Unit 251 and retrofits | 392 | 7305 | Rate Constraint in lbs/MMBtu | FALSE | L | Annual | Seasons Included | Seasons | Summer | Summer | Summer | Summer | Summer | Summer | Summer
IL Fac. Spec. - NOX Rate Summer v3.1, Unit 251 and retrofits | 392 | 7305 | Rate Constraint in lbs/MMBtu | FALSE | L | Annual | Standard NOX | lb/MMBtu | 0.25 | 0.25 | 0.25 | 0.25 | 0.25 | 0.25 | 0.25
IL Fac. Spec. - NOX Rate Summer v3.1, Unit 251 and retrofits | 392 | 7305 | Rate Constraint in lbs/MMBtu | FALSE | L | Annual | Emissions at Affected Plants NOX | Thousand Tons | 0.00033175 | 0.00032017 | 0.00034718 | 0 | 0 | 0 | 0
IL Fac. Spec. - NOX Rate Summer v3.1, Unit 251 and retrofits | 392 | 7305 | Rate Constraint in lbs/MMBtu | FALSE | L | Annual | Allowances Purchased NOX | Thousand Tons | 0 | 0 | 0 | 0 | 0 | 0 | 0
IL Fac. Spec. - NOX Rate Summer v3.1, Unit 251 and retrofits | 392 | 7305 | Rate Constraint in lbs/MMBtu | FALSE | L | Annual | Allowances Sold NOX | Thousand Tons | 0 | 0 | 0 | 0 | 0 | 0 | 0
IL Fac. Spec. - NOX Rate Summer v3.1, Unit 251 and retrofits | 392 | 7305 | Rate Constraint in lbs/MMBtu | FALSE | L | Annual | Allowances Banked | Thousand Tons | 0 | 0 | 0 | 0 | 0 | 0 | 0
IL Fac. Spec. - NOX Rate Summer v3.1, Unit 251 and retrofits | 392 | 7305 | Rate Constraint in lbs/MMBtu | FALSE | L | Annual | Allowances Withdrawn (1:1) | Thousand Tons | 0 | 0 | 0 | 0 | 0 | 0 | 0
IL Fac. Spec. - NOX Rate Summer v3.1, Unit 251 and retrofits | 392 | 7305 | Rate Constraint in lbs/MMBtu | FALSE | L | Annual | Allowances Withdrawn (n:1) | Thousand Tons | 0 | 0 | 0 | 0 | 0 | 0 | 0
IL Fac. Spec. - NOX Rate Summer v3.1, Unit 251 and retrofits | 392 | 7305 | Rate Constraint in lbs/MMBtu | FALSE | L | Annual | Net Emissions Allowance Position | Thousand Tons | 0.00033175 | 0.00032017 | 0.00034718 | 0 | 0 | 0 | 0
IL Fac. Spec. - NOX Rate Summer v3.1, Unit 251 and retrofits | 392 | 7305 | Rate Constraint in lbs/MMBtu | FALSE | L | Annual | Fuel Consumed | TBtu | 0.03682 | 0.035535 | 0.038532 | 0 | 0 | 0 | 0
IL Fac. Spec. - NOX Rate Summer v3.1, Unit 251 and retrofits | 392 | 7305 | Rate Constraint in lbs/MMBtu | FALSE | L | Annual | Rate | lb/MMBtu | 0.01802 | 0.01802 | 0.01802 | 0 | 0 | 0 | 0
IL Fac. Spec. - NOX Rate Summer v3.1, Unit 251 and retrofits | 392 | 7305 | Rate Constraint in lbs/MMBtu | FALSE | L | Annual | Generation | TWh | 0.0034267 | 0.0033072 | 0.0035861 | 0 | 0 | 0 | 0
IL Fac. Spec. - NOX Rate Summer v3.1, Unit 251 and retrofits | 392 | 7305 | Rate Constraint in lbs/MMBtu | FALSE | L | Annual | Qualifying Generation | TWh | 0.0034267 | 0.0033072 | 0.0035861 | 0 | 0 | 0 | 0
IL Fac. Spec. - NOX Rate Summer v3.1, Unit 251 and retrofits | 392 | 7305 | Rate Constraint in lbs/MMBtu | FALSE | L | Annual | Rate | lb/MWh | 0.19362 | 0.19362 | 0.19362 | 0 | 0 | 0 | 0
IL Fac. Spec. - NOX Rate Summer v3.1, Unit 251 and retrofits | 392 | 7305 | Rate Constraint in lbs/MMBtu | FALSE | L | Annual | Constraint Shadow Price | US2022$/Ton | 0 | 0 | 0 | 0 | 0 | 0 | 0
IL Fac. Spec. - NOX Rate Summer v3.1, Unit 252 and retrofits | 393 | 7305 | Rate Constraint in lbs/MMBtu | FALSE | L | Annual | Seasons Included | Seasons | Summer | Summer | Summer | Summer | Summer | Summer | Summer
IL Fac. Spec. - NOX Rate Summer v3.1, Unit 252 and retrofits | 393 | 7305 | Rate Constraint in lbs/MMBtu | FALSE | L | Annual | Standard NOX | lb/MMBtu | 0.25 | 0.25 | 0.25 | 0.25 | 0.25 | 0.25 | 0.25
IL Fac. Spec. - NOX Rate Summer v3.1, Unit 252 and retrofits | 393 | 7305 | Rate Constraint in lbs/MMBtu | FALSE | L | Annual | Emissions at Affected Plants NOX | Thousand Tons | 0.0003253 | 0.00031396 | 0.00034043 | 0 | 0 | 0 | 0
IL Fac. Spec. - NOX Rate Summer v3.1, Unit 252 and retrofits | 393 | 7305 | Rate Constraint in lbs/MMBtu | FALSE | L | Annual | Allowances Purchased NOX | Thousand Tons | 0 | 0 | 0 | 0 | 0 | 0 | 0
IL Fac. Spec. - NOX Rate Summer v3.1, Unit 252 and retrofits | 393 | 7305 | Rate Constraint in lbs/MMBtu | FALSE | L | Annual | Allowances Sold NOX | Thousand Tons | 0 | 0 | 0 | 0 | 0 | 0 | 0
IL Fac. Spec. - NOX Rate Summer v3.1, Unit 252 and retrofits | 393 | 7305 | Rate Constraint in lbs/MMBtu | FALSE | L | Annual | Allowances Banked | Thousand Tons | 0 | 0 | 0 | 0 | 0 | 0 | 0
IL Fac. Spec. - NOX Rate Summer v3.1, Unit 252 and retrofits | 393 | 7305 | Rate Constraint in lbs/MMBtu | FALSE | L | Annual | Allowances Withdrawn (1:1) | Thousand Tons | 0 | 0 | 0 | 0 | 0 | 0 | 0
IL Fac. Spec. - NOX Rate Summer v3.1, Unit 252 and retrofits | 393 | 7305 | Rate Constraint in lbs/MMBtu | FALSE | L | Annual | Allowances Withdrawn (n:1) | Thousand Tons | 0 | 0 | 0 | 0 | 0 | 0 | 0
IL Fac. Spec. - NOX Rate Summer v3.1, Unit 252 and retrofits | 393 | 7305 | Rate Constraint in lbs/MMBtu | FALSE | L | Annual | Net Emissions Allowance Position | Thousand Tons | 0.0003253 | 0.00031396 | 0.00034043 | 0 | 0 | 0 | 0
IL Fac. Spec. - NOX Rate Summer v3.1, Unit 252 and retrofits | 393 | 7305 | Rate Constraint in lbs/MMBtu | FALSE | L | Annual | Fuel Consumed | TBtu | 0.03682 | 0.035535 | 0.038532 | 0 | 0 | 0 | 0
IL Fac. Spec. - NOX Rate Summer v3.1, Unit 252 and retrofits | 393 | 7305 | Rate Constraint in lbs/MMBtu | FALSE | L | Annual | Rate | lb/MMBtu | 0.01767 | 0.01767 | 0.01767 | 0 | 0 | 0 | 0
IL Fac. Spec. - NOX Rate Summer v3.1, Unit 252 and retrofits | 393 | 7305 | Rate Constraint in lbs/MMBtu | FALSE | L | Annual | Generation | TWh | 0.0034267 | 0.0033072 | 0.0035861 | 0 | 0 | 0 | 0
IL Fac. Spec. - NOX Rate Summer v3.1, Unit 252 and retrofits | 393 | 7305 | Rate Constraint in lbs/MMBtu | FALSE | L | Annual | Qualifying Generation | TWh | 0.0034267 | 0.0033072 | 0.0035861 | 0 | 0 | 0 | 0
IL Fac. Spec. - NOX Rate Summer v3.1, Unit 252 and retrofits | 393 | 7305 | Rate Constraint in lbs/MMBtu | FALSE | L | Annual | Rate | lb/MWh | 0.18986 | 0.18986 | 0.18986 | 0 | 0 | 0 | 0
IL Fac. Spec. - NOX Rate Summer v3.1, Unit 252 and retrofits | 393 | 7305 | Rate Constraint in lbs/MMBtu | FALSE | L | Annual | Constraint Shadow Price | US2022$/Ton | 0 | 0 | 0 | 0 | 0 | 0 | 0
IL Fac. Spec. - NOX Rate Summer v3.1, Unit 253 and retrofits | 394 | 7305 | Rate Constraint in lbs/MMBtu | FALSE | L | Annual | Seasons Included | Seasons | Summer | Summer | Summer | Summer | Summer | Summer | Summer
IL Fac. Spec. - NOX Rate Summer v3.1, Unit 253 and retrofits | 394 | 7305 | Rate Constraint in lbs/MMBtu | FALSE | L | Annual | Standard NOX | lb/MMBtu | 0.25 | 0.25 | 0.25 | 0.25 | 0.25 | 0.25 | 0.25
IL Fac. Spec. - NOX Rate Summer v3.1, Unit 253 and retrofits | 394 | 7305 | Rate Constraint in lbs/MMBtu | FALSE | L | Annual | Emissions at Affected Plants NOX | Thousand Tons | 0.00027173 | 0.00026225 | 0.00028437 | 3.1597e-06 | 0 | 0 | 0
IL Fac. Spec. - NOX Rate Summer v3.1, Unit 253 and retrofits | 394 | 7305 | Rate Constraint in lbs/MMBtu | FALSE | L | Annual | Allowances Purchased NOX | Thousand Tons | 0 | 0 | 0 | 0 | 0 | 0 | 0
IL Fac. Spec. - NOX Rate Summer v3.1, Unit 253 and retrofits | 394 | 7305 | Rate Constraint in lbs/MMBtu | FALSE | L | Annual | Allowances Sold NOX | Thousand Tons | 0 | 0 | 0 | 0 | 0 | 0 | 0
IL Fac. Spec. - NOX Rate Summer v3.1, Unit 253 and retrofits | 394 | 7305 | Rate Constraint in lbs/MMBtu | FALSE | L | Annual | Allowances Banked | Thousand Tons | 0 | 0 | 0 | 0 | 0 | 0 | 0
IL Fac. Spec. - NOX Rate Summer v3.1, Unit 253 and retrofits | 394 | 7305 | Rate Constraint in lbs/MMBtu | FALSE | L | Annual | Allowances Withdrawn (1:1) | Thousand Tons | 0 | 0 | 0 | 0 | 0 | 0 | 0
IL Fac. Spec. - NOX Rate Summer v3.1, Unit 253 and retrofits | 394 | 7305 | Rate Constraint in lbs/MMBtu | FALSE | L | Annual | Allowances Withdrawn (n:1) | Thousand Tons | 0 | 0 | 0 | 0 | 0 | 0 | 0
IL Fac. Spec. - NOX Rate Summer v3.1, Unit 253 and retrofits | 394 | 7305 | Rate Constraint in lbs/MMBtu | FALSE | L | Annual | Net Emissions Allowance Position | Thousand Tons | 0.00027173 | 0.00026225 | 0.00028437 | 3.1597e-06 | 0 | 0 | 0
IL Fac. Spec. - NOX Rate Summer v3.1, Unit 253 and retrofits | 394 | 7305 | Rate Constraint in lbs/MMBtu | FALSE | L | Annual | Fuel Consumed | TBtu | 0.03682 | 0.035535 | 0.038532 | 0.00042814 | 0 | 0 | 0
IL Fac. Spec. - NOX Rate Summer v3.1, Unit 253 and retrofits | 394 | 7305 | Rate Constraint in lbs/MMBtu | FALSE | L | Annual | Rate | lb/MMBtu | 0.01476 | 0.01476 | 0.01476 | 0.01476 | 0 | 0 | 0
IL Fac. Spec. - NOX Rate Summer v3.1, Unit 253 and retrofits | 394 | 7305 | Rate Constraint in lbs/MMBtu | FALSE | L | Annual | Generation | TWh | 0.0034267 | 0.0033072 | 0.0035861 | 3.9845e-05 | 0 | 0 | 0
IL Fac. Spec. - NOX Rate Summer v3.1, Unit 253 and retrofits | 394 | 7305 | Rate Constraint in lbs/MMBtu | FALSE | L | Annual | Qualifying Generation | TWh | 0.0034267 | 0.0033072 | 0.0035861 | 3.9845e-05 | 0 | 0 | 0
IL Fac. Spec. - NOX Rate Summer v3.1, Unit 253 and retrofits | 394 | 7305 | Rate Constraint in lbs/MMBtu | FALSE | L | Annual | Rate | lb/MWh | 0.1586 | 0.1586 | 0.1586 | 0.1586 | 0 | 0 | 0
IL Fac. Spec. - NOX Rate Summer v3.1, Unit 253 and retrofits | 394 | 7305 | Rate Constraint in lbs/MMBtu | FALSE | L | Annual | Constraint Shadow Price | US2022$/Ton | 0 | 0 | 0 | 0 | 0 | 0 | 0
IL Fac. Spec. - NOX Rate Summer v3.1, Unit 254 and retrofits | 395 | 7305 | Rate Constraint in lbs/MMBtu | FALSE | L | Annual | Seasons Included | Seasons | Summer | Summer | Summer | Summer | Summer | Summer | Summer
IL Fac. Spec. - NOX Rate Summer v3.1, Unit 254 and retrofits | 395 | 7305 | Rate Constraint in lbs/MMBtu | FALSE | L | Annual | Standard NOX | lb/MMBtu | 0.25 | 0.25 | 0.25 | 0.25 | 0.25 | 0.25 | 0.25
IL Fac. Spec. - NOX Rate Summer v3.1, Unit 254 and retrofits | 395 | 7305 | Rate Constraint in lbs/MMBtu | FALSE | L | Annual | Emissions at Affected Plants NOX | Thousand Tons | 0.00025627 | 0.00024733 | 0.00026819 | 0 | 0 | 0 | 0
IL Fac. Spec. - NOX Rate Summer v3.1, Unit 254 and retrofits | 395 | 7305 | Rate Constraint in lbs/MMBtu | FALSE | L | Annual | Allowances Purchased NOX | Thousand Tons | 0 | 0 | 0 | 0 | 0 | 0 | 0
IL Fac. Spec. - NOX Rate Summer v3.1, Unit 254 and retrofits | 395 | 7305 | Rate Constraint in lbs/MMBtu | FALSE | L | Annual | Allowances Sold NOX | Thousand Tons | 0 | 0 | 0 | 0 | 0 | 0 | 0
IL Fac. Spec. - NOX Rate Summer v3.1, Unit 254 and retrofits | 395 | 7305 | Rate Constraint in lbs/MMBtu | FALSE | L | Annual | Allowances Banked | Thousand Tons | 0 | 0 | 0 | 0 | 0 | 0 | 0
IL Fac. Spec. - NOX Rate Summer v3.1, Unit 254 and retrofits | 395 | 7305 | Rate Constraint in lbs/MMBtu | FALSE | L | Annual | Allowances Withdrawn (1:1) | Thousand Tons | 0 | 0 | 0 | 0 | 0 | 0 | 0
IL Fac. Spec. - NOX Rate Summer v3.1, Unit 254 and retrofits | 395 | 7305 | Rate Constraint in lbs/MMBtu | FALSE | L | Annual | Allowances Withdrawn (n:1) | Thousand Tons | 0 | 0 | 0 | 0 | 0 | 0 | 0
IL Fac. Spec. - NOX Rate Summer v3.1, Unit 254 and retrofits | 395 | 7305 | Rate Constraint in lbs/MMBtu | FALSE | L | Annual | Net Emissions Allowance Position | Thousand Tons | 0.00025627 | 0.00024733 | 0.00026819 | 0 | 0 | 0 | 0
IL Fac. Spec. - NOX Rate Summer v3.1, Unit 254 and retrofits | 395 | 7305 | Rate Constraint in lbs/MMBtu | FALSE | L | Annual | Fuel Consumed | TBtu | 0.03682 | 0.035535 | 0.038532 | 0 | 0 | 0 | 0
IL Fac. Spec. - NOX Rate Summer v3.1, Unit 254 and retrofits | 395 | 7305 | Rate Constraint in lbs/MMBtu | FALSE | L | Annual | Rate | lb/MMBtu | 0.01392 | 0.01392 | 0.01392 | 0 | 0 | 0 | 0
IL Fac. Spec. - NOX Rate Summer v3.1, Unit 254 and retrofits | 395 | 7305 | Rate Constraint in lbs/MMBtu | FALSE | L | Annual | Generation | TWh | 0.0034267 | 0.0033072 | 0.0035861 | 0 | 0 | 0 | 0
IL Fac. Spec. - NOX Rate Summer v3.1, Unit 254 and retrofits | 395 | 7305 | Rate Constraint in lbs/MMBtu | FALSE | L | Annual | Qualifying Generation | TWh | 0.0034267 | 0.0033072 | 0.0035861 | 0 | 0 | 0 | 0
IL Fac. Spec. - NOX Rate Summer v3.1, Unit 254 and retrofits | 395 | 7305 | Rate Constraint in lbs/MMBtu | FALSE | L | Annual | Rate | lb/MWh | 0.14957 | 0.14957 | 0.14957 | 0 | 0 | 0 | 0
IL Fac. Spec. - NOX Rate Summer v3.1, Unit 254 and retrofits | 395 | 7305 | Rate Constraint in lbs/MMBtu | FALSE | L | Annual | Constraint Shadow Price | US2022$/Ton | 0 | 0 | 0 | 0 | 0 | 0 | 0
IL Fac. Spec. - NOX Rate Summer v3.1, Unit 255 and retrofits | 396 | 7305 | Rate Constraint in lbs/MMBtu | FALSE | L | Annual | Seasons Included | Seasons | Summer | Summer | Summer | Summer | Summer | Summer | Summer
IL Fac. Spec. - NOX Rate Summer v3.1, Unit 255 and retrofits | 396 | 7305 | Rate Constraint in lbs/MMBtu | FALSE | L | Annual | Standard NOX | lb/MMBtu | 0.25 | 0.25 | 0.25 | 0.25 | 0.25 | 0.25 | 0.25
IL Fac. Spec. - NOX Rate Summer v3.1, Unit 255 and retrofits | 396 | 7305 | Rate Constraint in lbs/MMBtu | FALSE | L | Annual | Emissions at Affected Plants NOX | Thousand Tons | 0.00032088 | 0.00030969 | 0.00033581 | 0 | 0 | 0 | 0
IL Fac. Spec. - NOX Rate Summer v3.1, Unit 255 and retrofits | 396 | 7305 | Rate Constraint in lbs/MMBtu | FALSE | L | Annual | Allowances Purchased NOX | Thousand Tons | 0 | 0 | 0 | 0 | 0 | 0 | 0
IL Fac. Spec. - NOX Rate Summer v3.1, Unit 255 and retrofits | 396 | 7305 | Rate Constraint in lbs/MMBtu | FALSE | L | Annual | Allowances Sold NOX | Thousand Tons | 0 | 0 | 0 | 0 | 0 | 0 | 0
IL Fac. Spec. - NOX Rate Summer v3.1, Unit 255 and retrofits | 396 | 7305 | Rate Constraint in lbs/MMBtu | FALSE | L | Annual | Allowances Banked | Thousand Tons | 0 | 0 | 0 | 0 | 0 | 0 | 0
IL Fac. Spec. - NOX Rate Summer v3.1, Unit 255 and retrofits | 396 | 7305 | Rate Constraint in lbs/MMBtu | FALSE | L | Annual | Allowances Withdrawn (1:1) | Thousand Tons | 0 | 0 | 0 | 0 | 0 | 0 | 0
IL Fac. Spec. - NOX Rate Summer v3.1, Unit 255 and retrofits | 396 | 7305 | Rate Constraint in lbs/MMBtu | FALSE | L | Annual | Allowances Withdrawn (n:1) | Thousand Tons | 0 | 0 | 0 | 0 | 0 | 0 | 0
IL Fac. Spec. - NOX Rate Summer v3.1, Unit 255 and retrofits | 396 | 7305 | Rate Constraint in lbs/MMBtu | FALSE | L | Annual | Net Emissions Allowance Position | Thousand Tons | 0.00032088 | 0.00030969 | 0.00033581 | 0 | 0 | 0 | 0
IL Fac. Spec. - NOX Rate Summer v3.1, Unit 255 and retrofits | 396 | 7305 | Rate Constraint in lbs/MMBtu | FALSE | L | Annual | Fuel Consumed | TBtu | 0.03682 | 0.035535 | 0.038532 | 0 | 0 | 0 | 0
IL Fac. Spec. - NOX Rate Summer v3.1, Unit 255 and retrofits | 396 | 7305 | Rate Constraint in lbs/MMBtu | FALSE | L | Annual | Rate | lb/MMBtu | 0.01743 | 0.01743 | 0.01743 | 0 | 0 | 0 | 0
IL Fac. Spec. - NOX Rate Summer v3.1, Unit 255 and retrofits | 396 | 7305 | Rate Constraint in lbs/MMBtu | FALSE | L | Annual | Generation | TWh | 0.0034267 | 0.0033072 | 0.0035861 | 0 | 0 | 0 | 0
IL Fac. Spec. - NOX Rate Summer v3.1, Unit 255 and retrofits | 396 | 7305 | Rate Constraint in lbs/MMBtu | FALSE | L | Annual | Qualifying Generation | TWh | 0.0034267 | 0.0033072 | 0.0035861 | 0 | 0 | 0 | 0
IL Fac. Spec. - NOX Rate Summer v3.1, Unit 255 and retrofits | 396 | 7305 | Rate Constraint in lbs/MMBtu | FALSE | L | Annual | Rate | lb/MWh | 0.18729 | 0.18729 | 0.18729 | 0 | 0 | 0 | 0
IL Fac. Spec. - NOX Rate Summer v3.1, Unit 255 and retrofits | 396 | 7305 | Rate Constraint in lbs/MMBtu | FALSE | L | Annual | Constraint Shadow Price | US2022$/Ton | 0 | 0 | 0 | 0 | 0 | 0 | 0
IL Fac. Spec. - NOX Rate Summer v3.1, Unit 256 and retrofits | 397 | 7305 | Rate Constraint in lbs/MMBtu | FALSE | L | Annual | Seasons Included | Seasons | Summer | Summer | Summer | Summer | Summer | Summer | Summer
IL Fac. Spec. - NOX Rate Summer v3.1, Unit 256 and retrofits | 397 | 7305 | Rate Constraint in lbs/MMBtu | FALSE | L | Annual | Standard NOX | lb/MMBtu | 0.25 | 0.25 | 0.25 | 0.25 | 0.25 | 0.25 | 0.25
IL Fac. Spec. - NOX Rate Summer v3.1, Unit 256 and retrofits | 397 | 7305 | Rate Constraint in lbs/MMBtu | FALSE | L | Annual | Emissions at Affected Plants NOX | Thousand Tons | 0.00040189 | 0.00038787 | 0.00042058 | 3.3391e-06 | 0 | 0 | 0
IL Fac. Spec. - NOX Rate Summer v3.1, Unit 256 and retrofits | 397 | 7305 | Rate Constraint in lbs/MMBtu | FALSE | L | Annual | Allowances Purchased NOX | Thousand Tons | 0 | 0 | 0 | 0 | 0 | 0 | 0
IL Fac. Spec. - NOX Rate Summer v3.1, Unit 256 and retrofits | 397 | 7305 | Rate Constraint in lbs/MMBtu | FALSE | L | Annual | Allowances Sold NOX | Thousand Tons | 0 | 0 | 0 | 0 | 0 | 0 | 0
IL Fac. Spec. - NOX Rate Summer v3.1, Unit 256 and retrofits | 397 | 7305 | Rate Constraint in lbs/MMBtu | FALSE | L | Annual | Allowances Banked | Thousand Tons | 0 | 0 | 0 | 0 | 0 | 0 | 0
IL Fac. Spec. - NOX Rate Summer v3.1, Unit 256 and retrofits | 397 | 7305 | Rate Constraint in lbs/MMBtu | FALSE | L | Annual | Allowances Withdrawn (1:1) | Thousand Tons | 0 | 0 | 0 | 0 | 0 | 0 | 0
IL Fac. Spec. - NOX Rate Summer v3.1, Unit 256 and retrofits | 397 | 7305 | Rate Constraint in lbs/MMBtu | FALSE | L | Annual | Allowances Withdrawn (n:1) | Thousand Tons | 0 | 0 | 0 | 0 | 0 | 0 | 0
IL Fac. Spec. - NOX Rate Summer v3.1, Unit 256 and retrofits | 397 | 7305 | Rate Constraint in lbs/MMBtu | FALSE | L | Annual | Net Emissions Allowance Position | Thousand Tons | 0.00040189 | 0.00038787 | 0.00042058 | 3.3391e-06 | 0 | 0 | 0
IL Fac. Spec. - NOX Rate Summer v3.1, Unit 256 and retrofits | 397 | 7305 | Rate Constraint in lbs/MMBtu | FALSE | L | Annual | Fuel Consumed | TBtu | 0.03682 | 0.035535 | 0.038532 | 0.00030592 | 0 | 0 | 0
IL Fac. Spec. - NOX Rate Summer v3.1, Unit 256 and retrofits | 397 | 7305 | Rate Constraint in lbs/MMBtu | FALSE | L | Annual | Rate | lb/MMBtu | 0.02183 | 0.02183 | 0.02183 | 0.02183 | 0 | 0 | 0
IL Fac. Spec. - NOX Rate Summer v3.1, Unit 256 and retrofits | 397 | 7305 | Rate Constraint in lbs/MMBtu | FALSE | L | Annual | Generation | TWh | 0.0034267 | 0.0033072 | 0.0035861 | 2.847e-05 | 0 | 0 | 0
IL Fac. Spec. - NOX Rate Summer v3.1, Unit 256 and retrofits | 397 | 7305 | Rate Constraint in lbs/MMBtu | FALSE | L | Annual | Qualifying Generation | TWh | 0.0034267 | 0.0033072 | 0.0035861 | 2.847e-05 | 0 | 0 | 0
IL Fac. Spec. - NOX Rate Summer v3.1, Unit 256 and retrofits | 397 | 7305 | Rate Constraint in lbs/MMBtu | FALSE | L | Annual | Rate | lb/MWh | 0.23456 | 0.23456 | 0.23456 | 0.23456 | 0 | 0 | 0
IL Fac. Spec. - NOX Rate Summer v3.1, Unit 256 and retrofits | 397 | 7305 | Rate Constraint in lbs/MMBtu | FALSE | L | Annual | Constraint Shadow Price | US2022$/Ton | 0 | 0 | 0 | 0 | 0 | 0 | 0
IL Fac. Spec. - NOX Rate Summer v3.1, Unit 257 and retrofits | 398 | 7305 | Rate Constraint in lbs/MMBtu | FALSE | L | Annual | Seasons Included | Seasons | Summer | Summer | Summer | Summer | Summer | Summer | Summer
IL Fac. Spec. - NOX Rate Summer v3.1, Unit 257 and retrofits | 398 | 7305 | Rate Constraint in lbs/MMBtu | FALSE | L | Annual | Standard NOX | lb/MMBtu | 0.25 | 0.25 | 0.25 | 0.25 | 0.25 | 0.25 | 0.25
IL Fac. Spec. - NOX Rate Summer v3.1, Unit 257 and retrofits | 398 | 7305 | Rate Constraint in lbs/MMBtu | FALSE | L | Annual | Emissions at Affected Plants NOX | Thousand Tons | 0.00038882 | 0.00037525 | 0.0004069 | 0 | 0 | 0 | 0
IL Fac. Spec. - NOX Rate Summer v3.1, Unit 257 and retrofits | 398 | 7305 | Rate Constraint in lbs/MMBtu | FALSE | L | Annual | Allowances Purchased NOX | Thousand Tons | 0 | 0 | 0 | 0 | 0 | 0 | 0
IL Fac. Spec. - NOX Rate Summer v3.1, Unit 257 and retrofits | 398 | 7305 | Rate Constraint in lbs/MMBtu | FALSE | L | Annual | Allowances Sold NOX | Thousand Tons | 0 | 0 | 0 | 0 | 0 | 0 | 0
IL Fac. Spec. - NOX Rate Summer v3.1, Unit 257 and retrofits | 398 | 7305 | Rate Constraint in lbs/MMBtu | FALSE | L | Annual | Allowances Banked | Thousand Tons | 0 | 0 | 0 | 0 | 0 | 0 | 0
IL Fac. Spec. - NOX Rate Summer v3.1, Unit 257 and retrofits | 398 | 7305 | Rate Constraint in lbs/MMBtu | FALSE | L | Annual | Allowances Withdrawn (1:1) | Thousand Tons | 0 | 0 | 0 | 0 | 0 | 0 | 0
IL Fac. Spec. - NOX Rate Summer v3.1, Unit 257 and retrofits | 398 | 7305 | Rate Constraint in lbs/MMBtu | FALSE | L | Annual | Allowances Withdrawn (n:1) | Thousand Tons | 0 | 0 | 0 | 0 | 0 | 0 | 0
IL Fac. Spec. - NOX Rate Summer v3.1, Unit 257 and retrofits | 398 | 7305 | Rate Constraint in lbs/MMBtu | FALSE | L | Annual | Net Emissions Allowance Position | Thousand Tons | 0.00038882 | 0.00037525 | 0.0004069 | 0 | 0 | 0 | 0
IL Fac. Spec. - NOX Rate Summer v3.1, Unit 257 and retrofits | 398 | 7305 | Rate Constraint in lbs/MMBtu | FALSE | L | Annual | Fuel Consumed | TBtu | 0.03682 | 0.035535 | 0.038532 | 0 | 0 | 0 | 0
IL Fac. Spec. - NOX Rate Summer v3.1, Unit 257 and retrofits | 398 | 7305 | Rate Constraint in lbs/MMBtu | FALSE | L | Annual | Rate | lb/MMBtu | 0.02112 | 0.02112 | 0.02112 | 0 | 0 | 0 | 0
IL Fac. Spec. - NOX Rate Summer v3.1, Unit 257 and retrofits | 398 | 7305 | Rate Constraint in lbs/MMBtu | FALSE | L | Annual | Generation | TWh | 0.0034267 | 0.0033072 | 0.0035861 | 0 | 0 | 0 | 0
IL Fac. Spec. - NOX Rate Summer v3.1, Unit 257 and retrofits | 398 | 7305 | Rate Constraint in lbs/MMBtu | FALSE | L | Annual | Qualifying Generation | TWh | 0.0034267 | 0.0033072 | 0.0035861 | 0 | 0 | 0 | 0
IL Fac. Spec. - NOX Rate Summer v3.1, Unit 257 and retrofits | 398 | 7305 | Rate Constraint in lbs/MMBtu | FALSE | L | Annual | Rate | lb/MWh | 0.22693 | 0.22693 | 0.22693 | 0 | 0 | 0 | 0
IL Fac. Spec. - NOX Rate Summer v3.1, Unit 257 and retrofits | 398 | 7305 | Rate Constraint in lbs/MMBtu | FALSE | L | Annual | Constraint Shadow Price | US2022$/Ton | 0 | 0 | 0 | 0 | 0 | 0 | 0
IL Fac. Spec. - NOX Rate Summer v3.1, Unit 258 and retrofits | 399 | 7305 | Rate Constraint in lbs/MMBtu | FALSE | L | Annual | Seasons Included | Seasons | Summer | Summer | Summer | Summer | Summer | Summer | Summer
IL Fac. Spec. - NOX Rate Summer v3.1, Unit 258 and retrofits | 399 | 7305 | Rate Constraint in lbs/MMBtu | FALSE | L | Annual | Standard NOX | lb/MMBtu | 0.25 | 0.25 | 0.25 | 0.25 | 0.25 | 0.25 | 0.25
IL Fac. Spec. - NOX Rate Summer v3.1, Unit 258 and retrofits | 399 | 7305 | Rate Constraint in lbs/MMBtu | FALSE | L | Annual | Emissions at Affected Plants NOX | Thousand Tons | 0.0003172 | 0.00030614 | 0.00033196 | 0 | 0 | 0 | 0
IL Fac. Spec. - NOX Rate Summer v3.1, Unit 258 and retrofits | 399 | 7305 | Rate Constraint in lbs/MMBtu | FALSE | L | Annual | Allowances Purchased NOX | Thousand Tons | 0 | 0 | 0 | 0 | 0 | 0 | 0
IL Fac. Spec. - NOX Rate Summer v3.1, Unit 258 and retrofits | 399 | 7305 | Rate Constraint in lbs/MMBtu | FALSE | L | Annual | Allowances Sold NOX | Thousand Tons | 0 | 0 | 0 | 0 | 0 | 0 | 0
IL Fac. Spec. - NOX Rate Summer v3.1, Unit 258 and retrofits | 399 | 7305 | Rate Constraint in lbs/MMBtu | FALSE | L | Annual | Allowances Banked | Thousand Tons | 0 | 0 | 0 | 0 | 0 | 0 | 0
IL Fac. Spec. - NOX Rate Summer v3.1, Unit 258 and retrofits | 399 | 7305 | Rate Constraint in lbs/MMBtu | FALSE | L | Annual | Allowances Withdrawn (1:1) | Thousand Tons | 0 | 0 | 0 | 0 | 0 | 0 | 0
IL Fac. Spec. - NOX Rate Summer v3.1, Unit 258 and retrofits | 399 | 7305 | Rate Constraint in lbs/MMBtu | FALSE | L | Annual | Allowances Withdrawn (n:1) | Thousand Tons | 0 | 0 | 0 | 0 | 0 | 0 | 0
IL Fac. Spec. - NOX Rate Summer v3.1, Unit 258 and retrofits | 399 | 7305 | Rate Constraint in lbs/MMBtu | FALSE | L | Annual | Net Emissions Allowance Position | Thousand Tons | 0.0003172 | 0.00030614 | 0.00033196 | 0 | 0 | 0 | 0
IL Fac. Spec. - NOX Rate Summer v3.1, Unit 258 and retrofits | 399 | 7305 | Rate Constraint in lbs/MMBtu | FALSE | L | Annual | Fuel Consumed | TBtu | 0.03682 | 0.035535 | 0.038532 | 0 | 0 | 0 | 0
IL Fac. Spec. - NOX Rate Summer v3.1, Unit 258 and retrofits | 399 | 7305 | Rate Constraint in lbs/MMBtu | FALSE | L | Annual | Rate | lb/MMBtu | 0.01723 | 0.01723 | 0.01723 | 0 | 0 | 0 | 0
IL Fac. Spec. - NOX Rate Summer v3.1, Unit 258 and retrofits | 399 | 7305 | Rate Constraint in lbs/MMBtu | FALSE | L | Annual | Generation | TWh | 0.0034267 | 0.0033072 | 0.0035861 | 0 | 0 | 0 | 0
IL Fac. Spec. - NOX Rate Summer v3.1, Unit 258 and retrofits | 399 | 7305 | Rate Constraint in lbs/MMBtu | FALSE | L | Annual | Qualifying Generation | TWh | 0.0034267 | 0.0033072 | 0.0035861 | 0 | 0 | 0 | 0
IL Fac. Spec. - NOX Rate Summer v3.1, Unit 258 and retrofits | 399 | 7305 | Rate Constraint in lbs/MMBtu | FALSE | L | Annual | Rate | lb/MWh | 0.18514 | 0.18514 | 0.18514 | 0 | 0 | 0 | 0
IL Fac. Spec. - NOX Rate Summer v3.1, Unit 258 and retrofits | 399 | 7305 | Rate Constraint in lbs/MMBtu | FALSE | L | Annual | Constraint Shadow Price | US2022$/Ton | 0 | 0 | 0 | 0 | 0 | 0 | 0
IL Fac. Spec. - NOX Rate Summer v3.1, Unit 261 and retrofits | 400 | 7305 | Rate Constraint in lbs/MMBtu | FALSE | L | Annual | Seasons Included | Seasons | Summer | Summer | Summer | Summer | Summer | Summer | Summer
IL Fac. Spec. - NOX Rate Summer v3.1, Unit 261 and retrofits | 400 | 7305 | Rate Constraint in lbs/MMBtu | FALSE | L | Annual | Standard NOX | lb/MMBtu | 0.25 | 0.25 | 0.25 | 0.25 | 0.25 | 0.25 | 0.25
IL Fac. Spec. - NOX Rate Summer v3.1, Unit 261 and retrofits | 400 | 7305 | Rate Constraint in lbs/MMBtu | FALSE | L | Annual | Emissions at Affected Plants NOX | Thousand Tons | 0.0014369 | 0.00095083 | 0.00065685 | 0 | 0 | 0 | 0
IL Fac. Spec. - NOX Rate Summer v3.1, Unit 261 and retrofits | 400 | 7305 | Rate Constraint in lbs/MMBtu | FALSE | L | Annual | Allowances Purchased NOX | Thousand Tons | 0 | 0 | 0 | 0 | 0 | 0 | 0
IL Fac. Spec. - NOX Rate Summer v3.1, Unit 261 and retrofits | 400 | 7305 | Rate Constraint in lbs/MMBtu | FALSE | L | Annual | Allowances Sold NOX | Thousand Tons | 0 | 0 | 0 | 0 | 0 | 0 | 0
IL Fac. Spec. - NOX Rate Summer v3.1, Unit 261 and retrofits | 400 | 7305 | Rate Constraint in lbs/MMBtu | FALSE | L | Annual | Allowances Banked | Thousand Tons | 0 | 0 | 0 | 0 | 0 | 0 | 0
IL Fac. Spec. - NOX Rate Summer v3.1, Unit 261 and retrofits | 400 | 7305 | Rate Constraint in lbs/MMBtu | FALSE | L | Annual | Allowances Withdrawn (1:1) | Thousand Tons | 0 | 0 | 0 | 0 | 0 | 0 | 0
IL Fac. Spec. - NOX Rate Summer v3.1, Unit 261 and retrofits | 400 | 7305 | Rate Constraint in lbs/MMBtu | FALSE | L | Annual | Allowances Withdrawn (n:1) | Thousand Tons | 0 | 0 | 0 | 0 | 0 | 0 | 0
IL Fac. Spec. - NOX Rate Summer v3.1, Unit 261 and retrofits | 400 | 7305 | Rate Constraint in lbs/MMBtu | FALSE | L | Annual | Net Emissions Allowance Position | Thousand Tons | 0.0014369 | 0.00095083 | 0.00065685 | 0 | 0 | 0 | 0
IL Fac. Spec. - NOX Rate Summer v3.1, Unit 261 and retrofits | 400 | 7305 | Rate Constraint in lbs/MMBtu | FALSE | L | Annual | Fuel Consumed | TBtu | 0.039764 | 0.026313 | 0.018178 | 0 | 0 | 0 | 0
IL Fac. Spec. - NOX Rate Summer v3.1, Unit 261 and retrofits | 400 | 7305 | Rate Constraint in lbs/MMBtu | FALSE | L | Annual | Rate | lb/MMBtu | 0.07227 | 0.07227 | 0.07227 | 0 | 0 | 0 | 0
IL Fac. Spec. - NOX Rate Summer v3.1, Unit 261 and retrofits | 400 | 7305 | Rate Constraint in lbs/MMBtu | FALSE | L | Annual | Generation | TWh | 0.003289 | 0.0021765 | 0.0015035 | 0 | 0 | 0 | 0
IL Fac. Spec. - NOX Rate Summer v3.1, Unit 261 and retrofits | 400 | 7305 | Rate Constraint in lbs/MMBtu | FALSE | L | Annual | Qualifying Generation | TWh | 0.003289 | 0.0021765 | 0.0015035 | 0 | 0 | 0 | 0
IL Fac. Spec. - NOX Rate Summer v3.1, Unit 261 and retrofits | 400 | 7305 | Rate Constraint in lbs/MMBtu | FALSE | L | Annual | Rate | lb/MWh | 0.87374 | 0.87374 | 0.87374 | 0 | 0 | 0 | 0
IL Fac. Spec. - NOX Rate Summer v3.1, Unit 261 and retrofits | 400 | 7305 | Rate Constraint in lbs/MMBtu | FALSE | L | Annual | Constraint Shadow Price | US2022$/Ton | 0 | 0 | 0 | 0 | 0 | 0 | 0
IL Fac. Spec. - NOX Rate Summer v3.1, Unit 262 and retrofits | 401 | 7305 | Rate Constraint in lbs/MMBtu | FALSE | L | Annual | Seasons Included | Seasons | Summer | Summer | Summer | Summer | Summer | Summer | Summer
IL Fac. Spec. - NOX Rate Summer v3.1, Unit 262 and retrofits | 401 | 7305 | Rate Constraint in lbs/MMBtu | FALSE | L | Annual | Standard NOX | lb/MMBtu | 0.25 | 0.25 | 0.25 | 0.25 | 0.25 | 0.25 | 0.25
IL Fac. Spec. - NOX Rate Summer v3.1, Unit 262 and retrofits | 401 | 7305 | Rate Constraint in lbs/MMBtu | FALSE | L | Annual | Emissions at Affected Plants NOX | Thousand Tons | 0.0018795 | 0.0017721 | 0.00085919 | 0 | 0 | 0 | 0
IL Fac. Spec. - NOX Rate Summer v3.1, Unit 262 and retrofits | 401 | 7305 | Rate Constraint in lbs/MMBtu | FALSE | L | Annual | Allowances Purchased NOX | Thousand Tons | 0 | 0 | 0 | 0 | 0 | 0 | 0
IL Fac. Spec. - NOX Rate Summer v3.1, Unit 262 and retrofits | 401 | 7305 | Rate Constraint in lbs/MMBtu | FALSE | L | Annual | Allowances Sold NOX | Thousand Tons | 0 | 0 | 0 | 0 | 0 | 0 | 0
IL Fac. Spec. - NOX Rate Summer v3.1, Unit 262 and retrofits | 401 | 7305 | Rate Constraint in lbs/MMBtu | FALSE | L | Annual | Allowances Banked | Thousand Tons | 0 | 0 | 0 | 0 | 0 | 0 | 0
IL Fac. Spec. - NOX Rate Summer v3.1, Unit 262 and retrofits | 401 | 7305 | Rate Constraint in lbs/MMBtu | FALSE | L | Annual | Allowances Withdrawn (1:1) | Thousand Tons | 0 | 0 | 0 | 0 | 0 | 0 | 0
IL Fac. Spec. - NOX Rate Summer v3.1, Unit 262 and retrofits | 401 | 7305 | Rate Constraint in lbs/MMBtu | FALSE | L | Annual | Allowances Withdrawn (n:1) | Thousand Tons | 0 | 0 | 0 | 0 | 0 | 0 | 0
IL Fac. Spec. - NOX Rate Summer v3.1, Unit 262 and retrofits | 401 | 7305 | Rate Constraint in lbs/MMBtu | FALSE | L | Annual | Net Emissions Allowance Position | Thousand Tons | 0.0018795 | 0.0017721 | 0.00085919 | 0 | 0 | 0 | 0
IL Fac. Spec. - NOX Rate Summer v3.1, Unit 262 and retrofits | 401 | 7305 | Rate Constraint in lbs/MMBtu | FALSE | L | Annual | Fuel Consumed | TBtu | 0.038427 | 0.036231 | 0.017567 | 0 | 0 | 0 | 0
IL Fac. Spec. - NOX Rate Summer v3.1, Unit 262 and retrofits | 401 | 7305 | Rate Constraint in lbs/MMBtu | FALSE | L | Annual | Rate | lb/MMBtu | 0.09782 | 0.09782 | 0.09782 | 0 | 0 | 0 | 0
IL Fac. Spec. - NOX Rate Summer v3.1, Unit 262 and retrofits | 401 | 7305 | Rate Constraint in lbs/MMBtu | FALSE | L | Annual | Generation | TWh | 0.0031792 | 0.0029976 | 0.0014534 | 0 | 0 | 0 | 0
IL Fac. Spec. - NOX Rate Summer v3.1, Unit 262 and retrofits | 401 | 7305 | Rate Constraint in lbs/MMBtu | FALSE | L | Annual | Qualifying Generation | TWh | 0.0031792 | 0.0029976 | 0.0014534 | 0 | 0 | 0 | 0
IL Fac. Spec. - NOX Rate Summer v3.1, Unit 262 and retrofits | 401 | 7305 | Rate Constraint in lbs/MMBtu | FALSE | L | Annual | Rate | lb/MWh | 1.1824 | 1.1824 | 1.1824 | 0 | 0 | 0 | 0
IL Fac. Spec. - NOX Rate Summer v3.1, Unit 262 and retrofits | 401 | 7305 | Rate Constraint in lbs/MMBtu | FALSE | L | Annual | Constraint Shadow Price | US2022$/Ton | 0 | 0 | 0 | 0 | 0 | 0 | 0
IL Fac. Spec. - NOX Rate Summer v3.1, Unit 263 and retrofits | 402 | 7305 | Rate Constraint in lbs/MMBtu | FALSE | L | Annual | Seasons Included | Seasons | Summer | Summer | Summer | Summer | Summer | Summer | Summer
IL Fac. Spec. - NOX Rate Summer v3.1, Unit 263 and retrofits | 402 | 7305 | Rate Constraint in lbs/MMBtu | FALSE | L | Annual | Standard NOX | lb/MMBtu | 0.25 | 0.25 | 0.25 | 0.25 | 0.25 | 0.25 | 0.25
IL Fac. Spec. - NOX Rate Summer v3.1, Unit 263 and retrofits | 402 | 7305 | Rate Constraint in lbs/MMBtu | FALSE | L | Annual | Emissions at Affected Plants NOX | Thousand Tons | 0.001668 | 0.0015727 | 0.00076252 | 0 | 0 | 0 | 0
IL Fac. Spec. - NOX Rate Summer v3.1, Unit 263 and retrofits | 402 | 7305 | Rate Constraint in lbs/MMBtu | FALSE | L | Annual | Allowances Purchased NOX | Thousand Tons | 0 | 0 | 0 | 0 | 0 | 0 | 0
IL Fac. Spec. - NOX Rate Summer v3.1, Unit 263 and retrofits | 402 | 7305 | Rate Constraint in lbs/MMBtu | FALSE | L | Annual | Allowances Sold NOX | Thousand Tons | 0 | 0 | 0 | 0 | 0 | 0 | 0
IL Fac. Spec. - NOX Rate Summer v3.1, Unit 263 and retrofits | 402 | 7305 | Rate Constraint in lbs/MMBtu | FALSE | L | Annual | Allowances Banked | Thousand Tons | 0 | 0 | 0 | 0 | 0 | 0 | 0
IL Fac. Spec. - NOX Rate Summer v3.1, Unit 263 and retrofits | 402 | 7305 | Rate Constraint in lbs/MMBtu | FALSE | L | Annual | Allowances Withdrawn (1:1) | Thousand Tons | 0 | 0 | 0 | 0 | 0 | 0 | 0
IL Fac. Spec. - NOX Rate Summer v3.1, Unit 263 and retrofits | 402 | 7305 | Rate Constraint in lbs/MMBtu | FALSE | L | Annual | Allowances Withdrawn (n:1) | Thousand Tons | 0 | 0 | 0 | 0 | 0 | 0 | 0
IL Fac. Spec. - NOX Rate Summer v3.1, Unit 263 and retrofits | 402 | 7305 | Rate Constraint in lbs/MMBtu | FALSE | L | Annual | Net Emissions Allowance Position | Thousand Tons | 0.001668 | 0.0015727 | 0.00076252 | 0 | 0 | 0 | 0
IL Fac. Spec. - NOX Rate Summer v3.1, Unit 263 and retrofits | 402 | 7305 | Rate Constraint in lbs/MMBtu | FALSE | L | Annual | Fuel Consumed | TBtu | 0.039261 | 0.037018 | 0.017948 | 0 | 0 | 0 | 0
IL Fac. Spec. - NOX Rate Summer v3.1, Unit 263 and retrofits | 402 | 7305 | Rate Constraint in lbs/MMBtu | FALSE | L | Annual | Rate | lb/MMBtu | 0.08497 | 0.08497 | 0.08497 | 0 | 0 | 0 | 0
IL Fac. Spec. - NOX Rate Summer v3.1, Unit 263 and retrofits | 402 | 7305 | Rate Constraint in lbs/MMBtu | FALSE | L | Annual | Generation | TWh | 0.0032482 | 0.0030626 | 0.0014849 | 0 | 0 | 0 | 0
IL Fac. Spec. - NOX Rate Summer v3.1, Unit 263 and retrofits | 402 | 7305 | Rate Constraint in lbs/MMBtu | FALSE | L | Annual | Qualifying Generation | TWh | 0.0032482 | 0.0030626 | 0.0014849 | 0 | 0 | 0 | 0
IL Fac. Spec. - NOX Rate Summer v3.1, Unit 263 and retrofits | 402 | 7305 | Rate Constraint in lbs/MMBtu | FALSE | L | Annual | Rate | lb/MWh | 1.027 | 1.027 | 1.027 | 0 | 0 | 0 | 0
IL Fac. Spec. - NOX Rate Summer v3.1, Unit 263 and retrofits | 402 | 7305 | Rate Constraint in lbs/MMBtu | FALSE | L | Annual | Constraint Shadow Price | US2022$/Ton | 0 | 0 | 0 | 0 | 0 | 0 | 0
IL Fac. Spec. - NOX Rate Summer v3.1, Unit 264 and retrofits | 403 | 7305 | Rate Constraint in lbs/MMBtu | FALSE | L | Annual | Seasons Included | Seasons | Summer | Summer | Summer | Summer | Summer | Summer | Summer
IL Fac. Spec. - NOX Rate Summer v3.1, Unit 264 and retrofits | 403 | 7305 | Rate Constraint in lbs/MMBtu | FALSE | L | Annual | Standard NOX | lb/MMBtu | 0.25 | 0.25 | 0.25 | 0.25 | 0.25 | 0.25 | 0.25
IL Fac. Spec. - NOX Rate Summer v3.1, Unit 264 and retrofits | 403 | 7305 | Rate Constraint in lbs/MMBtu | FALSE | L | Annual | Emissions at Affected Plants NOX | Thousand Tons | 0.00077702 | 0.00073262 | 0.00035521 | 0 | 0 | 0 | 0
IL Fac. Spec. - NOX Rate Summer v3.1, Unit 264 and retrofits | 403 | 7305 | Rate Constraint in lbs/MMBtu | FALSE | L | Annual | Allowances Purchased NOX | Thousand Tons | 0 | 0 | 0 | 0 | 0 | 0 | 0
IL Fac. Spec. - NOX Rate Summer v3.1, Unit 264 and retrofits | 403 | 7305 | Rate Constraint in lbs/MMBtu | FALSE | L | Annual | Allowances Sold NOX | Thousand Tons | 0 | 0 | 0 | 0 | 0 | 0 | 0
IL Fac. Spec. - NOX Rate Summer v3.1, Unit 264 and retrofits | 403 | 7305 | Rate Constraint in lbs/MMBtu | FALSE | L | Annual | Allowances Banked | Thousand Tons | 0 | 0 | 0 | 0 | 0 | 0 | 0
IL Fac. Spec. - NOX Rate Summer v3.1, Unit 264 and retrofits | 403 | 7305 | Rate Constraint in lbs/MMBtu | FALSE | L | Annual | Allowances Withdrawn (1:1) | Thousand Tons | 0 | 0 | 0 | 0 | 0 | 0 | 0
IL Fac. Spec. - NOX Rate Summer v3.1, Unit 264 and retrofits | 403 | 7305 | Rate Constraint in lbs/MMBtu | FALSE | L | Annual | Allowances Withdrawn (n:1) | Thousand Tons | 0 | 0 | 0 | 0 | 0 | 0 | 0
IL Fac. Spec. - NOX Rate Summer v3.1, Unit 264 and retrofits | 403 | 7305 | Rate Constraint in lbs/MMBtu | FALSE | L | Annual | Net Emissions Allowance Position | Thousand Tons | 0.00077702 | 0.00073262 | 0.00035521 | 0 | 0 | 0 | 0
IL Fac. Spec. - NOX Rate Summer v3.1, Unit 264 and retrofits | 403 | 7305 | Rate Constraint in lbs/MMBtu | FALSE | L | Annual | Fuel Consumed | TBtu | 0.010748 | 0.010134 | 0.0049133 | 0 | 0 | 0 | 0
IL Fac. Spec. - NOX Rate Summer v3.1, Unit 264 and retrofits | 403 | 7305 | Rate Constraint in lbs/MMBtu | FALSE | L | Annual | Rate | lb/MMBtu | 0.14459 | 0.14459 | 0.14459 | 0 | 0 | 0 | 0
IL Fac. Spec. - NOX Rate Summer v3.1, Unit 264 and retrofits | 403 | 7305 | Rate Constraint in lbs/MMBtu | FALSE | L | Annual | Generation | TWh | 0.00088943 | 0.00083861 | 0.0004066 | 0 | 0 | 0 | 0
IL Fac. Spec. - NOX Rate Summer v3.1, Unit 264 and retrofits | 403 | 7305 | Rate Constraint in lbs/MMBtu | FALSE | L | Annual | Qualifying Generation | TWh | 0.00088943 | 0.00083861 | 0.0004066 | 0 | 0 | 0 | 0
IL Fac. Spec. - NOX Rate Summer v3.1, Unit 264 and retrofits | 403 | 7305 | Rate Constraint in lbs/MMBtu | FALSE | L | Annual | Rate | lb/MWh | 1.7472 | 1.7472 | 1.7472 | 0 | 0 | 0 | 0
IL Fac. Spec. - NOX Rate Summer v3.1, Unit 264 and retrofits | 403 | 7305 | Rate Constraint in lbs/MMBtu | FALSE | L | Annual | Constraint Shadow Price | US2022$/Ton | 0 | 0 | 0 | 0 | 0 | 0 | 0
IL Fac. Spec. - NOX Rate Summer v3.1, Unit 265 and retrofits | 404 | 7305 | Rate Constraint in lbs/MMBtu | FALSE | L | Annual | Seasons Included | Seasons | Summer | Summer | Summer | Summer | Summer | Summer | Summer
IL Fac. Spec. - NOX Rate Summer v3.1, Unit 265 and retrofits | 404 | 7305 | Rate Constraint in lbs/MMBtu | FALSE | L | Annual | Standard NOX | lb/MMBtu | 0.25 | 0.25 | 0.25 | 0.25 | 0.25 | 0.25 | 0.25
IL Fac. Spec. - NOX Rate Summer v3.1, Unit 265 and retrofits | 404 | 7305 | Rate Constraint in lbs/MMBtu | FALSE | L | Annual | Emissions at Affected Plants NOX | Thousand Tons | 0.0034515 | 0.0032107 | 0.0034917 | 0 | 0 | 0 | 0
IL Fac. Spec. - NOX Rate Summer v3.1, Unit 265 and retrofits | 404 | 7305 | Rate Constraint in lbs/MMBtu | FALSE | L | Annual | Allowances Purchased NOX | Thousand Tons | 0 | 0 | 0 | 0 | 0 | 0 | 0
IL Fac. Spec. - NOX Rate Summer v3.1, Unit 265 and retrofits | 404 | 7305 | Rate Constraint in lbs/MMBtu | FALSE | L | Annual | Allowances Sold NOX | Thousand Tons | 0 | 0 | 0 | 0 | 0 | 0 | 0
IL Fac. Spec. - NOX Rate Summer v3.1, Unit 265 and retrofits | 404 | 7305 | Rate Constraint in lbs/MMBtu | FALSE | L | Annual | Allowances Banked | Thousand Tons | 0 | 0 | 0 | 0 | 0 | 0 | 0
IL Fac. Spec. - NOX Rate Summer v3.1, Unit 265 and retrofits | 404 | 7305 | Rate Constraint in lbs/MMBtu | FALSE | L | Annual | Allowances Withdrawn (1:1) | Thousand Tons | 0 | 0 | 0 | 0 | 0 | 0 | 0
IL Fac. Spec. - NOX Rate Summer v3.1, Unit 265 and retrofits | 404 | 7305 | Rate Constraint in lbs/MMBtu | FALSE | L | Annual | Allowances Withdrawn (n:1) | Thousand Tons | 0 | 0 | 0 | 0 | 0 | 0 | 0
IL Fac. Spec. - NOX Rate Summer v3.1, Unit 265 and retrofits | 404 | 7305 | Rate Constraint in lbs/MMBtu | FALSE | L | Annual | Net Emissions Allowance Position | Thousand Tons | 0.0034515 | 0.0032107 | 0.0034917 | 0 | 0 | 0 | 0
IL Fac. Spec. - NOX Rate Summer v3.1, Unit 265 and retrofits | 404 | 7305 | Rate Constraint in lbs/MMBtu | FALSE | L | Annual | Fuel Consumed | TBtu | 0.13129 | 0.12213 | 0.13281 | 0 | 0 | 0 | 0
IL Fac. Spec. - NOX Rate Summer v3.1, Unit 265 and retrofits | 404 | 7305 | Rate Constraint in lbs/MMBtu | FALSE | L | Annual | Rate | lb/MMBtu | 0.05258 | 0.05258 | 0.05258 | 0 | 0 | 0 | 0
IL Fac. Spec. - NOX Rate Summer v3.1, Unit 265 and retrofits | 404 | 7305 | Rate Constraint in lbs/MMBtu | FALSE | L | Annual | Generation | TWh | 0.011556 | 0.01075 | 0.01169 | 0 | 0 | 0 | 0
IL Fac. Spec. - NOX Rate Summer v3.1, Unit 265 and retrofits | 404 | 7305 | Rate Constraint in lbs/MMBtu | FALSE | L | Annual | Qualifying Generation | TWh | 0.011556 | 0.01075 | 0.01169 | 0 | 0 | 0 | 0
IL Fac. Spec. - NOX Rate Summer v3.1, Unit 265 and retrofits | 404 | 7305 | Rate Constraint in lbs/MMBtu | FALSE | L | Annual | Rate | lb/MWh | 0.59736 | 0.59736 | 0.59736 | 0 | 0 | 0 | 0
IL Fac. Spec. - NOX Rate Summer v3.1, Unit 265 and retrofits | 404 | 7305 | Rate Constraint in lbs/MMBtu | FALSE | L | Annual | Constraint Shadow Price | US2022$/Ton | 0 | 0 | 0 | 0 | 0 | 0 | 0
IL Fac. Spec. - NOX Rate Summer v3.1, Unit 266 and retrofits | 405 | 7305 | Rate Constraint in lbs/MMBtu | FALSE | L | Annual | Seasons Included | Seasons | Summer | Summer | Summer | Summer | Summer | Summer | Summer
IL Fac. Spec. - NOX Rate Summer v3.1, Unit 266 and retrofits | 405 | 7305 | Rate Constraint in lbs/MMBtu | FALSE | L | Annual | Standard NOX | lb/MMBtu | 0.25 | 0.25 | 0.25 | 0.25 | 0.25 | 0.25 | 0.25
IL Fac. Spec. - NOX Rate Summer v3.1, Unit 266 and retrofits | 405 | 7305 | Rate Constraint in lbs/MMBtu | FALSE | L | Annual | Emissions at Affected Plants NOX | Thousand Tons | 0.0032402 | 0.0030141 | 0.0032778 | 0 | 0 | 0 | 0
IL Fac. Spec. - NOX Rate Summer v3.1, Unit 266 and retrofits | 405 | 7305 | Rate Constraint in lbs/MMBtu | FALSE | L | Annual | Allowances Purchased NOX | Thousand Tons | 0 | 0 | 0 | 0 | 0 | 0 | 0
IL Fac. Spec. - NOX Rate Summer v3.1, Unit 266 and retrofits | 405 | 7305 | Rate Constraint in lbs/MMBtu | FALSE | L | Annual | Allowances Sold NOX | Thousand Tons | 0 | 0 | 0 | 0 | 0 | 0 | 0
IL Fac. Spec. - NOX Rate Summer v3.1, Unit 266 and retrofits | 405 | 7305 | Rate Constraint in lbs/MMBtu | FALSE | L | Annual | Allowances Banked | Thousand Tons | 0 | 0 | 0 | 0 | 0 | 0 | 0
IL Fac. Spec. - NOX Rate Summer v3.1, Unit 266 and retrofits | 405 | 7305 | Rate Constraint in lbs/MMBtu | FALSE | L | Annual | Allowances Withdrawn (1:1) | Thousand Tons | 0 | 0 | 0 | 0 | 0 | 0 | 0
IL Fac. Spec. - NOX Rate Summer v3.1, Unit 266 and retrofits | 405 | 7305 | Rate Constraint in lbs/MMBtu | FALSE | L | Annual | Allowances Withdrawn (n:1) | Thousand Tons | 0 | 0 | 0 | 0 | 0 | 0 | 0
IL Fac. Spec. - NOX Rate Summer v3.1, Unit 266 and retrofits | 405 | 7305 | Rate Constraint in lbs/MMBtu | FALSE | L | Annual | Net Emissions Allowance Position | Thousand Tons | 0.0032402 | 0.0030141 | 0.0032778 | 0 | 0 | 0 | 0
IL Fac. Spec. - NOX Rate Summer v3.1, Unit 266 and retrofits | 405 | 7305 | Rate Constraint in lbs/MMBtu | FALSE | L | Annual | Fuel Consumed | TBtu | 0.13129 | 0.12213 | 0.13281 | 0 | 0 | 0 | 0
IL Fac. Spec. - NOX Rate Summer v3.1, Unit 266 and retrofits | 405 | 7305 | Rate Constraint in lbs/MMBtu | FALSE | L | Annual | Rate | lb/MMBtu | 0.04936 | 0.04936 | 0.04936 | 0 | 0 | 0 | 0
IL Fac. Spec. - NOX Rate Summer v3.1, Unit 266 and retrofits | 405 | 7305 | Rate Constraint in lbs/MMBtu | FALSE | L | Annual | Generation | TWh | 0.011556 | 0.01075 | 0.01169 | 0 | 0 | 0 | 0
IL Fac. Spec. - NOX Rate Summer v3.1, Unit 266 and retrofits | 405 | 7305 | Rate Constraint in lbs/MMBtu | FALSE | L | Annual | Qualifying Generation | TWh | 0.011556 | 0.01075 | 0.01169 | 0 | 0 | 0 | 0
IL Fac. Spec. - NOX Rate Summer v3.1, Unit 266 and retrofits | 405 | 7305 | Rate Constraint in lbs/MMBtu | FALSE | L | Annual | Rate | lb/MWh | 0.56078 | 0.56078 | 0.56078 | 0 | 0 | 0 | 0
IL Fac. Spec. - NOX Rate Summer v3.1, Unit 266 and retrofits | 405 | 7305 | Rate Constraint in lbs/MMBtu | FALSE | L | Annual | Constraint Shadow Price | US2022$/Ton | 0 | 0 | 0 | 0 | 0 | 0 | 0
IL Fac. Spec. - NOX Rate Summer v3.1, Unit 267 and retrofits | 406 | 7305 | Rate Constraint in lbs/MMBtu | FALSE | L | Annual | Seasons Included | Seasons | Summer | Summer | Summer | Summer | Summer | Summer | Summer
IL Fac. Spec. - NOX Rate Summer v3.1, Unit 267 and retrofits | 406 | 7305 | Rate Constraint in lbs/MMBtu | FALSE | L | Annual | Standard NOX | lb/MMBtu | 0.25 | 0.25 | 0.25 | 0.25 | 0.25 | 0.25 | 0.25
IL Fac. Spec. - NOX Rate Summer v3.1, Unit 267 and retrofits | 406 | 7305 | Rate Constraint in lbs/MMBtu | FALSE | L | Annual | Emissions at Affected Plants NOX | Thousand Tons | 0.0035132 | 0.0032681 | 0.0035541 | 0 | 0 | 0 | 0
IL Fac. Spec. - NOX Rate Summer v3.1, Unit 267 and retrofits | 406 | 7305 | Rate Constraint in lbs/MMBtu | FALSE | L | Annual | Allowances Purchased NOX | Thousand Tons | 0 | 0 | 0 | 0 | 0 | 0 | 0
IL Fac. Spec. - NOX Rate Summer v3.1, Unit 267 and retrofits | 406 | 7305 | Rate Constraint in lbs/MMBtu | FALSE | L | Annual | Allowances Sold NOX | Thousand Tons | 0 | 0 | 0 | 0 | 0 | 0 | 0
IL Fac. Spec. - NOX Rate Summer v3.1, Unit 267 and retrofits | 406 | 7305 | Rate Constraint in lbs/MMBtu | FALSE | L | Annual | Allowances Banked | Thousand Tons | 0 | 0 | 0 | 0 | 0 | 0 | 0
IL Fac. Spec. - NOX Rate Summer v3.1, Unit 267 and retrofits | 406 | 7305 | Rate Constraint in lbs/MMBtu | FALSE | L | Annual | Allowances Withdrawn (1:1) | Thousand Tons | 0 | 0 | 0 | 0 | 0 | 0 | 0
IL Fac. Spec. - NOX Rate Summer v3.1, Unit 267 and retrofits | 406 | 7305 | Rate Constraint in lbs/MMBtu | FALSE | L | Annual | Allowances Withdrawn (n:1) | Thousand Tons | 0 | 0 | 0 | 0 | 0 | 0 | 0
IL Fac. Spec. - NOX Rate Summer v3.1, Unit 267 and retrofits | 406 | 7305 | Rate Constraint in lbs/MMBtu | FALSE | L | Annual | Net Emissions Allowance Position | Thousand Tons | 0.0035132 | 0.0032681 | 0.0035541 | 0 | 0 | 0 | 0
IL Fac. Spec. - NOX Rate Summer v3.1, Unit 267 and retrofits | 406 | 7305 | Rate Constraint in lbs/MMBtu | FALSE | L | Annual | Fuel Consumed | TBtu | 0.13129 | 0.12213 | 0.13281 | 0 | 0 | 0 | 0
IL Fac. Spec. - NOX Rate Summer v3.1, Unit 267 and retrofits | 406 | 7305 | Rate Constraint in lbs/MMBtu | FALSE | L | Annual | Rate | lb/MMBtu | 0.05352 | 0.05352 | 0.05352 | 0 | 0 | 0 | 0
IL Fac. Spec. - NOX Rate Summer v3.1, Unit 267 and retrofits | 406 | 7305 | Rate Constraint in lbs/MMBtu | FALSE | L | Annual | Generation | TWh | 0.011556 | 0.01075 | 0.01169 | 0 | 0 | 0 | 0
IL Fac. Spec. - NOX Rate Summer v3.1, Unit 267 and retrofits | 406 | 7305 | Rate Constraint in lbs/MMBtu | FALSE | L | Annual | Qualifying Generation | TWh | 0.011556 | 0.01075 | 0.01169 | 0 | 0 | 0 | 0
IL Fac. Spec. - NOX Rate Summer v3.1, Unit 267 and retrofits | 406 | 7305 | Rate Constraint in lbs/MMBtu | FALSE | L | Annual | Rate | lb/MWh | 0.60804 | 0.60804 | 0.60804 | 0 | 0 | 0 | 0
IL Fac. Spec. - NOX Rate Summer v3.1, Unit 267 and retrofits | 406 | 7305 | Rate Constraint in lbs/MMBtu | FALSE | L | Annual | Constraint Shadow Price | US2022$/Ton | 0 | 0 | 0 | 0 | 0 | 0 | 0
IL Fac. Spec. - NOX Rate Summer v3.1, Unit 268 and retrofits | 407 | 7305 | Rate Constraint in lbs/MMBtu | FALSE | L | Annual | Seasons Included | Seasons | Summer | Summer | Summer | Summer | Summer | Summer | Summer
IL Fac. Spec. - NOX Rate Summer v3.1, Unit 268 and retrofits | 407 | 7305 | Rate Constraint in lbs/MMBtu | FALSE | L | Annual | Standard NOX | lb/MMBtu | 0.25 | 0.25 | 0.25 | 0.25 | 0.25 | 0.25 | 0.25
IL Fac. Spec. - NOX Rate Summer v3.1, Unit 268 and retrofits | 407 | 7305 | Rate Constraint in lbs/MMBtu | FALSE | L | Annual | Emissions at Affected Plants NOX | Thousand Tons | 0.0028181 | 0.0026215 | 0.0028508 | 0 | 0 | 0 | 0
IL Fac. Spec. - NOX Rate Summer v3.1, Unit 268 and retrofits | 407 | 7305 | Rate Constraint in lbs/MMBtu | FALSE | L | Annual | Allowances Purchased NOX | Thousand Tons | 0 | 0 | 0 | 0 | 0 | 0 | 0
IL Fac. Spec. - NOX Rate Summer v3.1, Unit 268 and retrofits | 407 | 7305 | Rate Constraint in lbs/MMBtu | FALSE | L | Annual | Allowances Sold NOX | Thousand Tons | 0 | 0 | 0 | 0 | 0 | 0 | 0
IL Fac. Spec. - NOX Rate Summer v3.1, Unit 268 and retrofits | 407 | 7305 | Rate Constraint in lbs/MMBtu | FALSE | L | Annual | Allowances Banked | Thousand Tons | 0 | 0 | 0 | 0 | 0 | 0 | 0
IL Fac. Spec. - NOX Rate Summer v3.1, Unit 268 and retrofits | 407 | 7305 | Rate Constraint in lbs/MMBtu | FALSE | L | Annual | Allowances Withdrawn (1:1) | Thousand Tons | 0 | 0 | 0 | 0 | 0 | 0 | 0
IL Fac. Spec. - NOX Rate Summer v3.1, Unit 268 and retrofits | 407 | 7305 | Rate Constraint in lbs/MMBtu | FALSE | L | Annual | Allowances Withdrawn (n:1) | Thousand Tons | 0 | 0 | 0 | 0 | 0 | 0 | 0
IL Fac. Spec. - NOX Rate Summer v3.1, Unit 268 and retrofits | 407 | 7305 | Rate Constraint in lbs/MMBtu | FALSE | L | Annual | Net Emissions Allowance Position | Thousand Tons | 0.0028181 | 0.0026215 | 0.0028508 | 0 | 0 | 0 | 0
IL Fac. Spec. - NOX Rate Summer v3.1, Unit 268 and retrofits | 407 | 7305 | Rate Constraint in lbs/MMBtu | FALSE | L | Annual | Fuel Consumed | TBtu | 0.13129 | 0.12213 | 0.13281 | 0 | 0 | 0 | 0
IL Fac. Spec. - NOX Rate Summer v3.1, Unit 268 and retrofits | 407 | 7305 | Rate Constraint in lbs/MMBtu | FALSE | L | Annual | Rate | lb/MMBtu | 0.04293 | 0.04293 | 0.04293 | 0 | 0 | 0 | 0
IL Fac. Spec. - NOX Rate Summer v3.1, Unit 268 and retrofits | 407 | 7305 | Rate Constraint in lbs/MMBtu | FALSE | L | Annual | Generation | TWh | 0.011556 | 0.01075 | 0.01169 | 0 | 0 | 0 | 0
IL Fac. Spec. - NOX Rate Summer v3.1, Unit 268 and retrofits | 407 | 7305 | Rate Constraint in lbs/MMBtu | FALSE | L | Annual | Qualifying Generation | TWh | 0.011556 | 0.01075 | 0.01169 | 0 | 0 | 0 | 0
IL Fac. Spec. - NOX Rate Summer v3.1, Unit 268 and retrofits | 407 | 7305 | Rate Constraint in lbs/MMBtu | FALSE | L | Annual | Rate | lb/MWh | 0.48773 | 0.48773 | 0.48773 | 0 | 0 | 0 | 0
IL Fac. Spec. - NOX Rate Summer v3.1, Unit 268 and retrofits | 407 | 7305 | Rate Constraint in lbs/MMBtu | FALSE | L | Annual | Constraint Shadow Price | US2022$/Ton | 0 | 0 | 0 | 0 | 0 | 0 | 0
IL Fac. Spec. - NOX Rate Summer v3.1, Unit 269 and retrofits | 408 | 7305 | Rate Constraint in lbs/MMBtu | FALSE | L | Annual | Seasons Included | Seasons | Summer | Summer | Summer | Summer | Summer | Summer | Summer
IL Fac. Spec. - NOX Rate Summer v3.1, Unit 269 and retrofits | 408 | 7305 | Rate Constraint in lbs/MMBtu | FALSE | L | Annual | Standard NOX | lb/MMBtu | 0.25 | 0.25 | 0.25 | 0.25 | 0.25 | 0.25 | 0.25
IL Fac. Spec. - NOX Rate Summer v3.1, Unit 269 and retrofits | 408 | 7305 | Rate Constraint in lbs/MMBtu | FALSE | L | Annual | Emissions at Affected Plants NOX | Thousand Tons | 0.0040977 | 0.0039548 | 0.0042883 | 4.7648e-05 | 0 | 0 | 0
IL Fac. Spec. - NOX Rate Summer v3.1, Unit 269 and retrofits | 408 | 7305 | Rate Constraint in lbs/MMBtu | FALSE | L | Annual | Allowances Purchased NOX | Thousand Tons | 0 | 0 | 0 | 0 | 0 | 0 | 0
IL Fac. Spec. - NOX Rate Summer v3.1, Unit 269 and retrofits | 408 | 7305 | Rate Constraint in lbs/MMBtu | FALSE | L | Annual | Allowances Sold NOX | Thousand Tons | 0 | 0 | 0 | 0 | 0 | 0 | 0
IL Fac. Spec. - NOX Rate Summer v3.1, Unit 269 and retrofits | 408 | 7305 | Rate Constraint in lbs/MMBtu | FALSE | L | Annual | Allowances Banked | Thousand Tons | 0 | 0 | 0 | 0 | 0 | 0 | 0
IL Fac. Spec. - NOX Rate Summer v3.1, Unit 269 and retrofits | 408 | 7305 | Rate Constraint in lbs/MMBtu | FALSE | L | Annual | Allowances Withdrawn (1:1) | Thousand Tons | 0 | 0 | 0 | 0 | 0 | 0 | 0
IL Fac. Spec. - NOX Rate Summer v3.1, Unit 269 and retrofits | 408 | 7305 | Rate Constraint in lbs/MMBtu | FALSE | L | Annual | Allowances Withdrawn (n:1) | Thousand Tons | 0 | 0 | 0 | 0 | 0 | 0 | 0
IL Fac. Spec. - NOX Rate Summer v3.1, Unit 269 and retrofits | 408 | 7305 | Rate Constraint in lbs/MMBtu | FALSE | L | Annual | Net Emissions Allowance Position | Thousand Tons | 0.0040977 | 0.0039548 | 0.0042883 | 4.7648e-05 | 0 | 0 | 0
IL Fac. Spec. - NOX Rate Summer v3.1, Unit 269 and retrofits | 408 | 7305 | Rate Constraint in lbs/MMBtu | FALSE | L | Annual | Fuel Consumed | TBtu | 0.15596 | 0.15051 | 0.16321 | 0.0018134 | 0 | 0 | 0
IL Fac. Spec. - NOX Rate Summer v3.1, Unit 269 and retrofits | 408 | 7305 | Rate Constraint in lbs/MMBtu | FALSE | L | Annual | Rate | lb/MMBtu | 0.05255 | 0.05255 | 0.05255 | 0.05255 | 0 | 0 | 0
IL Fac. Spec. - NOX Rate Summer v3.1, Unit 269 and retrofits | 408 | 7305 | Rate Constraint in lbs/MMBtu | FALSE | L | Annual | Generation | TWh | 0.014198 | 0.013703 | 0.014859 | 0.0001651 | 0 | 0 | 0
IL Fac. Spec. - NOX Rate Summer v3.1, Unit 269 and retrofits | 408 | 7305 | Rate Constraint in lbs/MMBtu | FALSE | L | Annual | Qualifying Generation | TWh | 0.014198 | 0.013703 | 0.014859 | 0.0001651 | 0 | 0 | 0
IL Fac. Spec. - NOX Rate Summer v3.1, Unit 269 and retrofits | 408 | 7305 | Rate Constraint in lbs/MMBtu | FALSE | L | Annual | Rate | lb/MWh | 0.57721 | 0.57721 | 0.57721 | 0.57721 | 0 | 0 | 0
IL Fac. Spec. - NOX Rate Summer v3.1, Unit 269 and retrofits | 408 | 7305 | Rate Constraint in lbs/MMBtu | FALSE | L | Annual | Constraint Shadow Price | US2022$/Ton | 0 | 0 | 0 | 0 | 0 | 0 | 0
IL Fac. Spec. - NOX Rate Summer v3.1, Unit 270 and retrofits | 409 | 7305 | Rate Constraint in lbs/MMBtu | FALSE | L | Annual | Seasons Included | Seasons | Summer | Summer | Summer | Summer | Summer | Summer | Summer
IL Fac. Spec. - NOX Rate Summer v3.1, Unit 270 and retrofits | 409 | 7305 | Rate Constraint in lbs/MMBtu | FALSE | L | Annual | Standard NOX | lb/MMBtu | 0.25 | 0.25 | 0.25 | 0.25 | 0.25 | 0.25 | 0.25
IL Fac. Spec. - NOX Rate Summer v3.1, Unit 270 and retrofits | 409 | 7305 | Rate Constraint in lbs/MMBtu | FALSE | L | Annual | Emissions at Affected Plants NOX | Thousand Tons | 0.0038413 | 0.0037073 | 0.00402 | 4.4667e-05 | 0 | 0 | 0
IL Fac. Spec. - NOX Rate Summer v3.1, Unit 270 and retrofits | 409 | 7305 | Rate Constraint in lbs/MMBtu | FALSE | L | Annual | Allowances Purchased NOX | Thousand Tons | 0 | 0 | 0 | 0 | 0 | 0 | 0
IL Fac. Spec. - NOX Rate Summer v3.1, Unit 270 and retrofits | 409 | 7305 | Rate Constraint in lbs/MMBtu | FALSE | L | Annual | Allowances Sold NOX | Thousand Tons | 0 | 0 | 0 | 0 | 0 | 0 | 0
IL Fac. Spec. - NOX Rate Summer v3.1, Unit 270 and retrofits | 409 | 7305 | Rate Constraint in lbs/MMBtu | FALSE | L | Annual | Allowances Banked | Thousand Tons | 0 | 0 | 0 | 0 | 0 | 0 | 0
IL Fac. Spec. - NOX Rate Summer v3.1, Unit 270 and retrofits | 409 | 7305 | Rate Constraint in lbs/MMBtu | FALSE | L | Annual | Allowances Withdrawn (1:1) | Thousand Tons | 0 | 0 | 0 | 0 | 0 | 0 | 0
IL Fac. Spec. - NOX Rate Summer v3.1, Unit 270 and retrofits | 409 | 7305 | Rate Constraint in lbs/MMBtu | FALSE | L | Annual | Allowances Withdrawn (n:1) | Thousand Tons | 0 | 0 | 0 | 0 | 0 | 0 | 0
IL Fac. Spec. - NOX Rate Summer v3.1, Unit 270 and retrofits | 409 | 7305 | Rate Constraint in lbs/MMBtu | FALSE | L | Annual | Net Emissions Allowance Position | Thousand Tons | 0.0038413 | 0.0037073 | 0.00402 | 4.4667e-05 | 0 | 0 | 0
IL Fac. Spec. - NOX Rate Summer v3.1, Unit 270 and retrofits | 409 | 7305 | Rate Constraint in lbs/MMBtu | FALSE | L | Annual | Fuel Consumed | TBtu | 0.15368 | 0.14832 | 0.16083 | 0.001787 | 0 | 0 | 0
IL Fac. Spec. - NOX Rate Summer v3.1, Unit 270 and retrofits | 409 | 7305 | Rate Constraint in lbs/MMBtu | FALSE | L | Annual | Rate | lb/MMBtu | 0.04999 | 0.04999 | 0.04999 | 0.04999 | 0 | 0 | 0
IL Fac. Spec. - NOX Rate Summer v3.1, Unit 270 and retrofits | 409 | 7305 | Rate Constraint in lbs/MMBtu | FALSE | L | Annual | Generation | TWh | 0.01399 | 0.013502 | 0.014641 | 0.00016268 | 0 | 0 | 0
IL Fac. Spec. - NOX Rate Summer v3.1, Unit 270 and retrofits | 409 | 7305 | Rate Constraint in lbs/MMBtu | FALSE | L | Annual | Qualifying Generation | TWh | 0.01399 | 0.013502 | 0.014641 | 0.00016268 | 0 | 0 | 0
IL Fac. Spec. - NOX Rate Summer v3.1, Unit 270 and retrofits | 409 | 7305 | Rate Constraint in lbs/MMBtu | FALSE | L | Annual | Rate | lb/MWh | 0.54914 | 0.54914 | 0.54914 | 0.54914 | 0 | 0 | 0
IL Fac. Spec. - NOX Rate Summer v3.1, Unit 270 and retrofits | 409 | 7305 | Rate Constraint in lbs/MMBtu | FALSE | L | Annual | Constraint Shadow Price | US2022$/Ton | 0 | 0 | 0 | 0 | 0 | 0 | 0
IL Fac. Spec. - NOX Rate Summer v3.1, Unit 271 and retrofits | 410 | 7305 | Rate Constraint in lbs/MMBtu | FALSE | L | Annual | Seasons Included | Seasons | Summer | Summer | Summer | Summer | Summer | Summer | Summer
IL Fac. Spec. - NOX Rate Summer v3.1, Unit 271 and retrofits | 410 | 7305 | Rate Constraint in lbs/MMBtu | FALSE | L | Annual | Standard NOX | lb/MMBtu | 0.25 | 0.25 | 0.25 | 0.25 | 0.25 | 0.25 | 0.25
IL Fac. Spec. - NOX Rate Summer v3.1, Unit 271 and retrofits | 410 | 7305 | Rate Constraint in lbs/MMBtu | FALSE | L | Annual | Emissions at Affected Plants NOX | Thousand Tons | 0.00014511 | 0.00014511 | 0 | 0 | 0 | 0 | 0
IL Fac. Spec. - NOX Rate Summer v3.1, Unit 271 and retrofits | 410 | 7305 | Rate Constraint in lbs/MMBtu | FALSE | L | Annual | Allowances Purchased NOX | Thousand Tons | 0 | 0 | 0 | 0 | 0 | 0 | 0
IL Fac. Spec. - NOX Rate Summer v3.1, Unit 271 and retrofits | 410 | 7305 | Rate Constraint in lbs/MMBtu | FALSE | L | Annual | Allowances Sold NOX | Thousand Tons | 0 | 0 | 0 | 0 | 0 | 0 | 0
IL Fac. Spec. - NOX Rate Summer v3.1, Unit 271 and retrofits | 410 | 7305 | Rate Constraint in lbs/MMBtu | FALSE | L | Annual | Allowances Banked | Thousand Tons | 0 | 0 | 0 | 0 | 0 | 0 | 0
IL Fac. Spec. - NOX Rate Summer v3.1, Unit 271 and retrofits | 410 | 7305 | Rate Constraint in lbs/MMBtu | FALSE | L | Annual | Allowances Withdrawn (1:1) | Thousand Tons | 0 | 0 | 0 | 0 | 0 | 0 | 0
IL Fac. Spec. - NOX Rate Summer v3.1, Unit 271 and retrofits | 410 | 7305 | Rate Constraint in lbs/MMBtu | FALSE | L | Annual | Allowances Withdrawn (n:1) | Thousand Tons | 0 | 0 | 0 | 0 | 0 | 0 | 0
IL Fac. Spec. - NOX Rate Summer v3.1, Unit 271 and retrofits | 410 | 7305 | Rate Constraint in lbs/MMBtu | FALSE | L | Annual | Net Emissions Allowance Position | Thousand Tons | 0.00014511 | 0.00014511 | 0 | 0 | 0 | 0 | 0
IL Fac. Spec. - NOX Rate Summer v3.1, Unit 271 and retrofits | 410 | 7305 | Rate Constraint in lbs/MMBtu | FALSE | L | Annual | Fuel Consumed | TBtu | 0.011604 | 0.011604 | 0 | 0 | 0 | 0 | 0
IL Fac. Spec. - NOX Rate Summer v3.1, Unit 271 and retrofits | 410 | 7305 | Rate Constraint in lbs/MMBtu | FALSE | L | Annual | Rate | lb/MMBtu | 0.02501 | 0.02501 | 0 | 0 | 0 | 0 | 0
IL Fac. Spec. - NOX Rate Summer v3.1, Unit 271 and retrofits | 410 | 7305 | Rate Constraint in lbs/MMBtu | FALSE | L | Annual | Generation | TWh | 0.00090253 | 0.00090253 | 0 | 0 | 0 | 0 | 0
IL Fac. Spec. - NOX Rate Summer v3.1, Unit 271 and retrofits | 410 | 7305 | Rate Constraint in lbs/MMBtu | FALSE | L | Annual | Qualifying Generation | TWh | 0.00090253 | 0.00090253 | 0 | 0 | 0 | 0 | 0
IL Fac. Spec. - NOX Rate Summer v3.1, Unit 271 and retrofits | 410 | 7305 | Rate Constraint in lbs/MMBtu | FALSE | L | Annual | Rate | lb/MWh | 0.32155 | 0.32155 | 0 | 0 | 0 | 0 | 0
IL Fac. Spec. - NOX Rate Summer v3.1, Unit 271 and retrofits | 410 | 7305 | Rate Constraint in lbs/MMBtu | FALSE | L | Annual | Constraint Shadow Price | US2022$/Ton | 0 | 0 | 0 | 0 | 0 | 0 | 0
IL Fac. Spec. - NOX Rate Summer v3.1, Unit 272 and retrofits | 411 | 7305 | Rate Constraint in lbs/MMBtu | FALSE | L | Annual | Seasons Included | Seasons | Summer | Summer | Summer | Summer | Summer | Summer | Summer
IL Fac. Spec. - NOX Rate Summer v3.1, Unit 272 and retrofits | 411 | 7305 | Rate Constraint in lbs/MMBtu | FALSE | L | Annual | Standard NOX | lb/MMBtu | 0.25 | 0.25 | 0.25 | 0.25 | 0.25 | 0.25 | 0.25
IL Fac. Spec. - NOX Rate Summer v3.1, Unit 272 and retrofits | 411 | 7305 | Rate Constraint in lbs/MMBtu | FALSE | L | Annual | Emissions at Affected Plants NOX | Thousand Tons | 0.00015941 | 0.00015941 | 0 | 0 | 0 | 0 | 0
IL Fac. Spec. - NOX Rate Summer v3.1, Unit 272 and retrofits | 411 | 7305 | Rate Constraint in lbs/MMBtu | FALSE | L | Annual | Allowances Purchased NOX | Thousand Tons | 0 | 0 | 0 | 0 | 0 | 0 | 0
IL Fac. Spec. - NOX Rate Summer v3.1, Unit 272 and retrofits | 411 | 7305 | Rate Constraint in lbs/MMBtu | FALSE | L | Annual | Allowances Sold NOX | Thousand Tons | 0 | 0 | 0 | 0 | 0 | 0 | 0
IL Fac. Spec. - NOX Rate Summer v3.1, Unit 272 and retrofits | 411 | 7305 | Rate Constraint in lbs/MMBtu | FALSE | L | Annual | Allowances Banked | Thousand Tons | 0 | 0 | 0 | 0 | 0 | 0 | 0
IL Fac. Spec. - NOX Rate Summer v3.1, Unit 272 and retrofits | 411 | 7305 | Rate Constraint in lbs/MMBtu | FALSE | L | Annual | Allowances Withdrawn (1:1) | Thousand Tons | 0 | 0 | 0 | 0 | 0 | 0 | 0
IL Fac. Spec. - NOX Rate Summer v3.1, Unit 272 and retrofits | 411 | 7305 | Rate Constraint in lbs/MMBtu | FALSE | L | Annual | Allowances Withdrawn (n:1) | Thousand Tons | 0 | 0 | 0 | 0 | 0 | 0 | 0
IL Fac. Spec. - NOX Rate Summer v3.1, Unit 272 and retrofits | 411 | 7305 | Rate Constraint in lbs/MMBtu | FALSE | L | Annual | Net Emissions Allowance Position | Thousand Tons | 0.00015941 | 0.00015941 | 0 | 0 | 0 | 0 | 0
IL Fac. Spec. - NOX Rate Summer v3.1, Unit 272 and retrofits | 411 | 7305 | Rate Constraint in lbs/MMBtu | FALSE | L | Annual | Fuel Consumed | TBtu | 0.011649 | 0.011649 | 0 | 0 | 0 | 0 | 0
IL Fac. Spec. - NOX Rate Summer v3.1, Unit 272 and retrofits | 411 | 7305 | Rate Constraint in lbs/MMBtu | FALSE | L | Annual | Rate | lb/MMBtu | 0.02737 | 0.02737 | 0 | 0 | 0 | 0 | 0
IL Fac. Spec. - NOX Rate Summer v3.1, Unit 272 and retrofits | 411 | 7305 | Rate Constraint in lbs/MMBtu | FALSE | L | Annual | Generation | TWh | 0.00090602 | 0.00090602 | 0 | 0 | 0 | 0 | 0
IL Fac. Spec. - NOX Rate Summer v3.1, Unit 272 and retrofits | 411 | 7305 | Rate Constraint in lbs/MMBtu | FALSE | L | Annual | Qualifying Generation | TWh | 0.00090602 | 0.00090602 | 0 | 0 | 0 | 0 | 0
IL Fac. Spec. - NOX Rate Summer v3.1, Unit 272 and retrofits | 411 | 7305 | Rate Constraint in lbs/MMBtu | FALSE | L | Annual | Rate | lb/MWh | 0.3519 | 0.3519 | 0 | 0 | 0 | 0 | 0
IL Fac. Spec. - NOX Rate Summer v3.1, Unit 272 and retrofits | 411 | 7305 | Rate Constraint in lbs/MMBtu | FALSE | L | Annual | Constraint Shadow Price | US2022$/Ton | 0 | 0 | 0 | 0 | 0 | 0 | 0
IL Fac. Spec. - NOX Rate Summer v3.1, Unit 273 and retrofits | 412 | 7305 | Rate Constraint in lbs/MMBtu | FALSE | L | Annual | Seasons Included | Seasons | Summer | Summer | Summer | Summer | Summer | Summer | Summer
IL Fac. Spec. - NOX Rate Summer v3.1, Unit 273 and retrofits | 412 | 7305 | Rate Constraint in lbs/MMBtu | FALSE | L | Annual | Standard NOX | lb/MMBtu | 0.25 | 0.25 | 0.25 | 0.25 | 0.25 | 0.25 | 0.25
IL Fac. Spec. - NOX Rate Summer v3.1, Unit 273 and retrofits | 412 | 7305 | Rate Constraint in lbs/MMBtu | FALSE | L | Annual | Emissions at Affected Plants NOX | Thousand Tons | 0.0001433 | 0.0001433 | 0 | 0 | 0 | 0 | 0
IL Fac. Spec. - NOX Rate Summer v3.1, Unit 273 and retrofits | 412 | 7305 | Rate Constraint in lbs/MMBtu | FALSE | L | Annual | Allowances Purchased NOX | Thousand Tons | 0 | 0 | 0 | 0 | 0 | 0 | 0
IL Fac. Spec. - NOX Rate Summer v3.1, Unit 273 and retrofits | 412 | 7305 | Rate Constraint in lbs/MMBtu | FALSE | L | Annual | Allowances Sold NOX | Thousand Tons | 0 | 0 | 0 | 0 | 0 | 0 | 0
IL Fac. Spec. - NOX Rate Summer v3.1, Unit 273 and retrofits | 412 | 7305 | Rate Constraint in lbs/MMBtu | FALSE | L | Annual | Allowances Banked | Thousand Tons | 0 | 0 | 0 | 0 | 0 | 0 | 0
IL Fac. Spec. - NOX Rate Summer v3.1, Unit 273 and retrofits | 412 | 7305 | Rate Constraint in lbs/MMBtu | FALSE | L | Annual | Allowances Withdrawn (1:1) | Thousand Tons | 0 | 0 | 0 | 0 | 0 | 0 | 0
IL Fac. Spec. - NOX Rate Summer v3.1, Unit 273 and retrofits | 412 | 7305 | Rate Constraint in lbs/MMBtu | FALSE | L | Annual | Allowances Withdrawn (n:1) | Thousand Tons | 0 | 0 | 0 | 0 | 0 | 0 | 0
IL Fac. Spec. - NOX Rate Summer v3.1, Unit 273 and retrofits | 412 | 7305 | Rate Constraint in lbs/MMBtu | FALSE | L | Annual | Net Emissions Allowance Position | Thousand Tons | 0.0001433 | 0.0001433 | 0 | 0 | 0 | 0 | 0
IL Fac. Spec. - NOX Rate Summer v3.1, Unit 273 and retrofits | 412 | 7305 | Rate Constraint in lbs/MMBtu | FALSE | L | Annual | Fuel Consumed | TBtu | 0.011679 | 0.011679 | 0 | 0 | 0 | 0 | 0
IL Fac. Spec. - NOX Rate Summer v3.1, Unit 273 and retrofits | 412 | 7305 | Rate Constraint in lbs/MMBtu | FALSE | L | Annual | Rate | lb/MMBtu | 0.02454 | 0.02454 | 0 | 0 | 0 | 0 | 0
IL Fac. Spec. - NOX Rate Summer v3.1, Unit 273 and retrofits | 412 | 7305 | Rate Constraint in lbs/MMBtu | FALSE | L | Annual | Generation | TWh | 0.00090835 | 0.00090835 | 0 | 0 | 0 | 0 | 0
IL Fac. Spec. - NOX Rate Summer v3.1, Unit 273 and retrofits | 412 | 7305 | Rate Constraint in lbs/MMBtu | FALSE | L | Annual | Qualifying Generation | TWh | 0.00090835 | 0.00090835 | 0 | 0 | 0 | 0 | 0
IL Fac. Spec. - NOX Rate Summer v3.1, Unit 273 and retrofits | 412 | 7305 | Rate Constraint in lbs/MMBtu | FALSE | L | Annual | Rate | lb/MWh | 0.31551 | 0.31551 | 0 | 0 | 0 | 0 | 0
IL Fac. Spec. - NOX Rate Summer v3.1, Unit 273 and retrofits | 412 | 7305 | Rate Constraint in lbs/MMBtu | FALSE | L | Annual | Constraint Shadow Price | US2022$/Ton | 0 | 0 | 0 | 0 | 0 | 0 | 0
IL Fac. Spec. - NOX Rate Summer v3.1, Unit 274 and retrofits | 413 | 7305 | Rate Constraint in lbs/MMBtu | FALSE | L | Annual | Seasons Included | Seasons | Summer | Summer | Summer | Summer | Summer | Summer | Summer
IL Fac. Spec. - NOX Rate Summer v3.1, Unit 274 and retrofits | 413 | 7305 | Rate Constraint in lbs/MMBtu | FALSE | L | Annual | Standard NOX | lb/MMBtu | 0.25 | 0.25 | 0.25 | 0.25 | 0.25 | 0.25 | 0.25
IL Fac. Spec. - NOX Rate Summer v3.1, Unit 274 and retrofits | 413 | 7305 | Rate Constraint in lbs/MMBtu | FALSE | L | Annual | Emissions at Affected Plants NOX | Thousand Tons | 0.00013652 | 0.00013652 | 0 | 0 | 0 | 0 | 0
IL Fac. Spec. - NOX Rate Summer v3.1, Unit 274 and retrofits | 413 | 7305 | Rate Constraint in lbs/MMBtu | FALSE | L | Annual | Allowances Purchased NOX | Thousand Tons | 0 | 0 | 0 | 0 | 0 | 0 | 0
IL Fac. Spec. - NOX Rate Summer v3.1, Unit 274 and retrofits | 413 | 7305 | Rate Constraint in lbs/MMBtu | FALSE | L | Annual | Allowances Sold NOX | Thousand Tons | 0 | 0 | 0 | 0 | 0 | 0 | 0
IL Fac. Spec. - NOX Rate Summer v3.1, Unit 274 and retrofits | 413 | 7305 | Rate Constraint in lbs/MMBtu | FALSE | L | Annual | Allowances Banked | Thousand Tons | 0 | 0 | 0 | 0 | 0 | 0 | 0
IL Fac. Spec. - NOX Rate Summer v3.1, Unit 274 and retrofits | 413 | 7305 | Rate Constraint in lbs/MMBtu | FALSE | L | Annual | Allowances Withdrawn (1:1) | Thousand Tons | 0 | 0 | 0 | 0 | 0 | 0 | 0
IL Fac. Spec. - NOX Rate Summer v3.1, Unit 274 and retrofits | 413 | 7305 | Rate Constraint in lbs/MMBtu | FALSE | L | Annual | Allowances Withdrawn (n:1) | Thousand Tons | 0 | 0 | 0 | 0 | 0 | 0 | 0
IL Fac. Spec. - NOX Rate Summer v3.1, Unit 274 and retrofits | 413 | 7305 | Rate Constraint in lbs/MMBtu | FALSE | L | Annual | Net Emissions Allowance Position | Thousand Tons | 0.00013652 | 0.00013652 | 0 | 0 | 0 | 0 | 0
IL Fac. Spec. - NOX Rate Summer v3.1, Unit 274 and retrofits | 413 | 7305 | Rate Constraint in lbs/MMBtu | FALSE | L | Annual | Fuel Consumed | TBtu | 0.011679 | 0.011679 | 0 | 0 | 0 | 0 | 0
IL Fac. Spec. - NOX Rate Summer v3.1, Unit 274 and retrofits | 413 | 7305 | Rate Constraint in lbs/MMBtu | FALSE | L | Annual | Rate | lb/MMBtu | 0.02338 | 0.02338 | 0 | 0 | 0 | 0 | 0
IL Fac. Spec. - NOX Rate Summer v3.1, Unit 274 and retrofits | 413 | 7305 | Rate Constraint in lbs/MMBtu | FALSE | L | Annual | Generation | TWh | 0.00090835 | 0.00090835 | 0 | 0 | 0 | 0 | 0
IL Fac. Spec. - NOX Rate Summer v3.1, Unit 274 and retrofits | 413 | 7305 | Rate Constraint in lbs/MMBtu | FALSE | L | Annual | Qualifying Generation | TWh | 0.00090835 | 0.00090835 | 0 | 0 | 0 | 0 | 0
IL Fac. Spec. - NOX Rate Summer v3.1, Unit 274 and retrofits | 413 | 7305 | Rate Constraint in lbs/MMBtu | FALSE | L | Annual | Rate | lb/MWh | 0.3006 | 0.3006 | 0 | 0 | 0 | 0 | 0
IL Fac. Spec. - NOX Rate Summer v3.1, Unit 274 and retrofits | 413 | 7305 | Rate Constraint in lbs/MMBtu | FALSE | L | Annual | Constraint Shadow Price | US2022$/Ton | 0 | 0 | 0 | 0 | 0 | 0 | 0
IL Fac. Spec. - NOX Rate Summer v3.1, Unit 275 and retrofits | 414 | 7305 | Rate Constraint in lbs/MMBtu | FALSE | L | Annual | Seasons Included | Seasons | Summer | Summer | Summer | Summer | Summer | Summer | Summer
IL Fac. Spec. - NOX Rate Summer v3.1, Unit 275 and retrofits | 414 | 7305 | Rate Constraint in lbs/MMBtu | FALSE | L | Annual | Standard NOX | lb/MMBtu | 0.25 | 0.25 | 0.25 | 0.25 | 0.25 | 0.25 | 0.25
IL Fac. Spec. - NOX Rate Summer v3.1, Unit 275 and retrofits | 414 | 7305 | Rate Constraint in lbs/MMBtu | FALSE | L | Annual | Emissions at Affected Plants NOX | Thousand Tons | 0.00013832 | 0.00013832 | 0 | 0 | 0 | 0 | 0
IL Fac. Spec. - NOX Rate Summer v3.1, Unit 275 and retrofits | 414 | 7305 | Rate Constraint in lbs/MMBtu | FALSE | L | Annual | Allowances Purchased NOX | Thousand Tons | 0 | 0 | 0 | 0 | 0 | 0 | 0
IL Fac. Spec. - NOX Rate Summer v3.1, Unit 275 and retrofits | 414 | 7305 | Rate Constraint in lbs/MMBtu | FALSE | L | Annual | Allowances Sold NOX | Thousand Tons | 0 | 0 | 0 | 0 | 0 | 0 | 0
IL Fac. Spec. - NOX Rate Summer v3.1, Unit 275 and retrofits | 414 | 7305 | Rate Constraint in lbs/MMBtu | FALSE | L | Annual | Allowances Banked | Thousand Tons | 0 | 0 | 0 | 0 | 0 | 0 | 0
IL Fac. Spec. - NOX Rate Summer v3.1, Unit 275 and retrofits | 414 | 7305 | Rate Constraint in lbs/MMBtu | FALSE | L | Annual | Allowances Withdrawn (1:1) | Thousand Tons | 0 | 0 | 0 | 0 | 0 | 0 | 0
IL Fac. Spec. - NOX Rate Summer v3.1, Unit 275 and retrofits | 414 | 7305 | Rate Constraint in lbs/MMBtu | FALSE | L | Annual | Allowances Withdrawn (n:1) | Thousand Tons | 0 | 0 | 0 | 0 | 0 | 0 | 0
IL Fac. Spec. - NOX Rate Summer v3.1, Unit 275 and retrofits | 414 | 7305 | Rate Constraint in lbs/MMBtu | FALSE | L | Annual | Net Emissions Allowance Position | Thousand Tons | 0.00013832 | 0.00013832 | 0 | 0 | 0 | 0 | 0
IL Fac. Spec. - NOX Rate Summer v3.1, Unit 275 and retrofits | 414 | 7305 | Rate Constraint in lbs/MMBtu | FALSE | L | Annual | Fuel Consumed | TBtu | 0.011604 | 0.011604 | 0 | 0 | 0 | 0 | 0
IL Fac. Spec. - NOX Rate Summer v3.1, Unit 275 and retrofits | 414 | 7305 | Rate Constraint in lbs/MMBtu | FALSE | L | Annual | Rate | lb/MMBtu | 0.02384 | 0.02384 | 0 | 0 | 0 | 0 | 0
IL Fac. Spec. - NOX Rate Summer v3.1, Unit 275 and retrofits | 414 | 7305 | Rate Constraint in lbs/MMBtu | FALSE | L | Annual | Generation | TWh | 0.00090253 | 0.00090253 | 0 | 0 | 0 | 0 | 0
IL Fac. Spec. - NOX Rate Summer v3.1, Unit 275 and retrofits | 414 | 7305 | Rate Constraint in lbs/MMBtu | FALSE | L | Annual | Qualifying Generation | TWh | 0.00090253 | 0.00090253 | 0 | 0 | 0 | 0 | 0
IL Fac. Spec. - NOX Rate Summer v3.1, Unit 275 and retrofits | 414 | 7305 | Rate Constraint in lbs/MMBtu | FALSE | L | Annual | Rate | lb/MWh | 0.30651 | 0.30651 | 0 | 0 | 0 | 0 | 0
IL Fac. Spec. - NOX Rate Summer v3.1, Unit 275 and retrofits | 414 | 7305 | Rate Constraint in lbs/MMBtu | FALSE | L | Annual | Constraint Shadow Price | US2022$/Ton | 0 | 0 | 0 | 0 | 0 | 0 | 0
IL Fac. Spec. - NOX Rate Summer v3.1, Unit 276 and retrofits | 415 | 7305 | Rate Constraint in lbs/MMBtu | FALSE | L | Annual | Seasons Included | Seasons | Summer | Summer | Summer | Summer | Summer | Summer | Summer
IL Fac. Spec. - NOX Rate Summer v3.1, Unit 276 and retrofits | 415 | 7305 | Rate Constraint in lbs/MMBtu | FALSE | L | Annual | Standard NOX | lb/MMBtu | 0.25 | 0.25 | 0.25 | 0.25 | 0.25 | 0.25 | 0.25
IL Fac. Spec. - NOX Rate Summer v3.1, Unit 276 and retrofits | 415 | 7305 | Rate Constraint in lbs/MMBtu | FALSE | L | Annual | Emissions at Affected Plants NOX | Thousand Tons | 0.00011875 | 0.00011875 | 0 | 0 | 0 | 0 | 0
IL Fac. Spec. - NOX Rate Summer v3.1, Unit 276 and retrofits | 415 | 7305 | Rate Constraint in lbs/MMBtu | FALSE | L | Annual | Allowances Purchased NOX | Thousand Tons | 0 | 0 | 0 | 0 | 0 | 0 | 0
IL Fac. Spec. - NOX Rate Summer v3.1, Unit 276 and retrofits | 415 | 7305 | Rate Constraint in lbs/MMBtu | FALSE | L | Annual | Allowances Sold NOX | Thousand Tons | 0 | 0 | 0 | 0 | 0 | 0 | 0
IL Fac. Spec. - NOX Rate Summer v3.1, Unit 276 and retrofits | 415 | 7305 | Rate Constraint in lbs/MMBtu | FALSE | L | Annual | Allowances Banked | Thousand Tons | 0 | 0 | 0 | 0 | 0 | 0 | 0
IL Fac. Spec. - NOX Rate Summer v3.1, Unit 276 and retrofits | 415 | 7305 | Rate Constraint in lbs/MMBtu | FALSE | L | Annual | Allowances Withdrawn (1:1) | Thousand Tons | 0 | 0 | 0 | 0 | 0 | 0 | 0
IL Fac. Spec. - NOX Rate Summer v3.1, Unit 276 and retrofits | 415 | 7305 | Rate Constraint in lbs/MMBtu | FALSE | L | Annual | Allowances Withdrawn (n:1) | Thousand Tons | 0 | 0 | 0 | 0 | 0 | 0 | 0
IL Fac. Spec. - NOX Rate Summer v3.1, Unit 276 and retrofits | 415 | 7305 | Rate Constraint in lbs/MMBtu | FALSE | L | Annual | Net Emissions Allowance Position | Thousand Tons | 0.00011875 | 0.00011875 | 0 | 0 | 0 | 0 | 0
IL Fac. Spec. - NOX Rate Summer v3.1, Unit 276 and retrofits | 415 | 7305 | Rate Constraint in lbs/MMBtu | FALSE | L | Annual | Fuel Consumed | TBtu | 0.011574 | 0.011574 | 0 | 0 | 0 | 0 | 0
IL Fac. Spec. - NOX Rate Summer v3.1, Unit 276 and retrofits | 415 | 7305 | Rate Constraint in lbs/MMBtu | FALSE | L | Annual | Rate | lb/MMBtu | 0.02052 | 0.02052 | 0 | 0 | 0 | 0 | 0
IL Fac. Spec. - NOX Rate Summer v3.1, Unit 276 and retrofits | 415 | 7305 | Rate Constraint in lbs/MMBtu | FALSE | L | Annual | Generation | TWh | 0.0009002 | 0.0009002 | 0 | 0 | 0 | 0 | 0
IL Fac. Spec. - NOX Rate Summer v3.1, Unit 276 and retrofits | 415 | 7305 | Rate Constraint in lbs/MMBtu | FALSE | L | Annual | Qualifying Generation | TWh | 0.0009002 | 0.0009002 | 0 | 0 | 0 | 0 | 0
IL Fac. Spec. - NOX Rate Summer v3.1, Unit 276 and retrofits | 415 | 7305 | Rate Constraint in lbs/MMBtu | FALSE | L | Annual | Rate | lb/MWh | 0.26383 | 0.26383 | 0 | 0 | 0 | 0 | 0
IL Fac. Spec. - NOX Rate Summer v3.1, Unit 276 and retrofits | 415 | 7305 | Rate Constraint in lbs/MMBtu | FALSE | L | Annual | Constraint Shadow Price | US2022$/Ton | 0 | 0 | 0 | 0 | 0 | 0 | 0
IL Fac. Spec. - NOX Rate Summer v3.1, Unit 277 and retrofits | 416 | 7305 | Rate Constraint in lbs/MMBtu | FALSE | L | Annual | Seasons Included | Seasons | Summer | Summer | Summer | Summer | Summer | Summer | Summer
IL Fac. Spec. - NOX Rate Summer v3.1, Unit 277 and retrofits | 416 | 7305 | Rate Constraint in lbs/MMBtu | FALSE | L | Annual | Standard NOX | lb/MMBtu | 0.25 | 0.25 | 0.25 | 0.25 | 0.25 | 0.25 | 0.25
IL Fac. Spec. - NOX Rate Summer v3.1, Unit 277 and retrofits | 416 | 7305 | Rate Constraint in lbs/MMBtu | FALSE | L | Annual | Emissions at Affected Plants NOX | Thousand Tons | 0.0001357 | 0.0001357 | 0 | 0 | 0 | 0 | 0
IL Fac. Spec. - NOX Rate Summer v3.1, Unit 277 and retrofits | 416 | 7305 | Rate Constraint in lbs/MMBtu | FALSE | L | Annual | Allowances Purchased NOX | Thousand Tons | 0 | 0 | 0 | 0 | 0 | 0 | 0
IL Fac. Spec. - NOX Rate Summer v3.1, Unit 277 and retrofits | 416 | 7305 | Rate Constraint in lbs/MMBtu | FALSE | L | Annual | Allowances Sold NOX | Thousand Tons | 0 | 0 | 0 | 0 | 0 | 0 | 0
IL Fac. Spec. - NOX Rate Summer v3.1, Unit 277 and retrofits | 416 | 7305 | Rate Constraint in lbs/MMBtu | FALSE | L | Annual | Allowances Banked | Thousand Tons | 0 | 0 | 0 | 0 | 0 | 0 | 0
IL Fac. Spec. - NOX Rate Summer v3.1, Unit 277 and retrofits | 416 | 7305 | Rate Constraint in lbs/MMBtu | FALSE | L | Annual | Allowances Withdrawn (1:1) | Thousand Tons | 0 | 0 | 0 | 0 | 0 | 0 | 0
IL Fac. Spec. - NOX Rate Summer v3.1, Unit 277 and retrofits | 416 | 7305 | Rate Constraint in lbs/MMBtu | FALSE | L | Annual | Allowances Withdrawn (n:1) | Thousand Tons | 0 | 0 | 0 | 0 | 0 | 0 | 0
IL Fac. Spec. - NOX Rate Summer v3.1, Unit 277 and retrofits | 416 | 7305 | Rate Constraint in lbs/MMBtu | FALSE | L | Annual | Net Emissions Allowance Position | Thousand Tons | 0.0001357 | 0.0001357 | 0 | 0 | 0 | 0 | 0
IL Fac. Spec. - NOX Rate Summer v3.1, Unit 277 and retrofits | 416 | 7305 | Rate Constraint in lbs/MMBtu | FALSE | L | Annual | Fuel Consumed | TBtu | 0.011709 | 0.011709 | 0 | 0 | 0 | 0 | 0
IL Fac. Spec. - NOX Rate Summer v3.1, Unit 277 and retrofits | 416 | 7305 | Rate Constraint in lbs/MMBtu | FALSE | L | Annual | Rate | lb/MMBtu | 0.02318 | 0.02318 | 0 | 0 | 0 | 0 | 0
IL Fac. Spec. - NOX Rate Summer v3.1, Unit 277 and retrofits | 416 | 7305 | Rate Constraint in lbs/MMBtu | FALSE | L | Annual | Generation | TWh | 0.00091068 | 0.00091068 | 0 | 0 | 0 | 0 | 0
IL Fac. Spec. - NOX Rate Summer v3.1, Unit 277 and retrofits | 416 | 7305 | Rate Constraint in lbs/MMBtu | FALSE | L | Annual | Qualifying Generation | TWh | 0.00091068 | 0.00091068 | 0 | 0 | 0 | 0 | 0
IL Fac. Spec. - NOX Rate Summer v3.1, Unit 277 and retrofits | 416 | 7305 | Rate Constraint in lbs/MMBtu | FALSE | L | Annual | Rate | lb/MWh | 0.29803 | 0.29803 | 0 | 0 | 0 | 0 | 0
IL Fac. Spec. - NOX Rate Summer v3.1, Unit 277 and retrofits | 416 | 7305 | Rate Constraint in lbs/MMBtu | FALSE | L | Annual | Constraint Shadow Price | US2022$/Ton | 0 | 0 | 0 | 0 | 0 | 0 | 0
IL Fac. Spec. - NOX Rate Summer v3.1, Unit 278 and retrofits | 417 | 7305 | Rate Constraint in lbs/MMBtu | FALSE | L | Annual | Seasons Included | Seasons | Summer | Summer | Summer | Summer | Summer | Summer | Summer
IL Fac. Spec. - NOX Rate Summer v3.1, Unit 278 and retrofits | 417 | 7305 | Rate Constraint in lbs/MMBtu | FALSE | L | Annual | Standard NOX | lb/MMBtu | 0.25 | 0.25 | 0.25 | 0.25 | 0.25 | 0.25 | 0.25
IL Fac. Spec. - NOX Rate Summer v3.1, Unit 278 and retrofits | 417 | 7305 | Rate Constraint in lbs/MMBtu | FALSE | L | Annual | Emissions at Affected Plants NOX | Thousand Tons | 0.00014534 | 0.00014534 | 0 | 0 | 0 | 0 | 0
IL Fac. Spec. - NOX Rate Summer v3.1, Unit 278 and retrofits | 417 | 7305 | Rate Constraint in lbs/MMBtu | FALSE | L | Annual | Allowances Purchased NOX | Thousand Tons | 0 | 0 | 0 | 0 | 0 | 0 | 0
IL Fac. Spec. - NOX Rate Summer v3.1, Unit 278 and retrofits | 417 | 7305 | Rate Constraint in lbs/MMBtu | FALSE | L | Annual | Allowances Sold NOX | Thousand Tons | 0 | 0 | 0 | 0 | 0 | 0 | 0
IL Fac. Spec. - NOX Rate Summer v3.1, Unit 278 and retrofits | 417 | 7305 | Rate Constraint in lbs/MMBtu | FALSE | L | Annual | Allowances Banked | Thousand Tons | 0 | 0 | 0 | 0 | 0 | 0 | 0
IL Fac. Spec. - NOX Rate Summer v3.1, Unit 278 and retrofits | 417 | 7305 | Rate Constraint in lbs/MMBtu | FALSE | L | Annual | Allowances Withdrawn (1:1) | Thousand Tons | 0 | 0 | 0 | 0 | 0 | 0 | 0
IL Fac. Spec. - NOX Rate Summer v3.1, Unit 278 and retrofits | 417 | 7305 | Rate Constraint in lbs/MMBtu | FALSE | L | Annual | Allowances Withdrawn (n:1) | Thousand Tons | 0 | 0 | 0 | 0 | 0 | 0 | 0
IL Fac. Spec. - NOX Rate Summer v3.1, Unit 278 and retrofits | 417 | 7305 | Rate Constraint in lbs/MMBtu | FALSE | L | Annual | Net Emissions Allowance Position | Thousand Tons | 0.00014534 | 0.00014534 | 0 | 0 | 0 | 0 | 0
IL Fac. Spec. - NOX Rate Summer v3.1, Unit 278 and retrofits | 417 | 7305 | Rate Constraint in lbs/MMBtu | FALSE | L | Annual | Fuel Consumed | TBtu | 0.011768 | 0.011768 | 0 | 0 | 0 | 0 | 0
IL Fac. Spec. - NOX Rate Summer v3.1, Unit 278 and retrofits | 417 | 7305 | Rate Constraint in lbs/MMBtu | FALSE | L | Annual | Rate | lb/MMBtu | 0.0247 | 0.0247 | 0 | 0 | 0 | 0 | 0
IL Fac. Spec. - NOX Rate Summer v3.1, Unit 278 and retrofits | 417 | 7305 | Rate Constraint in lbs/MMBtu | FALSE | L | Annual | Generation | TWh | 0.00091534 | 0.00091534 | 0 | 0 | 0 | 0 | 0
IL Fac. Spec. - NOX Rate Summer v3.1, Unit 278 and retrofits | 417 | 7305 | Rate Constraint in lbs/MMBtu | FALSE | L | Annual | Qualifying Generation | TWh | 0.00091534 | 0.00091534 | 0 | 0 | 0 | 0 | 0
IL Fac. Spec. - NOX Rate Summer v3.1, Unit 278 and retrofits | 417 | 7305 | Rate Constraint in lbs/MMBtu | FALSE | L | Annual | Rate | lb/MWh | 0.31757 | 0.31757 | 0 | 0 | 0 | 0 | 0
IL Fac. Spec. - NOX Rate Summer v3.1, Unit 278 and retrofits | 417 | 7305 | Rate Constraint in lbs/MMBtu | FALSE | L | Annual | Constraint Shadow Price | US2022$/Ton | 0 | 0 | 0 | 0 | 0 | 0 | 0
IL Fac. Spec. - NOX Rate Summer v3.1, Unit 279 and retrofits | 418 | 7305 | Rate Constraint in lbs/MMBtu | FALSE | L | Annual | Seasons Included | Seasons | Summer | Summer | Summer | Summer | Summer | Summer | Summer
IL Fac. Spec. - NOX Rate Summer v3.1, Unit 279 and retrofits | 418 | 7305 | Rate Constraint in lbs/MMBtu | FALSE | L | Annual | Standard NOX | lb/MMBtu | 0.25 | 0.25 | 0.25 | 0.25 | 0.25 | 0.25 | 0.25
IL Fac. Spec. - NOX Rate Summer v3.1, Unit 279 and retrofits | 418 | 7305 | Rate Constraint in lbs/MMBtu | FALSE | L | Annual | Emissions at Affected Plants NOX | Thousand Tons | 0.0025349 | 0.0023858 | 0.0025945 | 0 | 0 | 0 | 0
IL Fac. Spec. - NOX Rate Summer v3.1, Unit 279 and retrofits | 418 | 7305 | Rate Constraint in lbs/MMBtu | FALSE | L | Annual | Allowances Purchased NOX | Thousand Tons | 0 | 0 | 0 | 0 | 0 | 0 | 0
IL Fac. Spec. - NOX Rate Summer v3.1, Unit 279 and retrofits | 418 | 7305 | Rate Constraint in lbs/MMBtu | FALSE | L | Annual | Allowances Sold NOX | Thousand Tons | 0 | 0 | 0 | 0 | 0 | 0 | 0
IL Fac. Spec. - NOX Rate Summer v3.1, Unit 279 and retrofits | 418 | 7305 | Rate Constraint in lbs/MMBtu | FALSE | L | Annual | Allowances Banked | Thousand Tons | 0 | 0 | 0 | 0 | 0 | 0 | 0
IL Fac. Spec. - NOX Rate Summer v3.1, Unit 279 and retrofits | 418 | 7305 | Rate Constraint in lbs/MMBtu | FALSE | L | Annual | Allowances Withdrawn (1:1) | Thousand Tons | 0 | 0 | 0 | 0 | 0 | 0 | 0
IL Fac. Spec. - NOX Rate Summer v3.1, Unit 279 and retrofits | 418 | 7305 | Rate Constraint in lbs/MMBtu | FALSE | L | Annual | Allowances Withdrawn (n:1) | Thousand Tons | 0 | 0 | 0 | 0 | 0 | 0 | 0
IL Fac. Spec. - NOX Rate Summer v3.1, Unit 279 and retrofits | 418 | 7305 | Rate Constraint in lbs/MMBtu | FALSE | L | Annual | Net Emissions Allowance Position | Thousand Tons | 0.0025349 | 0.0023858 | 0.0025945 | 0 | 0 | 0 | 0
IL Fac. Spec. - NOX Rate Summer v3.1, Unit 279 and retrofits | 418 | 7305 | Rate Constraint in lbs/MMBtu | FALSE | L | Annual | Fuel Consumed | TBtu | 0.12976 | 0.12213 | 0.13281 | 0 | 0 | 0 | 0
IL Fac. Spec. - NOX Rate Summer v3.1, Unit 279 and retrofits | 418 | 7305 | Rate Constraint in lbs/MMBtu | FALSE | L | Annual | Rate | lb/MMBtu | 0.03907 | 0.03907 | 0.03907 | 0 | 0 | 0 | 0
IL Fac. Spec. - NOX Rate Summer v3.1, Unit 279 and retrofits | 418 | 7305 | Rate Constraint in lbs/MMBtu | FALSE | L | Annual | Generation | TWh | 0.011422 | 0.01075 | 0.01169 | 0 | 0 | 0 | 0
IL Fac. Spec. - NOX Rate Summer v3.1, Unit 279 and retrofits | 418 | 7305 | Rate Constraint in lbs/MMBtu | FALSE | L | Annual | Qualifying Generation | TWh | 0.011422 | 0.01075 | 0.01169 | 0 | 0 | 0 | 0
IL Fac. Spec. - NOX Rate Summer v3.1, Unit 279 and retrofits | 418 | 7305 | Rate Constraint in lbs/MMBtu | FALSE | L | Annual | Rate | lb/MWh | 0.44387 | 0.44387 | 0.44387 | 0 | 0 | 0 | 0
IL Fac. Spec. - NOX Rate Summer v3.1, Unit 279 and retrofits | 418 | 7305 | Rate Constraint in lbs/MMBtu | FALSE | L | Annual | Constraint Shadow Price | US2022$/Ton | 0 | 0 | 0 | 0 | 0 | 0 | 0
IL Fac. Spec. - NOX Rate Summer v3.1, Unit 280 and retrofits | 419 | 7305 | Rate Constraint in lbs/MMBtu | FALSE | L | Annual | Seasons Included | Seasons | Summer | Summer | Summer | Summer | Summer | Summer | Summer
IL Fac. Spec. - NOX Rate Summer v3.1, Unit 280 and retrofits | 419 | 7305 | Rate Constraint in lbs/MMBtu | FALSE | L | Annual | Standard NOX | lb/MMBtu | 0.25 | 0.25 | 0.25 | 0.25 | 0.25 | 0.25 | 0.25
IL Fac. Spec. - NOX Rate Summer v3.1, Unit 280 and retrofits | 419 | 7305 | Rate Constraint in lbs/MMBtu | FALSE | L | Annual | Emissions at Affected Plants NOX | Thousand Tons | 0.0024183 | 0.0022496 | 0.0024464 | 0 | 0 | 0 | 0
IL Fac. Spec. - NOX Rate Summer v3.1, Unit 280 and retrofits | 419 | 7305 | Rate Constraint in lbs/MMBtu | FALSE | L | Annual | Allowances Purchased NOX | Thousand Tons | 0 | 0 | 0 | 0 | 0 | 0 | 0
IL Fac. Spec. - NOX Rate Summer v3.1, Unit 280 and retrofits | 419 | 7305 | Rate Constraint in lbs/MMBtu | FALSE | L | Annual | Allowances Sold NOX | Thousand Tons | 0 | 0 | 0 | 0 | 0 | 0 | 0
IL Fac. Spec. - NOX Rate Summer v3.1, Unit 280 and retrofits | 419 | 7305 | Rate Constraint in lbs/MMBtu | FALSE | L | Annual | Allowances Banked | Thousand Tons | 0 | 0 | 0 | 0 | 0 | 0 | 0
IL Fac. Spec. - NOX Rate Summer v3.1, Unit 280 and retrofits | 419 | 7305 | Rate Constraint in lbs/MMBtu | FALSE | L | Annual | Allowances Withdrawn (1:1) | Thousand Tons | 0 | 0 | 0 | 0 | 0 | 0 | 0
IL Fac. Spec. - NOX Rate Summer v3.1, Unit 280 and retrofits | 419 | 7305 | Rate Constraint in lbs/MMBtu | FALSE | L | Annual | Allowances Withdrawn (n:1) | Thousand Tons | 0 | 0 | 0 | 0 | 0 | 0 | 0
IL Fac. Spec. - NOX Rate Summer v3.1, Unit 280 and retrofits | 419 | 7305 | Rate Constraint in lbs/MMBtu | FALSE | L | Annual | Net Emissions Allowance Position | Thousand Tons | 0.0024183 | 0.0022496 | 0.0024464 | 0 | 0 | 0 | 0
IL Fac. Spec. - NOX Rate Summer v3.1, Unit 280 and retrofits | 419 | 7305 | Rate Constraint in lbs/MMBtu | FALSE | L | Annual | Fuel Consumed | TBtu | 0.13129 | 0.12213 | 0.13281 | 0 | 0 | 0 | 0
IL Fac. Spec. - NOX Rate Summer v3.1, Unit 280 and retrofits | 419 | 7305 | Rate Constraint in lbs/MMBtu | FALSE | L | Annual | Rate | lb/MMBtu | 0.03684 | 0.03684 | 0.03684 | 0 | 0 | 0 | 0
IL Fac. Spec. - NOX Rate Summer v3.1, Unit 280 and retrofits | 419 | 7305 | Rate Constraint in lbs/MMBtu | FALSE | L | Annual | Generation | TWh | 0.011556 | 0.01075 | 0.01169 | 0 | 0 | 0 | 0
IL Fac. Spec. - NOX Rate Summer v3.1, Unit 280 and retrofits | 419 | 7305 | Rate Constraint in lbs/MMBtu | FALSE | L | Annual | Qualifying Generation | TWh | 0.011556 | 0.01075 | 0.01169 | 0 | 0 | 0 | 0
IL Fac. Spec. - NOX Rate Summer v3.1, Unit 280 and retrofits | 419 | 7305 | Rate Constraint in lbs/MMBtu | FALSE | L | Annual | Rate | lb/MWh | 0.41854 | 0.41854 | 0.41854 | 0 | 0 | 0 | 0
IL Fac. Spec. - NOX Rate Summer v3.1, Unit 280 and retrofits | 419 | 7305 | Rate Constraint in lbs/MMBtu | FALSE | L | Annual | Constraint Shadow Price | US2022$/Ton | 0 | 0 | 0 | 0 | 0 | 0 | 0
IL Fac. Spec. - NOX Rate Summer v3.1, Unit 281 and retrofits | 420 | 7305 | Rate Constraint in lbs/MMBtu | FALSE | L | Annual | Seasons Included | Seasons | Summer | Summer | Summer | Summer | Summer | Summer | Summer
IL Fac. Spec. - NOX Rate Summer v3.1, Unit 281 and retrofits | 420 | 7305 | Rate Constraint in lbs/MMBtu | FALSE | L | Annual | Standard NOX | lb/MMBtu | 0.25 | 0.25 | 0.25 | 0.25 | 0.25 | 0.25 | 0.25
IL Fac. Spec. - NOX Rate Summer v3.1, Unit 281 and retrofits | 420 | 7305 | Rate Constraint in lbs/MMBtu | FALSE | L | Annual | Emissions at Affected Plants NOX | Thousand Tons | 0.0025614 | 0.0023827 | 0.0025912 | 0 | 0 | 0 | 0
IL Fac. Spec. - NOX Rate Summer v3.1, Unit 281 and retrofits | 420 | 7305 | Rate Constraint in lbs/MMBtu | FALSE | L | Annual | Allowances Purchased NOX | Thousand Tons | 0 | 0 | 0 | 0 | 0 | 0 | 0
IL Fac. Spec. - NOX Rate Summer v3.1, Unit 281 and retrofits | 420 | 7305 | Rate Constraint in lbs/MMBtu | FALSE | L | Annual | Allowances Sold NOX | Thousand Tons | 0 | 0 | 0 | 0 | 0 | 0 | 0
IL Fac. Spec. - NOX Rate Summer v3.1, Unit 281 and retrofits | 420 | 7305 | Rate Constraint in lbs/MMBtu | FALSE | L | Annual | Allowances Banked | Thousand Tons | 0 | 0 | 0 | 0 | 0 | 0 | 0
IL Fac. Spec. - NOX Rate Summer v3.1, Unit 281 and retrofits | 420 | 7305 | Rate Constraint in lbs/MMBtu | FALSE | L | Annual | Allowances Withdrawn (1:1) | Thousand Tons | 0 | 0 | 0 | 0 | 0 | 0 | 0
IL Fac. Spec. - NOX Rate Summer v3.1, Unit 281 and retrofits | 420 | 7305 | Rate Constraint in lbs/MMBtu | FALSE | L | Annual | Allowances Withdrawn (n:1) | Thousand Tons | 0 | 0 | 0 | 0 | 0 | 0 | 0
IL Fac. Spec. - NOX Rate Summer v3.1, Unit 281 and retrofits | 420 | 7305 | Rate Constraint in lbs/MMBtu | FALSE | L | Annual | Net Emissions Allowance Position | Thousand Tons | 0.0025614 | 0.0023827 | 0.0025912 | 0 | 0 | 0 | 0
IL Fac. Spec. - NOX Rate Summer v3.1, Unit 281 and retrofits | 420 | 7305 | Rate Constraint in lbs/MMBtu | FALSE | L | Annual | Fuel Consumed | TBtu | 0.13129 | 0.12213 | 0.13281 | 0 | 0 | 0 | 0
IL Fac. Spec. - NOX Rate Summer v3.1, Unit 281 and retrofits | 420 | 7305 | Rate Constraint in lbs/MMBtu | FALSE | L | Annual | Rate | lb/MMBtu | 0.03902 | 0.03902 | 0.03902 | 0 | 0 | 0 | 0
IL Fac. Spec. - NOX Rate Summer v3.1, Unit 281 and retrofits | 420 | 7305 | Rate Constraint in lbs/MMBtu | FALSE | L | Annual | Generation | TWh | 0.011556 | 0.01075 | 0.01169 | 0 | 0 | 0 | 0
IL Fac. Spec. - NOX Rate Summer v3.1, Unit 281 and retrofits | 420 | 7305 | Rate Constraint in lbs/MMBtu | FALSE | L | Annual | Qualifying Generation | TWh | 0.011556 | 0.01075 | 0.01169 | 0 | 0 | 0 | 0
IL Fac. Spec. - NOX Rate Summer v3.1, Unit 281 and retrofits | 420 | 7305 | Rate Constraint in lbs/MMBtu | FALSE | L | Annual | Rate | lb/MWh | 0.44331 | 0.44331 | 0.44331 | 0 | 0 | 0 | 0
IL Fac. Spec. - NOX Rate Summer v3.1, Unit 281 and retrofits | 420 | 7305 | Rate Constraint in lbs/MMBtu | FALSE | L | Annual | Constraint Shadow Price | US2022$/Ton | 0 | 0 | 0 | 0 | 0 | 0 | 0
IL Fac. Spec. - NOX Rate Summer v3.1, Unit 282 and retrofits | 421 | 7305 | Rate Constraint in lbs/MMBtu | FALSE | L | Annual | Seasons Included | Seasons | Summer | Summer | Summer | Summer | Summer | Summer | Summer
IL Fac. Spec. - NOX Rate Summer v3.1, Unit 282 and retrofits | 421 | 7305 | Rate Constraint in lbs/MMBtu | FALSE | L | Annual | Standard NOX | lb/MMBtu | 0.25 | 0.25 | 0.25 | 0.25 | 0.25 | 0.25 | 0.25
IL Fac. Spec. - NOX Rate Summer v3.1, Unit 282 and retrofits | 421 | 7305 | Rate Constraint in lbs/MMBtu | FALSE | L | Annual | Emissions at Affected Plants NOX | Thousand Tons | 0.0024104 | 0.0022423 | 0.0024385 | 0 | 0 | 0 | 0
IL Fac. Spec. - NOX Rate Summer v3.1, Unit 282 and retrofits | 421 | 7305 | Rate Constraint in lbs/MMBtu | FALSE | L | Annual | Allowances Purchased NOX | Thousand Tons | 0 | 0 | 0 | 0 | 0 | 0 | 0
IL Fac. Spec. - NOX Rate Summer v3.1, Unit 282 and retrofits | 421 | 7305 | Rate Constraint in lbs/MMBtu | FALSE | L | Annual | Allowances Sold NOX | Thousand Tons | 0 | 0 | 0 | 0 | 0 | 0 | 0
IL Fac. Spec. - NOX Rate Summer v3.1, Unit 282 and retrofits | 421 | 7305 | Rate Constraint in lbs/MMBtu | FALSE | L | Annual | Allowances Banked | Thousand Tons | 0 | 0 | 0 | 0 | 0 | 0 | 0
IL Fac. Spec. - NOX Rate Summer v3.1, Unit 282 and retrofits | 421 | 7305 | Rate Constraint in lbs/MMBtu | FALSE | L | Annual | Allowances Withdrawn (1:1) | Thousand Tons | 0 | 0 | 0 | 0 | 0 | 0 | 0
IL Fac. Spec. - NOX Rate Summer v3.1, Unit 282 and retrofits | 421 | 7305 | Rate Constraint in lbs/MMBtu | FALSE | L | Annual | Allowances Withdrawn (n:1) | Thousand Tons | 0 | 0 | 0 | 0 | 0 | 0 | 0
IL Fac. Spec. - NOX Rate Summer v3.1, Unit 282 and retrofits | 421 | 7305 | Rate Constraint in lbs/MMBtu | FALSE | L | Annual | Net Emissions Allowance Position | Thousand Tons | 0.0024104 | 0.0022423 | 0.0024385 | 0 | 0 | 0 | 0
IL Fac. Spec. - NOX Rate Summer v3.1, Unit 282 and retrofits | 421 | 7305 | Rate Constraint in lbs/MMBtu | FALSE | L | Annual | Fuel Consumed | TBtu | 0.13129 | 0.12213 | 0.13281 | 0 | 0 | 0 | 0
IL Fac. Spec. - NOX Rate Summer v3.1, Unit 282 and retrofits | 421 | 7305 | Rate Constraint in lbs/MMBtu | FALSE | L | Annual | Rate | lb/MMBtu | 0.03672 | 0.03672 | 0.03672 | 0 | 0 | 0 | 0
IL Fac. Spec. - NOX Rate Summer v3.1, Unit 282 and retrofits | 421 | 7305 | Rate Constraint in lbs/MMBtu | FALSE | L | Annual | Generation | TWh | 0.011556 | 0.01075 | 0.01169 | 0 | 0 | 0 | 0
IL Fac. Spec. - NOX Rate Summer v3.1, Unit 282 and retrofits | 421 | 7305 | Rate Constraint in lbs/MMBtu | FALSE | L | Annual | Qualifying Generation | TWh | 0.011556 | 0.01075 | 0.01169 | 0 | 0 | 0 | 0
IL Fac. Spec. - NOX Rate Summer v3.1, Unit 282 and retrofits | 421 | 7305 | Rate Constraint in lbs/MMBtu | FALSE | L | Annual | Rate | lb/MWh | 0.41718 | 0.41718 | 0.41718 | 0 | 0 | 0 | 0
IL Fac. Spec. - NOX Rate Summer v3.1, Unit 282 and retrofits | 421 | 7305 | Rate Constraint in lbs/MMBtu | FALSE | L | Annual | Constraint Shadow Price | US2022$/Ton | 0 | 0 | 0 | 0 | 0 | 0 | 0
IL Fac. Spec. - NOX Rate Summer v3.1, Unit 283 and retrofits | 422 | 7305 | Rate Constraint in lbs/MMBtu | FALSE | L | Annual | Seasons Included | Seasons | Summer | Summer | Summer | Summer | Summer | Summer | Summer
IL Fac. Spec. - NOX Rate Summer v3.1, Unit 283 and retrofits | 422 | 7305 | Rate Constraint in lbs/MMBtu | FALSE | L | Annual | Standard NOX | lb/MMBtu | 0.25 | 0.25 | 0.25 | 0.25 | 0.25 | 0.25 | 0.25
IL Fac. Spec. - NOX Rate Summer v3.1, Unit 283 and retrofits | 422 | 7305 | Rate Constraint in lbs/MMBtu | FALSE | L | Annual | Emissions at Affected Plants NOX | Thousand Tons | 0.0024461 | 0.0022972 | 0.0024982 | 0 | 0 | 0 | 0
IL Fac. Spec. - NOX Rate Summer v3.1, Unit 283 and retrofits | 422 | 7305 | Rate Constraint in lbs/MMBtu | FALSE | L | Annual | Allowances Purchased NOX | Thousand Tons | 0 | 0 | 0 | 0 | 0 | 0 | 0
IL Fac. Spec. - NOX Rate Summer v3.1, Unit 283 and retrofits | 422 | 7305 | Rate Constraint in lbs/MMBtu | FALSE | L | Annual | Allowances Sold NOX | Thousand Tons | 0 | 0 | 0 | 0 | 0 | 0 | 0
IL Fac. Spec. - NOX Rate Summer v3.1, Unit 283 and retrofits | 422 | 7305 | Rate Constraint in lbs/MMBtu | FALSE | L | Annual | Allowances Banked | Thousand Tons | 0 | 0 | 0 | 0 | 0 | 0 | 0
IL Fac. Spec. - NOX Rate Summer v3.1, Unit 283 and retrofits | 422 | 7305 | Rate Constraint in lbs/MMBtu | FALSE | L | Annual | Allowances Withdrawn (1:1) | Thousand Tons | 0 | 0 | 0 | 0 | 0 | 0 | 0
IL Fac. Spec. - NOX Rate Summer v3.1, Unit 283 and retrofits | 422 | 7305 | Rate Constraint in lbs/MMBtu | FALSE | L | Annual | Allowances Withdrawn (n:1) | Thousand Tons | 0 | 0 | 0 | 0 | 0 | 0 | 0
IL Fac. Spec. - NOX Rate Summer v3.1, Unit 283 and retrofits | 422 | 7305 | Rate Constraint in lbs/MMBtu | FALSE | L | Annual | Net Emissions Allowance Position | Thousand Tons | 0.0024461 | 0.0022972 | 0.0024982 | 0 | 0 | 0 | 0
IL Fac. Spec. - NOX Rate Summer v3.1, Unit 283 and retrofits | 422 | 7305 | Rate Constraint in lbs/MMBtu | FALSE | L | Annual | Fuel Consumed | TBtu | 0.13004 | 0.12213 | 0.13281 | 0 | 0 | 0 | 0
IL Fac. Spec. - NOX Rate Summer v3.1, Unit 283 and retrofits | 422 | 7305 | Rate Constraint in lbs/MMBtu | FALSE | L | Annual | Rate | lb/MMBtu | 0.03762 | 0.03762 | 0.03762 | 0 | 0 | 0 | 0
IL Fac. Spec. - NOX Rate Summer v3.1, Unit 283 and retrofits | 422 | 7305 | Rate Constraint in lbs/MMBtu | FALSE | L | Annual | Generation | TWh | 0.011447 | 0.01075 | 0.01169 | 0 | 0 | 0 | 0
IL Fac. Spec. - NOX Rate Summer v3.1, Unit 283 and retrofits | 422 | 7305 | Rate Constraint in lbs/MMBtu | FALSE | L | Annual | Qualifying Generation | TWh | 0.011447 | 0.01075 | 0.01169 | 0 | 0 | 0 | 0
IL Fac. Spec. - NOX Rate Summer v3.1, Unit 283 and retrofits | 422 | 7305 | Rate Constraint in lbs/MMBtu | FALSE | L | Annual | Rate | lb/MWh | 0.4274 | 0.4274 | 0.4274 | 0 | 0 | 0 | 0
IL Fac. Spec. - NOX Rate Summer v3.1, Unit 283 and retrofits | 422 | 7305 | Rate Constraint in lbs/MMBtu | FALSE | L | Annual | Constraint Shadow Price | US2022$/Ton | 0 | 0 | 0 | 0 | 0 | 0 | 0
IL Fac. Spec. - NOX Rate Summer v3.1, Unit 284 and retrofits | 423 | 7305 | Rate Constraint in lbs/MMBtu | FALSE | L | Annual | Seasons Included | Seasons | Summer | Summer | Summer | Summer | Summer | Summer | Summer
IL Fac. Spec. - NOX Rate Summer v3.1, Unit 284 and retrofits | 423 | 7305 | Rate Constraint in lbs/MMBtu | FALSE | L | Annual | Standard NOX | lb/MMBtu | 0.25 | 0.25 | 0.25 | 0.25 | 0.25 | 0.25 | 0.25
IL Fac. Spec. - NOX Rate Summer v3.1, Unit 284 and retrofits | 423 | 7305 | Rate Constraint in lbs/MMBtu | FALSE | L | Annual | Emissions at Affected Plants NOX | Thousand Tons | 0.00019223 | 0.00019223 | 0.00023659 | 0 | 0 | 0 | 0
IL Fac. Spec. - NOX Rate Summer v3.1, Unit 284 and retrofits | 423 | 7305 | Rate Constraint in lbs/MMBtu | FALSE | L | Annual | Allowances Purchased NOX | Thousand Tons | 0 | 0 | 0 | 0 | 0 | 0 | 0
IL Fac. Spec. - NOX Rate Summer v3.1, Unit 284 and retrofits | 423 | 7305 | Rate Constraint in lbs/MMBtu | FALSE | L | Annual | Allowances Sold NOX | Thousand Tons | 0 | 0 | 0 | 0 | 0 | 0 | 0
IL Fac. Spec. - NOX Rate Summer v3.1, Unit 284 and retrofits | 423 | 7305 | Rate Constraint in lbs/MMBtu | FALSE | L | Annual | Allowances Banked | Thousand Tons | 0 | 0 | 0 | 0 | 0 | 0 | 0
IL Fac. Spec. - NOX Rate Summer v3.1, Unit 284 and retrofits | 423 | 7305 | Rate Constraint in lbs/MMBtu | FALSE | L | Annual | Allowances Withdrawn (1:1) | Thousand Tons | 0 | 0 | 0 | 0 | 0 | 0 | 0
IL Fac. Spec. - NOX Rate Summer v3.1, Unit 284 and retrofits | 423 | 7305 | Rate Constraint in lbs/MMBtu | FALSE | L | Annual | Allowances Withdrawn (n:1) | Thousand Tons | 0 | 0 | 0 | 0 | 0 | 0 | 0
IL Fac. Spec. - NOX Rate Summer v3.1, Unit 284 and retrofits | 423 | 7305 | Rate Constraint in lbs/MMBtu | FALSE | L | Annual | Net Emissions Allowance Position | Thousand Tons | 0.00019223 | 0.00019223 | 0.00023659 | 0 | 0 | 0 | 0
IL Fac. Spec. - NOX Rate Summer v3.1, Unit 284 and retrofits | 423 | 7305 | Rate Constraint in lbs/MMBtu | FALSE | L | Annual | Fuel Consumed | TBtu | 0.012556 | 0.012556 | 0.015453 | 0 | 0 | 0 | 0
IL Fac. Spec. - NOX Rate Summer v3.1, Unit 284 and retrofits | 423 | 7305 | Rate Constraint in lbs/MMBtu | FALSE | L | Annual | Rate | lb/MMBtu | 0.03062 | 0.03062 | 0.03062 | 0 | 0 | 0 | 0
IL Fac. Spec. - NOX Rate Summer v3.1, Unit 284 and retrofits | 423 | 7305 | Rate Constraint in lbs/MMBtu | FALSE | L | Annual | Generation | TWh | 0.0009887 | 0.0009887 | 0.0012169 | 0 | 0 | 0 | 0
IL Fac. Spec. - NOX Rate Summer v3.1, Unit 284 and retrofits | 423 | 7305 | Rate Constraint in lbs/MMBtu | FALSE | L | Annual | Qualifying Generation | TWh | 0.0009887 | 0.0009887 | 0.0012169 | 0 | 0 | 0 | 0
IL Fac. Spec. - NOX Rate Summer v3.1, Unit 284 and retrofits | 423 | 7305 | Rate Constraint in lbs/MMBtu | FALSE | L | Annual | Rate | lb/MWh | 0.38884 | 0.38884 | 0.38884 | 0 | 0 | 0 | 0
IL Fac. Spec. - NOX Rate Summer v3.1, Unit 284 and retrofits | 423 | 7305 | Rate Constraint in lbs/MMBtu | FALSE | L | Annual | Constraint Shadow Price | US2022$/Ton | 0 | 0 | 0 | 0 | 0 | 0 | 0
IL Fac. Spec. - NOX Rate Summer v3.1, Unit 285 and retrofits | 424 | 7305 | Rate Constraint in lbs/MMBtu | FALSE | L | Annual | Seasons Included | Seasons | Summer | Summer | Summer | Summer | Summer | Summer | Summer
IL Fac. Spec. - NOX Rate Summer v3.1, Unit 285 and retrofits | 424 | 7305 | Rate Constraint in lbs/MMBtu | FALSE | L | Annual | Standard NOX | lb/MMBtu | 0.25 | 0.25 | 0.25 | 0.25 | 0.25 | 0.25 | 0.25
IL Fac. Spec. - NOX Rate Summer v3.1, Unit 285 and retrofits | 424 | 7305 | Rate Constraint in lbs/MMBtu | FALSE | L | Annual | Emissions at Affected Plants NOX | Thousand Tons | 0.00019172 | 0.00019172 | 0.00023597 | 0 | 0 | 0 | 0
IL Fac. Spec. - NOX Rate Summer v3.1, Unit 285 and retrofits | 424 | 7305 | Rate Constraint in lbs/MMBtu | FALSE | L | Annual | Allowances Purchased NOX | Thousand Tons | 0 | 0 | 0 | 0 | 0 | 0 | 0
IL Fac. Spec. - NOX Rate Summer v3.1, Unit 285 and retrofits | 424 | 7305 | Rate Constraint in lbs/MMBtu | FALSE | L | Annual | Allowances Sold NOX | Thousand Tons | 0 | 0 | 0 | 0 | 0 | 0 | 0
IL Fac. Spec. - NOX Rate Summer v3.1, Unit 285 and retrofits | 424 | 7305 | Rate Constraint in lbs/MMBtu | FALSE | L | Annual | Allowances Banked | Thousand Tons | 0 | 0 | 0 | 0 | 0 | 0 | 0
IL Fac. Spec. - NOX Rate Summer v3.1, Unit 285 and retrofits | 424 | 7305 | Rate Constraint in lbs/MMBtu | FALSE | L | Annual | Allowances Withdrawn (1:1) | Thousand Tons | 0 | 0 | 0 | 0 | 0 | 0 | 0
IL Fac. Spec. - NOX Rate Summer v3.1, Unit 285 and retrofits | 424 | 7305 | Rate Constraint in lbs/MMBtu | FALSE | L | Annual | Allowances Withdrawn (n:1) | Thousand Tons | 0 | 0 | 0 | 0 | 0 | 0 | 0
IL Fac. Spec. - NOX Rate Summer v3.1, Unit 285 and retrofits | 424 | 7305 | Rate Constraint in lbs/MMBtu | FALSE | L | Annual | Net Emissions Allowance Position | Thousand Tons | 0.00019172 | 0.00019172 | 0.00023597 | 0 | 0 | 0 | 0
IL Fac. Spec. - NOX Rate Summer v3.1, Unit 285 and retrofits | 424 | 7305 | Rate Constraint in lbs/MMBtu | FALSE | L | Annual | Fuel Consumed | TBtu | 0.012556 | 0.012556 | 0.015453 | 0 | 0 | 0 | 0
IL Fac. Spec. - NOX Rate Summer v3.1, Unit 285 and retrofits | 424 | 7305 | Rate Constraint in lbs/MMBtu | FALSE | L | Annual | Rate | lb/MMBtu | 0.03054 | 0.03054 | 0.03054 | 0 | 0 | 0 | 0
IL Fac. Spec. - NOX Rate Summer v3.1, Unit 285 and retrofits | 424 | 7305 | Rate Constraint in lbs/MMBtu | FALSE | L | Annual | Generation | TWh | 0.0009887 | 0.0009887 | 0.0012169 | 0 | 0 | 0 | 0
IL Fac. Spec. - NOX Rate Summer v3.1, Unit 285 and retrofits | 424 | 7305 | Rate Constraint in lbs/MMBtu | FALSE | L | Annual | Qualifying Generation | TWh | 0.0009887 | 0.0009887 | 0.0012169 | 0 | 0 | 0 | 0
IL Fac. Spec. - NOX Rate Summer v3.1, Unit 285 and retrofits | 424 | 7305 | Rate Constraint in lbs/MMBtu | FALSE | L | Annual | Rate | lb/MWh | 0.38783 | 0.38783 | 0.38783 | 0 | 0 | 0 | 0
IL Fac. Spec. - NOX Rate Summer v3.1, Unit 285 and retrofits | 424 | 7305 | Rate Constraint in lbs/MMBtu | FALSE | L | Annual | Constraint Shadow Price | US2022$/Ton | 0 | 0 | 0 | 0 | 0 | 0 | 0
IL Fac. Spec. - NOX Rate Summer v3.1, Unit 286 and retrofits | 425 | 7305 | Rate Constraint in lbs/MMBtu | FALSE | L | Annual | Seasons Included | Seasons | Summer | Summer | Summer | Summer | Summer | Summer | Summer
IL Fac. Spec. - NOX Rate Summer v3.1, Unit 286 and retrofits | 425 | 7305 | Rate Constraint in lbs/MMBtu | FALSE | L | Annual | Standard NOX | lb/MMBtu | 0.25 | 0.25 | 0.25 | 0.25 | 0.25 | 0.25 | 0.25
IL Fac. Spec. - NOX Rate Summer v3.1, Unit 286 and retrofits | 425 | 7305 | Rate Constraint in lbs/MMBtu | FALSE | L | Annual | Emissions at Affected Plants NOX | Thousand Tons | 0.00020327 | 0.00020327 | 0.00025018 | 0 | 0 | 0 | 0
IL Fac. Spec. - NOX Rate Summer v3.1, Unit 286 and retrofits | 425 | 7305 | Rate Constraint in lbs/MMBtu | FALSE | L | Annual | Allowances Purchased NOX | Thousand Tons | 0 | 0 | 0 | 0 | 0 | 0 | 0
IL Fac. Spec. - NOX Rate Summer v3.1, Unit 286 and retrofits | 425 | 7305 | Rate Constraint in lbs/MMBtu | FALSE | L | Annual | Allowances Sold NOX | Thousand Tons | 0 | 0 | 0 | 0 | 0 | 0 | 0
IL Fac. Spec. - NOX Rate Summer v3.1, Unit 286 and retrofits | 425 | 7305 | Rate Constraint in lbs/MMBtu | FALSE | L | Annual | Allowances Banked | Thousand Tons | 0 | 0 | 0 | 0 | 0 | 0 | 0
IL Fac. Spec. - NOX Rate Summer v3.1, Unit 286 and retrofits | 425 | 7305 | Rate Constraint in lbs/MMBtu | FALSE | L | Annual | Allowances Withdrawn (1:1) | Thousand Tons | 0 | 0 | 0 | 0 | 0 | 0 | 0
IL Fac. Spec. - NOX Rate Summer v3.1, Unit 286 and retrofits | 425 | 7305 | Rate Constraint in lbs/MMBtu | FALSE | L | Annual | Allowances Withdrawn (n:1) | Thousand Tons | 0 | 0 | 0 | 0 | 0 | 0 | 0
IL Fac. Spec. - NOX Rate Summer v3.1, Unit 286 and retrofits | 425 | 7305 | Rate Constraint in lbs/MMBtu | FALSE | L | Annual | Net Emissions Allowance Position | Thousand Tons | 0.00020327 | 0.00020327 | 0.00025018 | 0 | 0 | 0 | 0
IL Fac. Spec. - NOX Rate Summer v3.1, Unit 286 and retrofits | 425 | 7305 | Rate Constraint in lbs/MMBtu | FALSE | L | Annual | Fuel Consumed | TBtu | 0.012556 | 0.012556 | 0.015453 | 0 | 0 | 0 | 0
IL Fac. Spec. - NOX Rate Summer v3.1, Unit 286 and retrofits | 425 | 7305 | Rate Constraint in lbs/MMBtu | FALSE | L | Annual | Rate | lb/MMBtu | 0.03238 | 0.03238 | 0.03238 | 0 | 0 | 0 | 0
IL Fac. Spec. - NOX Rate Summer v3.1, Unit 286 and retrofits | 425 | 7305 | Rate Constraint in lbs/MMBtu | FALSE | L | Annual | Generation | TWh | 0.0009887 | 0.0009887 | 0.0012169 | 0 | 0 | 0 | 0
IL Fac. Spec. - NOX Rate Summer v3.1, Unit 286 and retrofits | 425 | 7305 | Rate Constraint in lbs/MMBtu | FALSE | L | Annual | Qualifying Generation | TWh | 0.0009887 | 0.0009887 | 0.0012169 | 0 | 0 | 0 | 0
IL Fac. Spec. - NOX Rate Summer v3.1, Unit 286 and retrofits | 425 | 7305 | Rate Constraint in lbs/MMBtu | FALSE | L | Annual | Rate | lb/MWh | 0.41119 | 0.41119 | 0.41119 | 0 | 0 | 0 | 0
IL Fac. Spec. - NOX Rate Summer v3.1, Unit 286 and retrofits | 425 | 7305 | Rate Constraint in lbs/MMBtu | FALSE | L | Annual | Constraint Shadow Price | US2022$/Ton | 0 | 0 | 0 | 0 | 0 | 0 | 0
IL Fac. Spec. - NOX Rate Summer v3.1, Unit 287 and retrofits | 426 | 7305 | Rate Constraint in lbs/MMBtu | FALSE | L | Annual | Seasons Included | Seasons | Summer | Summer | Summer | Summer | Summer | Summer | Summer
IL Fac. Spec. - NOX Rate Summer v3.1, Unit 287 and retrofits | 426 | 7305 | Rate Constraint in lbs/MMBtu | FALSE | L | Annual | Standard NOX | lb/MMBtu | 0.25 | 0.25 | 0.25 | 0.25 | 0.25 | 0.25 | 0.25
IL Fac. Spec. - NOX Rate Summer v3.1, Unit 287 and retrofits | 426 | 7305 | Rate Constraint in lbs/MMBtu | FALSE | L | Annual | Emissions at Affected Plants NOX | Thousand Tons | 0.00020445 | 0.00020445 | 0.00025163 | 0 | 0 | 0 | 0
IL Fac. Spec. - NOX Rate Summer v3.1, Unit 287 and retrofits | 426 | 7305 | Rate Constraint in lbs/MMBtu | FALSE | L | Annual | Allowances Purchased NOX | Thousand Tons | 0 | 0 | 0 | 0 | 0 | 0 | 0
IL Fac. Spec. - NOX Rate Summer v3.1, Unit 287 and retrofits | 426 | 7305 | Rate Constraint in lbs/MMBtu | FALSE | L | Annual | Allowances Sold NOX | Thousand Tons | 0 | 0 | 0 | 0 | 0 | 0 | 0
IL Fac. Spec. - NOX Rate Summer v3.1, Unit 287 and retrofits | 426 | 7305 | Rate Constraint in lbs/MMBtu | FALSE | L | Annual | Allowances Banked | Thousand Tons | 0 | 0 | 0 | 0 | 0 | 0 | 0
IL Fac. Spec. - NOX Rate Summer v3.1, Unit 287 and retrofits | 426 | 7305 | Rate Constraint in lbs/MMBtu | FALSE | L | Annual | Allowances Withdrawn (1:1) | Thousand Tons | 0 | 0 | 0 | 0 | 0 | 0 | 0
IL Fac. Spec. - NOX Rate Summer v3.1, Unit 287 and retrofits | 426 | 7305 | Rate Constraint in lbs/MMBtu | FALSE | L | Annual | Allowances Withdrawn (n:1) | Thousand Tons | 0 | 0 | 0 | 0 | 0 | 0 | 0
IL Fac. Spec. - NOX Rate Summer v3.1, Unit 287 and retrofits | 426 | 7305 | Rate Constraint in lbs/MMBtu | FALSE | L | Annual | Net Emissions Allowance Position | Thousand Tons | 0.00020445 | 0.00020445 | 0.00025163 | 0 | 0 | 0 | 0
IL Fac. Spec. - NOX Rate Summer v3.1, Unit 287 and retrofits | 426 | 7305 | Rate Constraint in lbs/MMBtu | FALSE | L | Annual | Fuel Consumed | TBtu | 0.012436 | 0.012436 | 0.015306 | 0 | 0 | 0 | 0
IL Fac. Spec. - NOX Rate Summer v3.1, Unit 287 and retrofits | 426 | 7305 | Rate Constraint in lbs/MMBtu | FALSE | L | Annual | Rate | lb/MMBtu | 0.03288 | 0.03288 | 0.03288 | 0 | 0 | 0 | 0
IL Fac. Spec. - NOX Rate Summer v3.1, Unit 287 and retrofits | 426 | 7305 | Rate Constraint in lbs/MMBtu | FALSE | L | Annual | Generation | TWh | 0.00097939 | 0.00097939 | 0.0012054 | 0 | 0 | 0 | 0
IL Fac. Spec. - NOX Rate Summer v3.1, Unit 287 and retrofits | 426 | 7305 | Rate Constraint in lbs/MMBtu | FALSE | L | Annual | Qualifying Generation | TWh | 0.00097939 | 0.00097939 | 0.0012054 | 0 | 0 | 0 | 0
IL Fac. Spec. - NOX Rate Summer v3.1, Unit 287 and retrofits | 426 | 7305 | Rate Constraint in lbs/MMBtu | FALSE | L | Annual | Rate | lb/MWh | 0.41751 | 0.41751 | 0.41751 | 0 | 0 | 0 | 0
IL Fac. Spec. - NOX Rate Summer v3.1, Unit 287 and retrofits | 426 | 7305 | Rate Constraint in lbs/MMBtu | FALSE | L | Annual | Constraint Shadow Price | US2022$/Ton | 0 | 0 | 0 | 0 | 0 | 0 | 0
IL Fac. Spec. - NOX Rate Summer v3.1, Unit 288 and retrofits | 427 | 7305 | Rate Constraint in lbs/MMBtu | FALSE | L | Annual | Seasons Included | Seasons | Summer | Summer | Summer | Summer | Summer | Summer | Summer
IL Fac. Spec. - NOX Rate Summer v3.1, Unit 288 and retrofits | 427 | 7305 | Rate Constraint in lbs/MMBtu | FALSE | L | Annual | Standard NOX | lb/MMBtu | 0.25 | 0.25 | 0.25 | 0.25 | 0.25 | 0.25 | 0.25
IL Fac. Spec. - NOX Rate Summer v3.1, Unit 288 and retrofits | 427 | 7305 | Rate Constraint in lbs/MMBtu | FALSE | L | Annual | Emissions at Affected Plants NOX | Thousand Tons | 0.00016958 | 0.00016958 | 0.00020872 | 0 | 0 | 0 | 0
IL Fac. Spec. - NOX Rate Summer v3.1, Unit 288 and retrofits | 427 | 7305 | Rate Constraint in lbs/MMBtu | FALSE | L | Annual | Allowances Purchased NOX | Thousand Tons | 0 | 0 | 0 | 0 | 0 | 0 | 0
IL Fac. Spec. - NOX Rate Summer v3.1, Unit 288 and retrofits | 427 | 7305 | Rate Constraint in lbs/MMBtu | FALSE | L | Annual | Allowances Sold NOX | Thousand Tons | 0 | 0 | 0 | 0 | 0 | 0 | 0
IL Fac. Spec. - NOX Rate Summer v3.1, Unit 288 and retrofits | 427 | 7305 | Rate Constraint in lbs/MMBtu | FALSE | L | Annual | Allowances Banked | Thousand Tons | 0 | 0 | 0 | 0 | 0 | 0 | 0
IL Fac. Spec. - NOX Rate Summer v3.1, Unit 288 and retrofits | 427 | 7305 | Rate Constraint in lbs/MMBtu | FALSE | L | Annual | Allowances Withdrawn (1:1) | Thousand Tons | 0 | 0 | 0 | 0 | 0 | 0 | 0
IL Fac. Spec. - NOX Rate Summer v3.1, Unit 288 and retrofits | 427 | 7305 | Rate Constraint in lbs/MMBtu | FALSE | L | Annual | Allowances Withdrawn (n:1) | Thousand Tons | 0 | 0 | 0 | 0 | 0 | 0 | 0
IL Fac. Spec. - NOX Rate Summer v3.1, Unit 288 and retrofits | 427 | 7305 | Rate Constraint in lbs/MMBtu | FALSE | L | Annual | Net Emissions Allowance Position | Thousand Tons | 0.00016958 | 0.00016958 | 0.00020872 | 0 | 0 | 0 | 0
IL Fac. Spec. - NOX Rate Summer v3.1, Unit 288 and retrofits | 427 | 7305 | Rate Constraint in lbs/MMBtu | FALSE | L | Annual | Fuel Consumed | TBtu | 0.012585 | 0.012585 | 0.015489 | 0 | 0 | 0 | 0
IL Fac. Spec. - NOX Rate Summer v3.1, Unit 288 and retrofits | 427 | 7305 | Rate Constraint in lbs/MMBtu | FALSE | L | Annual | Rate | lb/MMBtu | 0.02695 | 0.02695 | 0.02695 | 0 | 0 | 0 | 0
IL Fac. Spec. - NOX Rate Summer v3.1, Unit 288 and retrofits | 427 | 7305 | Rate Constraint in lbs/MMBtu | FALSE | L | Annual | Generation | TWh | 0.00099103 | 0.00099103 | 0.0012197 | 0 | 0 | 0 | 0
IL Fac. Spec. - NOX Rate Summer v3.1, Unit 288 and retrofits | 427 | 7305 | Rate Constraint in lbs/MMBtu | FALSE | L | Annual | Qualifying Generation | TWh | 0.00099103 | 0.00099103 | 0.0012197 | 0 | 0 | 0 | 0
IL Fac. Spec. - NOX Rate Summer v3.1, Unit 288 and retrofits | 427 | 7305 | Rate Constraint in lbs/MMBtu | FALSE | L | Annual | Rate | lb/MWh | 0.34224 | 0.34224 | 0.34224 | 0 | 0 | 0 | 0
IL Fac. Spec. - NOX Rate Summer v3.1, Unit 288 and retrofits | 427 | 7305 | Rate Constraint in lbs/MMBtu | FALSE | L | Annual | Constraint Shadow Price | US2022$/Ton | 0 | 0 | 0 | 0 | 0 | 0 | 0
IL Fac. Spec. - NOX Rate Summer v3.1, Unit 289 and retrofits | 428 | 7305 | Rate Constraint in lbs/MMBtu | FALSE | L | Annual | Seasons Included | Seasons | Summer | Summer | Summer | Summer | Summer | Summer | Summer
IL Fac. Spec. - NOX Rate Summer v3.1, Unit 289 and retrofits | 428 | 7305 | Rate Constraint in lbs/MMBtu | FALSE | L | Annual | Standard NOX | lb/MMBtu | 0.25 | 0.25 | 0.25 | 0.25 | 0.25 | 0.25 | 0.25
IL Fac. Spec. - NOX Rate Summer v3.1, Unit 289 and retrofits | 428 | 7305 | Rate Constraint in lbs/MMBtu | FALSE | L | Annual | Emissions at Affected Plants NOX | Thousand Tons | 0.00017223 | 0.00017223 | 0.00021197 | 0 | 0 | 0 | 0
IL Fac. Spec. - NOX Rate Summer v3.1, Unit 289 and retrofits | 428 | 7305 | Rate Constraint in lbs/MMBtu | FALSE | L | Annual | Allowances Purchased NOX | Thousand Tons | 0 | 0 | 0 | 0 | 0 | 0 | 0
IL Fac. Spec. - NOX Rate Summer v3.1, Unit 289 and retrofits | 428 | 7305 | Rate Constraint in lbs/MMBtu | FALSE | L | Annual | Allowances Sold NOX | Thousand Tons | 0 | 0 | 0 | 0 | 0 | 0 | 0
IL Fac. Spec. - NOX Rate Summer v3.1, Unit 289 and retrofits | 428 | 7305 | Rate Constraint in lbs/MMBtu | FALSE | L | Annual | Allowances Banked | Thousand Tons | 0 | 0 | 0 | 0 | 0 | 0 | 0
IL Fac. Spec. - NOX Rate Summer v3.1, Unit 289 and retrofits | 428 | 7305 | Rate Constraint in lbs/MMBtu | FALSE | L | Annual | Allowances Withdrawn (1:1) | Thousand Tons | 0 | 0 | 0 | 0 | 0 | 0 | 0
IL Fac. Spec. - NOX Rate Summer v3.1, Unit 289 and retrofits | 428 | 7305 | Rate Constraint in lbs/MMBtu | FALSE | L | Annual | Allowances Withdrawn (n:1) | Thousand Tons | 0 | 0 | 0 | 0 | 0 | 0 | 0
IL Fac. Spec. - NOX Rate Summer v3.1, Unit 289 and retrofits | 428 | 7305 | Rate Constraint in lbs/MMBtu | FALSE | L | Annual | Net Emissions Allowance Position | Thousand Tons | 0.00017223 | 0.00017223 | 0.00021197 | 0 | 0 | 0 | 0
IL Fac. Spec. - NOX Rate Summer v3.1, Unit 289 and retrofits | 428 | 7305 | Rate Constraint in lbs/MMBtu | FALSE | L | Annual | Fuel Consumed | TBtu | 0.012585 | 0.012585 | 0.015489 | 0 | 0 | 0 | 0
IL Fac. Spec. - NOX Rate Summer v3.1, Unit 289 and retrofits | 428 | 7305 | Rate Constraint in lbs/MMBtu | FALSE | L | Annual | Rate | lb/MMBtu | 0.02737 | 0.02737 | 0.02737 | 0 | 0 | 0 | 0
IL Fac. Spec. - NOX Rate Summer v3.1, Unit 289 and retrofits | 428 | 7305 | Rate Constraint in lbs/MMBtu | FALSE | L | Annual | Generation | TWh | 0.00099103 | 0.00099103 | 0.0012197 | 0 | 0 | 0 | 0
IL Fac. Spec. - NOX Rate Summer v3.1, Unit 289 and retrofits | 428 | 7305 | Rate Constraint in lbs/MMBtu | FALSE | L | Annual | Qualifying Generation | TWh | 0.00099103 | 0.00099103 | 0.0012197 | 0 | 0 | 0 | 0
IL Fac. Spec. - NOX Rate Summer v3.1, Unit 289 and retrofits | 428 | 7305 | Rate Constraint in lbs/MMBtu | FALSE | L | Annual | Rate | lb/MWh | 0.34757 | 0.34757 | 0.34757 | 0 | 0 | 0 | 0
IL Fac. Spec. - NOX Rate Summer v3.1, Unit 289 and retrofits | 428 | 7305 | Rate Constraint in lbs/MMBtu | FALSE | L | Annual | Constraint Shadow Price | US2022$/Ton | 0 | 0 | 0 | 0 | 0 | 0 | 0
IL Fac. Spec. - NOX Rate Summer v3.1, Unit 290 and retrofits | 429 | 7305 | Rate Constraint in lbs/MMBtu | FALSE | L | Annual | Seasons Included | Seasons | Summer | Summer | Summer | Summer | Summer | Summer | Summer
IL Fac. Spec. - NOX Rate Summer v3.1, Unit 290 and retrofits | 429 | 7305 | Rate Constraint in lbs/MMBtu | FALSE | L | Annual | Standard NOX | lb/MMBtu | 0.25 | 0.25 | 0.25 | 0.25 | 0.25 | 0.25 | 0.25
IL Fac. Spec. - NOX Rate Summer v3.1, Unit 290 and retrofits | 429 | 7305 | Rate Constraint in lbs/MMBtu | FALSE | L | Annual | Emissions at Affected Plants NOX | Thousand Tons | 0.00019292 | 0.00019292 | 0.00023744 | 0 | 0 | 0 | 0
IL Fac. Spec. - NOX Rate Summer v3.1, Unit 290 and retrofits | 429 | 7305 | Rate Constraint in lbs/MMBtu | FALSE | L | Annual | Allowances Purchased NOX | Thousand Tons | 0 | 0 | 0 | 0 | 0 | 0 | 0
IL Fac. Spec. - NOX Rate Summer v3.1, Unit 290 and retrofits | 429 | 7305 | Rate Constraint in lbs/MMBtu | FALSE | L | Annual | Allowances Sold NOX | Thousand Tons | 0 | 0 | 0 | 0 | 0 | 0 | 0
IL Fac. Spec. - NOX Rate Summer v3.1, Unit 290 and retrofits | 429 | 7305 | Rate Constraint in lbs/MMBtu | FALSE | L | Annual | Allowances Banked | Thousand Tons | 0 | 0 | 0 | 0 | 0 | 0 | 0
IL Fac. Spec. - NOX Rate Summer v3.1, Unit 290 and retrofits | 429 | 7305 | Rate Constraint in lbs/MMBtu | FALSE | L | Annual | Allowances Withdrawn (1:1) | Thousand Tons | 0 | 0 | 0 | 0 | 0 | 0 | 0
IL Fac. Spec. - NOX Rate Summer v3.1, Unit 290 and retrofits | 429 | 7305 | Rate Constraint in lbs/MMBtu | FALSE | L | Annual | Allowances Withdrawn (n:1) | Thousand Tons | 0 | 0 | 0 | 0 | 0 | 0 | 0
IL Fac. Spec. - NOX Rate Summer v3.1, Unit 290 and retrofits | 429 | 7305 | Rate Constraint in lbs/MMBtu | FALSE | L | Annual | Net Emissions Allowance Position | Thousand Tons | 0.00019292 | 0.00019292 | 0.00023744 | 0 | 0 | 0 | 0
IL Fac. Spec. - NOX Rate Summer v3.1, Unit 290 and retrofits | 429 | 7305 | Rate Constraint in lbs/MMBtu | FALSE | L | Annual | Fuel Consumed | TBtu | 0.012407 | 0.012407 | 0.01527 | 0 | 0 | 0 | 0
IL Fac. Spec. - NOX Rate Summer v3.1, Unit 290 and retrofits | 429 | 7305 | Rate Constraint in lbs/MMBtu | FALSE | L | Annual | Rate | lb/MMBtu | 0.0311 | 0.0311 | 0.0311 | 0 | 0 | 0 | 0
IL Fac. Spec. - NOX Rate Summer v3.1, Unit 290 and retrofits | 429 | 7305 | Rate Constraint in lbs/MMBtu | FALSE | L | Annual | Generation | TWh | 0.00097706 | 0.00097706 | 0.0012025 | 0 | 0 | 0 | 0
IL Fac. Spec. - NOX Rate Summer v3.1, Unit 290 and retrofits | 429 | 7305 | Rate Constraint in lbs/MMBtu | FALSE | L | Annual | Qualifying Generation | TWh | 0.00097706 | 0.00097706 | 0.0012025 | 0 | 0 | 0 | 0
IL Fac. Spec. - NOX Rate Summer v3.1, Unit 290 and retrofits | 429 | 7305 | Rate Constraint in lbs/MMBtu | FALSE | L | Annual | Rate | lb/MWh | 0.39491 | 0.39491 | 0.39491 | 0 | 0 | 0 | 0
IL Fac. Spec. - NOX Rate Summer v3.1, Unit 290 and retrofits | 429 | 7305 | Rate Constraint in lbs/MMBtu | FALSE | L | Annual | Constraint Shadow Price | US2022$/Ton | 0 | 0 | 0 | 0 | 0 | 0 | 0
IL Fac. Spec. - NOX Rate Summer v3.1, Unit 291 and retrofits | 430 | 7305 | Rate Constraint in lbs/MMBtu | FALSE | L | Annual | Seasons Included | Seasons | Summer | Summer | Summer | Summer | Summer | Summer | Summer
IL Fac. Spec. - NOX Rate Summer v3.1, Unit 291 and retrofits | 430 | 7305 | Rate Constraint in lbs/MMBtu | FALSE | L | Annual | Standard NOX | lb/MMBtu | 0.25 | 0.25 | 0.25 | 0.25 | 0.25 | 0.25 | 0.25
IL Fac. Spec. - NOX Rate Summer v3.1, Unit 291 and retrofits | 430 | 7305 | Rate Constraint in lbs/MMBtu | FALSE | L | Annual | Emissions at Affected Plants NOX | Thousand Tons | 0.00018436 | 0.00018436 | 0.00022691 | 0 | 0 | 0 | 0
IL Fac. Spec. - NOX Rate Summer v3.1, Unit 291 and retrofits | 430 | 7305 | Rate Constraint in lbs/MMBtu | FALSE | L | Annual | Allowances Purchased NOX | Thousand Tons | 0 | 0 | 0 | 0 | 0 | 0 | 0
IL Fac. Spec. - NOX Rate Summer v3.1, Unit 291 and retrofits | 430 | 7305 | Rate Constraint in lbs/MMBtu | FALSE | L | Annual | Allowances Sold NOX | Thousand Tons | 0 | 0 | 0 | 0 | 0 | 0 | 0
IL Fac. Spec. - NOX Rate Summer v3.1, Unit 291 and retrofits | 430 | 7305 | Rate Constraint in lbs/MMBtu | FALSE | L | Annual | Allowances Banked | Thousand Tons | 0 | 0 | 0 | 0 | 0 | 0 | 0
IL Fac. Spec. - NOX Rate Summer v3.1, Unit 291 and retrofits | 430 | 7305 | Rate Constraint in lbs/MMBtu | FALSE | L | Annual | Allowances Withdrawn (1:1) | Thousand Tons | 0 | 0 | 0 | 0 | 0 | 0 | 0
IL Fac. Spec. - NOX Rate Summer v3.1, Unit 291 and retrofits | 430 | 7305 | Rate Constraint in lbs/MMBtu | FALSE | L | Annual | Allowances Withdrawn (n:1) | Thousand Tons | 0 | 0 | 0 | 0 | 0 | 0 | 0
IL Fac. Spec. - NOX Rate Summer v3.1, Unit 291 and retrofits | 430 | 7305 | Rate Constraint in lbs/MMBtu | FALSE | L | Annual | Net Emissions Allowance Position | Thousand Tons | 0.00018436 | 0.00018436 | 0.00022691 | 0 | 0 | 0 | 0
IL Fac. Spec. - NOX Rate Summer v3.1, Unit 291 and retrofits | 430 | 7305 | Rate Constraint in lbs/MMBtu | FALSE | L | Annual | Fuel Consumed | TBtu | 0.012407 | 0.012407 | 0.01527 | 0 | 0 | 0 | 0
IL Fac. Spec. - NOX Rate Summer v3.1, Unit 291 and retrofits | 430 | 7305 | Rate Constraint in lbs/MMBtu | FALSE | L | Annual | Rate | lb/MMBtu | 0.02972 | 0.02972 | 0.02972 | 0 | 0 | 0 | 0
IL Fac. Spec. - NOX Rate Summer v3.1, Unit 291 and retrofits | 430 | 7305 | Rate Constraint in lbs/MMBtu | FALSE | L | Annual | Generation | TWh | 0.00097706 | 0.00097706 | 0.0012025 | 0 | 0 | 0 | 0
IL Fac. Spec. - NOX Rate Summer v3.1, Unit 291 and retrofits | 430 | 7305 | Rate Constraint in lbs/MMBtu | FALSE | L | Annual | Qualifying Generation | TWh | 0.00097706 | 0.00097706 | 0.0012025 | 0 | 0 | 0 | 0
IL Fac. Spec. - NOX Rate Summer v3.1, Unit 291 and retrofits | 430 | 7305 | Rate Constraint in lbs/MMBtu | FALSE | L | Annual | Rate | lb/MWh | 0.37738 | 0.37738 | 0.37738 | 0 | 0 | 0 | 0
IL Fac. Spec. - NOX Rate Summer v3.1, Unit 291 and retrofits | 430 | 7305 | Rate Constraint in lbs/MMBtu | FALSE | L | Annual | Constraint Shadow Price | US2022$/Ton | 0 | 0 | 0 | 0 | 0 | 0 | 0
IL Fac. Spec. - NOX Rate Summer v3.1, Unit 292 and retrofits | 431 | 7305 | Rate Constraint in lbs/MMBtu | FALSE | L | Annual | Seasons Included | Seasons | Summer | Summer | Summer | Summer | Summer | Summer | Summer
IL Fac. Spec. - NOX Rate Summer v3.1, Unit 292 and retrofits | 431 | 7305 | Rate Constraint in lbs/MMBtu | FALSE | L | Annual | Standard NOX | lb/MMBtu | 0.25 | 0.25 | 0.25 | 0.25 | 0.25 | 0.25 | 0.25
IL Fac. Spec. - NOX Rate Summer v3.1, Unit 292 and retrofits | 431 | 7305 | Rate Constraint in lbs/MMBtu | FALSE | L | Annual | Emissions at Affected Plants NOX | Thousand Tons | 0.0043102 | 0.004537 | 0.0048941 | 0 | 0 | 0 | 0
IL Fac. Spec. - NOX Rate Summer v3.1, Unit 292 and retrofits | 431 | 7305 | Rate Constraint in lbs/MMBtu | FALSE | L | Annual | Allowances Purchased NOX | Thousand Tons | 0 | 0 | 0 | 0 | 0 | 0 | 0
IL Fac. Spec. - NOX Rate Summer v3.1, Unit 292 and retrofits | 431 | 7305 | Rate Constraint in lbs/MMBtu | FALSE | L | Annual | Allowances Sold NOX | Thousand Tons | 0 | 0 | 0 | 0 | 0 | 0 | 0
IL Fac. Spec. - NOX Rate Summer v3.1, Unit 292 and retrofits | 431 | 7305 | Rate Constraint in lbs/MMBtu | FALSE | L | Annual | Allowances Banked | Thousand Tons | 0 | 0 | 0 | 0 | 0 | 0 | 0
IL Fac. Spec. - NOX Rate Summer v3.1, Unit 292 and retrofits | 431 | 7305 | Rate Constraint in lbs/MMBtu | FALSE | L | Annual | Allowances Withdrawn (1:1) | Thousand Tons | 0 | 0 | 0 | 0 | 0 | 0 | 0
IL Fac. Spec. - NOX Rate Summer v3.1, Unit 292 and retrofits | 431 | 7305 | Rate Constraint in lbs/MMBtu | FALSE | L | Annual | Allowances Withdrawn (n:1) | Thousand Tons | 0 | 0 | 0 | 0 | 0 | 0 | 0
IL Fac. Spec. - NOX Rate Summer v3.1, Unit 292 and retrofits | 431 | 7305 | Rate Constraint in lbs/MMBtu | FALSE | L | Annual | Net Emissions Allowance Position | Thousand Tons | 0.0043102 | 0.004537 | 0.0048941 | 0 | 0 | 0 | 0
IL Fac. Spec. - NOX Rate Summer v3.1, Unit 292 and retrofits | 431 | 7305 | Rate Constraint in lbs/MMBtu | FALSE | L | Annual | Fuel Consumed | TBtu | 0.040246 | 0.042365 | 0.045699 | 0 | 0 | 0 | 0
IL Fac. Spec. - NOX Rate Summer v3.1, Unit 292 and retrofits | 431 | 7305 | Rate Constraint in lbs/MMBtu | FALSE | L | Annual | Rate | lb/MMBtu | 0.21419 | 0.21419 | 0.21419 | 0 | 0 | 0 | 0
IL Fac. Spec. - NOX Rate Summer v3.1, Unit 292 and retrofits | 431 | 7305 | Rate Constraint in lbs/MMBtu | FALSE | L | Annual | Generation | TWh | 0.0034041 | 0.0035832 | 0.0038653 | 0 | 0 | 0 | 0
IL Fac. Spec. - NOX Rate Summer v3.1, Unit 292 and retrofits | 431 | 7305 | Rate Constraint in lbs/MMBtu | FALSE | L | Annual | Qualifying Generation | TWh | 0.0034041 | 0.0035832 | 0.0038653 | 0 | 0 | 0 | 0
IL Fac. Spec. - NOX Rate Summer v3.1, Unit 292 and retrofits | 431 | 7305 | Rate Constraint in lbs/MMBtu | FALSE | L | Annual | Rate | lb/MWh | 2.5324 | 2.5324 | 2.5324 | 0 | 0 | 0 | 0
IL Fac. Spec. - NOX Rate Summer v3.1, Unit 292 and retrofits | 431 | 7305 | Rate Constraint in lbs/MMBtu | FALSE | L | Annual | Constraint Shadow Price | US2022$/Ton | 0 | 0 | 0 | 0 | 0 | 0 | 0
IL Fac. Spec. - NOX Rate Summer v3.1, Unit 293 and retrofits | 432 | 7305 | Rate Constraint in lbs/MMBtu | FALSE | L | Annual | Seasons Included | Seasons | Summer | Summer | Summer | Summer | Summer | Summer | Summer
IL Fac. Spec. - NOX Rate Summer v3.1, Unit 293 and retrofits | 432 | 7305 | Rate Constraint in lbs/MMBtu | FALSE | L | Annual | Standard NOX | lb/MMBtu | 0.25 | 0.25 | 0.25 | 0.25 | 0.25 | 0.25 | 0.25
IL Fac. Spec. - NOX Rate Summer v3.1, Unit 293 and retrofits | 432 | 7305 | Rate Constraint in lbs/MMBtu | FALSE | L | Annual | Emissions at Affected Plants NOX | Thousand Tons | 0.0034838 | 0.0036672 | 0.0039422 | 0 | 0 | 0 | 0
IL Fac. Spec. - NOX Rate Summer v3.1, Unit 293 and retrofits | 432 | 7305 | Rate Constraint in lbs/MMBtu | FALSE | L | Annual | Allowances Purchased NOX | Thousand Tons | 0 | 0 | 0 | 0 | 0 | 0 | 0
IL Fac. Spec. - NOX Rate Summer v3.1, Unit 293 and retrofits | 432 | 7305 | Rate Constraint in lbs/MMBtu | FALSE | L | Annual | Allowances Sold NOX | Thousand Tons | 0 | 0 | 0 | 0 | 0 | 0 | 0
IL Fac. Spec. - NOX Rate Summer v3.1, Unit 293 and retrofits | 432 | 7305 | Rate Constraint in lbs/MMBtu | FALSE | L | Annual | Allowances Banked | Thousand Tons | 0 | 0 | 0 | 0 | 0 | 0 | 0
IL Fac. Spec. - NOX Rate Summer v3.1, Unit 293 and retrofits | 432 | 7305 | Rate Constraint in lbs/MMBtu | FALSE | L | Annual | Allowances Withdrawn (1:1) | Thousand Tons | 0 | 0 | 0 | 0 | 0 | 0 | 0
IL Fac. Spec. - NOX Rate Summer v3.1, Unit 293 and retrofits | 432 | 7305 | Rate Constraint in lbs/MMBtu | FALSE | L | Annual | Allowances Withdrawn (n:1) | Thousand Tons | 0 | 0 | 0 | 0 | 0 | 0 | 0
IL Fac. Spec. - NOX Rate Summer v3.1, Unit 293 and retrofits | 432 | 7305 | Rate Constraint in lbs/MMBtu | FALSE | L | Annual | Net Emissions Allowance Position | Thousand Tons | 0.0034838 | 0.0036672 | 0.0039422 | 0 | 0 | 0 | 0
IL Fac. Spec. - NOX Rate Summer v3.1, Unit 293 and retrofits | 432 | 7305 | Rate Constraint in lbs/MMBtu | FALSE | L | Annual | Fuel Consumed | TBtu | 0.04025 | 0.042368 | 0.045546 | 0 | 0 | 0 | 0
IL Fac. Spec. - NOX Rate Summer v3.1, Unit 293 and retrofits | 432 | 7305 | Rate Constraint in lbs/MMBtu | FALSE | L | Annual | Rate | lb/MMBtu | 0.17311 | 0.17311 | 0.17311 | 0 | 0 | 0 | 0
IL Fac. Spec. - NOX Rate Summer v3.1, Unit 293 and retrofits | 432 | 7305 | Rate Constraint in lbs/MMBtu | FALSE | L | Annual | Generation | TWh | 0.0034041 | 0.0035832 | 0.003852 | 0 | 0 | 0 | 0
IL Fac. Spec. - NOX Rate Summer v3.1, Unit 293 and retrofits | 432 | 7305 | Rate Constraint in lbs/MMBtu | FALSE | L | Annual | Qualifying Generation | TWh | 0.0034041 | 0.0035832 | 0.003852 | 0 | 0 | 0 | 0
IL Fac. Spec. - NOX Rate Summer v3.1, Unit 293 and retrofits | 432 | 7305 | Rate Constraint in lbs/MMBtu | FALSE | L | Annual | Rate | lb/MWh | 2.0469 | 2.0469 | 2.0469 | 0 | 0 | 0 | 0
IL Fac. Spec. - NOX Rate Summer v3.1, Unit 293 and retrofits | 432 | 7305 | Rate Constraint in lbs/MMBtu | FALSE | L | Annual | Constraint Shadow Price | US2022$/Ton | 0 | 0 | 0 | 0 | 0 | 0 | 0
IL Fac. Spec. - NOX Rate Summer v3.1, Unit 294 and retrofits | 433 | 7305 | Rate Constraint in lbs/MMBtu | FALSE | L | Annual | Seasons Included | Seasons | Summer | Summer | Summer | Summer | Summer | Summer | Summer
IL Fac. Spec. - NOX Rate Summer v3.1, Unit 294 and retrofits | 433 | 7305 | Rate Constraint in lbs/MMBtu | FALSE | L | Annual | Standard NOX | lb/MMBtu | 0.25 | 0.25 | 0.25 | 0.25 | 0.25 | 0.25 | 0.25
IL Fac. Spec. - NOX Rate Summer v3.1, Unit 294 and retrofits | 433 | 7305 | Rate Constraint in lbs/MMBtu | FALSE | L | Annual | Emissions at Affected Plants NOX | Thousand Tons | 0.0034174 | 0.0035973 | 0.0038671 | 0 | 0 | 0 | 0
IL Fac. Spec. - NOX Rate Summer v3.1, Unit 294 and retrofits | 433 | 7305 | Rate Constraint in lbs/MMBtu | FALSE | L | Annual | Allowances Purchased NOX | Thousand Tons | 0 | 0 | 0 | 0 | 0 | 0 | 0
IL Fac. Spec. - NOX Rate Summer v3.1, Unit 294 and retrofits | 433 | 7305 | Rate Constraint in lbs/MMBtu | FALSE | L | Annual | Allowances Sold NOX | Thousand Tons | 0 | 0 | 0 | 0 | 0 | 0 | 0
IL Fac. Spec. - NOX Rate Summer v3.1, Unit 294 and retrofits | 433 | 7305 | Rate Constraint in lbs/MMBtu | FALSE | L | Annual | Allowances Banked | Thousand Tons | 0 | 0 | 0 | 0 | 0 | 0 | 0
IL Fac. Spec. - NOX Rate Summer v3.1, Unit 294 and retrofits | 433 | 7305 | Rate Constraint in lbs/MMBtu | FALSE | L | Annual | Allowances Withdrawn (1:1) | Thousand Tons | 0 | 0 | 0 | 0 | 0 | 0 | 0
IL Fac. Spec. - NOX Rate Summer v3.1, Unit 294 and retrofits | 433 | 7305 | Rate Constraint in lbs/MMBtu | FALSE | L | Annual | Allowances Withdrawn (n:1) | Thousand Tons | 0 | 0 | 0 | 0 | 0 | 0 | 0
IL Fac. Spec. - NOX Rate Summer v3.1, Unit 294 and retrofits | 433 | 7305 | Rate Constraint in lbs/MMBtu | FALSE | L | Annual | Net Emissions Allowance Position | Thousand Tons | 0.0034174 | 0.0035973 | 0.0038671 | 0 | 0 | 0 | 0
IL Fac. Spec. - NOX Rate Summer v3.1, Unit 294 and retrofits | 433 | 7305 | Rate Constraint in lbs/MMBtu | FALSE | L | Annual | Fuel Consumed | TBtu | 0.04025 | 0.042368 | 0.045546 | 0 | 0 | 0 | 0
IL Fac. Spec. - NOX Rate Summer v3.1, Unit 294 and retrofits | 433 | 7305 | Rate Constraint in lbs/MMBtu | FALSE | L | Annual | Rate | lb/MMBtu | 0.16981 | 0.16981 | 0.16981 | 0 | 0 | 0 | 0
IL Fac. Spec. - NOX Rate Summer v3.1, Unit 294 and retrofits | 433 | 7305 | Rate Constraint in lbs/MMBtu | FALSE | L | Annual | Generation | TWh | 0.0034041 | 0.0035832 | 0.003852 | 0 | 0 | 0 | 0
IL Fac. Spec. - NOX Rate Summer v3.1, Unit 294 and retrofits | 433 | 7305 | Rate Constraint in lbs/MMBtu | FALSE | L | Annual | Qualifying Generation | TWh | 0.0034041 | 0.0035832 | 0.003852 | 0 | 0 | 0 | 0
IL Fac. Spec. - NOX Rate Summer v3.1, Unit 294 and retrofits | 433 | 7305 | Rate Constraint in lbs/MMBtu | FALSE | L | Annual | Rate | lb/MWh | 2.0078 | 2.0078 | 2.0078 | 0 | 0 | 0 | 0
IL Fac. Spec. - NOX Rate Summer v3.1, Unit 294 and retrofits | 433 | 7305 | Rate Constraint in lbs/MMBtu | FALSE | L | Annual | Constraint Shadow Price | US2022$/Ton | 0 | 0 | 0 | 0 | 0 | 0 | 0
IL Fac. Spec. - NOX Rate Summer v3.1, Unit 295 and retrofits | 434 | 7305 | Rate Constraint in lbs/MMBtu | FALSE | L | Annual | Seasons Included | Seasons | Summer | Summer | Summer | Summer | Summer | Summer | Summer
IL Fac. Spec. - NOX Rate Summer v3.1, Unit 295 and retrofits | 434 | 7305 | Rate Constraint in lbs/MMBtu | FALSE | L | Annual | Standard NOX | lb/MMBtu | 0.25 | 0.25 | 0.25 | 0.25 | 0.25 | 0.25 | 0.25
IL Fac. Spec. - NOX Rate Summer v3.1, Unit 295 and retrofits | 434 | 7305 | Rate Constraint in lbs/MMBtu | FALSE | L | Annual | Emissions at Affected Plants NOX | Thousand Tons | 0.0033009 | 0.0034746 | 0.0037352 | 0 | 0 | 0 | 0
IL Fac. Spec. - NOX Rate Summer v3.1, Unit 295 and retrofits | 434 | 7305 | Rate Constraint in lbs/MMBtu | FALSE | L | Annual | Allowances Purchased NOX | Thousand Tons | 0 | 0 | 0 | 0 | 0 | 0 | 0
IL Fac. Spec. - NOX Rate Summer v3.1, Unit 295 and retrofits | 434 | 7305 | Rate Constraint in lbs/MMBtu | FALSE | L | Annual | Allowances Sold NOX | Thousand Tons | 0 | 0 | 0 | 0 | 0 | 0 | 0
IL Fac. Spec. - NOX Rate Summer v3.1, Unit 295 and retrofits | 434 | 7305 | Rate Constraint in lbs/MMBtu | FALSE | L | Annual | Allowances Banked | Thousand Tons | 0 | 0 | 0 | 0 | 0 | 0 | 0
IL Fac. Spec. - NOX Rate Summer v3.1, Unit 295 and retrofits | 434 | 7305 | Rate Constraint in lbs/MMBtu | FALSE | L | Annual | Allowances Withdrawn (1:1) | Thousand Tons | 0 | 0 | 0 | 0 | 0 | 0 | 0
IL Fac. Spec. - NOX Rate Summer v3.1, Unit 295 and retrofits | 434 | 7305 | Rate Constraint in lbs/MMBtu | FALSE | L | Annual | Allowances Withdrawn (n:1) | Thousand Tons | 0 | 0 | 0 | 0 | 0 | 0 | 0
IL Fac. Spec. - NOX Rate Summer v3.1, Unit 295 and retrofits | 434 | 7305 | Rate Constraint in lbs/MMBtu | FALSE | L | Annual | Net Emissions Allowance Position | Thousand Tons | 0.0033009 | 0.0034746 | 0.0037352 | 0 | 0 | 0 | 0
IL Fac. Spec. - NOX Rate Summer v3.1, Unit 295 and retrofits | 434 | 7305 | Rate Constraint in lbs/MMBtu | FALSE | L | Annual | Fuel Consumed | TBtu | 0.04025 | 0.042368 | 0.045546 | 0 | 0 | 0 | 0
IL Fac. Spec. - NOX Rate Summer v3.1, Unit 295 and retrofits | 434 | 7305 | Rate Constraint in lbs/MMBtu | FALSE | L | Annual | Rate | lb/MMBtu | 0.16402 | 0.16402 | 0.16402 | 0 | 0 | 0 | 0
IL Fac. Spec. - NOX Rate Summer v3.1, Unit 295 and retrofits | 434 | 7305 | Rate Constraint in lbs/MMBtu | FALSE | L | Annual | Generation | TWh | 0.0034041 | 0.0035832 | 0.003852 | 0 | 0 | 0 | 0
IL Fac. Spec. - NOX Rate Summer v3.1, Unit 295 and retrofits | 434 | 7305 | Rate Constraint in lbs/MMBtu | FALSE | L | Annual | Qualifying Generation | TWh | 0.0034041 | 0.0035832 | 0.003852 | 0 | 0 | 0 | 0
IL Fac. Spec. - NOX Rate Summer v3.1, Unit 295 and retrofits | 434 | 7305 | Rate Constraint in lbs/MMBtu | FALSE | L | Annual | Rate | lb/MWh | 1.9394 | 1.9394 | 1.9394 | 0 | 0 | 0 | 0
IL Fac. Spec. - NOX Rate Summer v3.1, Unit 295 and retrofits | 434 | 7305 | Rate Constraint in lbs/MMBtu | FALSE | L | Annual | Constraint Shadow Price | US2022$/Ton | 0 | 0 | 0 | 0 | 0 | 0 | 0
IL Fac. Spec. - NOX Rate Summer v3.1, Unit 296 and retrofits | 435 | 7305 | Rate Constraint in lbs/MMBtu | FALSE | L | Annual | Seasons Included | Seasons | Summer | Summer | Summer | Summer | Summer | Summer | Summer
IL Fac. Spec. - NOX Rate Summer v3.1, Unit 296 and retrofits | 435 | 7305 | Rate Constraint in lbs/MMBtu | FALSE | L | Annual | Standard NOX | lb/MMBtu | 0.25 | 0.25 | 0.25 | 0.25 | 0.25 | 0.25 | 0.25
IL Fac. Spec. - NOX Rate Summer v3.1, Unit 296 and retrofits | 435 | 7305 | Rate Constraint in lbs/MMBtu | FALSE | L | Annual | Emissions at Affected Plants NOX | Thousand Tons | 0.0033363 | 0.0035119 | 0.0037753 | 0 | 0 | 0 | 0
IL Fac. Spec. - NOX Rate Summer v3.1, Unit 296 and retrofits | 435 | 7305 | Rate Constraint in lbs/MMBtu | FALSE | L | Annual | Allowances Purchased NOX | Thousand Tons | 0 | 0 | 0 | 0 | 0 | 0 | 0
IL Fac. Spec. - NOX Rate Summer v3.1, Unit 296 and retrofits | 435 | 7305 | Rate Constraint in lbs/MMBtu | FALSE | L | Annual | Allowances Sold NOX | Thousand Tons | 0 | 0 | 0 | 0 | 0 | 0 | 0
IL Fac. Spec. - NOX Rate Summer v3.1, Unit 296 and retrofits | 435 | 7305 | Rate Constraint in lbs/MMBtu | FALSE | L | Annual | Allowances Banked | Thousand Tons | 0 | 0 | 0 | 0 | 0 | 0 | 0
IL Fac. Spec. - NOX Rate Summer v3.1, Unit 296 and retrofits | 435 | 7305 | Rate Constraint in lbs/MMBtu | FALSE | L | Annual | Allowances Withdrawn (1:1) | Thousand Tons | 0 | 0 | 0 | 0 | 0 | 0 | 0
IL Fac. Spec. - NOX Rate Summer v3.1, Unit 296 and retrofits | 435 | 7305 | Rate Constraint in lbs/MMBtu | FALSE | L | Annual | Allowances Withdrawn (n:1) | Thousand Tons | 0 | 0 | 0 | 0 | 0 | 0 | 0
IL Fac. Spec. - NOX Rate Summer v3.1, Unit 296 and retrofits | 435 | 7305 | Rate Constraint in lbs/MMBtu | FALSE | L | Annual | Net Emissions Allowance Position | Thousand Tons | 0.0033363 | 0.0035119 | 0.0037753 | 0 | 0 | 0 | 0
IL Fac. Spec. - NOX Rate Summer v3.1, Unit 296 and retrofits | 435 | 7305 | Rate Constraint in lbs/MMBtu | FALSE | L | Annual | Fuel Consumed | TBtu | 0.04025 | 0.042368 | 0.045546 | 0 | 0 | 0 | 0
IL Fac. Spec. - NOX Rate Summer v3.1, Unit 296 and retrofits | 435 | 7305 | Rate Constraint in lbs/MMBtu | FALSE | L | Annual | Rate | lb/MMBtu | 0.16578 | 0.16578 | 0.16578 | 0 | 0 | 0 | 0
IL Fac. Spec. - NOX Rate Summer v3.1, Unit 296 and retrofits | 435 | 7305 | Rate Constraint in lbs/MMBtu | FALSE | L | Annual | Generation | TWh | 0.0034041 | 0.0035832 | 0.003852 | 0 | 0 | 0 | 0
IL Fac. Spec. - NOX Rate Summer v3.1, Unit 296 and retrofits | 435 | 7305 | Rate Constraint in lbs/MMBtu | FALSE | L | Annual | Qualifying Generation | TWh | 0.0034041 | 0.0035832 | 0.003852 | 0 | 0 | 0 | 0
IL Fac. Spec. - NOX Rate Summer v3.1, Unit 296 and retrofits | 435 | 7305 | Rate Constraint in lbs/MMBtu | FALSE | L | Annual | Rate | lb/MWh | 1.9602 | 1.9602 | 1.9602 | 0 | 0 | 0 | 0
IL Fac. Spec. - NOX Rate Summer v3.1, Unit 296 and retrofits | 435 | 7305 | Rate Constraint in lbs/MMBtu | FALSE | L | Annual | Constraint Shadow Price | US2022$/Ton | 0 | 0 | 0 | 0 | 0 | 0 | 0
IL Fac. Spec. - NOX Rate Summer v3.1, Unit 297 and retrofits | 436 | 7305 | Rate Constraint in lbs/MMBtu | FALSE | L | Annual | Seasons Included | Seasons | Summer | Summer | Summer | Summer | Summer | Summer | Summer
IL Fac. Spec. - NOX Rate Summer v3.1, Unit 297 and retrofits | 436 | 7305 | Rate Constraint in lbs/MMBtu | FALSE | L | Annual | Standard NOX | lb/MMBtu | 0.25 | 0.25 | 0.25 | 0.25 | 0.25 | 0.25 | 0.25
IL Fac. Spec. - NOX Rate Summer v3.1, Unit 297 and retrofits | 436 | 7305 | Rate Constraint in lbs/MMBtu | FALSE | L | Annual | Emissions at Affected Plants NOX | Thousand Tons | 0.0042311 | 0.0044537 | 0.0047878 | 0 | 0 | 0 | 0
IL Fac. Spec. - NOX Rate Summer v3.1, Unit 297 and retrofits | 436 | 7305 | Rate Constraint in lbs/MMBtu | FALSE | L | Annual | Allowances Purchased NOX | Thousand Tons | 0 | 0 | 0 | 0 | 0 | 0 | 0
IL Fac. Spec. - NOX Rate Summer v3.1, Unit 297 and retrofits | 436 | 7305 | Rate Constraint in lbs/MMBtu | FALSE | L | Annual | Allowances Sold NOX | Thousand Tons | 0 | 0 | 0 | 0 | 0 | 0 | 0
IL Fac. Spec. - NOX Rate Summer v3.1, Unit 297 and retrofits | 436 | 7305 | Rate Constraint in lbs/MMBtu | FALSE | L | Annual | Allowances Banked | Thousand Tons | 0 | 0 | 0 | 0 | 0 | 0 | 0
IL Fac. Spec. - NOX Rate Summer v3.1, Unit 297 and retrofits | 436 | 7305 | Rate Constraint in lbs/MMBtu | FALSE | L | Annual | Allowances Withdrawn (1:1) | Thousand Tons | 0 | 0 | 0 | 0 | 0 | 0 | 0
IL Fac. Spec. - NOX Rate Summer v3.1, Unit 297 and retrofits | 436 | 7305 | Rate Constraint in lbs/MMBtu | FALSE | L | Annual | Allowances Withdrawn (n:1) | Thousand Tons | 0 | 0 | 0 | 0 | 0 | 0 | 0
IL Fac. Spec. - NOX Rate Summer v3.1, Unit 297 and retrofits | 436 | 7305 | Rate Constraint in lbs/MMBtu | FALSE | L | Annual | Net Emissions Allowance Position | Thousand Tons | 0.0042311 | 0.0044537 | 0.0047878 | 0 | 0 | 0 | 0
IL Fac. Spec. - NOX Rate Summer v3.1, Unit 297 and retrofits | 436 | 7305 | Rate Constraint in lbs/MMBtu | FALSE | L | Annual | Fuel Consumed | TBtu | 0.04025 | 0.042368 | 0.045546 | 0 | 0 | 0 | 0
IL Fac. Spec. - NOX Rate Summer v3.1, Unit 297 and retrofits | 436 | 7305 | Rate Constraint in lbs/MMBtu | FALSE | L | Annual | Rate | lb/MMBtu | 0.21024 | 0.21024 | 0.21024 | 0 | 0 | 0 | 0
IL Fac. Spec. - NOX Rate Summer v3.1, Unit 297 and retrofits | 436 | 7305 | Rate Constraint in lbs/MMBtu | FALSE | L | Annual | Generation | TWh | 0.0034041 | 0.0035832 | 0.003852 | 0 | 0 | 0 | 0
IL Fac. Spec. - NOX Rate Summer v3.1, Unit 297 and retrofits | 436 | 7305 | Rate Constraint in lbs/MMBtu | FALSE | L | Annual | Qualifying Generation | TWh | 0.0034041 | 0.0035832 | 0.003852 | 0 | 0 | 0 | 0
IL Fac. Spec. - NOX Rate Summer v3.1, Unit 297 and retrofits | 436 | 7305 | Rate Constraint in lbs/MMBtu | FALSE | L | Annual | Rate | lb/MWh | 2.4859 | 2.4859 | 2.4859 | 0 | 0 | 0 | 0
IL Fac. Spec. - NOX Rate Summer v3.1, Unit 297 and retrofits | 436 | 7305 | Rate Constraint in lbs/MMBtu | FALSE | L | Annual | Constraint Shadow Price | US2022$/Ton | 0 | 0 | 0 | 0 | 0 | 0 | 0
IL Fac. Spec. - NOX Rate Summer v3.1, Unit 298 and retrofits | 437 | 7305 | Rate Constraint in lbs/MMBtu | FALSE | L | Annual | Seasons Included | Seasons | Summer | Summer | Summer | Summer | Summer | Summer | Summer
IL Fac. Spec. - NOX Rate Summer v3.1, Unit 298 and retrofits | 437 | 7305 | Rate Constraint in lbs/MMBtu | FALSE | L | Annual | Standard NOX | lb/MMBtu | 0.25 | 0.25 | 0.25 | 0.25 | 0.25 | 0.25 | 0.25
IL Fac. Spec. - NOX Rate Summer v3.1, Unit 298 and retrofits | 437 | 7305 | Rate Constraint in lbs/MMBtu | FALSE | L | Annual | Emissions at Affected Plants NOX | Thousand Tons | 0.0012969 | 0.0012228 | 0.00059289 | 0 | 0 | 0 | 0
IL Fac. Spec. - NOX Rate Summer v3.1, Unit 298 and retrofits | 437 | 7305 | Rate Constraint in lbs/MMBtu | FALSE | L | Annual | Allowances Purchased NOX | Thousand Tons | 0 | 0 | 0 | 0 | 0 | 0 | 0
IL Fac. Spec. - NOX Rate Summer v3.1, Unit 298 and retrofits | 437 | 7305 | Rate Constraint in lbs/MMBtu | FALSE | L | Annual | Allowances Sold NOX | Thousand Tons | 0 | 0 | 0 | 0 | 0 | 0 | 0
IL Fac. Spec. - NOX Rate Summer v3.1, Unit 298 and retrofits | 437 | 7305 | Rate Constraint in lbs/MMBtu | FALSE | L | Annual | Allowances Banked | Thousand Tons | 0 | 0 | 0 | 0 | 0 | 0 | 0
IL Fac. Spec. - NOX Rate Summer v3.1, Unit 298 and retrofits | 437 | 7305 | Rate Constraint in lbs/MMBtu | FALSE | L | Annual | Allowances Withdrawn (1:1) | Thousand Tons | 0 | 0 | 0 | 0 | 0 | 0 | 0
IL Fac. Spec. - NOX Rate Summer v3.1, Unit 298 and retrofits | 437 | 7305 | Rate Constraint in lbs/MMBtu | FALSE | L | Annual | Allowances Withdrawn (n:1) | Thousand Tons | 0 | 0 | 0 | 0 | 0 | 0 | 0
IL Fac. Spec. - NOX Rate Summer v3.1, Unit 298 and retrofits | 437 | 7305 | Rate Constraint in lbs/MMBtu | FALSE | L | Annual | Net Emissions Allowance Position | Thousand Tons | 0.0012969 | 0.0012228 | 0.00059289 | 0 | 0 | 0 | 0
IL Fac. Spec. - NOX Rate Summer v3.1, Unit 298 and retrofits | 437 | 7305 | Rate Constraint in lbs/MMBtu | FALSE | L | Annual | Fuel Consumed | TBtu | 0.045483 | 0.042884 | 0.020792 | 0 | 0 | 0 | 0
IL Fac. Spec. - NOX Rate Summer v3.1, Unit 298 and retrofits | 437 | 7305 | Rate Constraint in lbs/MMBtu | FALSE | L | Annual | Rate | lb/MMBtu | 0.05703 | 0.05703 | 0.05703 | 0 | 0 | 0 | 0
IL Fac. Spec. - NOX Rate Summer v3.1, Unit 298 and retrofits | 437 | 7305 | Rate Constraint in lbs/MMBtu | FALSE | L | Annual | Generation | TWh | 0.0037969 | 0.0035799 | 0.0017357 | 0 | 0 | 0 | 0
IL Fac. Spec. - NOX Rate Summer v3.1, Unit 298 and retrofits | 437 | 7305 | Rate Constraint in lbs/MMBtu | FALSE | L | Annual | Qualifying Generation | TWh | 0.0037969 | 0.0035799 | 0.0017357 | 0 | 0 | 0 | 0
IL Fac. Spec. - NOX Rate Summer v3.1, Unit 298 and retrofits | 437 | 7305 | Rate Constraint in lbs/MMBtu | FALSE | L | Annual | Rate | lb/MWh | 0.68316 | 0.68316 | 0.68316 | 0 | 0 | 0 | 0
IL Fac. Spec. - NOX Rate Summer v3.1, Unit 298 and retrofits | 437 | 7305 | Rate Constraint in lbs/MMBtu | FALSE | L | Annual | Constraint Shadow Price | US2022$/Ton | 0 | 0 | 0 | 0 | 0 | 0 | 0
IL Fac. Spec. - NOX Rate Summer v3.1, Unit 299 and retrofits | 438 | 7305 | Rate Constraint in lbs/MMBtu | FALSE | L | Annual | Seasons Included | Seasons | Summer | Summer | Summer | Summer | Summer | Summer | Summer
IL Fac. Spec. - NOX Rate Summer v3.1, Unit 299 and retrofits | 438 | 7305 | Rate Constraint in lbs/MMBtu | FALSE | L | Annual | Standard NOX | lb/MMBtu | 0.25 | 0.25 | 0.25 | 0.25 | 0.25 | 0.25 | 0.25
IL Fac. Spec. - NOX Rate Summer v3.1, Unit 299 and retrofits | 438 | 7305 | Rate Constraint in lbs/MMBtu | FALSE | L | Annual | Emissions at Affected Plants NOX | Thousand Tons | 0.0012886 | 0.0012149 | 0.00058906 | 0 | 0 | 0 | 0
IL Fac. Spec. - NOX Rate Summer v3.1, Unit 299 and retrofits | 438 | 7305 | Rate Constraint in lbs/MMBtu | FALSE | L | Annual | Allowances Purchased NOX | Thousand Tons | 0 | 0 | 0 | 0 | 0 | 0 | 0
IL Fac. Spec. - NOX Rate Summer v3.1, Unit 299 and retrofits | 438 | 7305 | Rate Constraint in lbs/MMBtu | FALSE | L | Annual | Allowances Sold NOX | Thousand Tons | 0 | 0 | 0 | 0 | 0 | 0 | 0
IL Fac. Spec. - NOX Rate Summer v3.1, Unit 299 and retrofits | 438 | 7305 | Rate Constraint in lbs/MMBtu | FALSE | L | Annual | Allowances Banked | Thousand Tons | 0 | 0 | 0 | 0 | 0 | 0 | 0
IL Fac. Spec. - NOX Rate Summer v3.1, Unit 299 and retrofits | 438 | 7305 | Rate Constraint in lbs/MMBtu | FALSE | L | Annual | Allowances Withdrawn (1:1) | Thousand Tons | 0 | 0 | 0 | 0 | 0 | 0 | 0
IL Fac. Spec. - NOX Rate Summer v3.1, Unit 299 and retrofits | 438 | 7305 | Rate Constraint in lbs/MMBtu | FALSE | L | Annual | Allowances Withdrawn (n:1) | Thousand Tons | 0 | 0 | 0 | 0 | 0 | 0 | 0
IL Fac. Spec. - NOX Rate Summer v3.1, Unit 299 and retrofits | 438 | 7305 | Rate Constraint in lbs/MMBtu | FALSE | L | Annual | Net Emissions Allowance Position | Thousand Tons | 0.0012886 | 0.0012149 | 0.00058906 | 0 | 0 | 0 | 0
IL Fac. Spec. - NOX Rate Summer v3.1, Unit 299 and retrofits | 438 | 7305 | Rate Constraint in lbs/MMBtu | FALSE | L | Annual | Fuel Consumed | TBtu | 0.045637 | 0.043029 | 0.020863 | 0 | 0 | 0 | 0
IL Fac. Spec. - NOX Rate Summer v3.1, Unit 299 and retrofits | 438 | 7305 | Rate Constraint in lbs/MMBtu | FALSE | L | Annual | Rate | lb/MMBtu | 0.05647 | 0.05647 | 0.05647 | 0 | 0 | 0 | 0
IL Fac. Spec. - NOX Rate Summer v3.1, Unit 299 and retrofits | 438 | 7305 | Rate Constraint in lbs/MMBtu | FALSE | L | Annual | Generation | TWh | 0.0038094 | 0.0035917 | 0.0017415 | 0 | 0 | 0 | 0
IL Fac. Spec. - NOX Rate Summer v3.1, Unit 299 and retrofits | 438 | 7305 | Rate Constraint in lbs/MMBtu | FALSE | L | Annual | Qualifying Generation | TWh | 0.0038094 | 0.0035917 | 0.0017415 | 0 | 0 | 0 | 0
IL Fac. Spec. - NOX Rate Summer v3.1, Unit 299 and retrofits | 438 | 7305 | Rate Constraint in lbs/MMBtu | FALSE | L | Annual | Rate | lb/MWh | 0.67651 | 0.67651 | 0.67651 | 0 | 0 | 0 | 0
IL Fac. Spec. - NOX Rate Summer v3.1, Unit 299 and retrofits | 438 | 7305 | Rate Constraint in lbs/MMBtu | FALSE | L | Annual | Constraint Shadow Price | US2022$/Ton | 0 | 0 | 0 | 0 | 0 | 0 | 0
IL Fac. Spec. - NOX Rate Summer v3.1, Unit 300 and retrofits | 439 | 7305 | Rate Constraint in lbs/MMBtu | FALSE | L | Annual | Seasons Included | Seasons | Summer | Summer | Summer | Summer | Summer | Summer | Summer
IL Fac. Spec. - NOX Rate Summer v3.1, Unit 300 and retrofits | 439 | 7305 | Rate Constraint in lbs/MMBtu | FALSE | L | Annual | Standard NOX | lb/MMBtu | 0.25 | 0.25 | 0.25 | 0.25 | 0.25 | 0.25 | 0.25
IL Fac. Spec. - NOX Rate Summer v3.1, Unit 300 and retrofits | 439 | 7305 | Rate Constraint in lbs/MMBtu | FALSE | L | Annual | Emissions at Affected Plants NOX | Thousand Tons | 0.0013271 | 0.0012513 | 0.00060668 | 0 | 0 | 0 | 0
IL Fac. Spec. - NOX Rate Summer v3.1, Unit 300 and retrofits | 439 | 7305 | Rate Constraint in lbs/MMBtu | FALSE | L | Annual | Allowances Purchased NOX | Thousand Tons | 0 | 0 | 0 | 0 | 0 | 0 | 0
IL Fac. Spec. - NOX Rate Summer v3.1, Unit 300 and retrofits | 439 | 7305 | Rate Constraint in lbs/MMBtu | FALSE | L | Annual | Allowances Sold NOX | Thousand Tons | 0 | 0 | 0 | 0 | 0 | 0 | 0
IL Fac. Spec. - NOX Rate Summer v3.1, Unit 300 and retrofits | 439 | 7305 | Rate Constraint in lbs/MMBtu | FALSE | L | Annual | Allowances Banked | Thousand Tons | 0 | 0 | 0 | 0 | 0 | 0 | 0
IL Fac. Spec. - NOX Rate Summer v3.1, Unit 300 and retrofits | 439 | 7305 | Rate Constraint in lbs/MMBtu | FALSE | L | Annual | Allowances Withdrawn (1:1) | Thousand Tons | 0 | 0 | 0 | 0 | 0 | 0 | 0
IL Fac. Spec. - NOX Rate Summer v3.1, Unit 300 and retrofits | 439 | 7305 | Rate Constraint in lbs/MMBtu | FALSE | L | Annual | Allowances Withdrawn (n:1) | Thousand Tons | 0 | 0 | 0 | 0 | 0 | 0 | 0
IL Fac. Spec. - NOX Rate Summer v3.1, Unit 300 and retrofits | 439 | 7305 | Rate Constraint in lbs/MMBtu | FALSE | L | Annual | Net Emissions Allowance Position | Thousand Tons | 0.0013271 | 0.0012513 | 0.00060668 | 0 | 0 | 0 | 0
IL Fac. Spec. - NOX Rate Summer v3.1, Unit 300 and retrofits | 439 | 7305 | Rate Constraint in lbs/MMBtu | FALSE | L | Annual | Fuel Consumed | TBtu | 0.045637 | 0.043029 | 0.020863 | 0 | 0 | 0 | 0
IL Fac. Spec. - NOX Rate Summer v3.1, Unit 300 and retrofits | 439 | 7305 | Rate Constraint in lbs/MMBtu | FALSE | L | Annual | Rate | lb/MMBtu | 0.05816 | 0.05816 | 0.05816 | 0 | 0 | 0 | 0
IL Fac. Spec. - NOX Rate Summer v3.1, Unit 300 and retrofits | 439 | 7305 | Rate Constraint in lbs/MMBtu | FALSE | L | Annual | Generation | TWh | 0.0038094 | 0.0035917 | 0.0017415 | 0 | 0 | 0 | 0
IL Fac. Spec. - NOX Rate Summer v3.1, Unit 300 and retrofits | 439 | 7305 | Rate Constraint in lbs/MMBtu | FALSE | L | Annual | Qualifying Generation | TWh | 0.0038094 | 0.0035917 | 0.0017415 | 0 | 0 | 0 | 0
IL Fac. Spec. - NOX Rate Summer v3.1, Unit 300 and retrofits | 439 | 7305 | Rate Constraint in lbs/MMBtu | FALSE | L | Annual | Rate | lb/MWh | 0.69676 | 0.69676 | 0.69676 | 0 | 0 | 0 | 0
IL Fac. Spec. - NOX Rate Summer v3.1, Unit 300 and retrofits | 439 | 7305 | Rate Constraint in lbs/MMBtu | FALSE | L | Annual | Constraint Shadow Price | US2022$/Ton | 0 | 0 | 0 | 0 | 0 | 0 | 0
IL Fac. Spec. - NOX Rate Summer v3.1, Unit 301 and retrofits | 440 | 7305 | Rate Constraint in lbs/MMBtu | FALSE | L | Annual | Seasons Included | Seasons | Summer | Summer | Summer | Summer | Summer | Summer | Summer
IL Fac. Spec. - NOX Rate Summer v3.1, Unit 301 and retrofits | 440 | 7305 | Rate Constraint in lbs/MMBtu | FALSE | L | Annual | Standard NOX | lb/MMBtu | 0.25 | 0.25 | 0.25 | 0.25 | 0.25 | 0.25 | 0.25
IL Fac. Spec. - NOX Rate Summer v3.1, Unit 301 and retrofits | 440 | 7305 | Rate Constraint in lbs/MMBtu | FALSE | L | Annual | Emissions at Affected Plants NOX | Thousand Tons | 0.0013647 | 0.0012867 | 0.00062388 | 0 | 0 | 0 | 0
IL Fac. Spec. - NOX Rate Summer v3.1, Unit 301 and retrofits | 440 | 7305 | Rate Constraint in lbs/MMBtu | FALSE | L | Annual | Allowances Purchased NOX | Thousand Tons | 0 | 0 | 0 | 0 | 0 | 0 | 0
IL Fac. Spec. - NOX Rate Summer v3.1, Unit 301 and retrofits | 440 | 7305 | Rate Constraint in lbs/MMBtu | FALSE | L | Annual | Allowances Sold NOX | Thousand Tons | 0 | 0 | 0 | 0 | 0 | 0 | 0
IL Fac. Spec. - NOX Rate Summer v3.1, Unit 301 and retrofits | 440 | 7305 | Rate Constraint in lbs/MMBtu | FALSE | L | Annual | Allowances Banked | Thousand Tons | 0 | 0 | 0 | 0 | 0 | 0 | 0
IL Fac. Spec. - NOX Rate Summer v3.1, Unit 301 and retrofits | 440 | 7305 | Rate Constraint in lbs/MMBtu | FALSE | L | Annual | Allowances Withdrawn (1:1) | Thousand Tons | 0 | 0 | 0 | 0 | 0 | 0 | 0
IL Fac. Spec. - NOX Rate Summer v3.1, Unit 301 and retrofits | 440 | 7305 | Rate Constraint in lbs/MMBtu | FALSE | L | Annual | Allowances Withdrawn (n:1) | Thousand Tons | 0 | 0 | 0 | 0 | 0 | 0 | 0
IL Fac. Spec. - NOX Rate Summer v3.1, Unit 301 and retrofits | 440 | 7305 | Rate Constraint in lbs/MMBtu | FALSE | L | Annual | Net Emissions Allowance Position | Thousand Tons | 0.0013647 | 0.0012867 | 0.00062388 | 0 | 0 | 0 | 0
IL Fac. Spec. - NOX Rate Summer v3.1, Unit 301 and retrofits | 440 | 7305 | Rate Constraint in lbs/MMBtu | FALSE | L | Annual | Fuel Consumed | TBtu | 0.046309 | 0.043663 | 0.02117 | 0 | 0 | 0 | 0
IL Fac. Spec. - NOX Rate Summer v3.1, Unit 301 and retrofits | 440 | 7305 | Rate Constraint in lbs/MMBtu | FALSE | L | Annual | Rate | lb/MMBtu | 0.05894 | 0.05894 | 0.05894 | 0 | 0 | 0 | 0
IL Fac. Spec. - NOX Rate Summer v3.1, Unit 301 and retrofits | 440 | 7305 | Rate Constraint in lbs/MMBtu | FALSE | L | Annual | Generation | TWh | 0.0038659 | 0.003645 | 0.0017673 | 0 | 0 | 0 | 0
IL Fac. Spec. - NOX Rate Summer v3.1, Unit 301 and retrofits | 440 | 7305 | Rate Constraint in lbs/MMBtu | FALSE | L | Annual | Qualifying Generation | TWh | 0.0038659 | 0.003645 | 0.0017673 | 0 | 0 | 0 | 0
IL Fac. Spec. - NOX Rate Summer v3.1, Unit 301 and retrofits | 440 | 7305 | Rate Constraint in lbs/MMBtu | FALSE | L | Annual | Rate | lb/MWh | 0.70604 | 0.70604 | 0.70604 | 0 | 0 | 0 | 0
IL Fac. Spec. - NOX Rate Summer v3.1, Unit 301 and retrofits | 440 | 7305 | Rate Constraint in lbs/MMBtu | FALSE | L | Annual | Constraint Shadow Price | US2022$/Ton | 0 | 0 | 0 | 0 | 0 | 0 | 0
IL Fac. Spec. - NOX Rate Summer v3.1, Unit 302 and retrofits | 441 | 7305 | Rate Constraint in lbs/MMBtu | FALSE | L | Annual | Seasons Included | Seasons | Summer | Summer | Summer | Summer | Summer | Summer | Summer
IL Fac. Spec. - NOX Rate Summer v3.1, Unit 302 and retrofits | 441 | 7305 | Rate Constraint in lbs/MMBtu | FALSE | L | Annual | Standard NOX | lb/MMBtu | 0.25 | 0.25 | 0.25 | 0.25 | 0.25 | 0.25 | 0.25
IL Fac. Spec. - NOX Rate Summer v3.1, Unit 302 and retrofits | 441 | 7305 | Rate Constraint in lbs/MMBtu | FALSE | L | Annual | Emissions at Affected Plants NOX | Thousand Tons | 0.0001605 | 0.0001605 | 0 | 0 | 0 | 0 | 0
IL Fac. Spec. - NOX Rate Summer v3.1, Unit 302 and retrofits | 441 | 7305 | Rate Constraint in lbs/MMBtu | FALSE | L | Annual | Allowances Purchased NOX | Thousand Tons | 0 | 0 | 0 | 0 | 0 | 0 | 0
IL Fac. Spec. - NOX Rate Summer v3.1, Unit 302 and retrofits | 441 | 7305 | Rate Constraint in lbs/MMBtu | FALSE | L | Annual | Allowances Sold NOX | Thousand Tons | 0 | 0 | 0 | 0 | 0 | 0 | 0
IL Fac. Spec. - NOX Rate Summer v3.1, Unit 302 and retrofits | 441 | 7305 | Rate Constraint in lbs/MMBtu | FALSE | L | Annual | Allowances Banked | Thousand Tons | 0 | 0 | 0 | 0 | 0 | 0 | 0
IL Fac. Spec. - NOX Rate Summer v3.1, Unit 302 and retrofits | 441 | 7305 | Rate Constraint in lbs/MMBtu | FALSE | L | Annual | Allowances Withdrawn (1:1) | Thousand Tons | 0 | 0 | 0 | 0 | 0 | 0 | 0
IL Fac. Spec. - NOX Rate Summer v3.1, Unit 302 and retrofits | 441 | 7305 | Rate Constraint in lbs/MMBtu | FALSE | L | Annual | Allowances Withdrawn (n:1) | Thousand Tons | 0 | 0 | 0 | 0 | 0 | 0 | 0
IL Fac. Spec. - NOX Rate Summer v3.1, Unit 302 and retrofits | 441 | 7305 | Rate Constraint in lbs/MMBtu | FALSE | L | Annual | Net Emissions Allowance Position | Thousand Tons | 0.0001605 | 0.0001605 | 0 | 0 | 0 | 0 | 0
IL Fac. Spec. - NOX Rate Summer v3.1, Unit 302 and retrofits | 441 | 7305 | Rate Constraint in lbs/MMBtu | FALSE | L | Annual | Fuel Consumed | TBtu | 0.011411 | 0.011411 | 0 | 0 | 0 | 0 | 0
IL Fac. Spec. - NOX Rate Summer v3.1, Unit 302 and retrofits | 441 | 7305 | Rate Constraint in lbs/MMBtu | FALSE | L | Annual | Rate | lb/MMBtu | 0.02813 | 0.02813 | 0 | 0 | 0 | 0 | 0
IL Fac. Spec. - NOX Rate Summer v3.1, Unit 302 and retrofits | 441 | 7305 | Rate Constraint in lbs/MMBtu | FALSE | L | Annual | Generation | TWh | 0.00087341 | 0.00087341 | 0 | 0 | 0 | 0 | 0
IL Fac. Spec. - NOX Rate Summer v3.1, Unit 302 and retrofits | 441 | 7305 | Rate Constraint in lbs/MMBtu | FALSE | L | Annual | Qualifying Generation | TWh | 0.00087341 | 0.00087341 | 0 | 0 | 0 | 0 | 0
IL Fac. Spec. - NOX Rate Summer v3.1, Unit 302 and retrofits | 441 | 7305 | Rate Constraint in lbs/MMBtu | FALSE | L | Annual | Rate | lb/MWh | 0.36752 | 0.36752 | 0 | 0 | 0 | 0 | 0
IL Fac. Spec. - NOX Rate Summer v3.1, Unit 302 and retrofits | 441 | 7305 | Rate Constraint in lbs/MMBtu | FALSE | L | Annual | Constraint Shadow Price | US2022$/Ton | 0 | 0 | 0 | 0 | 0 | 0 | 0
IL Fac. Spec. - NOX Rate Summer v3.1, Unit 303 and retrofits | 442 | 7305 | Rate Constraint in lbs/MMBtu | FALSE | L | Annual | Seasons Included | Seasons | Summer | Summer | Summer | Summer | Summer | Summer | Summer
IL Fac. Spec. - NOX Rate Summer v3.1, Unit 303 and retrofits | 442 | 7305 | Rate Constraint in lbs/MMBtu | FALSE | L | Annual | Standard NOX | lb/MMBtu | 0.25 | 0.25 | 0.25 | 0.25 | 0.25 | 0.25 | 0.25
IL Fac. Spec. - NOX Rate Summer v3.1, Unit 303 and retrofits | 442 | 7305 | Rate Constraint in lbs/MMBtu | FALSE | L | Annual | Emissions at Affected Plants NOX | Thousand Tons | 0.00014458 | 0.00014458 | 0 | 0 | 0 | 0 | 0
IL Fac. Spec. - NOX Rate Summer v3.1, Unit 303 and retrofits | 442 | 7305 | Rate Constraint in lbs/MMBtu | FALSE | L | Annual | Allowances Purchased NOX | Thousand Tons | 0 | 0 | 0 | 0 | 0 | 0 | 0
IL Fac. Spec. - NOX Rate Summer v3.1, Unit 303 and retrofits | 442 | 7305 | Rate Constraint in lbs/MMBtu | FALSE | L | Annual | Allowances Sold NOX | Thousand Tons | 0 | 0 | 0 | 0 | 0 | 0 | 0
IL Fac. Spec. - NOX Rate Summer v3.1, Unit 303 and retrofits | 442 | 7305 | Rate Constraint in lbs/MMBtu | FALSE | L | Annual | Allowances Banked | Thousand Tons | 0 | 0 | 0 | 0 | 0 | 0 | 0
IL Fac. Spec. - NOX Rate Summer v3.1, Unit 303 and retrofits | 442 | 7305 | Rate Constraint in lbs/MMBtu | FALSE | L | Annual | Allowances Withdrawn (1:1) | Thousand Tons | 0 | 0 | 0 | 0 | 0 | 0 | 0
IL Fac. Spec. - NOX Rate Summer v3.1, Unit 303 and retrofits | 442 | 7305 | Rate Constraint in lbs/MMBtu | FALSE | L | Annual | Allowances Withdrawn (n:1) | Thousand Tons | 0 | 0 | 0 | 0 | 0 | 0 | 0
IL Fac. Spec. - NOX Rate Summer v3.1, Unit 303 and retrofits | 442 | 7305 | Rate Constraint in lbs/MMBtu | FALSE | L | Annual | Net Emissions Allowance Position | Thousand Tons | 0.00014458 | 0.00014458 | 0 | 0 | 0 | 0 | 0
IL Fac. Spec. - NOX Rate Summer v3.1, Unit 303 and retrofits | 442 | 7305 | Rate Constraint in lbs/MMBtu | FALSE | L | Annual | Fuel Consumed | TBtu | 0.011411 | 0.011411 | 0 | 0 | 0 | 0 | 0
IL Fac. Spec. - NOX Rate Summer v3.1, Unit 303 and retrofits | 442 | 7305 | Rate Constraint in lbs/MMBtu | FALSE | L | Annual | Rate | lb/MMBtu | 0.02534 | 0.02534 | 0 | 0 | 0 | 0 | 0
IL Fac. Spec. - NOX Rate Summer v3.1, Unit 303 and retrofits | 442 | 7305 | Rate Constraint in lbs/MMBtu | FALSE | L | Annual | Generation | TWh | 0.00087341 | 0.00087341 | 0 | 0 | 0 | 0 | 0
IL Fac. Spec. - NOX Rate Summer v3.1, Unit 303 and retrofits | 442 | 7305 | Rate Constraint in lbs/MMBtu | FALSE | L | Annual | Qualifying Generation | TWh | 0.00087341 | 0.00087341 | 0 | 0 | 0 | 0 | 0
IL Fac. Spec. - NOX Rate Summer v3.1, Unit 303 and retrofits | 442 | 7305 | Rate Constraint in lbs/MMBtu | FALSE | L | Annual | Rate | lb/MWh | 0.33107 | 0.33107 | 0 | 0 | 0 | 0 | 0
IL Fac. Spec. - NOX Rate Summer v3.1, Unit 303 and retrofits | 442 | 7305 | Rate Constraint in lbs/MMBtu | FALSE | L | Annual | Constraint Shadow Price | US2022$/Ton | 0 | 0 | 0 | 0 | 0 | 0 | 0
IL Fac. Spec. - NOX Rate Summer v3.1, Unit 304 and retrofits | 443 | 7305 | Rate Constraint in lbs/MMBtu | FALSE | L | Annual | Seasons Included | Seasons | Summer | Summer | Summer | Summer | Summer | Summer | Summer
IL Fac. Spec. - NOX Rate Summer v3.1, Unit 304 and retrofits | 443 | 7305 | Rate Constraint in lbs/MMBtu | FALSE | L | Annual | Standard NOX | lb/MMBtu | 0.25 | 0.25 | 0.25 | 0.25 | 0.25 | 0.25 | 0.25
IL Fac. Spec. - NOX Rate Summer v3.1, Unit 304 and retrofits | 443 | 7305 | Rate Constraint in lbs/MMBtu | FALSE | L | Annual | Emissions at Affected Plants NOX | Thousand Tons | 0.00015394 | 0.00015394 | 0 | 0 | 0 | 0 | 0
IL Fac. Spec. - NOX Rate Summer v3.1, Unit 304 and retrofits | 443 | 7305 | Rate Constraint in lbs/MMBtu | FALSE | L | Annual | Allowances Purchased NOX | Thousand Tons | 0 | 0 | 0 | 0 | 0 | 0 | 0
IL Fac. Spec. - NOX Rate Summer v3.1, Unit 304 and retrofits | 443 | 7305 | Rate Constraint in lbs/MMBtu | FALSE | L | Annual | Allowances Sold NOX | Thousand Tons | 0 | 0 | 0 | 0 | 0 | 0 | 0
IL Fac. Spec. - NOX Rate Summer v3.1, Unit 304 and retrofits | 443 | 7305 | Rate Constraint in lbs/MMBtu | FALSE | L | Annual | Allowances Banked | Thousand Tons | 0 | 0 | 0 | 0 | 0 | 0 | 0
IL Fac. Spec. - NOX Rate Summer v3.1, Unit 304 and retrofits | 443 | 7305 | Rate Constraint in lbs/MMBtu | FALSE | L | Annual | Allowances Withdrawn (1:1) | Thousand Tons | 0 | 0 | 0 | 0 | 0 | 0 | 0
IL Fac. Spec. - NOX Rate Summer v3.1, Unit 304 and retrofits | 443 | 7305 | Rate Constraint in lbs/MMBtu | FALSE | L | Annual | Allowances Withdrawn (n:1) | Thousand Tons | 0 | 0 | 0 | 0 | 0 | 0 | 0
IL Fac. Spec. - NOX Rate Summer v3.1, Unit 304 and retrofits | 443 | 7305 | Rate Constraint in lbs/MMBtu | FALSE | L | Annual | Net Emissions Allowance Position | Thousand Tons | 0.00015394 | 0.00015394 | 0 | 0 | 0 | 0 | 0
IL Fac. Spec. - NOX Rate Summer v3.1, Unit 304 and retrofits | 443 | 7305 | Rate Constraint in lbs/MMBtu | FALSE | L | Annual | Fuel Consumed | TBtu | 0.011411 | 0.011411 | 0 | 0 | 0 | 0 | 0
IL Fac. Spec. - NOX Rate Summer v3.1, Unit 304 and retrofits | 443 | 7305 | Rate Constraint in lbs/MMBtu | FALSE | L | Annual | Rate | lb/MMBtu | 0.02698 | 0.02698 | 0 | 0 | 0 | 0 | 0
IL Fac. Spec. - NOX Rate Summer v3.1, Unit 304 and retrofits | 443 | 7305 | Rate Constraint in lbs/MMBtu | FALSE | L | Annual | Generation | TWh | 0.00087341 | 0.00087341 | 0 | 0 | 0 | 0 | 0
IL Fac. Spec. - NOX Rate Summer v3.1, Unit 304 and retrofits | 443 | 7305 | Rate Constraint in lbs/MMBtu | FALSE | L | Annual | Qualifying Generation | TWh | 0.00087341 | 0.00087341 | 0 | 0 | 0 | 0 | 0
IL Fac. Spec. - NOX Rate Summer v3.1, Unit 304 and retrofits | 443 | 7305 | Rate Constraint in lbs/MMBtu | FALSE | L | Annual | Rate | lb/MWh | 0.35249 | 0.35249 | 0 | 0 | 0 | 0 | 0
IL Fac. Spec. - NOX Rate Summer v3.1, Unit 304 and retrofits | 443 | 7305 | Rate Constraint in lbs/MMBtu | FALSE | L | Annual | Constraint Shadow Price | US2022$/Ton | 0 | 0 | 0 | 0 | 0 | 0 | 0
IL Fac. Spec. - NOX Rate Summer v3.1, Unit 305 and retrofits | 444 | 7305 | Rate Constraint in lbs/MMBtu | FALSE | L | Annual | Seasons Included | Seasons | Summer | Summer | Summer | Summer | Summer | Summer | Summer
IL Fac. Spec. - NOX Rate Summer v3.1, Unit 305 and retrofits | 444 | 7305 | Rate Constraint in lbs/MMBtu | FALSE | L | Annual | Standard NOX | lb/MMBtu | 0.25 | 0.25 | 0.25 | 0.25 | 0.25 | 0.25 | 0.25
IL Fac. Spec. - NOX Rate Summer v3.1, Unit 305 and retrofits | 444 | 7305 | Rate Constraint in lbs/MMBtu | FALSE | L | Annual | Emissions at Affected Plants NOX | Thousand Tons | 0.000148 | 0.000148 | 0 | 0 | 0 | 0 | 0
IL Fac. Spec. - NOX Rate Summer v3.1, Unit 305 and retrofits | 444 | 7305 | Rate Constraint in lbs/MMBtu | FALSE | L | Annual | Allowances Purchased NOX | Thousand Tons | 0 | 0 | 0 | 0 | 0 | 0 | 0
IL Fac. Spec. - NOX Rate Summer v3.1, Unit 305 and retrofits | 444 | 7305 | Rate Constraint in lbs/MMBtu | FALSE | L | Annual | Allowances Sold NOX | Thousand Tons | 0 | 0 | 0 | 0 | 0 | 0 | 0
IL Fac. Spec. - NOX Rate Summer v3.1, Unit 305 and retrofits | 444 | 7305 | Rate Constraint in lbs/MMBtu | FALSE | L | Annual | Allowances Banked | Thousand Tons | 0 | 0 | 0 | 0 | 0 | 0 | 0
IL Fac. Spec. - NOX Rate Summer v3.1, Unit 305 and retrofits | 444 | 7305 | Rate Constraint in lbs/MMBtu | FALSE | L | Annual | Allowances Withdrawn (1:1) | Thousand Tons | 0 | 0 | 0 | 0 | 0 | 0 | 0
IL Fac. Spec. - NOX Rate Summer v3.1, Unit 305 and retrofits | 444 | 7305 | Rate Constraint in lbs/MMBtu | FALSE | L | Annual | Allowances Withdrawn (n:1) | Thousand Tons | 0 | 0 | 0 | 0 | 0 | 0 | 0
IL Fac. Spec. - NOX Rate Summer v3.1, Unit 305 and retrofits | 444 | 7305 | Rate Constraint in lbs/MMBtu | FALSE | L | Annual | Net Emissions Allowance Position | Thousand Tons | 0.000148 | 0.000148 | 0 | 0 | 0 | 0 | 0
IL Fac. Spec. - NOX Rate Summer v3.1, Unit 305 and retrofits | 444 | 7305 | Rate Constraint in lbs/MMBtu | FALSE | L | Annual | Fuel Consumed | TBtu | 0.011411 | 0.011411 | 0 | 0 | 0 | 0 | 0
IL Fac. Spec. - NOX Rate Summer v3.1, Unit 305 and retrofits | 444 | 7305 | Rate Constraint in lbs/MMBtu | FALSE | L | Annual | Rate | lb/MMBtu | 0.02594 | 0.02594 | 0 | 0 | 0 | 0 | 0
IL Fac. Spec. - NOX Rate Summer v3.1, Unit 305 and retrofits | 444 | 7305 | Rate Constraint in lbs/MMBtu | FALSE | L | Annual | Generation | TWh | 0.00087341 | 0.00087341 | 0 | 0 | 0 | 0 | 0
IL Fac. Spec. - NOX Rate Summer v3.1, Unit 305 and retrofits | 444 | 7305 | Rate Constraint in lbs/MMBtu | FALSE | L | Annual | Qualifying Generation | TWh | 0.00087341 | 0.00087341 | 0 | 0 | 0 | 0 | 0
IL Fac. Spec. - NOX Rate Summer v3.1, Unit 305 and retrofits | 444 | 7305 | Rate Constraint in lbs/MMBtu | FALSE | L | Annual | Rate | lb/MWh | 0.33891 | 0.33891 | 0 | 0 | 0 | 0 | 0
IL Fac. Spec. - NOX Rate Summer v3.1, Unit 305 and retrofits | 444 | 7305 | Rate Constraint in lbs/MMBtu | FALSE | L | Annual | Constraint Shadow Price | US2022$/Ton | 0 | 0 | 0 | 0 | 0 | 0 | 0
IL Fac. Spec. - NOX Rate Summer v3.1, Unit 306 and retrofits | 445 | 7305 | Rate Constraint in lbs/MMBtu | FALSE | L | Annual | Seasons Included | Seasons | Summer | Summer | Summer | Summer | Summer | Summer | Summer
IL Fac. Spec. - NOX Rate Summer v3.1, Unit 306 and retrofits | 445 | 7305 | Rate Constraint in lbs/MMBtu | FALSE | L | Annual | Standard NOX | lb/MMBtu | 0.25 | 0.25 | 0.25 | 0.25 | 0.25 | 0.25 | 0.25
IL Fac. Spec. - NOX Rate Summer v3.1, Unit 306 and retrofits | 445 | 7305 | Rate Constraint in lbs/MMBtu | FALSE | L | Annual | Emissions at Affected Plants NOX | Thousand Tons | 0.0010078 | 0.00095017 | 0.00046069 | 0 | 0 | 0 | 0
IL Fac. Spec. - NOX Rate Summer v3.1, Unit 306 and retrofits | 445 | 7305 | Rate Constraint in lbs/MMBtu | FALSE | L | Annual | Allowances Purchased NOX | Thousand Tons | 0 | 0 | 0 | 0 | 0 | 0 | 0
IL Fac. Spec. - NOX Rate Summer v3.1, Unit 306 and retrofits | 445 | 7305 | Rate Constraint in lbs/MMBtu | FALSE | L | Annual | Allowances Sold NOX | Thousand Tons | 0 | 0 | 0 | 0 | 0 | 0 | 0
IL Fac. Spec. - NOX Rate Summer v3.1, Unit 306 and retrofits | 445 | 7305 | Rate Constraint in lbs/MMBtu | FALSE | L | Annual | Allowances Banked | Thousand Tons | 0 | 0 | 0 | 0 | 0 | 0 | 0
IL Fac. Spec. - NOX Rate Summer v3.1, Unit 306 and retrofits | 445 | 7305 | Rate Constraint in lbs/MMBtu | FALSE | L | Annual | Allowances Withdrawn (1:1) | Thousand Tons | 0 | 0 | 0 | 0 | 0 | 0 | 0
IL Fac. Spec. - NOX Rate Summer v3.1, Unit 306 and retrofits | 445 | 7305 | Rate Constraint in lbs/MMBtu | FALSE | L | Annual | Allowances Withdrawn (n:1) | Thousand Tons | 0 | 0 | 0 | 0 | 0 | 0 | 0
IL Fac. Spec. - NOX Rate Summer v3.1, Unit 306 and retrofits | 445 | 7305 | Rate Constraint in lbs/MMBtu | FALSE | L | Annual | Net Emissions Allowance Position | Thousand Tons | 0.0010078 | 0.00095017 | 0.00046069 | 0 | 0 | 0 | 0
IL Fac. Spec. - NOX Rate Summer v3.1, Unit 306 and retrofits | 445 | 7305 | Rate Constraint in lbs/MMBtu | FALSE | L | Annual | Fuel Consumed | TBtu | 0.014278 | 0.013462 | 0.0065272 | 0 | 0 | 0 | 0
IL Fac. Spec. - NOX Rate Summer v3.1, Unit 306 and retrofits | 445 | 7305 | Rate Constraint in lbs/MMBtu | FALSE | L | Annual | Rate | lb/MMBtu | 0.14116 | 0.14116 | 0.14116 | 0 | 0 | 0 | 0
IL Fac. Spec. - NOX Rate Summer v3.1, Unit 306 and retrofits | 445 | 7305 | Rate Constraint in lbs/MMBtu | FALSE | L | Annual | Generation | TWh | 0.0011467 | 0.0010811 | 0.00052419 | 0 | 0 | 0 | 0
IL Fac. Spec. - NOX Rate Summer v3.1, Unit 306 and retrofits | 445 | 7305 | Rate Constraint in lbs/MMBtu | FALSE | L | Annual | Qualifying Generation | TWh | 0.0011467 | 0.0010811 | 0.00052419 | 0 | 0 | 0 | 0
IL Fac. Spec. - NOX Rate Summer v3.1, Unit 306 and retrofits | 445 | 7305 | Rate Constraint in lbs/MMBtu | FALSE | L | Annual | Rate | lb/MWh | 1.7577 | 1.7577 | 1.7577 | 0 | 0 | 0 | 0
IL Fac. Spec. - NOX Rate Summer v3.1, Unit 306 and retrofits | 445 | 7305 | Rate Constraint in lbs/MMBtu | FALSE | L | Annual | Constraint Shadow Price | US2022$/Ton | 0 | 0 | 0 | 0 | 0 | 0 | 0
IL Fac. Spec. - NOX Rate Summer v3.1, Unit 307 and retrofits | 446 | 7305 | Rate Constraint in lbs/MMBtu | FALSE | L | Annual | Seasons Included | Seasons | Summer | Summer | Summer | Summer | Summer | Summer | Summer
IL Fac. Spec. - NOX Rate Summer v3.1, Unit 307 and retrofits | 446 | 7305 | Rate Constraint in lbs/MMBtu | FALSE | L | Annual | Standard NOX | lb/MMBtu | 0.25 | 0.25 | 0.25 | 0.25 | 0.25 | 0.25 | 0.25
IL Fac. Spec. - NOX Rate Summer v3.1, Unit 307 and retrofits | 446 | 7305 | Rate Constraint in lbs/MMBtu | FALSE | L | Annual | Emissions at Affected Plants NOX | Thousand Tons | 0.0012169 | 0.0011474 | 0.0005563 | 0 | 0 | 0 | 0
IL Fac. Spec. - NOX Rate Summer v3.1, Unit 307 and retrofits | 446 | 7305 | Rate Constraint in lbs/MMBtu | FALSE | L | Annual | Allowances Purchased NOX | Thousand Tons | 0 | 0 | 0 | 0 | 0 | 0 | 0
IL Fac. Spec. - NOX Rate Summer v3.1, Unit 307 and retrofits | 446 | 7305 | Rate Constraint in lbs/MMBtu | FALSE | L | Annual | Allowances Sold NOX | Thousand Tons | 0 | 0 | 0 | 0 | 0 | 0 | 0
IL Fac. Spec. - NOX Rate Summer v3.1, Unit 307 and retrofits | 446 | 7305 | Rate Constraint in lbs/MMBtu | FALSE | L | Annual | Allowances Banked | Thousand Tons | 0 | 0 | 0 | 0 | 0 | 0 | 0
IL Fac. Spec. - NOX Rate Summer v3.1, Unit 307 and retrofits | 446 | 7305 | Rate Constraint in lbs/MMBtu | FALSE | L | Annual | Allowances Withdrawn (1:1) | Thousand Tons | 0 | 0 | 0 | 0 | 0 | 0 | 0
IL Fac. Spec. - NOX Rate Summer v3.1, Unit 307 and retrofits | 446 | 7305 | Rate Constraint in lbs/MMBtu | FALSE | L | Annual | Allowances Withdrawn (n:1) | Thousand Tons | 0 | 0 | 0 | 0 | 0 | 0 | 0
IL Fac. Spec. - NOX Rate Summer v3.1, Unit 307 and retrofits | 446 | 7305 | Rate Constraint in lbs/MMBtu | FALSE | L | Annual | Net Emissions Allowance Position | Thousand Tons | 0.0012169 | 0.0011474 | 0.0005563 | 0 | 0 | 0 | 0
IL Fac. Spec. - NOX Rate Summer v3.1, Unit 307 and retrofits | 446 | 7305 | Rate Constraint in lbs/MMBtu | FALSE | L | Annual | Fuel Consumed | TBtu | 0.01428 | 0.013464 | 0.0065282 | 0 | 0 | 0 | 0
IL Fac. Spec. - NOX Rate Summer v3.1, Unit 307 and retrofits | 446 | 7305 | Rate Constraint in lbs/MMBtu | FALSE | L | Annual | Rate | lb/MMBtu | 0.17043 | 0.17043 | 0.17043 | 0 | 0 | 0 | 0
IL Fac. Spec. - NOX Rate Summer v3.1, Unit 307 and retrofits | 446 | 7305 | Rate Constraint in lbs/MMBtu | FALSE | L | Annual | Generation | TWh | 0.0011467 | 0.0010811 | 0.00052419 | 0 | 0 | 0 | 0
IL Fac. Spec. - NOX Rate Summer v3.1, Unit 307 and retrofits | 446 | 7305 | Rate Constraint in lbs/MMBtu | FALSE | L | Annual | Qualifying Generation | TWh | 0.0011467 | 0.0010811 | 0.00052419 | 0 | 0 | 0 | 0
IL Fac. Spec. - NOX Rate Summer v3.1, Unit 307 and retrofits | 446 | 7305 | Rate Constraint in lbs/MMBtu | FALSE | L | Annual | Rate | lb/MWh | 2.1225 | 2.1225 | 2.1225 | 0 | 0 | 0 | 0
IL Fac. Spec. - NOX Rate Summer v3.1, Unit 307 and retrofits | 446 | 7305 | Rate Constraint in lbs/MMBtu | FALSE | L | Annual | Constraint Shadow Price | US2022$/Ton | 0 | 0 | 0 | 0 | 0 | 0 | 0
IL Fac. Spec. - NOX Rate Summer v3.1, Unit 308 and retrofits | 447 | 7305 | Rate Constraint in lbs/MMBtu | FALSE | L | Annual | Seasons Included | Seasons | Summer | Summer | Summer | Summer | Summer | Summer | Summer
IL Fac. Spec. - NOX Rate Summer v3.1, Unit 308 and retrofits | 447 | 7305 | Rate Constraint in lbs/MMBtu | FALSE | L | Annual | Standard NOX | lb/MMBtu | 0.25 | 0.25 | 0.25 | 0.25 | 0.25 | 0.25 | 0.25
IL Fac. Spec. - NOX Rate Summer v3.1, Unit 308 and retrofits | 447 | 7305 | Rate Constraint in lbs/MMBtu | FALSE | L | Annual | Emissions at Affected Plants NOX | Thousand Tons | 0.00099335 | 0.00093659 | 0.0004541 | 0 | 0 | 0 | 0
IL Fac. Spec. - NOX Rate Summer v3.1, Unit 308 and retrofits | 447 | 7305 | Rate Constraint in lbs/MMBtu | FALSE | L | Annual | Allowances Purchased NOX | Thousand Tons | 0 | 0 | 0 | 0 | 0 | 0 | 0
IL Fac. Spec. - NOX Rate Summer v3.1, Unit 308 and retrofits | 447 | 7305 | Rate Constraint in lbs/MMBtu | FALSE | L | Annual | Allowances Sold NOX | Thousand Tons | 0 | 0 | 0 | 0 | 0 | 0 | 0
IL Fac. Spec. - NOX Rate Summer v3.1, Unit 308 and retrofits | 447 | 7305 | Rate Constraint in lbs/MMBtu | FALSE | L | Annual | Allowances Banked | Thousand Tons | 0 | 0 | 0 | 0 | 0 | 0 | 0
IL Fac. Spec. - NOX Rate Summer v3.1, Unit 308 and retrofits | 447 | 7305 | Rate Constraint in lbs/MMBtu | FALSE | L | Annual | Allowances Withdrawn (1:1) | Thousand Tons | 0 | 0 | 0 | 0 | 0 | 0 | 0
IL Fac. Spec. - NOX Rate Summer v3.1, Unit 308 and retrofits | 447 | 7305 | Rate Constraint in lbs/MMBtu | FALSE | L | Annual | Allowances Withdrawn (n:1) | Thousand Tons | 0 | 0 | 0 | 0 | 0 | 0 | 0
IL Fac. Spec. - NOX Rate Summer v3.1, Unit 308 and retrofits | 447 | 7305 | Rate Constraint in lbs/MMBtu | FALSE | L | Annual | Net Emissions Allowance Position | Thousand Tons | 0.00099335 | 0.00093659 | 0.0004541 | 0 | 0 | 0 | 0
IL Fac. Spec. - NOX Rate Summer v3.1, Unit 308 and retrofits | 447 | 7305 | Rate Constraint in lbs/MMBtu | FALSE | L | Annual | Fuel Consumed | TBtu | 0.01428 | 0.013464 | 0.0065282 | 0 | 0 | 0 | 0
IL Fac. Spec. - NOX Rate Summer v3.1, Unit 308 and retrofits | 447 | 7305 | Rate Constraint in lbs/MMBtu | FALSE | L | Annual | Rate | lb/MMBtu | 0.13912 | 0.13912 | 0.13912 | 0 | 0 | 0 | 0
IL Fac. Spec. - NOX Rate Summer v3.1, Unit 308 and retrofits | 447 | 7305 | Rate Constraint in lbs/MMBtu | FALSE | L | Annual | Generation | TWh | 0.0011467 | 0.0010811 | 0.00052419 | 0 | 0 | 0 | 0
IL Fac. Spec. - NOX Rate Summer v3.1, Unit 308 and retrofits | 447 | 7305 | Rate Constraint in lbs/MMBtu | FALSE | L | Annual | Qualifying Generation | TWh | 0.0011467 | 0.0010811 | 0.00052419 | 0 | 0 | 0 | 0
IL Fac. Spec. - NOX Rate Summer v3.1, Unit 308 and retrofits | 447 | 7305 | Rate Constraint in lbs/MMBtu | FALSE | L | Annual | Rate | lb/MWh | 1.7326 | 1.7326 | 1.7326 | 0 | 0 | 0 | 0
IL Fac. Spec. - NOX Rate Summer v3.1, Unit 308 and retrofits | 447 | 7305 | Rate Constraint in lbs/MMBtu | FALSE | L | Annual | Constraint Shadow Price | US2022$/Ton | 0 | 0 | 0 | 0 | 0 | 0 | 0
IL Fac. Spec. - NOX Rate Summer v3.1, Unit 309 and retrofits | 448 | 7305 | Rate Constraint in lbs/MMBtu | FALSE | L | Annual | Seasons Included | Seasons | Summer | Summer | Summer | Summer | Summer | Summer | Summer
IL Fac. Spec. - NOX Rate Summer v3.1, Unit 309 and retrofits | 448 | 7305 | Rate Constraint in lbs/MMBtu | FALSE | L | Annual | Standard NOX | lb/MMBtu | 0.25 | 0.25 | 0.25 | 0.25 | 0.25 | 0.25 | 0.25
IL Fac. Spec. - NOX Rate Summer v3.1, Unit 309 and retrofits | 448 | 7305 | Rate Constraint in lbs/MMBtu | FALSE | L | Annual | Emissions at Affected Plants NOX | Thousand Tons | 0.0011072 | 0.0010439 | 0.00050613 | 0 | 0 | 0 | 0
IL Fac. Spec. - NOX Rate Summer v3.1, Unit 309 and retrofits | 448 | 7305 | Rate Constraint in lbs/MMBtu | FALSE | L | Annual | Allowances Purchased NOX | Thousand Tons | 0 | 0 | 0 | 0 | 0 | 0 | 0
IL Fac. Spec. - NOX Rate Summer v3.1, Unit 309 and retrofits | 448 | 7305 | Rate Constraint in lbs/MMBtu | FALSE | L | Annual | Allowances Sold NOX | Thousand Tons | 0 | 0 | 0 | 0 | 0 | 0 | 0
IL Fac. Spec. - NOX Rate Summer v3.1, Unit 309 and retrofits | 448 | 7305 | Rate Constraint in lbs/MMBtu | FALSE | L | Annual | Allowances Banked | Thousand Tons | 0 | 0 | 0 | 0 | 0 | 0 | 0
IL Fac. Spec. - NOX Rate Summer v3.1, Unit 309 and retrofits | 448 | 7305 | Rate Constraint in lbs/MMBtu | FALSE | L | Annual | Allowances Withdrawn (1:1) | Thousand Tons | 0 | 0 | 0 | 0 | 0 | 0 | 0
IL Fac. Spec. - NOX Rate Summer v3.1, Unit 309 and retrofits | 448 | 7305 | Rate Constraint in lbs/MMBtu | FALSE | L | Annual | Allowances Withdrawn (n:1) | Thousand Tons | 0 | 0 | 0 | 0 | 0 | 0 | 0
IL Fac. Spec. - NOX Rate Summer v3.1, Unit 309 and retrofits | 448 | 7305 | Rate Constraint in lbs/MMBtu | FALSE | L | Annual | Net Emissions Allowance Position | Thousand Tons | 0.0011072 | 0.0010439 | 0.00050613 | 0 | 0 | 0 | 0
IL Fac. Spec. - NOX Rate Summer v3.1, Unit 309 and retrofits | 448 | 7305 | Rate Constraint in lbs/MMBtu | FALSE | L | Annual | Fuel Consumed | TBtu | 0.01428 | 0.013464 | 0.0065282 | 0 | 0 | 0 | 0
IL Fac. Spec. - NOX Rate Summer v3.1, Unit 309 and retrofits | 448 | 7305 | Rate Constraint in lbs/MMBtu | FALSE | L | Annual | Rate | lb/MMBtu | 0.15506 | 0.15506 | 0.15506 | 0 | 0 | 0 | 0
IL Fac. Spec. - NOX Rate Summer v3.1, Unit 309 and retrofits | 448 | 7305 | Rate Constraint in lbs/MMBtu | FALSE | L | Annual | Generation | TWh | 0.0011467 | 0.0010811 | 0.00052419 | 0 | 0 | 0 | 0
IL Fac. Spec. - NOX Rate Summer v3.1, Unit 309 and retrofits | 448 | 7305 | Rate Constraint in lbs/MMBtu | FALSE | L | Annual | Qualifying Generation | TWh | 0.0011467 | 0.0010811 | 0.00052419 | 0 | 0 | 0 | 0
IL Fac. Spec. - NOX Rate Summer v3.1, Unit 309 and retrofits | 448 | 7305 | Rate Constraint in lbs/MMBtu | FALSE | L | Annual | Rate | lb/MWh | 1.9311 | 1.9311 | 1.9311 | 0 | 0 | 0 | 0
IL Fac. Spec. - NOX Rate Summer v3.1, Unit 309 and retrofits | 448 | 7305 | Rate Constraint in lbs/MMBtu | FALSE | L | Annual | Constraint Shadow Price | US2022$/Ton | 0 | 0 | 0 | 0 | 0 | 0 | 0
IL Fac. Spec. - NOX Rate Summer v3.1, Unit 310 and retrofits | 449 | 7305 | Rate Constraint in lbs/MMBtu | FALSE | L | Annual | Seasons Included | Seasons | Summer | Summer | Summer | Summer | Summer | Summer | Summer
IL Fac. Spec. - NOX Rate Summer v3.1, Unit 310 and retrofits | 449 | 7305 | Rate Constraint in lbs/MMBtu | FALSE | L | Annual | Standard NOX | lb/MMBtu | 0.25 | 0.25 | 0.25 | 0.25 | 0.25 | 0.25 | 0.25
IL Fac. Spec. - NOX Rate Summer v3.1, Unit 310 and retrofits | 449 | 7305 | Rate Constraint in lbs/MMBtu | FALSE | L | Annual | Emissions at Affected Plants NOX | Thousand Tons | 0.001018 | 0.00095981 | 0.00046536 | 0 | 0 | 0 | 0
IL Fac. Spec. - NOX Rate Summer v3.1, Unit 310 and retrofits | 449 | 7305 | Rate Constraint in lbs/MMBtu | FALSE | L | Annual | Allowances Purchased NOX | Thousand Tons | 0 | 0 | 0 | 0 | 0 | 0 | 0
IL Fac. Spec. - NOX Rate Summer v3.1, Unit 310 and retrofits | 449 | 7305 | Rate Constraint in lbs/MMBtu | FALSE | L | Annual | Allowances Sold NOX | Thousand Tons | 0 | 0 | 0 | 0 | 0 | 0 | 0
IL Fac. Spec. - NOX Rate Summer v3.1, Unit 310 and retrofits | 449 | 7305 | Rate Constraint in lbs/MMBtu | FALSE | L | Annual | Allowances Banked | Thousand Tons | 0 | 0 | 0 | 0 | 0 | 0 | 0
IL Fac. Spec. - NOX Rate Summer v3.1, Unit 310 and retrofits | 449 | 7305 | Rate Constraint in lbs/MMBtu | FALSE | L | Annual | Allowances Withdrawn (1:1) | Thousand Tons | 0 | 0 | 0 | 0 | 0 | 0 | 0
IL Fac. Spec. - NOX Rate Summer v3.1, Unit 310 and retrofits | 449 | 7305 | Rate Constraint in lbs/MMBtu | FALSE | L | Annual | Allowances Withdrawn (n:1) | Thousand Tons | 0 | 0 | 0 | 0 | 0 | 0 | 0
IL Fac. Spec. - NOX Rate Summer v3.1, Unit 310 and retrofits | 449 | 7305 | Rate Constraint in lbs/MMBtu | FALSE | L | Annual | Net Emissions Allowance Position | Thousand Tons | 0.001018 | 0.00095981 | 0.00046536 | 0 | 0 | 0 | 0
IL Fac. Spec. - NOX Rate Summer v3.1, Unit 310 and retrofits | 449 | 7305 | Rate Constraint in lbs/MMBtu | FALSE | L | Annual | Fuel Consumed | TBtu | 0.01428 | 0.013464 | 0.0065282 | 0 | 0 | 0 | 0
IL Fac. Spec. - NOX Rate Summer v3.1, Unit 310 and retrofits | 449 | 7305 | Rate Constraint in lbs/MMBtu | FALSE | L | Annual | Rate | lb/MMBtu | 0.14257 | 0.14257 | 0.14257 | 0 | 0 | 0 | 0
IL Fac. Spec. - NOX Rate Summer v3.1, Unit 310 and retrofits | 449 | 7305 | Rate Constraint in lbs/MMBtu | FALSE | L | Annual | Generation | TWh | 0.0011467 | 0.0010811 | 0.00052419 | 0 | 0 | 0 | 0
IL Fac. Spec. - NOX Rate Summer v3.1, Unit 310 and retrofits | 449 | 7305 | Rate Constraint in lbs/MMBtu | FALSE | L | Annual | Qualifying Generation | TWh | 0.0011467 | 0.0010811 | 0.00052419 | 0 | 0 | 0 | 0
IL Fac. Spec. - NOX Rate Summer v3.1, Unit 310 and retrofits | 449 | 7305 | Rate Constraint in lbs/MMBtu | FALSE | L | Annual | Rate | lb/MWh | 1.7756 | 1.7756 | 1.7756 | 0 | 0 | 0 | 0
IL Fac. Spec. - NOX Rate Summer v3.1, Unit 310 and retrofits | 449 | 7305 | Rate Constraint in lbs/MMBtu | FALSE | L | Annual | Constraint Shadow Price | US2022$/Ton | 0 | 0 | 0 | 0 | 0 | 0 | 0
IL Fac. Spec. - NOX Rate Summer v3.1, Unit 311 and retrofits | 450 | 7305 | Rate Constraint in lbs/MMBtu | FALSE | L | Annual | Seasons Included | Seasons | Summer | Summer | Summer | Summer | Summer | Summer | Summer
IL Fac. Spec. - NOX Rate Summer v3.1, Unit 311 and retrofits | 450 | 7305 | Rate Constraint in lbs/MMBtu | FALSE | L | Annual | Standard NOX | lb/MMBtu | 0.25 | 0.25 | 0.25 | 0.25 | 0.25 | 0.25 | 0.25
IL Fac. Spec. - NOX Rate Summer v3.1, Unit 311 and retrofits | 450 | 7305 | Rate Constraint in lbs/MMBtu | FALSE | L | Annual | Emissions at Affected Plants NOX | Thousand Tons | 0.0010361 | 0.00097691 | 0.00047366 | 0 | 0 | 0 | 0
IL Fac. Spec. - NOX Rate Summer v3.1, Unit 311 and retrofits | 450 | 7305 | Rate Constraint in lbs/MMBtu | FALSE | L | Annual | Allowances Purchased NOX | Thousand Tons | 0 | 0 | 0 | 0 | 0 | 0 | 0
IL Fac. Spec. - NOX Rate Summer v3.1, Unit 311 and retrofits | 450 | 7305 | Rate Constraint in lbs/MMBtu | FALSE | L | Annual | Allowances Sold NOX | Thousand Tons | 0 | 0 | 0 | 0 | 0 | 0 | 0
IL Fac. Spec. - NOX Rate Summer v3.1, Unit 311 and retrofits | 450 | 7305 | Rate Constraint in lbs/MMBtu | FALSE | L | Annual | Allowances Banked | Thousand Tons | 0 | 0 | 0 | 0 | 0 | 0 | 0
IL Fac. Spec. - NOX Rate Summer v3.1, Unit 311 and retrofits | 450 | 7305 | Rate Constraint in lbs/MMBtu | FALSE | L | Annual | Allowances Withdrawn (1:1) | Thousand Tons | 0 | 0 | 0 | 0 | 0 | 0 | 0
IL Fac. Spec. - NOX Rate Summer v3.1, Unit 311 and retrofits | 450 | 7305 | Rate Constraint in lbs/MMBtu | FALSE | L | Annual | Allowances Withdrawn (n:1) | Thousand Tons | 0 | 0 | 0 | 0 | 0 | 0 | 0
IL Fac. Spec. - NOX Rate Summer v3.1, Unit 311 and retrofits | 450 | 7305 | Rate Constraint in lbs/MMBtu | FALSE | L | Annual | Net Emissions Allowance Position | Thousand Tons | 0.0010361 | 0.00097691 | 0.00047366 | 0 | 0 | 0 | 0
IL Fac. Spec. - NOX Rate Summer v3.1, Unit 311 and retrofits | 450 | 7305 | Rate Constraint in lbs/MMBtu | FALSE | L | Annual | Fuel Consumed | TBtu | 0.01428 | 0.013464 | 0.0065282 | 0 | 0 | 0 | 0
IL Fac. Spec. - NOX Rate Summer v3.1, Unit 311 and retrofits | 450 | 7305 | Rate Constraint in lbs/MMBtu | FALSE | L | Annual | Rate | lb/MMBtu | 0.14511 | 0.14511 | 0.14511 | 0 | 0 | 0 | 0
IL Fac. Spec. - NOX Rate Summer v3.1, Unit 311 and retrofits | 450 | 7305 | Rate Constraint in lbs/MMBtu | FALSE | L | Annual | Generation | TWh | 0.0011467 | 0.0010811 | 0.00052419 | 0 | 0 | 0 | 0
IL Fac. Spec. - NOX Rate Summer v3.1, Unit 311 and retrofits | 450 | 7305 | Rate Constraint in lbs/MMBtu | FALSE | L | Annual | Qualifying Generation | TWh | 0.0011467 | 0.0010811 | 0.00052419 | 0 | 0 | 0 | 0
IL Fac. Spec. - NOX Rate Summer v3.1, Unit 311 and retrofits | 450 | 7305 | Rate Constraint in lbs/MMBtu | FALSE | L | Annual | Rate | lb/MWh | 1.8072 | 1.8072 | 1.8072 | 0 | 0 | 0 | 0
IL Fac. Spec. - NOX Rate Summer v3.1, Unit 311 and retrofits | 450 | 7305 | Rate Constraint in lbs/MMBtu | FALSE | L | Annual | Constraint Shadow Price | US2022$/Ton | 0 | 0 | 0 | 0 | 0 | 0 | 0
IL Fac. Spec. - NOX Rate Summer v3.1, Unit 312 and retrofits | 451 | 7305 | Rate Constraint in lbs/MMBtu | FALSE | L | Annual | Seasons Included | Seasons | Summer | Summer | Summer | Summer | Summer | Summer | Summer
IL Fac. Spec. - NOX Rate Summer v3.1, Unit 312 and retrofits | 451 | 7305 | Rate Constraint in lbs/MMBtu | FALSE | L | Annual | Standard NOX | lb/MMBtu | 0.25 | 0.25 | 0.25 | 0.25 | 0.25 | 0.25 | 0.25
IL Fac. Spec. - NOX Rate Summer v3.1, Unit 312 and retrofits | 451 | 7305 | Rate Constraint in lbs/MMBtu | FALSE | L | Annual | Emissions at Affected Plants NOX | Thousand Tons | 0.0010728 | 0.0010115 | 0.00049043 | 0 | 0 | 0 | 0
IL Fac. Spec. - NOX Rate Summer v3.1, Unit 312 and retrofits | 451 | 7305 | Rate Constraint in lbs/MMBtu | FALSE | L | Annual | Allowances Purchased NOX | Thousand Tons | 0 | 0 | 0 | 0 | 0 | 0 | 0
IL Fac. Spec. - NOX Rate Summer v3.1, Unit 312 and retrofits | 451 | 7305 | Rate Constraint in lbs/MMBtu | FALSE | L | Annual | Allowances Sold NOX | Thousand Tons | 0 | 0 | 0 | 0 | 0 | 0 | 0
IL Fac. Spec. - NOX Rate Summer v3.1, Unit 312 and retrofits | 451 | 7305 | Rate Constraint in lbs/MMBtu | FALSE | L | Annual | Allowances Banked | Thousand Tons | 0 | 0 | 0 | 0 | 0 | 0 | 0
IL Fac. Spec. - NOX Rate Summer v3.1, Unit 312 and retrofits | 451 | 7305 | Rate Constraint in lbs/MMBtu | FALSE | L | Annual | Allowances Withdrawn (1:1) | Thousand Tons | 0 | 0 | 0 | 0 | 0 | 0 | 0
IL Fac. Spec. - NOX Rate Summer v3.1, Unit 312 and retrofits | 451 | 7305 | Rate Constraint in lbs/MMBtu | FALSE | L | Annual | Allowances Withdrawn (n:1) | Thousand Tons | 0 | 0 | 0 | 0 | 0 | 0 | 0
IL Fac. Spec. - NOX Rate Summer v3.1, Unit 312 and retrofits | 451 | 7305 | Rate Constraint in lbs/MMBtu | FALSE | L | Annual | Net Emissions Allowance Position | Thousand Tons | 0.0010728 | 0.0010115 | 0.00049043 | 0 | 0 | 0 | 0
IL Fac. Spec. - NOX Rate Summer v3.1, Unit 312 and retrofits | 451 | 7305 | Rate Constraint in lbs/MMBtu | FALSE | L | Annual | Fuel Consumed | TBtu | 0.01428 | 0.013464 | 0.0065282 | 0 | 0 | 0 | 0
IL Fac. Spec. - NOX Rate Summer v3.1, Unit 312 and retrofits | 451 | 7305 | Rate Constraint in lbs/MMBtu | FALSE | L | Annual | Rate | lb/MMBtu | 0.15025 | 0.15025 | 0.15025 | 0 | 0 | 0 | 0
IL Fac. Spec. - NOX Rate Summer v3.1, Unit 312 and retrofits | 451 | 7305 | Rate Constraint in lbs/MMBtu | FALSE | L | Annual | Generation | TWh | 0.0011467 | 0.0010811 | 0.00052419 | 0 | 0 | 0 | 0
IL Fac. Spec. - NOX Rate Summer v3.1, Unit 312 and retrofits | 451 | 7305 | Rate Constraint in lbs/MMBtu | FALSE | L | Annual | Qualifying Generation | TWh | 0.0011467 | 0.0010811 | 0.00052419 | 0 | 0 | 0 | 0
IL Fac. Spec. - NOX Rate Summer v3.1, Unit 312 and retrofits | 451 | 7305 | Rate Constraint in lbs/MMBtu | FALSE | L | Annual | Rate | lb/MWh | 1.8712 | 1.8712 | 1.8712 | 0 | 0 | 0 | 0
IL Fac. Spec. - NOX Rate Summer v3.1, Unit 312 and retrofits | 451 | 7305 | Rate Constraint in lbs/MMBtu | FALSE | L | Annual | Constraint Shadow Price | US2022$/Ton | 0 | 0 | 0 | 0 | 0 | 0 | 0
IL Fac. Spec. - NOX Rate Summer v3.1, Unit 313 and retrofits | 452 | 7305 | Rate Constraint in lbs/MMBtu | FALSE | L | Annual | Seasons Included | Seasons | Summer | Summer | Summer | Summer | Summer | Summer | Summer
IL Fac. Spec. - NOX Rate Summer v3.1, Unit 313 and retrofits | 452 | 7305 | Rate Constraint in lbs/MMBtu | FALSE | L | Annual | Standard NOX | lb/MMBtu | 0.25 | 0.25 | 0.25 | 0.25 | 0.25 | 0.25 | 0.25
IL Fac. Spec. - NOX Rate Summer v3.1, Unit 313 and retrofits | 452 | 7305 | Rate Constraint in lbs/MMBtu | FALSE | L | Annual | Emissions at Affected Plants NOX | Thousand Tons | 0.0010384 | 0.00097907 | 0.0004747 | 0 | 0 | 0 | 0
IL Fac. Spec. - NOX Rate Summer v3.1, Unit 313 and retrofits | 452 | 7305 | Rate Constraint in lbs/MMBtu | FALSE | L | Annual | Allowances Purchased NOX | Thousand Tons | 0 | 0 | 0 | 0 | 0 | 0 | 0
IL Fac. Spec. - NOX Rate Summer v3.1, Unit 313 and retrofits | 452 | 7305 | Rate Constraint in lbs/MMBtu | FALSE | L | Annual | Allowances Sold NOX | Thousand Tons | 0 | 0 | 0 | 0 | 0 | 0 | 0
IL Fac. Spec. - NOX Rate Summer v3.1, Unit 313 and retrofits | 452 | 7305 | Rate Constraint in lbs/MMBtu | FALSE | L | Annual | Allowances Banked | Thousand Tons | 0 | 0 | 0 | 0 | 0 | 0 | 0
IL Fac. Spec. - NOX Rate Summer v3.1, Unit 313 and retrofits | 452 | 7305 | Rate Constraint in lbs/MMBtu | FALSE | L | Annual | Allowances Withdrawn (1:1) | Thousand Tons | 0 | 0 | 0 | 0 | 0 | 0 | 0
IL Fac. Spec. - NOX Rate Summer v3.1, Unit 313 and retrofits | 452 | 7305 | Rate Constraint in lbs/MMBtu | FALSE | L | Annual | Allowances Withdrawn (n:1) | Thousand Tons | 0 | 0 | 0 | 0 | 0 | 0 | 0
IL Fac. Spec. - NOX Rate Summer v3.1, Unit 313 and retrofits | 452 | 7305 | Rate Constraint in lbs/MMBtu | FALSE | L | Annual | Net Emissions Allowance Position | Thousand Tons | 0.0010384 | 0.00097907 | 0.0004747 | 0 | 0 | 0 | 0
IL Fac. Spec. - NOX Rate Summer v3.1, Unit 313 and retrofits | 452 | 7305 | Rate Constraint in lbs/MMBtu | FALSE | L | Annual | Fuel Consumed | TBtu | 0.01428 | 0.013464 | 0.0065282 | 0 | 0 | 0 | 0
IL Fac. Spec. - NOX Rate Summer v3.1, Unit 313 and retrofits | 452 | 7305 | Rate Constraint in lbs/MMBtu | FALSE | L | Annual | Rate | lb/MMBtu | 0.14543 | 0.14543 | 0.14543 | 0 | 0 | 0 | 0
IL Fac. Spec. - NOX Rate Summer v3.1, Unit 313 and retrofits | 452 | 7305 | Rate Constraint in lbs/MMBtu | FALSE | L | Annual | Generation | TWh | 0.0011467 | 0.0010811 | 0.00052419 | 0 | 0 | 0 | 0
IL Fac. Spec. - NOX Rate Summer v3.1, Unit 313 and retrofits | 452 | 7305 | Rate Constraint in lbs/MMBtu | FALSE | L | Annual | Qualifying Generation | TWh | 0.0011467 | 0.0010811 | 0.00052419 | 0 | 0 | 0 | 0
IL Fac. Spec. - NOX Rate Summer v3.1, Unit 313 and retrofits | 452 | 7305 | Rate Constraint in lbs/MMBtu | FALSE | L | Annual | Rate | lb/MWh | 1.8112 | 1.8112 | 1.8112 | 0 | 0 | 0 | 0
IL Fac. Spec. - NOX Rate Summer v3.1, Unit 313 and retrofits | 452 | 7305 | Rate Constraint in lbs/MMBtu | FALSE | L | Annual | Constraint Shadow Price | US2022$/Ton | 0 | 0 | 0 | 0 | 0 | 0 | 0
IL Fac. Spec. - NOX Rate Summer v3.1, Unit 314 and retrofits | 453 | 7305 | Rate Constraint in lbs/MMBtu | FALSE | L | Annual | Seasons Included | Seasons | Summer | Summer | Summer | Summer | Summer | Summer | Summer
IL Fac. Spec. - NOX Rate Summer v3.1, Unit 314 and retrofits | 453 | 7305 | Rate Constraint in lbs/MMBtu | FALSE | L | Annual | Standard NOX | lb/MMBtu | 0.25 | 0.25 | 0.25 | 0.25 | 0.25 | 0.25 | 0.25
IL Fac. Spec. - NOX Rate Summer v3.1, Unit 314 and retrofits | 453 | 7305 | Rate Constraint in lbs/MMBtu | FALSE | L | Annual | Emissions at Affected Plants NOX | Thousand Tons | 0.013493 | 0.0040771 | 0.013573 | 4.8537e-05 | 0 | 0 | 0
IL Fac. Spec. - NOX Rate Summer v3.1, Unit 314 and retrofits | 453 | 7305 | Rate Constraint in lbs/MMBtu | FALSE | L | Annual | Allowances Purchased NOX | Thousand Tons | 0 | 0 | 0 | 0 | 0 | 0 | 0
IL Fac. Spec. - NOX Rate Summer v3.1, Unit 314 and retrofits | 453 | 7305 | Rate Constraint in lbs/MMBtu | FALSE | L | Annual | Allowances Sold NOX | Thousand Tons | 0 | 0 | 0 | 0 | 0 | 0 | 0
IL Fac. Spec. - NOX Rate Summer v3.1, Unit 314 and retrofits | 453 | 7305 | Rate Constraint in lbs/MMBtu | FALSE | L | Annual | Allowances Banked | Thousand Tons | 0 | 0 | 0 | 0 | 0 | 0 | 0
IL Fac. Spec. - NOX Rate Summer v3.1, Unit 314 and retrofits | 453 | 7305 | Rate Constraint in lbs/MMBtu | FALSE | L | Annual | Allowances Withdrawn (1:1) | Thousand Tons | 0 | 0 | 0 | 0 | 0 | 0 | 0
IL Fac. Spec. - NOX Rate Summer v3.1, Unit 314 and retrofits | 453 | 7305 | Rate Constraint in lbs/MMBtu | FALSE | L | Annual | Allowances Withdrawn (n:1) | Thousand Tons | 0 | 0 | 0 | 0 | 0 | 0 | 0
IL Fac. Spec. - NOX Rate Summer v3.1, Unit 314 and retrofits | 453 | 7305 | Rate Constraint in lbs/MMBtu | FALSE | L | Annual | Net Emissions Allowance Position | Thousand Tons | 0.013493 | 0.0040771 | 0.013573 | 4.8537e-05 | 0 | 0 | 0
IL Fac. Spec. - NOX Rate Summer v3.1, Unit 314 and retrofits | 453 | 7305 | Rate Constraint in lbs/MMBtu | FALSE | L | Annual | Fuel Consumed | TBtu | 0.47925 | 0.14481 | 0.48209 | 0.0017239 | 0 | 0 | 0
IL Fac. Spec. - NOX Rate Summer v3.1, Unit 314 and retrofits | 453 | 7305 | Rate Constraint in lbs/MMBtu | FALSE | L | Annual | Rate | lb/MMBtu | 0.05631 | 0.05631 | 0.05631 | 0.05631 | 0 | 0 | 0
IL Fac. Spec. - NOX Rate Summer v3.1, Unit 314 and retrofits | 453 | 7305 | Rate Constraint in lbs/MMBtu | FALSE | L | Annual | Generation | TWh | 0.044602 | 0.013477 | 0.044867 | 0.00016044 | 0 | 0 | 0
IL Fac. Spec. - NOX Rate Summer v3.1, Unit 314 and retrofits | 453 | 7305 | Rate Constraint in lbs/MMBtu | FALSE | L | Annual | Qualifying Generation | TWh | 0.044602 | 0.013477 | 0.044867 | 0.00016044 | 0 | 0 | 0
IL Fac. Spec. - NOX Rate Summer v3.1, Unit 314 and retrofits | 453 | 7305 | Rate Constraint in lbs/MMBtu | FALSE | L | Annual | Rate | lb/MWh | 0.60505 | 0.60505 | 0.60505 | 0.60505 | 0 | 0 | 0
IL Fac. Spec. - NOX Rate Summer v3.1, Unit 314 and retrofits | 453 | 7305 | Rate Constraint in lbs/MMBtu | FALSE | L | Annual | Constraint Shadow Price | US2022$/Ton | 0 | 0 | 0 | 0 | 0 | 0 | 0
IL Fac. Spec. - NOX Rate Summer v3.1, Unit 315 and retrofits | 454 | 7305 | Rate Constraint in lbs/MMBtu | FALSE | L | Annual | Seasons Included | Seasons | Summer | Summer | Summer | Summer | Summer | Summer | Summer
IL Fac. Spec. - NOX Rate Summer v3.1, Unit 315 and retrofits | 454 | 7305 | Rate Constraint in lbs/MMBtu | FALSE | L | Annual | Standard NOX | lb/MMBtu | 0.25 | 0.25 | 0.25 | 0.25 | 0.25 | 0.25 | 0.25
IL Fac. Spec. - NOX Rate Summer v3.1, Unit 315 and retrofits | 454 | 7305 | Rate Constraint in lbs/MMBtu | FALSE | L | Annual | Emissions at Affected Plants NOX | Thousand Tons | 0.020387 | 0.0061601 | 0.0018493 | 7.3335e-05 | 0 | 0 | 0
IL Fac. Spec. - NOX Rate Summer v3.1, Unit 315 and retrofits | 454 | 7305 | Rate Constraint in lbs/MMBtu | FALSE | L | Annual | Allowances Purchased NOX | Thousand Tons | 0 | 0 | 0 | 0 | 0 | 0 | 0
IL Fac. Spec. - NOX Rate Summer v3.1, Unit 315 and retrofits | 454 | 7305 | Rate Constraint in lbs/MMBtu | FALSE | L | Annual | Allowances Sold NOX | Thousand Tons | 0 | 0 | 0 | 0 | 0 | 0 | 0
IL Fac. Spec. - NOX Rate Summer v3.1, Unit 315 and retrofits | 454 | 7305 | Rate Constraint in lbs/MMBtu | FALSE | L | Annual | Allowances Banked | Thousand Tons | 0 | 0 | 0 | 0 | 0 | 0 | 0
IL Fac. Spec. - NOX Rate Summer v3.1, Unit 315 and retrofits | 454 | 7305 | Rate Constraint in lbs/MMBtu | FALSE | L | Annual | Allowances Withdrawn (1:1) | Thousand Tons | 0 | 0 | 0 | 0 | 0 | 0 | 0
IL Fac. Spec. - NOX Rate Summer v3.1, Unit 315 and retrofits | 454 | 7305 | Rate Constraint in lbs/MMBtu | FALSE | L | Annual | Allowances Withdrawn (n:1) | Thousand Tons | 0 | 0 | 0 | 0 | 0 | 0 | 0
IL Fac. Spec. - NOX Rate Summer v3.1, Unit 315 and retrofits | 454 | 7305 | Rate Constraint in lbs/MMBtu | FALSE | L | Annual | Net Emissions Allowance Position | Thousand Tons | 0.020387 | 0.0061601 | 0.0018493 | 7.3335e-05 | 0 | 0 | 0
IL Fac. Spec. - NOX Rate Summer v3.1, Unit 315 and retrofits | 454 | 7305 | Rate Constraint in lbs/MMBtu | FALSE | L | Annual | Fuel Consumed | TBtu | 0.43349 | 0.13098 | 0.039323 | 0.0015593 | 0 | 0 | 0
IL Fac. Spec. - NOX Rate Summer v3.1, Unit 315 and retrofits | 454 | 7305 | Rate Constraint in lbs/MMBtu | FALSE | L | Annual | Rate | lb/MMBtu | 0.09406 | 0.09406 | 0.09406 | 0.09406 | 0 | 0 | 0
IL Fac. Spec. - NOX Rate Summer v3.1, Unit 315 and retrofits | 454 | 7305 | Rate Constraint in lbs/MMBtu | FALSE | L | Annual | Generation | TWh | 0.040344 | 0.01219 | 0.0036596 | 0.00014512 | 0 | 0 | 0
IL Fac. Spec. - NOX Rate Summer v3.1, Unit 315 and retrofits | 454 | 7305 | Rate Constraint in lbs/MMBtu | FALSE | L | Annual | Qualifying Generation | TWh | 0.040344 | 0.01219 | 0.0036596 | 0.00014512 | 0 | 0 | 0
IL Fac. Spec. - NOX Rate Summer v3.1, Unit 315 and retrofits | 454 | 7305 | Rate Constraint in lbs/MMBtu | FALSE | L | Annual | Rate | lb/MWh | 1.0107 | 1.0107 | 1.0107 | 1.0107 | 0 | 0 | 0
IL Fac. Spec. - NOX Rate Summer v3.1, Unit 315 and retrofits | 454 | 7305 | Rate Constraint in lbs/MMBtu | FALSE | L | Annual | Constraint Shadow Price | US2022$/Ton | 0 | 0 | 0 | 0 | 0 | 0 | 0
IL Fac. Spec. - NOX Rate Summer v3.1, Unit 316 and retrofits | 455 | 7305 | Rate Constraint in lbs/MMBtu | FALSE | L | Annual | Seasons Included | Seasons | Summer | Summer | Summer | Summer | Summer | Summer | Summer
IL Fac. Spec. - NOX Rate Summer v3.1, Unit 316 and retrofits | 455 | 7305 | Rate Constraint in lbs/MMBtu | FALSE | L | Annual | Standard NOX | lb/MMBtu | 0.25 | 0.25 | 0.25 | 0.25 | 0.25 | 0.25 | 0.25
IL Fac. Spec. - NOX Rate Summer v3.1, Unit 316 and retrofits | 455 | 7305 | Rate Constraint in lbs/MMBtu | FALSE | L | Annual | Emissions at Affected Plants NOX | Thousand Tons | 0.017777 | 0.0053716 | 0.0010232 | 6.3948e-05 | 0 | 0 | 0
IL Fac. Spec. - NOX Rate Summer v3.1, Unit 316 and retrofits | 455 | 7305 | Rate Constraint in lbs/MMBtu | FALSE | L | Annual | Allowances Purchased NOX | Thousand Tons | 0 | 0 | 0 | 0 | 0 | 0 | 0
IL Fac. Spec. - NOX Rate Summer v3.1, Unit 316 and retrofits | 455 | 7305 | Rate Constraint in lbs/MMBtu | FALSE | L | Annual | Allowances Sold NOX | Thousand Tons | 0 | 0 | 0 | 0 | 0 | 0 | 0
IL Fac. Spec. - NOX Rate Summer v3.1, Unit 316 and retrofits | 455 | 7305 | Rate Constraint in lbs/MMBtu | FALSE | L | Annual | Allowances Banked | Thousand Tons | 0 | 0 | 0 | 0 | 0 | 0 | 0
IL Fac. Spec. - NOX Rate Summer v3.1, Unit 316 and retrofits | 455 | 7305 | Rate Constraint in lbs/MMBtu | FALSE | L | Annual | Allowances Withdrawn (1:1) | Thousand Tons | 0 | 0 | 0 | 0 | 0 | 0 | 0
IL Fac. Spec. - NOX Rate Summer v3.1, Unit 316 and retrofits | 455 | 7305 | Rate Constraint in lbs/MMBtu | FALSE | L | Annual | Allowances Withdrawn (n:1) | Thousand Tons | 0 | 0 | 0 | 0 | 0 | 0 | 0
IL Fac. Spec. - NOX Rate Summer v3.1, Unit 316 and retrofits | 455 | 7305 | Rate Constraint in lbs/MMBtu | FALSE | L | Annual | Net Emissions Allowance Position | Thousand Tons | 0.017777 | 0.0053716 | 0.0010232 | 6.3948e-05 | 0 | 0 | 0
IL Fac. Spec. - NOX Rate Summer v3.1, Unit 316 and retrofits | 455 | 7305 | Rate Constraint in lbs/MMBtu | FALSE | L | Annual | Fuel Consumed | TBtu | 0.43911 | 0.13268 | 0.025273 | 0.0015795 | 0 | 0 | 0
IL Fac. Spec. - NOX Rate Summer v3.1, Unit 316 and retrofits | 455 | 7305 | Rate Constraint in lbs/MMBtu | FALSE | L | Annual | Rate | lb/MMBtu | 0.08097 | 0.08097 | 0.08097 | 0.08097 | 0 | 0 | 0
IL Fac. Spec. - NOX Rate Summer v3.1, Unit 316 and retrofits | 455 | 7305 | Rate Constraint in lbs/MMBtu | FALSE | L | Annual | Generation | TWh | 0.040867 | 0.012348 | 0.002352 | 0.000147 | 0 | 0 | 0
IL Fac. Spec. - NOX Rate Summer v3.1, Unit 316 and retrofits | 455 | 7305 | Rate Constraint in lbs/MMBtu | FALSE | L | Annual | Qualifying Generation | TWh | 0.040867 | 0.012348 | 0.002352 | 0.000147 | 0 | 0 | 0
IL Fac. Spec. - NOX Rate Summer v3.1, Unit 316 and retrofits | 455 | 7305 | Rate Constraint in lbs/MMBtu | FALSE | L | Annual | Rate | lb/MWh | 0.87002 | 0.87002 | 0.87002 | 0.87002 | 0 | 0 | 0
IL Fac. Spec. - NOX Rate Summer v3.1, Unit 316 and retrofits | 455 | 7305 | Rate Constraint in lbs/MMBtu | FALSE | L | Annual | Constraint Shadow Price | US2022$/Ton | 0 | 0 | 0 | 0 | 0 | 0 | 0
IL Fac. Spec. - NOX Rate Summer v3.1, Unit 317 and retrofits | 456 | 7305 | Rate Constraint in lbs/MMBtu | FALSE | L | Annual | Seasons Included | Seasons | Summer | Summer | Summer | Summer | Summer | Summer | Summer
IL Fac. Spec. - NOX Rate Summer v3.1, Unit 317 and retrofits | 456 | 7305 | Rate Constraint in lbs/MMBtu | FALSE | L | Annual | Standard NOX | lb/MMBtu | 0.25 | 0.25 | 0.25 | 0.25 | 0.25 | 0.25 | 0.25
IL Fac. Spec. - NOX Rate Summer v3.1, Unit 317 and retrofits | 456 | 7305 | Rate Constraint in lbs/MMBtu | FALSE | L | Annual | Emissions at Affected Plants NOX | Thousand Tons | 0.0065584 | 0.0030104 | 0.013475 | 3.5838e-05 | 0 | 0 | 0
IL Fac. Spec. - NOX Rate Summer v3.1, Unit 317 and retrofits | 456 | 7305 | Rate Constraint in lbs/MMBtu | FALSE | L | Annual | Allowances Purchased NOX | Thousand Tons | 0 | 0 | 0 | 0 | 0 | 0 | 0
IL Fac. Spec. - NOX Rate Summer v3.1, Unit 317 and retrofits | 456 | 7305 | Rate Constraint in lbs/MMBtu | FALSE | L | Annual | Allowances Sold NOX | Thousand Tons | 0 | 0 | 0 | 0 | 0 | 0 | 0
IL Fac. Spec. - NOX Rate Summer v3.1, Unit 317 and retrofits | 456 | 7305 | Rate Constraint in lbs/MMBtu | FALSE | L | Annual | Allowances Banked | Thousand Tons | 0 | 0 | 0 | 0 | 0 | 0 | 0
IL Fac. Spec. - NOX Rate Summer v3.1, Unit 317 and retrofits | 456 | 7305 | Rate Constraint in lbs/MMBtu | FALSE | L | Annual | Allowances Withdrawn (1:1) | Thousand Tons | 0 | 0 | 0 | 0 | 0 | 0 | 0
IL Fac. Spec. - NOX Rate Summer v3.1, Unit 317 and retrofits | 456 | 7305 | Rate Constraint in lbs/MMBtu | FALSE | L | Annual | Allowances Withdrawn (n:1) | Thousand Tons | 0 | 0 | 0 | 0 | 0 | 0 | 0
IL Fac. Spec. - NOX Rate Summer v3.1, Unit 317 and retrofits | 456 | 7305 | Rate Constraint in lbs/MMBtu | FALSE | L | Annual | Net Emissions Allowance Position | Thousand Tons | 0.0065584 | 0.0030104 | 0.013475 | 3.5838e-05 | 0 | 0 | 0
IL Fac. Spec. - NOX Rate Summer v3.1, Unit 317 and retrofits | 456 | 7305 | Rate Constraint in lbs/MMBtu | FALSE | L | Annual | Fuel Consumed | TBtu | 0.30335 | 0.13924 | 0.62327 | 0.0016576 | 0 | 0 | 0
IL Fac. Spec. - NOX Rate Summer v3.1, Unit 317 and retrofits | 456 | 7305 | Rate Constraint in lbs/MMBtu | FALSE | L | Annual | Rate | lb/MMBtu | 0.04324 | 0.04324 | 0.04324 | 0.04324 | 0 | 0 | 0
IL Fac. Spec. - NOX Rate Summer v3.1, Unit 317 and retrofits | 456 | 7305 | Rate Constraint in lbs/MMBtu | FALSE | L | Annual | Generation | TWh | 0.028098 | 0.012897 | 0.057732 | 0.00015354 | 0 | 0 | 0
IL Fac. Spec. - NOX Rate Summer v3.1, Unit 317 and retrofits | 456 | 7305 | Rate Constraint in lbs/MMBtu | FALSE | L | Annual | Qualifying Generation | TWh | 0.028098 | 0.012897 | 0.057732 | 0.00015354 | 0 | 0 | 0
IL Fac. Spec. - NOX Rate Summer v3.1, Unit 317 and retrofits | 456 | 7305 | Rate Constraint in lbs/MMBtu | FALSE | L | Annual | Rate | lb/MWh | 0.46682 | 0.46682 | 0.46682 | 0.46682 | 0 | 0 | 0
IL Fac. Spec. - NOX Rate Summer v3.1, Unit 317 and retrofits | 456 | 7305 | Rate Constraint in lbs/MMBtu | FALSE | L | Annual | Constraint Shadow Price | US2022$/Ton | 0 | 0 | 0 | 0 | 0 | 0 | 0
IL Fac. Spec. - NOX Rate Summer v3.1, Unit 318 and retrofits | 457 | 7305 | Rate Constraint in lbs/MMBtu | FALSE | L | Annual | Seasons Included | Seasons | Summer | Summer | Summer | Summer | Summer | Summer | Summer
IL Fac. Spec. - NOX Rate Summer v3.1, Unit 318 and retrofits | 457 | 7305 | Rate Constraint in lbs/MMBtu | FALSE | L | Annual | Standard NOX | lb/MMBtu | 0.25 | 0.25 | 0.25 | 0.25 | 0.25 | 0.25 | 0.25
IL Fac. Spec. - NOX Rate Summer v3.1, Unit 318 and retrofits | 457 | 7305 | Rate Constraint in lbs/MMBtu | FALSE | L | Annual | Emissions at Affected Plants NOX | Thousand Tons | 0.005515 | 0.0016664 | 0.0074591 | 1.9838e-05 | 0 | 0 | 0
IL Fac. Spec. - NOX Rate Summer v3.1, Unit 318 and retrofits | 457 | 7305 | Rate Constraint in lbs/MMBtu | FALSE | L | Annual | Allowances Purchased NOX | Thousand Tons | 0 | 0 | 0 | 0 | 0 | 0 | 0
IL Fac. Spec. - NOX Rate Summer v3.1, Unit 318 and retrofits | 457 | 7305 | Rate Constraint in lbs/MMBtu | FALSE | L | Annual | Allowances Sold NOX | Thousand Tons | 0 | 0 | 0 | 0 | 0 | 0 | 0
IL Fac. Spec. - NOX Rate Summer v3.1, Unit 318 and retrofits | 457 | 7305 | Rate Constraint in lbs/MMBtu | FALSE | L | Annual | Allowances Banked | Thousand Tons | 0 | 0 | 0 | 0 | 0 | 0 | 0
IL Fac. Spec. - NOX Rate Summer v3.1, Unit 318 and retrofits | 457 | 7305 | Rate Constraint in lbs/MMBtu | FALSE | L | Annual | Allowances Withdrawn (1:1) | Thousand Tons | 0 | 0 | 0 | 0 | 0 | 0 | 0
IL Fac. Spec. - NOX Rate Summer v3.1, Unit 318 and retrofits | 457 | 7305 | Rate Constraint in lbs/MMBtu | FALSE | L | Annual | Allowances Withdrawn (n:1) | Thousand Tons | 0 | 0 | 0 | 0 | 0 | 0 | 0
IL Fac. Spec. - NOX Rate Summer v3.1, Unit 318 and retrofits | 457 | 7305 | Rate Constraint in lbs/MMBtu | FALSE | L | Annual | Net Emissions Allowance Position | Thousand Tons | 0.005515 | 0.0016664 | 0.0074591 | 1.9838e-05 | 0 | 0 | 0
IL Fac. Spec. - NOX Rate Summer v3.1, Unit 318 and retrofits | 457 | 7305 | Rate Constraint in lbs/MMBtu | FALSE | L | Annual | Fuel Consumed | TBtu | 0.13352 | 0.040344 | 0.18059 | 0.00048028 | 0 | 0 | 0
IL Fac. Spec. - NOX Rate Summer v3.1, Unit 318 and retrofits | 457 | 7305 | Rate Constraint in lbs/MMBtu | FALSE | L | Annual | Rate | lb/MMBtu | 0.08261 | 0.08261 | 0.08261 | 0.08261 | 0 | 0 | 0
IL Fac. Spec. - NOX Rate Summer v3.1, Unit 318 and retrofits | 457 | 7305 | Rate Constraint in lbs/MMBtu | FALSE | L | Annual | Generation | TWh | 0.012402 | 0.0037473 | 0.016774 | 4.4611e-05 | 0 | 0 | 0
IL Fac. Spec. - NOX Rate Summer v3.1, Unit 318 and retrofits | 457 | 7305 | Rate Constraint in lbs/MMBtu | FALSE | L | Annual | Qualifying Generation | TWh | 0.012402 | 0.0037473 | 0.016774 | 4.4611e-05 | 0 | 0 | 0
IL Fac. Spec. - NOX Rate Summer v3.1, Unit 318 and retrofits | 457 | 7305 | Rate Constraint in lbs/MMBtu | FALSE | L | Annual | Rate | lb/MWh | 0.88938 | 0.88938 | 0.88938 | 0.88938 | 0 | 0 | 0
IL Fac. Spec. - NOX Rate Summer v3.1, Unit 318 and retrofits | 457 | 7305 | Rate Constraint in lbs/MMBtu | FALSE | L | Annual | Constraint Shadow Price | US2022$/Ton | 0 | 0 | 0 | 0 | 0 | 0 | 0
IL Fac. Spec. - NOX Rate Summer v3.1, Unit 319 and retrofits | 458 | 7305 | Rate Constraint in lbs/MMBtu | FALSE | L | Annual | Seasons Included | Seasons | Summer | Summer | Summer | Summer | Summer | Summer | Summer
IL Fac. Spec. - NOX Rate Summer v3.1, Unit 319 and retrofits | 458 | 7305 | Rate Constraint in lbs/MMBtu | FALSE | L | Annual | Standard NOX | lb/MMBtu | 0.25 | 0.25 | 0.25 | 0.25 | 0.25 | 0.25 | 0.25
IL Fac. Spec. - NOX Rate Summer v3.1, Unit 319 and retrofits | 458 | 7305 | Rate Constraint in lbs/MMBtu | FALSE | L | Annual | Emissions at Affected Plants NOX | Thousand Tons | 0.005634 | 0.0025688 | 0.011576 | 3.0787e-05 | 0 | 0 | 0
IL Fac. Spec. - NOX Rate Summer v3.1, Unit 319 and retrofits | 458 | 7305 | Rate Constraint in lbs/MMBtu | FALSE | L | Annual | Allowances Purchased NOX | Thousand Tons | 0 | 0 | 0 | 0 | 0 | 0 | 0
IL Fac. Spec. - NOX Rate Summer v3.1, Unit 319 and retrofits | 458 | 7305 | Rate Constraint in lbs/MMBtu | FALSE | L | Annual | Allowances Sold NOX | Thousand Tons | 0 | 0 | 0 | 0 | 0 | 0 | 0
IL Fac. Spec. - NOX Rate Summer v3.1, Unit 319 and retrofits | 458 | 7305 | Rate Constraint in lbs/MMBtu | FALSE | L | Annual | Allowances Banked | Thousand Tons | 0 | 0 | 0 | 0 | 0 | 0 | 0
IL Fac. Spec. - NOX Rate Summer v3.1, Unit 319 and retrofits | 458 | 7305 | Rate Constraint in lbs/MMBtu | FALSE | L | Annual | Allowances Withdrawn (1:1) | Thousand Tons | 0 | 0 | 0 | 0 | 0 | 0 | 0
IL Fac. Spec. - NOX Rate Summer v3.1, Unit 319 and retrofits | 458 | 7305 | Rate Constraint in lbs/MMBtu | FALSE | L | Annual | Allowances Withdrawn (n:1) | Thousand Tons | 0 | 0 | 0 | 0 | 0 | 0 | 0
IL Fac. Spec. - NOX Rate Summer v3.1, Unit 319 and retrofits | 458 | 7305 | Rate Constraint in lbs/MMBtu | FALSE | L | Annual | Net Emissions Allowance Position | Thousand Tons | 0.005634 | 0.0025688 | 0.011576 | 3.0787e-05 | 0 | 0 | 0
IL Fac. Spec. - NOX Rate Summer v3.1, Unit 319 and retrofits | 458 | 7305 | Rate Constraint in lbs/MMBtu | FALSE | L | Annual | Fuel Consumed | TBtu | 0.29786 | 0.13581 | 0.612 | 0.0016277 | 0 | 0 | 0
IL Fac. Spec. - NOX Rate Summer v3.1, Unit 319 and retrofits | 458 | 7305 | Rate Constraint in lbs/MMBtu | FALSE | L | Annual | Rate | lb/MMBtu | 0.03783 | 0.03783 | 0.03783 | 0.03783 | 0 | 0 | 0
IL Fac. Spec. - NOX Rate Summer v3.1, Unit 319 and retrofits | 458 | 7305 | Rate Constraint in lbs/MMBtu | FALSE | L | Annual | Generation | TWh | 0.02759 | 0.012579 | 0.056687 | 0.00015076 | 0 | 0 | 0
IL Fac. Spec. - NOX Rate Summer v3.1, Unit 319 and retrofits | 458 | 7305 | Rate Constraint in lbs/MMBtu | FALSE | L | Annual | Qualifying Generation | TWh | 0.02759 | 0.012579 | 0.056687 | 0.00015076 | 0 | 0 | 0
IL Fac. Spec. - NOX Rate Summer v3.1, Unit 319 and retrofits | 458 | 7305 | Rate Constraint in lbs/MMBtu | FALSE | L | Annual | Rate | lb/MWh | 0.40841 | 0.40841 | 0.40841 | 0.40841 | 0 | 0 | 0
IL Fac. Spec. - NOX Rate Summer v3.1, Unit 319 and retrofits | 458 | 7305 | Rate Constraint in lbs/MMBtu | FALSE | L | Annual | Constraint Shadow Price | US2022$/Ton | 0 | 0 | 0 | 0 | 0 | 0 | 0
IL Fac. Spec. - NOX Rate Summer v3.1, Unit 320 and retrofits | 459 | 7305 | Rate Constraint in lbs/MMBtu | FALSE | L | Annual | Seasons Included | Seasons | Summer | Summer | Summer | Summer | Summer | Summer | Summer
IL Fac. Spec. - NOX Rate Summer v3.1, Unit 320 and retrofits | 459 | 7305 | Rate Constraint in lbs/MMBtu | FALSE | L | Annual | Standard NOX | lb/MMBtu | 0.25 | 0.25 | 0.25 | 0.25 | 0.25 | 0.25 | 0.25
IL Fac. Spec. - NOX Rate Summer v3.1, Unit 320 and retrofits | 459 | 7305 | Rate Constraint in lbs/MMBtu | FALSE | L | Annual | Emissions at Affected Plants NOX | Thousand Tons | 0.0057144 | 0.0025918 | 0.0061122 | 3.1226e-05 | 0 | 0 | 0
IL Fac. Spec. - NOX Rate Summer v3.1, Unit 320 and retrofits | 459 | 7305 | Rate Constraint in lbs/MMBtu | FALSE | L | Annual | Allowances Purchased NOX | Thousand Tons | 0 | 0 | 0 | 0 | 0 | 0 | 0
IL Fac. Spec. - NOX Rate Summer v3.1, Unit 320 and retrofits | 459 | 7305 | Rate Constraint in lbs/MMBtu | FALSE | L | Annual | Allowances Sold NOX | Thousand Tons | 0 | 0 | 0 | 0 | 0 | 0 | 0
IL Fac. Spec. - NOX Rate Summer v3.1, Unit 320 and retrofits | 459 | 7305 | Rate Constraint in lbs/MMBtu | FALSE | L | Annual | Allowances Banked | Thousand Tons | 0 | 0 | 0 | 0 | 0 | 0 | 0
IL Fac. Spec. - NOX Rate Summer v3.1, Unit 320 and retrofits | 459 | 7305 | Rate Constraint in lbs/MMBtu | FALSE | L | Annual | Allowances Withdrawn (1:1) | Thousand Tons | 0 | 0 | 0 | 0 | 0 | 0 | 0
IL Fac. Spec. - NOX Rate Summer v3.1, Unit 320 and retrofits | 459 | 7305 | Rate Constraint in lbs/MMBtu | FALSE | L | Annual | Allowances Withdrawn (n:1) | Thousand Tons | 0 | 0 | 0 | 0 | 0 | 0 | 0
IL Fac. Spec. - NOX Rate Summer v3.1, Unit 320 and retrofits | 459 | 7305 | Rate Constraint in lbs/MMBtu | FALSE | L | Annual | Net Emissions Allowance Position | Thousand Tons | 0.0057144 | 0.0025918 | 0.0061122 | 3.1226e-05 | 0 | 0 | 0
IL Fac. Spec. - NOX Rate Summer v3.1, Unit 320 and retrofits | 459 | 7305 | Rate Constraint in lbs/MMBtu | FALSE | L | Annual | Fuel Consumed | TBtu | 0.29207 | 0.13247 | 0.31241 | 0.001596 | 0 | 0 | 0
IL Fac. Spec. - NOX Rate Summer v3.1, Unit 320 and retrofits | 459 | 7305 | Rate Constraint in lbs/MMBtu | FALSE | L | Annual | Rate | lb/MMBtu | 0.03913 | 0.03913 | 0.03913 | 0.03913 | 0 | 0 | 0
IL Fac. Spec. - NOX Rate Summer v3.1, Unit 320 and retrofits | 459 | 7305 | Rate Constraint in lbs/MMBtu | FALSE | L | Annual | Generation | TWh | 0.027049 | 0.012268 | 0.028932 | 0.00014781 | 0 | 0 | 0
IL Fac. Spec. - NOX Rate Summer v3.1, Unit 320 and retrofits | 459 | 7305 | Rate Constraint in lbs/MMBtu | FALSE | L | Annual | Qualifying Generation | TWh | 0.027049 | 0.012268 | 0.028932 | 0.00014781 | 0 | 0 | 0
IL Fac. Spec. - NOX Rate Summer v3.1, Unit 320 and retrofits | 459 | 7305 | Rate Constraint in lbs/MMBtu | FALSE | L | Annual | Rate | lb/MWh | 0.42253 | 0.42253 | 0.42253 | 0.42253 | 0 | 0 | 0
IL Fac. Spec. - NOX Rate Summer v3.1, Unit 320 and retrofits | 459 | 7305 | Rate Constraint in lbs/MMBtu | FALSE | L | Annual | Constraint Shadow Price | US2022$/Ton | 0 | 0 | 0 | 0 | 0 | 0 | 0
IL Fac. Spec. - NOX Rate Summer v3.1, Unit 321 and retrofits | 460 | 7305 | Rate Constraint in lbs/MMBtu | FALSE | L | Annual | Seasons Included | Seasons | Summer | Summer | Summer | Summer | Summer | Summer | Summer
IL Fac. Spec. - NOX Rate Summer v3.1, Unit 321 and retrofits | 460 | 7305 | Rate Constraint in lbs/MMBtu | FALSE | L | Annual | Standard NOX | lb/MMBtu | 0.25 | 0.25 | 0.25 | 0.25 | 0.25 | 0.25 | 0.25
IL Fac. Spec. - NOX Rate Summer v3.1, Unit 321 and retrofits | 460 | 7305 | Rate Constraint in lbs/MMBtu | FALSE | L | Annual | Emissions at Affected Plants NOX | Thousand Tons | 0.0050678 | 0.0022985 | 0.00282 | 2.7693e-05 | 0 | 0 | 0
IL Fac. Spec. - NOX Rate Summer v3.1, Unit 321 and retrofits | 460 | 7305 | Rate Constraint in lbs/MMBtu | FALSE | L | Annual | Allowances Purchased NOX | Thousand Tons | 0 | 0 | 0 | 0 | 0 | 0 | 0
IL Fac. Spec. - NOX Rate Summer v3.1, Unit 321 and retrofits | 460 | 7305 | Rate Constraint in lbs/MMBtu | FALSE | L | Annual | Allowances Sold NOX | Thousand Tons | 0 | 0 | 0 | 0 | 0 | 0 | 0
IL Fac. Spec. - NOX Rate Summer v3.1, Unit 321 and retrofits | 460 | 7305 | Rate Constraint in lbs/MMBtu | FALSE | L | Annual | Allowances Banked | Thousand Tons | 0 | 0 | 0 | 0 | 0 | 0 | 0
IL Fac. Spec. - NOX Rate Summer v3.1, Unit 321 and retrofits | 460 | 7305 | Rate Constraint in lbs/MMBtu | FALSE | L | Annual | Allowances Withdrawn (1:1) | Thousand Tons | 0 | 0 | 0 | 0 | 0 | 0 | 0
IL Fac. Spec. - NOX Rate Summer v3.1, Unit 321 and retrofits | 460 | 7305 | Rate Constraint in lbs/MMBtu | FALSE | L | Annual | Allowances Withdrawn (n:1) | Thousand Tons | 0 | 0 | 0 | 0 | 0 | 0 | 0
IL Fac. Spec. - NOX Rate Summer v3.1, Unit 321 and retrofits | 460 | 7305 | Rate Constraint in lbs/MMBtu | FALSE | L | Annual | Net Emissions Allowance Position | Thousand Tons | 0.0050678 | 0.0022985 | 0.00282 | 2.7693e-05 | 0 | 0 | 0
IL Fac. Spec. - NOX Rate Summer v3.1, Unit 321 and retrofits | 460 | 7305 | Rate Constraint in lbs/MMBtu | FALSE | L | Annual | Fuel Consumed | TBtu | 0.29084 | 0.13191 | 0.16184 | 0.0015893 | 0 | 0 | 0
IL Fac. Spec. - NOX Rate Summer v3.1, Unit 321 and retrofits | 460 | 7305 | Rate Constraint in lbs/MMBtu | FALSE | L | Annual | Rate | lb/MMBtu | 0.03485 | 0.03485 | 0.03485 | 0.03485 | 0 | 0 | 0
IL Fac. Spec. - NOX Rate Summer v3.1, Unit 321 and retrofits | 460 | 7305 | Rate Constraint in lbs/MMBtu | FALSE | L | Annual | Generation | TWh | 0.026934 | 0.012216 | 0.014988 | 0.00014718 | 0 | 0 | 0
IL Fac. Spec. - NOX Rate Summer v3.1, Unit 321 and retrofits | 460 | 7305 | Rate Constraint in lbs/MMBtu | FALSE | L | Annual | Qualifying Generation | TWh | 0.026934 | 0.012216 | 0.014988 | 0.00014718 | 0 | 0 | 0
IL Fac. Spec. - NOX Rate Summer v3.1, Unit 321 and retrofits | 460 | 7305 | Rate Constraint in lbs/MMBtu | FALSE | L | Annual | Rate | lb/MWh | 0.37631 | 0.37631 | 0.37631 | 0.37631 | 0 | 0 | 0
IL Fac. Spec. - NOX Rate Summer v3.1, Unit 321 and retrofits | 460 | 7305 | Rate Constraint in lbs/MMBtu | FALSE | L | Annual | Constraint Shadow Price | US2022$/Ton | 0 | 0 | 0 | 0 | 0 | 0 | 0
IL Fac. Spec. - NOX Rate Summer v3.1, Unit 322 and retrofits | 461 | 7305 | Rate Constraint in lbs/MMBtu | FALSE | L | Annual | Seasons Included | Seasons | Summer | Summer | Summer | Summer | Summer | Summer | Summer
IL Fac. Spec. - NOX Rate Summer v3.1, Unit 322 and retrofits | 461 | 7305 | Rate Constraint in lbs/MMBtu | FALSE | L | Annual | Standard NOX | lb/MMBtu | 0.25 | 0.25 | 0.25 | 0.25 | 0.25 | 0.25 | 0.25
IL Fac. Spec. - NOX Rate Summer v3.1, Unit 322 and retrofits | 461 | 7305 | Rate Constraint in lbs/MMBtu | FALSE | L | Annual | Emissions at Affected Plants NOX | Thousand Tons | 0.0038198 | 0.0017325 | 0.0018786 | 2.0873e-05 | 0 | 0 | 0
IL Fac. Spec. - NOX Rate Summer v3.1, Unit 322 and retrofits | 461 | 7305 | Rate Constraint in lbs/MMBtu | FALSE | L | Annual | Allowances Purchased NOX | Thousand Tons | 0 | 0 | 0 | 0 | 0 | 0 | 0
IL Fac. Spec. - NOX Rate Summer v3.1, Unit 322 and retrofits | 461 | 7305 | Rate Constraint in lbs/MMBtu | FALSE | L | Annual | Allowances Sold NOX | Thousand Tons | 0 | 0 | 0 | 0 | 0 | 0 | 0
IL Fac. Spec. - NOX Rate Summer v3.1, Unit 322 and retrofits | 461 | 7305 | Rate Constraint in lbs/MMBtu | FALSE | L | Annual | Allowances Banked | Thousand Tons | 0 | 0 | 0 | 0 | 0 | 0 | 0
IL Fac. Spec. - NOX Rate Summer v3.1, Unit 322 and retrofits | 461 | 7305 | Rate Constraint in lbs/MMBtu | FALSE | L | Annual | Allowances Withdrawn (1:1) | Thousand Tons | 0 | 0 | 0 | 0 | 0 | 0 | 0
IL Fac. Spec. - NOX Rate Summer v3.1, Unit 322 and retrofits | 461 | 7305 | Rate Constraint in lbs/MMBtu | FALSE | L | Annual | Allowances Withdrawn (n:1) | Thousand Tons | 0 | 0 | 0 | 0 | 0 | 0 | 0
IL Fac. Spec. - NOX Rate Summer v3.1, Unit 322 and retrofits | 461 | 7305 | Rate Constraint in lbs/MMBtu | FALSE | L | Annual | Net Emissions Allowance Position | Thousand Tons | 0.0038198 | 0.0017325 | 0.0018786 | 2.0873e-05 | 0 | 0 | 0
IL Fac. Spec. - NOX Rate Summer v3.1, Unit 322 and retrofits | 461 | 7305 | Rate Constraint in lbs/MMBtu | FALSE | L | Annual | Fuel Consumed | TBtu | 0.084008 | 0.038102 | 0.041315 | 0.00045906 | 0 | 0 | 0
IL Fac. Spec. - NOX Rate Summer v3.1, Unit 322 and retrofits | 461 | 7305 | Rate Constraint in lbs/MMBtu | FALSE | L | Annual | Rate | lb/MMBtu | 0.09094 | 0.09094 | 0.09094 | 0.09094 | 0 | 0 | 0
IL Fac. Spec. - NOX Rate Summer v3.1, Unit 322 and retrofits | 461 | 7305 | Rate Constraint in lbs/MMBtu | FALSE | L | Annual | Generation | TWh | 0.0077778 | 0.0035276 | 0.0038251 | 4.2502e-05 | 0 | 0 | 0
IL Fac. Spec. - NOX Rate Summer v3.1, Unit 322 and retrofits | 461 | 7305 | Rate Constraint in lbs/MMBtu | FALSE | L | Annual | Qualifying Generation | TWh | 0.0077778 | 0.0035276 | 0.0038251 | 4.2502e-05 | 0 | 0 | 0
IL Fac. Spec. - NOX Rate Summer v3.1, Unit 322 and retrofits | 461 | 7305 | Rate Constraint in lbs/MMBtu | FALSE | L | Annual | Rate | lb/MWh | 0.98224 | 0.98224 | 0.98224 | 0.98224 | 0 | 0 | 0
IL Fac. Spec. - NOX Rate Summer v3.1, Unit 322 and retrofits | 461 | 7305 | Rate Constraint in lbs/MMBtu | FALSE | L | Annual | Constraint Shadow Price | US2022$/Ton | 0 | 0 | 0 | 0 | 0 | 0 | 0
IL Fac. Spec. - NOX Rate Summer v3.1, Unit 323 and retrofits | 462 | 7305 | Rate Constraint in lbs/MMBtu | FALSE | L | Annual | Seasons Included | Seasons | Summer | Summer | Summer | Summer | Summer | Summer | Summer
IL Fac. Spec. - NOX Rate Summer v3.1, Unit 323 and retrofits | 462 | 7305 | Rate Constraint in lbs/MMBtu | FALSE | L | Annual | Standard NOX | lb/MMBtu | 0.25 | 0.25 | 0.25 | 0.25 | 0.25 | 0.25 | 0.25
IL Fac. Spec. - NOX Rate Summer v3.1, Unit 323 and retrofits | 462 | 7305 | Rate Constraint in lbs/MMBtu | FALSE | L | Annual | Emissions at Affected Plants NOX | Thousand Tons | 0.0039572 | 0.0017948 | 0.0081306 | 2.1624e-05 | 0 | 0 | 0
IL Fac. Spec. - NOX Rate Summer v3.1, Unit 323 and retrofits | 462 | 7305 | Rate Constraint in lbs/MMBtu | FALSE | L | Annual | Allowances Purchased NOX | Thousand Tons | 0 | 0 | 0 | 0 | 0 | 0 | 0
IL Fac. Spec. - NOX Rate Summer v3.1, Unit 323 and retrofits | 462 | 7305 | Rate Constraint in lbs/MMBtu | FALSE | L | Annual | Allowances Sold NOX | Thousand Tons | 0 | 0 | 0 | 0 | 0 | 0 | 0
IL Fac. Spec. - NOX Rate Summer v3.1, Unit 323 and retrofits | 462 | 7305 | Rate Constraint in lbs/MMBtu | FALSE | L | Annual | Allowances Banked | Thousand Tons | 0 | 0 | 0 | 0 | 0 | 0 | 0
IL Fac. Spec. - NOX Rate Summer v3.1, Unit 323 and retrofits | 462 | 7305 | Rate Constraint in lbs/MMBtu | FALSE | L | Annual | Allowances Withdrawn (1:1) | Thousand Tons | 0 | 0 | 0 | 0 | 0 | 0 | 0
IL Fac. Spec. - NOX Rate Summer v3.1, Unit 323 and retrofits | 462 | 7305 | Rate Constraint in lbs/MMBtu | FALSE | L | Annual | Allowances Withdrawn (n:1) | Thousand Tons | 0 | 0 | 0 | 0 | 0 | 0 | 0
IL Fac. Spec. - NOX Rate Summer v3.1, Unit 323 and retrofits | 462 | 7305 | Rate Constraint in lbs/MMBtu | FALSE | L | Annual | Net Emissions Allowance Position | Thousand Tons | 0.0039572 | 0.0017948 | 0.0081306 | 2.1624e-05 | 0 | 0 | 0
IL Fac. Spec. - NOX Rate Summer v3.1, Unit 323 and retrofits | 462 | 7305 | Rate Constraint in lbs/MMBtu | FALSE | L | Annual | Fuel Consumed | TBtu | 0.087791 | 0.039818 | 0.18038 | 0.00047973 | 0 | 0 | 0
IL Fac. Spec. - NOX Rate Summer v3.1, Unit 323 and retrofits | 462 | 7305 | Rate Constraint in lbs/MMBtu | FALSE | L | Annual | Rate | lb/MMBtu | 0.09015 | 0.09015 | 0.09015 | 0.09015 | 0 | 0 | 0
IL Fac. Spec. - NOX Rate Summer v3.1, Unit 323 and retrofits | 462 | 7305 | Rate Constraint in lbs/MMBtu | FALSE | L | Annual | Generation | TWh | 0.0081311 | 0.0036879 | 0.016706 | 4.4432e-05 | 0 | 0 | 0
IL Fac. Spec. - NOX Rate Summer v3.1, Unit 323 and retrofits | 462 | 7305 | Rate Constraint in lbs/MMBtu | FALSE | L | Annual | Qualifying Generation | TWh | 0.0081311 | 0.0036879 | 0.016706 | 4.4432e-05 | 0 | 0 | 0
IL Fac. Spec. - NOX Rate Summer v3.1, Unit 323 and retrofits | 462 | 7305 | Rate Constraint in lbs/MMBtu | FALSE | L | Annual | Rate | lb/MWh | 0.97335 | 0.97335 | 0.97335 | 0.97335 | 0 | 0 | 0
IL Fac. Spec. - NOX Rate Summer v3.1, Unit 323 and retrofits | 462 | 7305 | Rate Constraint in lbs/MMBtu | FALSE | L | Annual | Constraint Shadow Price | US2022$/Ton | 0 | 0 | 0 | 0 | 0 | 0 | 0
IL Fac. Spec. - NOX Rate Summer v3.1, Unit 324 and retrofits | 463 | 7305 | Rate Constraint in lbs/MMBtu | FALSE | L | Annual | Seasons Included | Seasons | Summer | Summer | Summer | Summer | Summer | Summer | Summer
IL Fac. Spec. - NOX Rate Summer v3.1, Unit 324 and retrofits | 463 | 7305 | Rate Constraint in lbs/MMBtu | FALSE | L | Annual | Standard NOX | lb/MMBtu | 0.25 | 0.25 | 0.25 | 0.25 | 0.25 | 0.25 | 0.25
IL Fac. Spec. - NOX Rate Summer v3.1, Unit 324 and retrofits | 463 | 7305 | Rate Constraint in lbs/MMBtu | FALSE | L | Annual | Emissions at Affected Plants NOX | Thousand Tons | 0.0039428 | 0.0017883 | 0.0019391 | 2.1546e-05 | 0 | 0 | 0
IL Fac. Spec. - NOX Rate Summer v3.1, Unit 324 and retrofits | 463 | 7305 | Rate Constraint in lbs/MMBtu | FALSE | L | Annual | Allowances Purchased NOX | Thousand Tons | 0 | 0 | 0 | 0 | 0 | 0 | 0
IL Fac. Spec. - NOX Rate Summer v3.1, Unit 324 and retrofits | 463 | 7305 | Rate Constraint in lbs/MMBtu | FALSE | L | Annual | Allowances Sold NOX | Thousand Tons | 0 | 0 | 0 | 0 | 0 | 0 | 0
IL Fac. Spec. - NOX Rate Summer v3.1, Unit 324 and retrofits | 463 | 7305 | Rate Constraint in lbs/MMBtu | FALSE | L | Annual | Allowances Banked | Thousand Tons | 0 | 0 | 0 | 0 | 0 | 0 | 0
IL Fac. Spec. - NOX Rate Summer v3.1, Unit 324 and retrofits | 463 | 7305 | Rate Constraint in lbs/MMBtu | FALSE | L | Annual | Allowances Withdrawn (1:1) | Thousand Tons | 0 | 0 | 0 | 0 | 0 | 0 | 0
IL Fac. Spec. - NOX Rate Summer v3.1, Unit 324 and retrofits | 463 | 7305 | Rate Constraint in lbs/MMBtu | FALSE | L | Annual | Allowances Withdrawn (n:1) | Thousand Tons | 0 | 0 | 0 | 0 | 0 | 0 | 0
IL Fac. Spec. - NOX Rate Summer v3.1, Unit 324 and retrofits | 463 | 7305 | Rate Constraint in lbs/MMBtu | FALSE | L | Annual | Net Emissions Allowance Position | Thousand Tons | 0.0039428 | 0.0017883 | 0.0019391 | 2.1546e-05 | 0 | 0 | 0
IL Fac. Spec. - NOX Rate Summer v3.1, Unit 324 and retrofits | 463 | 7305 | Rate Constraint in lbs/MMBtu | FALSE | L | Annual | Fuel Consumed | TBtu | 0.088693 | 0.040227 | 0.043619 | 0.00048466 | 0 | 0 | 0
IL Fac. Spec. - NOX Rate Summer v3.1, Unit 324 and retrofits | 463 | 7305 | Rate Constraint in lbs/MMBtu | FALSE | L | Annual | Rate | lb/MMBtu | 0.08891 | 0.08891 | 0.08891 | 0.08891 | 0 | 0 | 0
IL Fac. Spec. - NOX Rate Summer v3.1, Unit 324 and retrofits | 463 | 7305 | Rate Constraint in lbs/MMBtu | FALSE | L | Annual | Generation | TWh | 0.008213 | 0.003725 | 0.0040392 | 4.488e-05 | 0 | 0 | 0
IL Fac. Spec. - NOX Rate Summer v3.1, Unit 324 and retrofits | 463 | 7305 | Rate Constraint in lbs/MMBtu | FALSE | L | Annual | Qualifying Generation | TWh | 0.008213 | 0.003725 | 0.0040392 | 4.488e-05 | 0 | 0 | 0
IL Fac. Spec. - NOX Rate Summer v3.1, Unit 324 and retrofits | 463 | 7305 | Rate Constraint in lbs/MMBtu | FALSE | L | Annual | Rate | lb/MWh | 0.96014 | 0.96014 | 0.96014 | 0.96014 | 0 | 0 | 0
IL Fac. Spec. - NOX Rate Summer v3.1, Unit 324 and retrofits | 463 | 7305 | Rate Constraint in lbs/MMBtu | FALSE | L | Annual | Constraint Shadow Price | US2022$/Ton | 0 | 0 | 0 | 0 | 0 | 0 | 0
IL Fac. Spec. - NOX Rate Summer v3.1, Unit 325 and retrofits | 464 | 7305 | Rate Constraint in lbs/MMBtu | FALSE | L | Annual | Seasons Included | Seasons | Summer | Summer | Summer | Summer | Summer | Summer | Summer
IL Fac. Spec. - NOX Rate Summer v3.1, Unit 325 and retrofits | 464 | 7305 | Rate Constraint in lbs/MMBtu | FALSE | L | Annual | Standard NOX | lb/MMBtu | 0.25 | 0.25 | 0.25 | 0.25 | 0.25 | 0.25 | 0.25
IL Fac. Spec. - NOX Rate Summer v3.1, Unit 325 and retrofits | 464 | 7305 | Rate Constraint in lbs/MMBtu | FALSE | L | Annual | Emissions at Affected Plants NOX | Thousand Tons | 0.0040763 | 0.0018488 | 0.0020047 | 2.2275e-05 | 0 | 0 | 0
IL Fac. Spec. - NOX Rate Summer v3.1, Unit 325 and retrofits | 464 | 7305 | Rate Constraint in lbs/MMBtu | FALSE | L | Annual | Allowances Purchased NOX | Thousand Tons | 0 | 0 | 0 | 0 | 0 | 0 | 0
IL Fac. Spec. - NOX Rate Summer v3.1, Unit 325 and retrofits | 464 | 7305 | Rate Constraint in lbs/MMBtu | FALSE | L | Annual | Allowances Sold NOX | Thousand Tons | 0 | 0 | 0 | 0 | 0 | 0 | 0
IL Fac. Spec. - NOX Rate Summer v3.1, Unit 325 and retrofits | 464 | 7305 | Rate Constraint in lbs/MMBtu | FALSE | L | Annual | Allowances Banked | Thousand Tons | 0 | 0 | 0 | 0 | 0 | 0 | 0
IL Fac. Spec. - NOX Rate Summer v3.1, Unit 325 and retrofits | 464 | 7305 | Rate Constraint in lbs/MMBtu | FALSE | L | Annual | Allowances Withdrawn (1:1) | Thousand Tons | 0 | 0 | 0 | 0 | 0 | 0 | 0
IL Fac. Spec. - NOX Rate Summer v3.1, Unit 325 and retrofits | 464 | 7305 | Rate Constraint in lbs/MMBtu | FALSE | L | Annual | Allowances Withdrawn (n:1) | Thousand Tons | 0 | 0 | 0 | 0 | 0 | 0 | 0
IL Fac. Spec. - NOX Rate Summer v3.1, Unit 325 and retrofits | 464 | 7305 | Rate Constraint in lbs/MMBtu | FALSE | L | Annual | Net Emissions Allowance Position | Thousand Tons | 0.0040763 | 0.0018488 | 0.0020047 | 2.2275e-05 | 0 | 0 | 0
IL Fac. Spec. - NOX Rate Summer v3.1, Unit 325 and retrofits | 464 | 7305 | Rate Constraint in lbs/MMBtu | FALSE | L | Annual | Fuel Consumed | TBtu | 0.088886 | 0.040314 | 0.043714 | 0.00048572 | 0 | 0 | 0
IL Fac. Spec. - NOX Rate Summer v3.1, Unit 325 and retrofits | 464 | 7305 | Rate Constraint in lbs/MMBtu | FALSE | L | Annual | Rate | lb/MMBtu | 0.09172 | 0.09172 | 0.09172 | 0.09172 | 0 | 0 | 0
IL Fac. Spec. - NOX Rate Summer v3.1, Unit 325 and retrofits | 464 | 7305 | Rate Constraint in lbs/MMBtu | FALSE | L | Annual | Generation | TWh | 0.0082294 | 0.0037325 | 0.0040473 | 4.497e-05 | 0 | 0 | 0
IL Fac. Spec. - NOX Rate Summer v3.1, Unit 325 and retrofits | 464 | 7305 | Rate Constraint in lbs/MMBtu | FALSE | L | Annual | Qualifying Generation | TWh | 0.0082294 | 0.0037325 | 0.0040473 | 4.497e-05 | 0 | 0 | 0
IL Fac. Spec. - NOX Rate Summer v3.1, Unit 325 and retrofits | 464 | 7305 | Rate Constraint in lbs/MMBtu | FALSE | L | Annual | Rate | lb/MWh | 0.99067 | 0.99067 | 0.99067 | 0.99067 | 0 | 0 | 0
IL Fac. Spec. - NOX Rate Summer v3.1, Unit 325 and retrofits | 464 | 7305 | Rate Constraint in lbs/MMBtu | FALSE | L | Annual | Constraint Shadow Price | US2022$/Ton | 0 | 0 | 0 | 0 | 0 | 0 | 0
IL Fac. Spec. - NOX Rate Summer v3.1, Unit 326 and retrofits | 465 | 7305 | Rate Constraint in lbs/MMBtu | FALSE | L | Annual | Seasons Included | Seasons | Summer | Summer | Summer | Summer | Summer | Summer | Summer
IL Fac. Spec. - NOX Rate Summer v3.1, Unit 326 and retrofits | 465 | 7305 | Rate Constraint in lbs/MMBtu | FALSE | L | Annual | Standard NOX | lb/MMBtu | 0.25 | 0.25 | 0.25 | 0.25 | 0.25 | 0.25 | 0.25
IL Fac. Spec. - NOX Rate Summer v3.1, Unit 326 and retrofits | 465 | 7305 | Rate Constraint in lbs/MMBtu | FALSE | L | Annual | Emissions at Affected Plants NOX | Thousand Tons | 0.0058278 | 0.0017609 | 0.0078822 | 2.0963e-05 | 0 | 0 | 0
IL Fac. Spec. - NOX Rate Summer v3.1, Unit 326 and retrofits | 465 | 7305 | Rate Constraint in lbs/MMBtu | FALSE | L | Annual | Allowances Purchased NOX | Thousand Tons | 0 | 0 | 0 | 0 | 0 | 0 | 0
IL Fac. Spec. - NOX Rate Summer v3.1, Unit 326 and retrofits | 465 | 7305 | Rate Constraint in lbs/MMBtu | FALSE | L | Annual | Allowances Sold NOX | Thousand Tons | 0 | 0 | 0 | 0 | 0 | 0 | 0
IL Fac. Spec. - NOX Rate Summer v3.1, Unit 326 and retrofits | 465 | 7305 | Rate Constraint in lbs/MMBtu | FALSE | L | Annual | Allowances Banked | Thousand Tons | 0 | 0 | 0 | 0 | 0 | 0 | 0
IL Fac. Spec. - NOX Rate Summer v3.1, Unit 326 and retrofits | 465 | 7305 | Rate Constraint in lbs/MMBtu | FALSE | L | Annual | Allowances Withdrawn (1:1) | Thousand Tons | 0 | 0 | 0 | 0 | 0 | 0 | 0
IL Fac. Spec. - NOX Rate Summer v3.1, Unit 326 and retrofits | 465 | 7305 | Rate Constraint in lbs/MMBtu | FALSE | L | Annual | Allowances Withdrawn (n:1) | Thousand Tons | 0 | 0 | 0 | 0 | 0 | 0 | 0
IL Fac. Spec. - NOX Rate Summer v3.1, Unit 326 and retrofits | 465 | 7305 | Rate Constraint in lbs/MMBtu | FALSE | L | Annual | Net Emissions Allowance Position | Thousand Tons | 0.0058278 | 0.0017609 | 0.0078822 | 2.0963e-05 | 0 | 0 | 0
IL Fac. Spec. - NOX Rate Summer v3.1, Unit 326 and retrofits | 465 | 7305 | Rate Constraint in lbs/MMBtu | FALSE | L | Annual | Fuel Consumed | TBtu | 0.13589 | 0.041062 | 0.1838 | 0.00048883 | 0 | 0 | 0
IL Fac. Spec. - NOX Rate Summer v3.1, Unit 326 and retrofits | 465 | 7305 | Rate Constraint in lbs/MMBtu | FALSE | L | Annual | Rate | lb/MMBtu | 0.08577 | 0.08577 | 0.08577 | 0.08577 | 0 | 0 | 0
IL Fac. Spec. - NOX Rate Summer v3.1, Unit 326 and retrofits | 465 | 7305 | Rate Constraint in lbs/MMBtu | FALSE | L | Annual | Generation | TWh | 0.012626 | 0.0038151 | 0.017077 | 4.5417e-05 | 0 | 0 | 0
IL Fac. Spec. - NOX Rate Summer v3.1, Unit 326 and retrofits | 465 | 7305 | Rate Constraint in lbs/MMBtu | FALSE | L | Annual | Qualifying Generation | TWh | 0.012626 | 0.0038151 | 0.017077 | 4.5417e-05 | 0 | 0 | 0
IL Fac. Spec. - NOX Rate Summer v3.1, Unit 326 and retrofits | 465 | 7305 | Rate Constraint in lbs/MMBtu | FALSE | L | Annual | Rate | lb/MWh | 0.92314 | 0.92314 | 0.92314 | 0.92314 | 0 | 0 | 0
IL Fac. Spec. - NOX Rate Summer v3.1, Unit 326 and retrofits | 465 | 7305 | Rate Constraint in lbs/MMBtu | FALSE | L | Annual | Constraint Shadow Price | US2022$/Ton | 0 | 0 | 0 | 0 | 0 | 0 | 0
IL Fac. Spec. - NOX Rate Summer v3.1, Unit 327 and retrofits | 466 | 7305 | Rate Constraint in lbs/MMBtu | FALSE | L | Annual | Seasons Included | Seasons | Summer | Summer | Summer | Summer | Summer | Summer | Summer
IL Fac. Spec. - NOX Rate Summer v3.1, Unit 327 and retrofits | 466 | 7305 | Rate Constraint in lbs/MMBtu | FALSE | L | Annual | Standard NOX | lb/MMBtu | 0.25 | 0.25 | 0.25 | 0.25 | 0.25 | 0.25 | 0.25
IL Fac. Spec. - NOX Rate Summer v3.1, Unit 327 and retrofits | 466 | 7305 | Rate Constraint in lbs/MMBtu | FALSE | L | Annual | Emissions at Affected Plants NOX | Thousand Tons | 0.00213 | 0.0021376 | 0.0036011 | 7.6618e-06 | 0.00075086 | 0.0013868 | 0.0014098
IL Fac. Spec. - NOX Rate Summer v3.1, Unit 327 and retrofits | 466 | 7305 | Rate Constraint in lbs/MMBtu | FALSE | L | Annual | Allowances Purchased NOX | Thousand Tons | 0 | 0 | 0 | 0 | 0 | 0 | 0
IL Fac. Spec. - NOX Rate Summer v3.1, Unit 327 and retrofits | 466 | 7305 | Rate Constraint in lbs/MMBtu | FALSE | L | Annual | Allowances Sold NOX | Thousand Tons | 0 | 0 | 0 | 0 | 0 | 0 | 0
IL Fac. Spec. - NOX Rate Summer v3.1, Unit 327 and retrofits | 466 | 7305 | Rate Constraint in lbs/MMBtu | FALSE | L | Annual | Allowances Banked | Thousand Tons | 0 | 0 | 0 | 0 | 0 | 0 | 0
IL Fac. Spec. - NOX Rate Summer v3.1, Unit 327 and retrofits | 466 | 7305 | Rate Constraint in lbs/MMBtu | FALSE | L | Annual | Allowances Withdrawn (1:1) | Thousand Tons | 0 | 0 | 0 | 0 | 0 | 0 | 0
IL Fac. Spec. - NOX Rate Summer v3.1, Unit 327 and retrofits | 466 | 7305 | Rate Constraint in lbs/MMBtu | FALSE | L | Annual | Allowances Withdrawn (n:1) | Thousand Tons | 0 | 0 | 0 | 0 | 0 | 0 | 0
IL Fac. Spec. - NOX Rate Summer v3.1, Unit 327 and retrofits | 466 | 7305 | Rate Constraint in lbs/MMBtu | FALSE | L | Annual | Net Emissions Allowance Position | Thousand Tons | 0.00213 | 0.0021376 | 0.0036011 | 7.6618e-06 | 0.00075086 | 0.0013868 | 0.0014098
IL Fac. Spec. - NOX Rate Summer v3.1, Unit 327 and retrofits | 466 | 7305 | Rate Constraint in lbs/MMBtu | FALSE | L | Annual | Fuel Consumed | TBtu | 0.38727 | 0.38866 | 0.65474 | 0.0013931 | 0.13652 | 0.25214 | 0.25632
IL Fac. Spec. - NOX Rate Summer v3.1, Unit 327 and retrofits | 466 | 7305 | Rate Constraint in lbs/MMBtu | FALSE | L | Annual | Rate | lb/MMBtu | 0.011 | 0.011 | 0.011 | 0.011 | 0.011 | 0.011 | 0.011
IL Fac. Spec. - NOX Rate Summer v3.1, Unit 327 and retrofits | 466 | 7305 | Rate Constraint in lbs/MMBtu | FALSE | L | Annual | Generation | TWh | 0.039098 | 0.039239 | 0.066102 | 0.00014064 | 0.013783 | 0.025456 | 0.025878
IL Fac. Spec. - NOX Rate Summer v3.1, Unit 327 and retrofits | 466 | 7305 | Rate Constraint in lbs/MMBtu | FALSE | L | Annual | Qualifying Generation | TWh | 0.039098 | 0.039239 | 0.066102 | 0.00014064 | 0.013783 | 0.025456 | 0.025878
IL Fac. Spec. - NOX Rate Summer v3.1, Unit 327 and retrofits | 466 | 7305 | Rate Constraint in lbs/MMBtu | FALSE | L | Annual | Rate | lb/MWh | 0.10895 | 0.10895 | 0.10895 | 0.10895 | 0.10895 | 0.10895 | 0.10895
IL Fac. Spec. - NOX Rate Summer v3.1, Unit 327 and retrofits | 466 | 7305 | Rate Constraint in lbs/MMBtu | FALSE | L | Annual | Constraint Shadow Price | US2022$/Ton | 0 | 0 | 0 | 0 | 0 | 0 | 0
IL Fac. Spec. - NOX Rate Summer v3.1, Unit 328 and retrofits | 467 | 7305 | Rate Constraint in lbs/MMBtu | FALSE | L | Annual | Seasons Included | Seasons | Summer | Summer | Summer | Summer | Summer | Summer | Summer
IL Fac. Spec. - NOX Rate Summer v3.1, Unit 328 and retrofits | 467 | 7305 | Rate Constraint in lbs/MMBtu | FALSE | L | Annual | Standard NOX | lb/MMBtu | 0.25 | 0.25 | 0.25 | 0.25 | 0.25 | 0.25 | 0.25
IL Fac. Spec. - NOX Rate Summer v3.1, Unit 328 and retrofits | 467 | 7305 | Rate Constraint in lbs/MMBtu | FALSE | L | Annual | Emissions at Affected Plants NOX | Thousand Tons | 0.00213 | 0.0021376 | 0.0036011 | 7.6618e-06 | 0.00075086 | 0.0013868 | 0.0014098
IL Fac. Spec. - NOX Rate Summer v3.1, Unit 328 and retrofits | 467 | 7305 | Rate Constraint in lbs/MMBtu | FALSE | L | Annual | Allowances Purchased NOX | Thousand Tons | 0 | 0 | 0 | 0 | 0 | 0 | 0
IL Fac. Spec. - NOX Rate Summer v3.1, Unit 328 and retrofits | 467 | 7305 | Rate Constraint in lbs/MMBtu | FALSE | L | Annual | Allowances Sold NOX | Thousand Tons | 0 | 0 | 0 | 0 | 0 | 0 | 0
IL Fac. Spec. - NOX Rate Summer v3.1, Unit 328 and retrofits | 467 | 7305 | Rate Constraint in lbs/MMBtu | FALSE | L | Annual | Allowances Banked | Thousand Tons | 0 | 0 | 0 | 0 | 0 | 0 | 0
IL Fac. Spec. - NOX Rate Summer v3.1, Unit 328 and retrofits | 467 | 7305 | Rate Constraint in lbs/MMBtu | FALSE | L | Annual | Allowances Withdrawn (1:1) | Thousand Tons | 0 | 0 | 0 | 0 | 0 | 0 | 0
IL Fac. Spec. - NOX Rate Summer v3.1, Unit 328 and retrofits | 467 | 7305 | Rate Constraint in lbs/MMBtu | FALSE | L | Annual | Allowances Withdrawn (n:1) | Thousand Tons | 0 | 0 | 0 | 0 | 0 | 0 | 0
IL Fac. Spec. - NOX Rate Summer v3.1, Unit 328 and retrofits | 467 | 7305 | Rate Constraint in lbs/MMBtu | FALSE | L | Annual | Net Emissions Allowance Position | Thousand Tons | 0.00213 | 0.0021376 | 0.0036011 | 7.6618e-06 | 0.00075086 | 0.0013868 | 0.0014098
IL Fac. Spec. - NOX Rate Summer v3.1, Unit 328 and retrofits | 467 | 7305 | Rate Constraint in lbs/MMBtu | FALSE | L | Annual | Fuel Consumed | TBtu | 0.38727 | 0.38866 | 0.65474 | 0.0013931 | 0.13652 | 0.25214 | 0.25632
IL Fac. Spec. - NOX Rate Summer v3.1, Unit 328 and retrofits | 467 | 7305 | Rate Constraint in lbs/MMBtu | FALSE | L | Annual | Rate | lb/MMBtu | 0.011 | 0.011 | 0.011 | 0.011 | 0.011 | 0.011 | 0.011
IL Fac. Spec. - NOX Rate Summer v3.1, Unit 328 and retrofits | 467 | 7305 | Rate Constraint in lbs/MMBtu | FALSE | L | Annual | Generation | TWh | 0.039098 | 0.039239 | 0.066102 | 0.00014064 | 0.013783 | 0.025456 | 0.025878
IL Fac. Spec. - NOX Rate Summer v3.1, Unit 328 and retrofits | 467 | 7305 | Rate Constraint in lbs/MMBtu | FALSE | L | Annual | Qualifying Generation | TWh | 0.039098 | 0.039239 | 0.066102 | 0.00014064 | 0.013783 | 0.025456 | 0.025878
IL Fac. Spec. - NOX Rate Summer v3.1, Unit 328 and retrofits | 467 | 7305 | Rate Constraint in lbs/MMBtu | FALSE | L | Annual | Rate | lb/MWh | 0.10895 | 0.10895 | 0.10895 | 0.10895 | 0.10895 | 0.10895 | 0.10895
IL Fac. Spec. - NOX Rate Summer v3.1, Unit 328 and retrofits | 467 | 7305 | Rate Constraint in lbs/MMBtu | FALSE | L | Annual | Constraint Shadow Price | US2022$/Ton | 0 | 0 | 0 | 0 | 0 | 0 | 0
IL Fac. Spec. - NOX Rate Summer v3.1, Unit 438 and retrofits | 468 | 7305 | Rate Constraint in lbs/MMBtu | FALSE | L | Annual | Seasons Included | Seasons | Summer | Summer | Summer | Summer | Summer | Summer | Summer
IL Fac. Spec. - NOX Rate Summer v3.1, Unit 438 and retrofits | 468 | 7305 | Rate Constraint in lbs/MMBtu | FALSE | L | Annual | Standard NOX | lb/MMBtu | 0.25 | 0.25 | 0.25 | 0.25 | 0.25 | 0.25 | 0.25
IL Fac. Spec. - NOX Rate Summer v3.1, Unit 438 and retrofits | 468 | 7305 | Rate Constraint in lbs/MMBtu | FALSE | L | Annual | Emissions at Affected Plants NOX | Thousand Tons | 0.012998 | 0.0070427 | 0.0054593 | 0 | 0 | 0 | 0
IL Fac. Spec. - NOX Rate Summer v3.1, Unit 438 and retrofits | 468 | 7305 | Rate Constraint in lbs/MMBtu | FALSE | L | Annual | Allowances Purchased NOX | Thousand Tons | 0 | 0 | 0 | 0 | 0 | 0 | 0
IL Fac. Spec. - NOX Rate Summer v3.1, Unit 438 and retrofits | 468 | 7305 | Rate Constraint in lbs/MMBtu | FALSE | L | Annual | Allowances Sold NOX | Thousand Tons | 0 | 0 | 0 | 0 | 0 | 0 | 0
IL Fac. Spec. - NOX Rate Summer v3.1, Unit 438 and retrofits | 468 | 7305 | Rate Constraint in lbs/MMBtu | FALSE | L | Annual | Allowances Banked | Thousand Tons | 0 | 0 | 0 | 0 | 0 | 0 | 0
IL Fac. Spec. - NOX Rate Summer v3.1, Unit 438 and retrofits | 468 | 7305 | Rate Constraint in lbs/MMBtu | FALSE | L | Annual | Allowances Withdrawn (1:1) | Thousand Tons | 0 | 0 | 0 | 0 | 0 | 0 | 0
IL Fac. Spec. - NOX Rate Summer v3.1, Unit 438 and retrofits | 468 | 7305 | Rate Constraint in lbs/MMBtu | FALSE | L | Annual | Allowances Withdrawn (n:1) | Thousand Tons | 0 | 0 | 0 | 0 | 0 | 0 | 0
IL Fac. Spec. - NOX Rate Summer v3.1, Unit 438 and retrofits | 468 | 7305 | Rate Constraint in lbs/MMBtu | FALSE | L | Annual | Net Emissions Allowance Position | Thousand Tons | 0.012998 | 0.0070427 | 0.0054593 | 0 | 0 | 0 | 0
IL Fac. Spec. - NOX Rate Summer v3.1, Unit 438 and retrofits | 468 | 7305 | Rate Constraint in lbs/MMBtu | FALSE | L | Annual | Fuel Consumed | TBtu | 0.24 | 0.13004 | 0.1008 | 0 | 0 | 0 | 0
IL Fac. Spec. - NOX Rate Summer v3.1, Unit 438 and retrofits | 468 | 7305 | Rate Constraint in lbs/MMBtu | FALSE | L | Annual | Rate | lb/MMBtu | 0.10832 | 0.10832 | 0.10832 | 0 | 0 | 0 | 0
IL Fac. Spec. - NOX Rate Summer v3.1, Unit 438 and retrofits | 468 | 7305 | Rate Constraint in lbs/MMBtu | FALSE | L | Annual | Generation | TWh | 0.022158 | 0.012006 | 0.0093065 | 0 | 0 | 0 | 0
IL Fac. Spec. - NOX Rate Summer v3.1, Unit 438 and retrofits | 468 | 7305 | Rate Constraint in lbs/MMBtu | FALSE | L | Annual | Qualifying Generation | TWh | 0.022158 | 0.012006 | 0.0093065 | 0 | 0 | 0 | 0
IL Fac. Spec. - NOX Rate Summer v3.1, Unit 438 and retrofits | 468 | 7305 | Rate Constraint in lbs/MMBtu | FALSE | L | Annual | Rate | lb/MWh | 1.1732 | 1.1732 | 1.1732 | 0 | 0 | 0 | 0
IL Fac. Spec. - NOX Rate Summer v3.1, Unit 438 and retrofits | 468 | 7305 | Rate Constraint in lbs/MMBtu | FALSE | L | Annual | Constraint Shadow Price | US2022$/Ton | 0 | 0 | 0 | 0 | 0 | 0 | 0
IL Fac. Spec. - NOX Rate Summer v3.1, Unit 439 and retrofits | 469 | 7305 | Rate Constraint in lbs/MMBtu | FALSE | L | Annual | Seasons Included | Seasons | Summer | Summer | Summer | Summer | Summer | Summer | Summer
IL Fac. Spec. - NOX Rate Summer v3.1, Unit 439 and retrofits | 469 | 7305 | Rate Constraint in lbs/MMBtu | FALSE | L | Annual | Standard NOX | lb/MMBtu | 0.25 | 0.25 | 0.25 | 0.25 | 0.25 | 0.25 | 0.25
IL Fac. Spec. - NOX Rate Summer v3.1, Unit 439 and retrofits | 469 | 7305 | Rate Constraint in lbs/MMBtu | FALSE | L | Annual | Emissions at Affected Plants NOX | Thousand Tons | 0.013608 | 0.007373 | 0.0057153 | 0 | 0 | 0 | 0
IL Fac. Spec. - NOX Rate Summer v3.1, Unit 439 and retrofits | 469 | 7305 | Rate Constraint in lbs/MMBtu | FALSE | L | Annual | Allowances Purchased NOX | Thousand Tons | 0 | 0 | 0 | 0 | 0 | 0 | 0
IL Fac. Spec. - NOX Rate Summer v3.1, Unit 439 and retrofits | 469 | 7305 | Rate Constraint in lbs/MMBtu | FALSE | L | Annual | Allowances Sold NOX | Thousand Tons | 0 | 0 | 0 | 0 | 0 | 0 | 0
IL Fac. Spec. - NOX Rate Summer v3.1, Unit 439 and retrofits | 469 | 7305 | Rate Constraint in lbs/MMBtu | FALSE | L | Annual | Allowances Banked | Thousand Tons | 0 | 0 | 0 | 0 | 0 | 0 | 0
IL Fac. Spec. - NOX Rate Summer v3.1, Unit 439 and retrofits | 469 | 7305 | Rate Constraint in lbs/MMBtu | FALSE | L | Annual | Allowances Withdrawn (1:1) | Thousand Tons | 0 | 0 | 0 | 0 | 0 | 0 | 0
IL Fac. Spec. - NOX Rate Summer v3.1, Unit 439 and retrofits | 469 | 7305 | Rate Constraint in lbs/MMBtu | FALSE | L | Annual | Allowances Withdrawn (n:1) | Thousand Tons | 0 | 0 | 0 | 0 | 0 | 0 | 0
IL Fac. Spec. - NOX Rate Summer v3.1, Unit 439 and retrofits | 469 | 7305 | Rate Constraint in lbs/MMBtu | FALSE | L | Annual | Net Emissions Allowance Position | Thousand Tons | 0.013608 | 0.007373 | 0.0057153 | 0 | 0 | 0 | 0
IL Fac. Spec. - NOX Rate Summer v3.1, Unit 439 and retrofits | 469 | 7305 | Rate Constraint in lbs/MMBtu | FALSE | L | Annual | Fuel Consumed | TBtu | 0.24 | 0.13004 | 0.1008 | 0 | 0 | 0 | 0
IL Fac. Spec. - NOX Rate Summer v3.1, Unit 439 and retrofits | 469 | 7305 | Rate Constraint in lbs/MMBtu | FALSE | L | Annual | Rate | lb/MMBtu | 0.1134 | 0.1134 | 0.1134 | 0 | 0 | 0 | 0
IL Fac. Spec. - NOX Rate Summer v3.1, Unit 439 and retrofits | 469 | 7305 | Rate Constraint in lbs/MMBtu | FALSE | L | Annual | Generation | TWh | 0.022158 | 0.012006 | 0.0093065 | 0 | 0 | 0 | 0
IL Fac. Spec. - NOX Rate Summer v3.1, Unit 439 and retrofits | 469 | 7305 | Rate Constraint in lbs/MMBtu | FALSE | L | Annual | Qualifying Generation | TWh | 0.022158 | 0.012006 | 0.0093065 | 0 | 0 | 0 | 0
IL Fac. Spec. - NOX Rate Summer v3.1, Unit 439 and retrofits | 469 | 7305 | Rate Constraint in lbs/MMBtu | FALSE | L | Annual | Rate | lb/MWh | 1.2282 | 1.2282 | 1.2282 | 0 | 0 | 0 | 0
IL Fac. Spec. - NOX Rate Summer v3.1, Unit 439 and retrofits | 469 | 7305 | Rate Constraint in lbs/MMBtu | FALSE | L | Annual | Constraint Shadow Price | US2022$/Ton | 0 | 0 | 0 | 0 | 0 | 0 | 0
IL Fac. Spec. - NOX Rate Summer v3.1, Unit 440 and retrofits | 470 | 7305 | Rate Constraint in lbs/MMBtu | FALSE | L | Annual | Seasons Included | Seasons | Summer | Summer | Summer | Summer | Summer | Summer | Summer
IL Fac. Spec. - NOX Rate Summer v3.1, Unit 440 and retrofits | 470 | 7305 | Rate Constraint in lbs/MMBtu | FALSE | L | Annual | Standard NOX | lb/MMBtu | 0.25 | 0.25 | 0.25 | 0.25 | 0.25 | 0.25 | 0.25
IL Fac. Spec. - NOX Rate Summer v3.1, Unit 440 and retrofits | 470 | 7305 | Rate Constraint in lbs/MMBtu | FALSE | L | Annual | Emissions at Affected Plants NOX | Thousand Tons | 0.014517 | 0.0078656 | 0.0060971 | 0 | 0 | 0 | 0
IL Fac. Spec. - NOX Rate Summer v3.1, Unit 440 and retrofits | 470 | 7305 | Rate Constraint in lbs/MMBtu | FALSE | L | Annual | Allowances Purchased NOX | Thousand Tons | 0 | 0 | 0 | 0 | 0 | 0 | 0
IL Fac. Spec. - NOX Rate Summer v3.1, Unit 440 and retrofits | 470 | 7305 | Rate Constraint in lbs/MMBtu | FALSE | L | Annual | Allowances Sold NOX | Thousand Tons | 0 | 0 | 0 | 0 | 0 | 0 | 0
IL Fac. Spec. - NOX Rate Summer v3.1, Unit 440 and retrofits | 470 | 7305 | Rate Constraint in lbs/MMBtu | FALSE | L | Annual | Allowances Banked | Thousand Tons | 0 | 0 | 0 | 0 | 0 | 0 | 0
IL Fac. Spec. - NOX Rate Summer v3.1, Unit 440 and retrofits | 470 | 7305 | Rate Constraint in lbs/MMBtu | FALSE | L | Annual | Allowances Withdrawn (1:1) | Thousand Tons | 0 | 0 | 0 | 0 | 0 | 0 | 0
IL Fac. Spec. - NOX Rate Summer v3.1, Unit 440 and retrofits | 470 | 7305 | Rate Constraint in lbs/MMBtu | FALSE | L | Annual | Allowances Withdrawn (n:1) | Thousand Tons | 0 | 0 | 0 | 0 | 0 | 0 | 0
IL Fac. Spec. - NOX Rate Summer v3.1, Unit 440 and retrofits | 470 | 7305 | Rate Constraint in lbs/MMBtu | FALSE | L | Annual | Net Emissions Allowance Position | Thousand Tons | 0.014517 | 0.0078656 | 0.0060971 | 0 | 0 | 0 | 0
IL Fac. Spec. - NOX Rate Summer v3.1, Unit 440 and retrofits | 470 | 7305 | Rate Constraint in lbs/MMBtu | FALSE | L | Annual | Fuel Consumed | TBtu | 0.24266 | 0.13148 | 0.10192 | 0 | 0 | 0 | 0
IL Fac. Spec. - NOX Rate Summer v3.1, Unit 440 and retrofits | 470 | 7305 | Rate Constraint in lbs/MMBtu | FALSE | L | Annual | Rate | lb/MMBtu | 0.11965 | 0.11965 | 0.11965 | 0 | 0 | 0 | 0
IL Fac. Spec. - NOX Rate Summer v3.1, Unit 440 and retrofits | 470 | 7305 | Rate Constraint in lbs/MMBtu | FALSE | L | Annual | Generation | TWh | 0.022402 | 0.012138 | 0.0094088 | 0 | 0 | 0 | 0
IL Fac. Spec. - NOX Rate Summer v3.1, Unit 440 and retrofits | 470 | 7305 | Rate Constraint in lbs/MMBtu | FALSE | L | Annual | Qualifying Generation | TWh | 0.022402 | 0.012138 | 0.0094088 | 0 | 0 | 0 | 0
IL Fac. Spec. - NOX Rate Summer v3.1, Unit 440 and retrofits | 470 | 7305 | Rate Constraint in lbs/MMBtu | FALSE | L | Annual | Rate | lb/MWh | 1.296 | 1.296 | 1.296 | 0 | 0 | 0 | 0
IL Fac. Spec. - NOX Rate Summer v3.1, Unit 440 and retrofits | 470 | 7305 | Rate Constraint in lbs/MMBtu | FALSE | L | Annual | Constraint Shadow Price | US2022$/Ton | 0 | 0 | 0 | 0 | 0 | 0 | 0
IL Fac. Spec. - NOX Rate Summer v3.1, Unit 441 and retrofits | 471 | 7305 | Rate Constraint in lbs/MMBtu | FALSE | L | Annual | Seasons Included | Seasons | Summer | Summer | Summer | Summer | Summer | Summer | Summer
IL Fac. Spec. - NOX Rate Summer v3.1, Unit 441 and retrofits | 471 | 7305 | Rate Constraint in lbs/MMBtu | FALSE | L | Annual | Standard NOX | lb/MMBtu | 0.25 | 0.25 | 0.25 | 0.25 | 0.25 | 0.25 | 0.25
IL Fac. Spec. - NOX Rate Summer v3.1, Unit 441 and retrofits | 471 | 7305 | Rate Constraint in lbs/MMBtu | FALSE | L | Annual | Emissions at Affected Plants NOX | Thousand Tons | 0.013727 | 0.0074373 | 0.0057652 | 0 | 0 | 0 | 0
IL Fac. Spec. - NOX Rate Summer v3.1, Unit 441 and retrofits | 471 | 7305 | Rate Constraint in lbs/MMBtu | FALSE | L | Annual | Allowances Purchased NOX | Thousand Tons | 0 | 0 | 0 | 0 | 0 | 0 | 0
IL Fac. Spec. - NOX Rate Summer v3.1, Unit 441 and retrofits | 471 | 7305 | Rate Constraint in lbs/MMBtu | FALSE | L | Annual | Allowances Sold NOX | Thousand Tons | 0 | 0 | 0 | 0 | 0 | 0 | 0
IL Fac. Spec. - NOX Rate Summer v3.1, Unit 441 and retrofits | 471 | 7305 | Rate Constraint in lbs/MMBtu | FALSE | L | Annual | Allowances Banked | Thousand Tons | 0 | 0 | 0 | 0 | 0 | 0 | 0
IL Fac. Spec. - NOX Rate Summer v3.1, Unit 441 and retrofits | 471 | 7305 | Rate Constraint in lbs/MMBtu | FALSE | L | Annual | Allowances Withdrawn (1:1) | Thousand Tons | 0 | 0 | 0 | 0 | 0 | 0 | 0
IL Fac. Spec. - NOX Rate Summer v3.1, Unit 441 and retrofits | 471 | 7305 | Rate Constraint in lbs/MMBtu | FALSE | L | Annual | Allowances Withdrawn (n:1) | Thousand Tons | 0 | 0 | 0 | 0 | 0 | 0 | 0
IL Fac. Spec. - NOX Rate Summer v3.1, Unit 441 and retrofits | 471 | 7305 | Rate Constraint in lbs/MMBtu | FALSE | L | Annual | Net Emissions Allowance Position | Thousand Tons | 0.013727 | 0.0074373 | 0.0057652 | 0 | 0 | 0 | 0
IL Fac. Spec. - NOX Rate Summer v3.1, Unit 441 and retrofits | 471 | 7305 | Rate Constraint in lbs/MMBtu | FALSE | L | Annual | Fuel Consumed | TBtu | 0.24318 | 0.13176 | 0.10214 | 0 | 0 | 0 | 0
IL Fac. Spec. - NOX Rate Summer v3.1, Unit 441 and retrofits | 471 | 7305 | Rate Constraint in lbs/MMBtu | FALSE | L | Annual | Rate | lb/MMBtu | 0.11289 | 0.11289 | 0.11289 | 0 | 0 | 0 | 0
IL Fac. Spec. - NOX Rate Summer v3.1, Unit 441 and retrofits | 471 | 7305 | Rate Constraint in lbs/MMBtu | FALSE | L | Annual | Generation | TWh | 0.022451 | 0.012164 | 0.0094293 | 0 | 0 | 0 | 0
IL Fac. Spec. - NOX Rate Summer v3.1, Unit 441 and retrofits | 471 | 7305 | Rate Constraint in lbs/MMBtu | FALSE | L | Annual | Qualifying Generation | TWh | 0.022451 | 0.012164 | 0.0094293 | 0 | 0 | 0 | 0
IL Fac. Spec. - NOX Rate Summer v3.1, Unit 441 and retrofits | 471 | 7305 | Rate Constraint in lbs/MMBtu | FALSE | L | Annual | Rate | lb/MWh | 1.2228 | 1.2228 | 1.2228 | 0 | 0 | 0 | 0
IL Fac. Spec. - NOX Rate Summer v3.1, Unit 441 and retrofits | 471 | 7305 | Rate Constraint in lbs/MMBtu | FALSE | L | Annual | Constraint Shadow Price | US2022$/Ton | 0 | 0 | 0 | 0 | 0 | 0 | 0
IL Fac. Spec. - NOX Rate Summer v3.1, Unit 442 and retrofits | 472 | 7305 | Rate Constraint in lbs/MMBtu | FALSE | L | Annual | Seasons Included | Seasons | Summer | Summer | Summer | Summer | Summer | Summer | Summer
IL Fac. Spec. - NOX Rate Summer v3.1, Unit 442 and retrofits | 472 | 7305 | Rate Constraint in lbs/MMBtu | FALSE | L | Annual | Standard NOX | lb/MMBtu | 0.25 | 0.25 | 0.25 | 0.25 | 0.25 | 0.25 | 0.25
IL Fac. Spec. - NOX Rate Summer v3.1, Unit 442 and retrofits | 472 | 7305 | Rate Constraint in lbs/MMBtu | FALSE | L | Annual | Emissions at Affected Plants NOX | Thousand Tons | 0.0035683 | 0.00032812 | 0.00041015 | 0 | 0 | 0 | 0
IL Fac. Spec. - NOX Rate Summer v3.1, Unit 442 and retrofits | 472 | 7305 | Rate Constraint in lbs/MMBtu | FALSE | L | Annual | Allowances Purchased NOX | Thousand Tons | 0 | 0 | 0 | 0 | 0 | 0 | 0
IL Fac. Spec. - NOX Rate Summer v3.1, Unit 442 and retrofits | 472 | 7305 | Rate Constraint in lbs/MMBtu | FALSE | L | Annual | Allowances Sold NOX | Thousand Tons | 0 | 0 | 0 | 0 | 0 | 0 | 0
IL Fac. Spec. - NOX Rate Summer v3.1, Unit 442 and retrofits | 472 | 7305 | Rate Constraint in lbs/MMBtu | FALSE | L | Annual | Allowances Banked | Thousand Tons | 0 | 0 | 0 | 0 | 0 | 0 | 0
IL Fac. Spec. - NOX Rate Summer v3.1, Unit 442 and retrofits | 472 | 7305 | Rate Constraint in lbs/MMBtu | FALSE | L | Annual | Allowances Withdrawn (1:1) | Thousand Tons | 0 | 0 | 0 | 0 | 0 | 0 | 0
IL Fac. Spec. - NOX Rate Summer v3.1, Unit 442 and retrofits | 472 | 7305 | Rate Constraint in lbs/MMBtu | FALSE | L | Annual | Allowances Withdrawn (n:1) | Thousand Tons | 0 | 0 | 0 | 0 | 0 | 0 | 0
IL Fac. Spec. - NOX Rate Summer v3.1, Unit 442 and retrofits | 472 | 7305 | Rate Constraint in lbs/MMBtu | FALSE | L | Annual | Net Emissions Allowance Position | Thousand Tons | 0.0035683 | 0.00032812 | 0.00041015 | 0 | 0 | 0 | 0
IL Fac. Spec. - NOX Rate Summer v3.1, Unit 442 and retrofits | 472 | 7305 | Rate Constraint in lbs/MMBtu | FALSE | L | Annual | Fuel Consumed | TBtu | 0.030991 | 0.0028497 | 0.0035622 | 0 | 0 | 0 | 0
IL Fac. Spec. - NOX Rate Summer v3.1, Unit 442 and retrofits | 472 | 7305 | Rate Constraint in lbs/MMBtu | FALSE | L | Annual | Rate | lb/MMBtu | 0.23028 | 0.23028 | 0.23028 | 0 | 0 | 0 | 0
IL Fac. Spec. - NOX Rate Summer v3.1, Unit 442 and retrofits | 472 | 7305 | Rate Constraint in lbs/MMBtu | FALSE | L | Annual | Generation | TWh | 0.002311 | 0.00021251 | 0.00026564 | 0 | 0 | 0 | 0
IL Fac. Spec. - NOX Rate Summer v3.1, Unit 442 and retrofits | 472 | 7305 | Rate Constraint in lbs/MMBtu | FALSE | L | Annual | Qualifying Generation | TWh | 0.002311 | 0.00021251 | 0.00026564 | 0 | 0 | 0 | 0
IL Fac. Spec. - NOX Rate Summer v3.1, Unit 442 and retrofits | 472 | 7305 | Rate Constraint in lbs/MMBtu | FALSE | L | Annual | Rate | lb/MWh | 3.0881 | 3.0881 | 3.0881 | 0 | 0 | 0 | 0
IL Fac. Spec. - NOX Rate Summer v3.1, Unit 442 and retrofits | 472 | 7305 | Rate Constraint in lbs/MMBtu | FALSE | L | Annual | Constraint Shadow Price | US2022$/Ton | 0 | 0 | 0 | 0 | 0 | 0 | 0
IL Fac. Spec. - NOX Rate Summer v3.1, Unit 443 and retrofits | 473 | 7305 | Rate Constraint in lbs/MMBtu | FALSE | L | Annual | Seasons Included | Seasons | Summer | Summer | Summer | Summer | Summer | Summer | Summer
IL Fac. Spec. - NOX Rate Summer v3.1, Unit 443 and retrofits | 473 | 7305 | Rate Constraint in lbs/MMBtu | FALSE | L | Annual | Standard NOX | lb/MMBtu | 0.25 | 0.25 | 0.25 | 0.25 | 0.25 | 0.25 | 0.25
IL Fac. Spec. - NOX Rate Summer v3.1, Unit 443 and retrofits | 473 | 7305 | Rate Constraint in lbs/MMBtu | FALSE | L | Annual | Emissions at Affected Plants NOX | Thousand Tons | 0.0035032 | 0.00032213 | 0.00040266 | 0 | 0 | 0 | 0
IL Fac. Spec. - NOX Rate Summer v3.1, Unit 443 and retrofits | 473 | 7305 | Rate Constraint in lbs/MMBtu | FALSE | L | Annual | Allowances Purchased NOX | Thousand Tons | 0 | 0 | 0 | 0 | 0 | 0 | 0
IL Fac. Spec. - NOX Rate Summer v3.1, Unit 443 and retrofits | 473 | 7305 | Rate Constraint in lbs/MMBtu | FALSE | L | Annual | Allowances Sold NOX | Thousand Tons | 0 | 0 | 0 | 0 | 0 | 0 | 0
IL Fac. Spec. - NOX Rate Summer v3.1, Unit 443 and retrofits | 473 | 7305 | Rate Constraint in lbs/MMBtu | FALSE | L | Annual | Allowances Banked | Thousand Tons | 0 | 0 | 0 | 0 | 0 | 0 | 0
IL Fac. Spec. - NOX Rate Summer v3.1, Unit 443 and retrofits | 473 | 7305 | Rate Constraint in lbs/MMBtu | FALSE | L | Annual | Allowances Withdrawn (1:1) | Thousand Tons | 0 | 0 | 0 | 0 | 0 | 0 | 0
IL Fac. Spec. - NOX Rate Summer v3.1, Unit 443 and retrofits | 473 | 7305 | Rate Constraint in lbs/MMBtu | FALSE | L | Annual | Allowances Withdrawn (n:1) | Thousand Tons | 0 | 0 | 0 | 0 | 0 | 0 | 0
IL Fac. Spec. - NOX Rate Summer v3.1, Unit 443 and retrofits | 473 | 7305 | Rate Constraint in lbs/MMBtu | FALSE | L | Annual | Net Emissions Allowance Position | Thousand Tons | 0.0035032 | 0.00032213 | 0.00040266 | 0 | 0 | 0 | 0
IL Fac. Spec. - NOX Rate Summer v3.1, Unit 443 and retrofits | 473 | 7305 | Rate Constraint in lbs/MMBtu | FALSE | L | Annual | Fuel Consumed | TBtu | 0.030993 | 0.0028499 | 0.0035624 | 0 | 0 | 0 | 0
IL Fac. Spec. - NOX Rate Summer v3.1, Unit 443 and retrofits | 473 | 7305 | Rate Constraint in lbs/MMBtu | FALSE | L | Annual | Rate | lb/MMBtu | 0.22606 | 0.22606 | 0.22606 | 0 | 0 | 0 | 0
IL Fac. Spec. - NOX Rate Summer v3.1, Unit 443 and retrofits | 473 | 7305 | Rate Constraint in lbs/MMBtu | FALSE | L | Annual | Generation | TWh | 0.002311 | 0.00021251 | 0.00026564 | 0 | 0 | 0 | 0
IL Fac. Spec. - NOX Rate Summer v3.1, Unit 443 and retrofits | 473 | 7305 | Rate Constraint in lbs/MMBtu | FALSE | L | Annual | Qualifying Generation | TWh | 0.002311 | 0.00021251 | 0.00026564 | 0 | 0 | 0 | 0
IL Fac. Spec. - NOX Rate Summer v3.1, Unit 443 and retrofits | 473 | 7305 | Rate Constraint in lbs/MMBtu | FALSE | L | Annual | Rate | lb/MWh | 3.0317 | 3.0317 | 3.0317 | 0 | 0 | 0 | 0
IL Fac. Spec. - NOX Rate Summer v3.1, Unit 443 and retrofits | 473 | 7305 | Rate Constraint in lbs/MMBtu | FALSE | L | Annual | Constraint Shadow Price | US2022$/Ton | 0 | 0 | 0 | 0 | 0 | 0 | 0
IL Fac. Spec. - NOX Rate Summer v3.1, Unit 444 and retrofits | 474 | 7305 | Rate Constraint in lbs/MMBtu | FALSE | L | Annual | Seasons Included | Seasons | Summer | Summer | Summer | Summer | Summer | Summer | Summer
IL Fac. Spec. - NOX Rate Summer v3.1, Unit 444 and retrofits | 474 | 7305 | Rate Constraint in lbs/MMBtu | FALSE | L | Annual | Standard NOX | lb/MMBtu | 0.25 | 0.25 | 0.25 | 0.25 | 0.25 | 0.25 | 0.25
IL Fac. Spec. - NOX Rate Summer v3.1, Unit 444 and retrofits | 474 | 7305 | Rate Constraint in lbs/MMBtu | FALSE | L | Annual | Emissions at Affected Plants NOX | Thousand Tons | 0.011203 | 0.010368 | 0.00023406 | 0 | 0 | 0 | 0
IL Fac. Spec. - NOX Rate Summer v3.1, Unit 444 and retrofits | 474 | 7305 | Rate Constraint in lbs/MMBtu | FALSE | L | Annual | Allowances Purchased NOX | Thousand Tons | 0 | 0 | 0 | 0 | 0 | 0 | 0
IL Fac. Spec. - NOX Rate Summer v3.1, Unit 444 and retrofits | 474 | 7305 | Rate Constraint in lbs/MMBtu | FALSE | L | Annual | Allowances Sold NOX | Thousand Tons | 0 | 0 | 0 | 0 | 0 | 0 | 0
IL Fac. Spec. - NOX Rate Summer v3.1, Unit 444 and retrofits | 474 | 7305 | Rate Constraint in lbs/MMBtu | FALSE | L | Annual | Allowances Banked | Thousand Tons | 0 | 0 | 0 | 0 | 0 | 0 | 0
IL Fac. Spec. - NOX Rate Summer v3.1, Unit 444 and retrofits | 474 | 7305 | Rate Constraint in lbs/MMBtu | FALSE | L | Annual | Allowances Withdrawn (1:1) | Thousand Tons | 0 | 0 | 0 | 0 | 0 | 0 | 0
IL Fac. Spec. - NOX Rate Summer v3.1, Unit 444 and retrofits | 474 | 7305 | Rate Constraint in lbs/MMBtu | FALSE | L | Annual | Allowances Withdrawn (n:1) | Thousand Tons | 0 | 0 | 0 | 0 | 0 | 0 | 0
IL Fac. Spec. - NOX Rate Summer v3.1, Unit 444 and retrofits | 474 | 7305 | Rate Constraint in lbs/MMBtu | FALSE | L | Annual | Net Emissions Allowance Position | Thousand Tons | 0.011203 | 0.010368 | 0.00023406 | 0 | 0 | 0 | 0
IL Fac. Spec. - NOX Rate Summer v3.1, Unit 444 and retrofits | 474 | 7305 | Rate Constraint in lbs/MMBtu | FALSE | L | Annual | Fuel Consumed | TBtu | 0.23548 | 0.21792 | 0.0049199 | 0 | 0 | 0 | 0
IL Fac. Spec. - NOX Rate Summer v3.1, Unit 444 and retrofits | 474 | 7305 | Rate Constraint in lbs/MMBtu | FALSE | L | Annual | Rate | lb/MMBtu | 0.09515 | 0.09515 | 0.09515 | 0 | 0 | 0 | 0
IL Fac. Spec. - NOX Rate Summer v3.1, Unit 444 and retrofits | 474 | 7305 | Rate Constraint in lbs/MMBtu | FALSE | L | Annual | Generation | TWh | 0.021915 | 0.020281 | 0.00045788 | 0 | 0 | 0 | 0
IL Fac. Spec. - NOX Rate Summer v3.1, Unit 444 and retrofits | 474 | 7305 | Rate Constraint in lbs/MMBtu | FALSE | L | Annual | Qualifying Generation | TWh | 0.021915 | 0.020281 | 0.00045788 | 0 | 0 | 0 | 0
IL Fac. Spec. - NOX Rate Summer v3.1, Unit 444 and retrofits | 474 | 7305 | Rate Constraint in lbs/MMBtu | FALSE | L | Annual | Rate | lb/MWh | 1.0224 | 1.0224 | 1.0224 | 0 | 0 | 0 | 0
IL Fac. Spec. - NOX Rate Summer v3.1, Unit 444 and retrofits | 474 | 7305 | Rate Constraint in lbs/MMBtu | FALSE | L | Annual | Constraint Shadow Price | US2022$/Ton | 0 | 0 | 0 | 0 | 0 | 0 | 0
IL Fac. Spec. - NOX Rate Summer v3.1, Unit 445 and retrofits | 475 | 7305 | Rate Constraint in lbs/MMBtu | FALSE | L | Annual | Seasons Included | Seasons | Summer | Summer | Summer | Summer | Summer | Summer | Summer
IL Fac. Spec. - NOX Rate Summer v3.1, Unit 445 and retrofits | 475 | 7305 | Rate Constraint in lbs/MMBtu | FALSE | L | Annual | Standard NOX | lb/MMBtu | 0.25 | 0.25 | 0.25 | 0.25 | 0.25 | 0.25 | 0.25
IL Fac. Spec. - NOX Rate Summer v3.1, Unit 445 and retrofits | 475 | 7305 | Rate Constraint in lbs/MMBtu | FALSE | L | Annual | Emissions at Affected Plants NOX | Thousand Tons | 0.010953 | 0.0059343 | 0.0046001 | 0 | 0 | 0 | 0
IL Fac. Spec. - NOX Rate Summer v3.1, Unit 445 and retrofits | 475 | 7305 | Rate Constraint in lbs/MMBtu | FALSE | L | Annual | Allowances Purchased NOX | Thousand Tons | 0 | 0 | 0 | 0 | 0 | 0 | 0
IL Fac. Spec. - NOX Rate Summer v3.1, Unit 445 and retrofits | 475 | 7305 | Rate Constraint in lbs/MMBtu | FALSE | L | Annual | Allowances Sold NOX | Thousand Tons | 0 | 0 | 0 | 0 | 0 | 0 | 0
IL Fac. Spec. - NOX Rate Summer v3.1, Unit 445 and retrofits | 475 | 7305 | Rate Constraint in lbs/MMBtu | FALSE | L | Annual | Allowances Banked | Thousand Tons | 0 | 0 | 0 | 0 | 0 | 0 | 0
IL Fac. Spec. - NOX Rate Summer v3.1, Unit 445 and retrofits | 475 | 7305 | Rate Constraint in lbs/MMBtu | FALSE | L | Annual | Allowances Withdrawn (1:1) | Thousand Tons | 0 | 0 | 0 | 0 | 0 | 0 | 0
IL Fac. Spec. - NOX Rate Summer v3.1, Unit 445 and retrofits | 475 | 7305 | Rate Constraint in lbs/MMBtu | FALSE | L | Annual | Allowances Withdrawn (n:1) | Thousand Tons | 0 | 0 | 0 | 0 | 0 | 0 | 0
IL Fac. Spec. - NOX Rate Summer v3.1, Unit 445 and retrofits | 475 | 7305 | Rate Constraint in lbs/MMBtu | FALSE | L | Annual | Net Emissions Allowance Position | Thousand Tons | 0.010953 | 0.0059343 | 0.0046001 | 0 | 0 | 0 | 0
IL Fac. Spec. - NOX Rate Summer v3.1, Unit 445 and retrofits | 475 | 7305 | Rate Constraint in lbs/MMBtu | FALSE | L | Annual | Fuel Consumed | TBtu | 0.23024 | 0.12475 | 0.096702 | 0 | 0 | 0 | 0
IL Fac. Spec. - NOX Rate Summer v3.1, Unit 445 and retrofits | 475 | 7305 | Rate Constraint in lbs/MMBtu | FALSE | L | Annual | Rate | lb/MMBtu | 0.09514 | 0.09514 | 0.09514 | 0 | 0 | 0 | 0
IL Fac. Spec. - NOX Rate Summer v3.1, Unit 445 and retrofits | 475 | 7305 | Rate Constraint in lbs/MMBtu | FALSE | L | Annual | Generation | TWh | 0.021428 | 0.01161 | 0.0089997 | 0 | 0 | 0 | 0
IL Fac. Spec. - NOX Rate Summer v3.1, Unit 445 and retrofits | 475 | 7305 | Rate Constraint in lbs/MMBtu | FALSE | L | Annual | Qualifying Generation | TWh | 0.021428 | 0.01161 | 0.0089997 | 0 | 0 | 0 | 0
IL Fac. Spec. - NOX Rate Summer v3.1, Unit 445 and retrofits | 475 | 7305 | Rate Constraint in lbs/MMBtu | FALSE | L | Annual | Rate | lb/MWh | 1.0223 | 1.0223 | 1.0223 | 0 | 0 | 0 | 0
IL Fac. Spec. - NOX Rate Summer v3.1, Unit 445 and retrofits | 475 | 7305 | Rate Constraint in lbs/MMBtu | FALSE | L | Annual | Constraint Shadow Price | US2022$/Ton | 0 | 0 | 0 | 0 | 0 | 0 | 0
IL Fac. Spec. - NOX Rate Summer v3.1, Unit 446 and retrofits | 476 | 7305 | Rate Constraint in lbs/MMBtu | FALSE | L | Annual | Seasons Included | Seasons | Summer | Summer | Summer | Summer | Summer | Summer | Summer
IL Fac. Spec. - NOX Rate Summer v3.1, Unit 446 and retrofits | 476 | 7305 | Rate Constraint in lbs/MMBtu | FALSE | L | Annual | Standard NOX | lb/MMBtu | 0.25 | 0.25 | 0.25 | 0.25 | 0.25 | 0.25 | 0.25
IL Fac. Spec. - NOX Rate Summer v3.1, Unit 446 and retrofits | 476 | 7305 | Rate Constraint in lbs/MMBtu | FALSE | L | Annual | Emissions at Affected Plants NOX | Thousand Tons | 0.011118 | 0.0060242 | 0.0023045 | 0 | 0 | 0 | 0
IL Fac. Spec. - NOX Rate Summer v3.1, Unit 446 and retrofits | 476 | 7305 | Rate Constraint in lbs/MMBtu | FALSE | L | Annual | Allowances Purchased NOX | Thousand Tons | 0 | 0 | 0 | 0 | 0 | 0 | 0
IL Fac. Spec. - NOX Rate Summer v3.1, Unit 446 and retrofits | 476 | 7305 | Rate Constraint in lbs/MMBtu | FALSE | L | Annual | Allowances Sold NOX | Thousand Tons | 0 | 0 | 0 | 0 | 0 | 0 | 0
IL Fac. Spec. - NOX Rate Summer v3.1, Unit 446 and retrofits | 476 | 7305 | Rate Constraint in lbs/MMBtu | FALSE | L | Annual | Allowances Banked | Thousand Tons | 0 | 0 | 0 | 0 | 0 | 0 | 0
IL Fac. Spec. - NOX Rate Summer v3.1, Unit 446 and retrofits | 476 | 7305 | Rate Constraint in lbs/MMBtu | FALSE | L | Annual | Allowances Withdrawn (1:1) | Thousand Tons | 0 | 0 | 0 | 0 | 0 | 0 | 0
IL Fac. Spec. - NOX Rate Summer v3.1, Unit 446 and retrofits | 476 | 7305 | Rate Constraint in lbs/MMBtu | FALSE | L | Annual | Allowances Withdrawn (n:1) | Thousand Tons | 0 | 0 | 0 | 0 | 0 | 0 | 0
IL Fac. Spec. - NOX Rate Summer v3.1, Unit 446 and retrofits | 476 | 7305 | Rate Constraint in lbs/MMBtu | FALSE | L | Annual | Net Emissions Allowance Position | Thousand Tons | 0.011118 | 0.0060242 | 0.0023045 | 0 | 0 | 0 | 0
IL Fac. Spec. - NOX Rate Summer v3.1, Unit 446 and retrofits | 476 | 7305 | Rate Constraint in lbs/MMBtu | FALSE | L | Annual | Fuel Consumed | TBtu | 0.23024 | 0.12475 | 0.047723 | 0 | 0 | 0 | 0
IL Fac. Spec. - NOX Rate Summer v3.1, Unit 446 and retrofits | 476 | 7305 | Rate Constraint in lbs/MMBtu | FALSE | L | Annual | Rate | lb/MMBtu | 0.09658 | 0.09658 | 0.09658 | 0 | 0 | 0 | 0
IL Fac. Spec. - NOX Rate Summer v3.1, Unit 446 and retrofits | 476 | 7305 | Rate Constraint in lbs/MMBtu | FALSE | L | Annual | Generation | TWh | 0.021428 | 0.01161 | 0.0044414 | 0 | 0 | 0 | 0
IL Fac. Spec. - NOX Rate Summer v3.1, Unit 446 and retrofits | 476 | 7305 | Rate Constraint in lbs/MMBtu | FALSE | L | Annual | Qualifying Generation | TWh | 0.021428 | 0.01161 | 0.0044414 | 0 | 0 | 0 | 0
IL Fac. Spec. - NOX Rate Summer v3.1, Unit 446 and retrofits | 476 | 7305 | Rate Constraint in lbs/MMBtu | FALSE | L | Annual | Rate | lb/MWh | 1.0378 | 1.0378 | 1.0378 | 0 | 0 | 0 | 0
IL Fac. Spec. - NOX Rate Summer v3.1, Unit 446 and retrofits | 476 | 7305 | Rate Constraint in lbs/MMBtu | FALSE | L | Annual | Constraint Shadow Price | US2022$/Ton | 0 | 0 | 0 | 0 | 0 | 0 | 0
IL Fac. Spec. - NOX Rate Summer v3.1, Unit 447 and retrofits | 477 | 7305 | Rate Constraint in lbs/MMBtu | FALSE | L | Annual | Seasons Included | Seasons | Summer | Summer | Summer | Summer | Summer | Summer | Summer
IL Fac. Spec. - NOX Rate Summer v3.1, Unit 447 and retrofits | 477 | 7305 | Rate Constraint in lbs/MMBtu | FALSE | L | Annual | Standard NOX | lb/MMBtu | 0.25 | 0.25 | 0.25 | 0.25 | 0.25 | 0.25 | 0.25
IL Fac. Spec. - NOX Rate Summer v3.1, Unit 447 and retrofits | 477 | 7305 | Rate Constraint in lbs/MMBtu | FALSE | L | Annual | Emissions at Affected Plants NOX | Thousand Tons | 0.010939 | 0.0059269 | 0.0045943 | 0 | 0 | 0 | 0
IL Fac. Spec. - NOX Rate Summer v3.1, Unit 447 and retrofits | 477 | 7305 | Rate Constraint in lbs/MMBtu | FALSE | L | Annual | Allowances Purchased NOX | Thousand Tons | 0 | 0 | 0 | 0 | 0 | 0 | 0
IL Fac. Spec. - NOX Rate Summer v3.1, Unit 447 and retrofits | 477 | 7305 | Rate Constraint in lbs/MMBtu | FALSE | L | Annual | Allowances Sold NOX | Thousand Tons | 0 | 0 | 0 | 0 | 0 | 0 | 0
IL Fac. Spec. - NOX Rate Summer v3.1, Unit 447 and retrofits | 477 | 7305 | Rate Constraint in lbs/MMBtu | FALSE | L | Annual | Allowances Banked | Thousand Tons | 0 | 0 | 0 | 0 | 0 | 0 | 0
IL Fac. Spec. - NOX Rate Summer v3.1, Unit 447 and retrofits | 477 | 7305 | Rate Constraint in lbs/MMBtu | FALSE | L | Annual | Allowances Withdrawn (1:1) | Thousand Tons | 0 | 0 | 0 | 0 | 0 | 0 | 0
IL Fac. Spec. - NOX Rate Summer v3.1, Unit 447 and retrofits | 477 | 7305 | Rate Constraint in lbs/MMBtu | FALSE | L | Annual | Allowances Withdrawn (n:1) | Thousand Tons | 0 | 0 | 0 | 0 | 0 | 0 | 0
IL Fac. Spec. - NOX Rate Summer v3.1, Unit 447 and retrofits | 477 | 7305 | Rate Constraint in lbs/MMBtu | FALSE | L | Annual | Net Emissions Allowance Position | Thousand Tons | 0.010939 | 0.0059269 | 0.0045943 | 0 | 0 | 0 | 0
IL Fac. Spec. - NOX Rate Summer v3.1, Unit 447 and retrofits | 477 | 7305 | Rate Constraint in lbs/MMBtu | FALSE | L | Annual | Fuel Consumed | TBtu | 0.23024 | 0.12475 | 0.096702 | 0 | 0 | 0 | 0
IL Fac. Spec. - NOX Rate Summer v3.1, Unit 447 and retrofits | 477 | 7305 | Rate Constraint in lbs/MMBtu | FALSE | L | Annual | Rate | lb/MMBtu | 0.09502 | 0.09502 | 0.09502 | 0 | 0 | 0 | 0
IL Fac. Spec. - NOX Rate Summer v3.1, Unit 447 and retrofits | 477 | 7305 | Rate Constraint in lbs/MMBtu | FALSE | L | Annual | Generation | TWh | 0.021428 | 0.01161 | 0.0089997 | 0 | 0 | 0 | 0
IL Fac. Spec. - NOX Rate Summer v3.1, Unit 447 and retrofits | 477 | 7305 | Rate Constraint in lbs/MMBtu | FALSE | L | Annual | Qualifying Generation | TWh | 0.021428 | 0.01161 | 0.0089997 | 0 | 0 | 0 | 0
IL Fac. Spec. - NOX Rate Summer v3.1, Unit 447 and retrofits | 477 | 7305 | Rate Constraint in lbs/MMBtu | FALSE | L | Annual | Rate | lb/MWh | 1.021 | 1.021 | 1.021 | 0 | 0 | 0 | 0
IL Fac. Spec. - NOX Rate Summer v3.1, Unit 447 and retrofits | 477 | 7305 | Rate Constraint in lbs/MMBtu | FALSE | L | Annual | Constraint Shadow Price | US2022$/Ton | 0 | 0 | 0 | 0 | 0 | 0 | 0
IL Fac. Spec. - NOX Rate Summer v3.1, Unit 448 and retrofits | 478 | 7305 | Rate Constraint in lbs/MMBtu | FALSE | L | Annual | Seasons Included | Seasons | Summer | Summer | Summer | Summer | Summer | Summer | Summer
IL Fac. Spec. - NOX Rate Summer v3.1, Unit 448 and retrofits | 478 | 7305 | Rate Constraint in lbs/MMBtu | FALSE | L | Annual | Standard NOX | lb/MMBtu | 0.25 | 0.25 | 0.25 | 0.25 | 0.25 | 0.25 | 0.25
IL Fac. Spec. - NOX Rate Summer v3.1, Unit 448 and retrofits | 478 | 7305 | Rate Constraint in lbs/MMBtu | FALSE | L | Annual | Emissions at Affected Plants NOX | Thousand Tons | 0.010725 | 0.0058108 | 0.0022229 | 0 | 0 | 0 | 0
IL Fac. Spec. - NOX Rate Summer v3.1, Unit 448 and retrofits | 478 | 7305 | Rate Constraint in lbs/MMBtu | FALSE | L | Annual | Allowances Purchased NOX | Thousand Tons | 0 | 0 | 0 | 0 | 0 | 0 | 0
IL Fac. Spec. - NOX Rate Summer v3.1, Unit 448 and retrofits | 478 | 7305 | Rate Constraint in lbs/MMBtu | FALSE | L | Annual | Allowances Sold NOX | Thousand Tons | 0 | 0 | 0 | 0 | 0 | 0 | 0
IL Fac. Spec. - NOX Rate Summer v3.1, Unit 448 and retrofits | 478 | 7305 | Rate Constraint in lbs/MMBtu | FALSE | L | Annual | Allowances Banked | Thousand Tons | 0 | 0 | 0 | 0 | 0 | 0 | 0
IL Fac. Spec. - NOX Rate Summer v3.1, Unit 448 and retrofits | 478 | 7305 | Rate Constraint in lbs/MMBtu | FALSE | L | Annual | Allowances Withdrawn (1:1) | Thousand Tons | 0 | 0 | 0 | 0 | 0 | 0 | 0
IL Fac. Spec. - NOX Rate Summer v3.1, Unit 448 and retrofits | 478 | 7305 | Rate Constraint in lbs/MMBtu | FALSE | L | Annual | Allowances Withdrawn (n:1) | Thousand Tons | 0 | 0 | 0 | 0 | 0 | 0 | 0
IL Fac. Spec. - NOX Rate Summer v3.1, Unit 448 and retrofits | 478 | 7305 | Rate Constraint in lbs/MMBtu | FALSE | L | Annual | Net Emissions Allowance Position | Thousand Tons | 0.010725 | 0.0058108 | 0.0022229 | 0 | 0 | 0 | 0
IL Fac. Spec. - NOX Rate Summer v3.1, Unit 448 and retrofits | 478 | 7305 | Rate Constraint in lbs/MMBtu | FALSE | L | Annual | Fuel Consumed | TBtu | 0.23024 | 0.12475 | 0.047723 | 0 | 0 | 0 | 0
IL Fac. Spec. - NOX Rate Summer v3.1, Unit 448 and retrofits | 478 | 7305 | Rate Constraint in lbs/MMBtu | FALSE | L | Annual | Rate | lb/MMBtu | 0.09316 | 0.09316 | 0.09316 | 0 | 0 | 0 | 0
IL Fac. Spec. - NOX Rate Summer v3.1, Unit 448 and retrofits | 478 | 7305 | Rate Constraint in lbs/MMBtu | FALSE | L | Annual | Generation | TWh | 0.021428 | 0.01161 | 0.0044414 | 0 | 0 | 0 | 0
IL Fac. Spec. - NOX Rate Summer v3.1, Unit 448 and retrofits | 478 | 7305 | Rate Constraint in lbs/MMBtu | FALSE | L | Annual | Qualifying Generation | TWh | 0.021428 | 0.01161 | 0.0044414 | 0 | 0 | 0 | 0
IL Fac. Spec. - NOX Rate Summer v3.1, Unit 448 and retrofits | 478 | 7305 | Rate Constraint in lbs/MMBtu | FALSE | L | Annual | Rate | lb/MWh | 1.001 | 1.001 | 1.001 | 0 | 0 | 0 | 0
IL Fac. Spec. - NOX Rate Summer v3.1, Unit 448 and retrofits | 478 | 7305 | Rate Constraint in lbs/MMBtu | FALSE | L | Annual | Constraint Shadow Price | US2022$/Ton | 0 | 0 | 0 | 0 | 0 | 0 | 0
IL Fac. Spec. - NOX Rate Summer v3.1, Unit 449 and retrofits | 479 | 7305 | Rate Constraint in lbs/MMBtu | FALSE | L | Annual | Seasons Included | Seasons | Summer | Summer | Summer | Summer | Summer | Summer | Summer
IL Fac. Spec. - NOX Rate Summer v3.1, Unit 449 and retrofits | 479 | 7305 | Rate Constraint in lbs/MMBtu | FALSE | L | Annual | Standard NOX | lb/MMBtu | 0.25 | 0.25 | 0.25 | 0.25 | 0.25 | 0.25 | 0.25
IL Fac. Spec. - NOX Rate Summer v3.1, Unit 449 and retrofits | 479 | 7305 | Rate Constraint in lbs/MMBtu | FALSE | L | Annual | Emissions at Affected Plants NOX | Thousand Tons | 0.0020036 | 0.0010856 | 0.00084153 | 0 | 0 | 0 | 0
IL Fac. Spec. - NOX Rate Summer v3.1, Unit 449 and retrofits | 479 | 7305 | Rate Constraint in lbs/MMBtu | FALSE | L | Annual | Allowances Purchased NOX | Thousand Tons | 0 | 0 | 0 | 0 | 0 | 0 | 0
IL Fac. Spec. - NOX Rate Summer v3.1, Unit 449 and retrofits | 479 | 7305 | Rate Constraint in lbs/MMBtu | FALSE | L | Annual | Allowances Sold NOX | Thousand Tons | 0 | 0 | 0 | 0 | 0 | 0 | 0
IL Fac. Spec. - NOX Rate Summer v3.1, Unit 449 and retrofits | 479 | 7305 | Rate Constraint in lbs/MMBtu | FALSE | L | Annual | Allowances Banked | Thousand Tons | 0 | 0 | 0 | 0 | 0 | 0 | 0
IL Fac. Spec. - NOX Rate Summer v3.1, Unit 449 and retrofits | 479 | 7305 | Rate Constraint in lbs/MMBtu | FALSE | L | Annual | Allowances Withdrawn (1:1) | Thousand Tons | 0 | 0 | 0 | 0 | 0 | 0 | 0
IL Fac. Spec. - NOX Rate Summer v3.1, Unit 449 and retrofits | 479 | 7305 | Rate Constraint in lbs/MMBtu | FALSE | L | Annual | Allowances Withdrawn (n:1) | Thousand Tons | 0 | 0 | 0 | 0 | 0 | 0 | 0
IL Fac. Spec. - NOX Rate Summer v3.1, Unit 449 and retrofits | 479 | 7305 | Rate Constraint in lbs/MMBtu | FALSE | L | Annual | Net Emissions Allowance Position | Thousand Tons | 0.0020036 | 0.0010856 | 0.00084153 | 0 | 0 | 0 | 0
IL Fac. Spec. - NOX Rate Summer v3.1, Unit 449 and retrofits | 479 | 7305 | Rate Constraint in lbs/MMBtu | FALSE | L | Annual | Fuel Consumed | TBtu | 0.18315 | 0.099233 | 0.076922 | 0 | 0 | 0 | 0
IL Fac. Spec. - NOX Rate Summer v3.1, Unit 449 and retrofits | 479 | 7305 | Rate Constraint in lbs/MMBtu | FALSE | L | Annual | Rate | lb/MMBtu | 0.02188 | 0.02188 | 0.02188 | 0 | 0 | 0 | 0
IL Fac. Spec. - NOX Rate Summer v3.1, Unit 449 and retrofits | 479 | 7305 | Rate Constraint in lbs/MMBtu | FALSE | L | Annual | Generation | TWh | 0.017045 | 0.0092352 | 0.0071589 | 0 | 0 | 0 | 0
IL Fac. Spec. - NOX Rate Summer v3.1, Unit 449 and retrofits | 479 | 7305 | Rate Constraint in lbs/MMBtu | FALSE | L | Annual | Qualifying Generation | TWh | 0.017045 | 0.0092352 | 0.0071589 | 0 | 0 | 0 | 0
IL Fac. Spec. - NOX Rate Summer v3.1, Unit 449 and retrofits | 479 | 7305 | Rate Constraint in lbs/MMBtu | FALSE | L | Annual | Rate | lb/MWh | 0.2351 | 0.2351 | 0.2351 | 0 | 0 | 0 | 0
IL Fac. Spec. - NOX Rate Summer v3.1, Unit 449 and retrofits | 479 | 7305 | Rate Constraint in lbs/MMBtu | FALSE | L | Annual | Constraint Shadow Price | US2022$/Ton | 0 | 0 | 0 | 0 | 0 | 0 | 0
IL Fac. Spec. - NOX Rate Summer v3.1, Unit 450 and retrofits | 480 | 7305 | Rate Constraint in lbs/MMBtu | FALSE | L | Annual | Seasons Included | Seasons | Summer | Summer | Summer | Summer | Summer | Summer | Summer
IL Fac. Spec. - NOX Rate Summer v3.1, Unit 450 and retrofits | 480 | 7305 | Rate Constraint in lbs/MMBtu | FALSE | L | Annual | Standard NOX | lb/MMBtu | 0.25 | 0.25 | 0.25 | 0.25 | 0.25 | 0.25 | 0.25
IL Fac. Spec. - NOX Rate Summer v3.1, Unit 450 and retrofits | 480 | 7305 | Rate Constraint in lbs/MMBtu | FALSE | L | Annual | Emissions at Affected Plants NOX | Thousand Tons | 0.0031318 | 0.0016969 | 0.00064914 | 0 | 0 | 0 | 0
IL Fac. Spec. - NOX Rate Summer v3.1, Unit 450 and retrofits | 480 | 7305 | Rate Constraint in lbs/MMBtu | FALSE | L | Annual | Allowances Purchased NOX | Thousand Tons | 0 | 0 | 0 | 0 | 0 | 0 | 0
IL Fac. Spec. - NOX Rate Summer v3.1, Unit 450 and retrofits | 480 | 7305 | Rate Constraint in lbs/MMBtu | FALSE | L | Annual | Allowances Sold NOX | Thousand Tons | 0 | 0 | 0 | 0 | 0 | 0 | 0
IL Fac. Spec. - NOX Rate Summer v3.1, Unit 450 and retrofits | 480 | 7305 | Rate Constraint in lbs/MMBtu | FALSE | L | Annual | Allowances Banked | Thousand Tons | 0 | 0 | 0 | 0 | 0 | 0 | 0
IL Fac. Spec. - NOX Rate Summer v3.1, Unit 450 and retrofits | 480 | 7305 | Rate Constraint in lbs/MMBtu | FALSE | L | Annual | Allowances Withdrawn (1:1) | Thousand Tons | 0 | 0 | 0 | 0 | 0 | 0 | 0
IL Fac. Spec. - NOX Rate Summer v3.1, Unit 450 and retrofits | 480 | 7305 | Rate Constraint in lbs/MMBtu | FALSE | L | Annual | Allowances Withdrawn (n:1) | Thousand Tons | 0 | 0 | 0 | 0 | 0 | 0 | 0
IL Fac. Spec. - NOX Rate Summer v3.1, Unit 450 and retrofits | 480 | 7305 | Rate Constraint in lbs/MMBtu | FALSE | L | Annual | Net Emissions Allowance Position | Thousand Tons | 0.0031318 | 0.0016969 | 0.00064914 | 0 | 0 | 0 | 0
IL Fac. Spec. - NOX Rate Summer v3.1, Unit 450 and retrofits | 480 | 7305 | Rate Constraint in lbs/MMBtu | FALSE | L | Annual | Fuel Consumed | TBtu | 0.18315 | 0.099233 | 0.037962 | 0 | 0 | 0 | 0
IL Fac. Spec. - NOX Rate Summer v3.1, Unit 450 and retrofits | 480 | 7305 | Rate Constraint in lbs/MMBtu | FALSE | L | Annual | Rate | lb/MMBtu | 0.0342 | 0.0342 | 0.0342 | 0 | 0 | 0 | 0
IL Fac. Spec. - NOX Rate Summer v3.1, Unit 450 and retrofits | 480 | 7305 | Rate Constraint in lbs/MMBtu | FALSE | L | Annual | Generation | TWh | 0.017045 | 0.0092352 | 0.0035329 | 0 | 0 | 0 | 0
IL Fac. Spec. - NOX Rate Summer v3.1, Unit 450 and retrofits | 480 | 7305 | Rate Constraint in lbs/MMBtu | FALSE | L | Annual | Qualifying Generation | TWh | 0.017045 | 0.0092352 | 0.0035329 | 0 | 0 | 0 | 0
IL Fac. Spec. - NOX Rate Summer v3.1, Unit 450 and retrofits | 480 | 7305 | Rate Constraint in lbs/MMBtu | FALSE | L | Annual | Rate | lb/MWh | 0.36748 | 0.36748 | 0.36748 | 0 | 0 | 0 | 0
IL Fac. Spec. - NOX Rate Summer v3.1, Unit 450 and retrofits | 480 | 7305 | Rate Constraint in lbs/MMBtu | FALSE | L | Annual | Constraint Shadow Price | US2022$/Ton | 0 | 0 | 0 | 0 | 0 | 0 | 0
IL Fac. Spec. - NOX Rate Summer v3.1, Unit 451 and retrofits | 481 | 7305 | Rate Constraint in lbs/MMBtu | FALSE | L | Annual | Seasons Included | Seasons | Summer | Summer | Summer | Summer | Summer | Summer | Summer
IL Fac. Spec. - NOX Rate Summer v3.1, Unit 451 and retrofits | 481 | 7305 | Rate Constraint in lbs/MMBtu | FALSE | L | Annual | Standard NOX | lb/MMBtu | 0.25 | 0.25 | 0.25 | 0.25 | 0.25 | 0.25 | 0.25
IL Fac. Spec. - NOX Rate Summer v3.1, Unit 451 and retrofits | 481 | 7305 | Rate Constraint in lbs/MMBtu | FALSE | L | Annual | Emissions at Affected Plants NOX | Thousand Tons | 0.0026172 | 0.0024221 | 0.00093354 | 0 | 0 | 0 | 0
IL Fac. Spec. - NOX Rate Summer v3.1, Unit 451 and retrofits | 481 | 7305 | Rate Constraint in lbs/MMBtu | FALSE | L | Annual | Allowances Purchased NOX | Thousand Tons | 0 | 0 | 0 | 0 | 0 | 0 | 0
IL Fac. Spec. - NOX Rate Summer v3.1, Unit 451 and retrofits | 481 | 7305 | Rate Constraint in lbs/MMBtu | FALSE | L | Annual | Allowances Sold NOX | Thousand Tons | 0 | 0 | 0 | 0 | 0 | 0 | 0
IL Fac. Spec. - NOX Rate Summer v3.1, Unit 451 and retrofits | 481 | 7305 | Rate Constraint in lbs/MMBtu | FALSE | L | Annual | Allowances Banked | Thousand Tons | 0 | 0 | 0 | 0 | 0 | 0 | 0
IL Fac. Spec. - NOX Rate Summer v3.1, Unit 451 and retrofits | 481 | 7305 | Rate Constraint in lbs/MMBtu | FALSE | L | Annual | Allowances Withdrawn (1:1) | Thousand Tons | 0 | 0 | 0 | 0 | 0 | 0 | 0
IL Fac. Spec. - NOX Rate Summer v3.1, Unit 451 and retrofits | 481 | 7305 | Rate Constraint in lbs/MMBtu | FALSE | L | Annual | Allowances Withdrawn (n:1) | Thousand Tons | 0 | 0 | 0 | 0 | 0 | 0 | 0
IL Fac. Spec. - NOX Rate Summer v3.1, Unit 451 and retrofits | 481 | 7305 | Rate Constraint in lbs/MMBtu | FALSE | L | Annual | Net Emissions Allowance Position | Thousand Tons | 0.0026172 | 0.0024221 | 0.00093354 | 0 | 0 | 0 | 0
IL Fac. Spec. - NOX Rate Summer v3.1, Unit 451 and retrofits | 481 | 7305 | Rate Constraint in lbs/MMBtu | FALSE | L | Annual | Fuel Consumed | TBtu | 0.18315 | 0.16949 | 0.065328 | 0 | 0 | 0 | 0
IL Fac. Spec. - NOX Rate Summer v3.1, Unit 451 and retrofits | 481 | 7305 | Rate Constraint in lbs/MMBtu | FALSE | L | Annual | Rate | lb/MMBtu | 0.02858 | 0.02858 | 0.02858 | 0 | 0 | 0 | 0
IL Fac. Spec. - NOX Rate Summer v3.1, Unit 451 and retrofits | 481 | 7305 | Rate Constraint in lbs/MMBtu | FALSE | L | Annual | Generation | TWh | 0.017045 | 0.015774 | 0.0060799 | 0 | 0 | 0 | 0
IL Fac. Spec. - NOX Rate Summer v3.1, Unit 451 and retrofits | 481 | 7305 | Rate Constraint in lbs/MMBtu | FALSE | L | Annual | Qualifying Generation | TWh | 0.017045 | 0.015774 | 0.0060799 | 0 | 0 | 0 | 0
IL Fac. Spec. - NOX Rate Summer v3.1, Unit 451 and retrofits | 481 | 7305 | Rate Constraint in lbs/MMBtu | FALSE | L | Annual | Rate | lb/MWh | 0.30709 | 0.30709 | 0.30709 | 0 | 0 | 0 | 0
IL Fac. Spec. - NOX Rate Summer v3.1, Unit 451 and retrofits | 481 | 7305 | Rate Constraint in lbs/MMBtu | FALSE | L | Annual | Constraint Shadow Price | US2022$/Ton | 0 | 0 | 0 | 0 | 0 | 0 | 0
IL Fac. Spec. - NOX Rate Summer v3.1, Unit 452 and retrofits | 482 | 7305 | Rate Constraint in lbs/MMBtu | FALSE | L | Annual | Seasons Included | Seasons | Summer | Summer | Summer | Summer | Summer | Summer | Summer
IL Fac. Spec. - NOX Rate Summer v3.1, Unit 452 and retrofits | 482 | 7305 | Rate Constraint in lbs/MMBtu | FALSE | L | Annual | Standard NOX | lb/MMBtu | 0.25 | 0.25 | 0.25 | 0.25 | 0.25 | 0.25 | 0.25
IL Fac. Spec. - NOX Rate Summer v3.1, Unit 452 and retrofits | 482 | 7305 | Rate Constraint in lbs/MMBtu | FALSE | L | Annual | Emissions at Affected Plants NOX | Thousand Tons | 0.0031575 | 0.0017108 | 0.00065446 | 0 | 0 | 0 | 0
IL Fac. Spec. - NOX Rate Summer v3.1, Unit 452 and retrofits | 482 | 7305 | Rate Constraint in lbs/MMBtu | FALSE | L | Annual | Allowances Purchased NOX | Thousand Tons | 0 | 0 | 0 | 0 | 0 | 0 | 0
IL Fac. Spec. - NOX Rate Summer v3.1, Unit 452 and retrofits | 482 | 7305 | Rate Constraint in lbs/MMBtu | FALSE | L | Annual | Allowances Sold NOX | Thousand Tons | 0 | 0 | 0 | 0 | 0 | 0 | 0
IL Fac. Spec. - NOX Rate Summer v3.1, Unit 452 and retrofits | 482 | 7305 | Rate Constraint in lbs/MMBtu | FALSE | L | Annual | Allowances Banked | Thousand Tons | 0 | 0 | 0 | 0 | 0 | 0 | 0
IL Fac. Spec. - NOX Rate Summer v3.1, Unit 452 and retrofits | 482 | 7305 | Rate Constraint in lbs/MMBtu | FALSE | L | Annual | Allowances Withdrawn (1:1) | Thousand Tons | 0 | 0 | 0 | 0 | 0 | 0 | 0
IL Fac. Spec. - NOX Rate Summer v3.1, Unit 452 and retrofits | 482 | 7305 | Rate Constraint in lbs/MMBtu | FALSE | L | Annual | Allowances Withdrawn (n:1) | Thousand Tons | 0 | 0 | 0 | 0 | 0 | 0 | 0
IL Fac. Spec. - NOX Rate Summer v3.1, Unit 452 and retrofits | 482 | 7305 | Rate Constraint in lbs/MMBtu | FALSE | L | Annual | Net Emissions Allowance Position | Thousand Tons | 0.0031575 | 0.0017108 | 0.00065446 | 0 | 0 | 0 | 0
IL Fac. Spec. - NOX Rate Summer v3.1, Unit 452 and retrofits | 482 | 7305 | Rate Constraint in lbs/MMBtu | FALSE | L | Annual | Fuel Consumed | TBtu | 0.18315 | 0.099233 | 0.037962 | 0 | 0 | 0 | 0
IL Fac. Spec. - NOX Rate Summer v3.1, Unit 452 and retrofits | 482 | 7305 | Rate Constraint in lbs/MMBtu | FALSE | L | Annual | Rate | lb/MMBtu | 0.03448 | 0.03448 | 0.03448 | 0 | 0 | 0 | 0
IL Fac. Spec. - NOX Rate Summer v3.1, Unit 452 and retrofits | 482 | 7305 | Rate Constraint in lbs/MMBtu | FALSE | L | Annual | Generation | TWh | 0.017045 | 0.0092352 | 0.0035329 | 0 | 0 | 0 | 0
IL Fac. Spec. - NOX Rate Summer v3.1, Unit 452 and retrofits | 482 | 7305 | Rate Constraint in lbs/MMBtu | FALSE | L | Annual | Qualifying Generation | TWh | 0.017045 | 0.0092352 | 0.0035329 | 0 | 0 | 0 | 0
IL Fac. Spec. - NOX Rate Summer v3.1, Unit 452 and retrofits | 482 | 7305 | Rate Constraint in lbs/MMBtu | FALSE | L | Annual | Rate | lb/MWh | 0.37049 | 0.37049 | 0.37049 | 0 | 0 | 0 | 0
IL Fac. Spec. - NOX Rate Summer v3.1, Unit 452 and retrofits | 482 | 7305 | Rate Constraint in lbs/MMBtu | FALSE | L | Annual | Constraint Shadow Price | US2022$/Ton | 0 | 0 | 0 | 0 | 0 | 0 | 0
IL Fac. Spec. - NOX Rate Summer v3.1, Unit 453 and retrofits | 483 | 7305 | Rate Constraint in lbs/MMBtu | FALSE | L | Annual | Seasons Included | Seasons | Summer | Summer | Summer | Summer | Summer | Summer | Summer
IL Fac. Spec. - NOX Rate Summer v3.1, Unit 453 and retrofits | 483 | 7305 | Rate Constraint in lbs/MMBtu | FALSE | L | Annual | Standard NOX | lb/MMBtu | 0.25 | 0.25 | 0.25 | 0.25 | 0.25 | 0.25 | 0.25
IL Fac. Spec. - NOX Rate Summer v3.1, Unit 453 and retrofits | 483 | 7305 | Rate Constraint in lbs/MMBtu | FALSE | L | Annual | Emissions at Affected Plants NOX | Thousand Tons | 0.00040664 | 8.1328e-05 | 0.00010166 | 0 | 0 | 0 | 0
IL Fac. Spec. - NOX Rate Summer v3.1, Unit 453 and retrofits | 483 | 7305 | Rate Constraint in lbs/MMBtu | FALSE | L | Annual | Allowances Purchased NOX | Thousand Tons | 0 | 0 | 0 | 0 | 0 | 0 | 0
IL Fac. Spec. - NOX Rate Summer v3.1, Unit 453 and retrofits | 483 | 7305 | Rate Constraint in lbs/MMBtu | FALSE | L | Annual | Allowances Sold NOX | Thousand Tons | 0 | 0 | 0 | 0 | 0 | 0 | 0
IL Fac. Spec. - NOX Rate Summer v3.1, Unit 453 and retrofits | 483 | 7305 | Rate Constraint in lbs/MMBtu | FALSE | L | Annual | Allowances Banked | Thousand Tons | 0 | 0 | 0 | 0 | 0 | 0 | 0
IL Fac. Spec. - NOX Rate Summer v3.1, Unit 453 and retrofits | 483 | 7305 | Rate Constraint in lbs/MMBtu | FALSE | L | Annual | Allowances Withdrawn (1:1) | Thousand Tons | 0 | 0 | 0 | 0 | 0 | 0 | 0
IL Fac. Spec. - NOX Rate Summer v3.1, Unit 453 and retrofits | 483 | 7305 | Rate Constraint in lbs/MMBtu | FALSE | L | Annual | Allowances Withdrawn (n:1) | Thousand Tons | 0 | 0 | 0 | 0 | 0 | 0 | 0
IL Fac. Spec. - NOX Rate Summer v3.1, Unit 453 and retrofits | 483 | 7305 | Rate Constraint in lbs/MMBtu | FALSE | L | Annual | Net Emissions Allowance Position | Thousand Tons | 0.00040664 | 8.1328e-05 | 0.00010166 | 0 | 0 | 0 | 0
IL Fac. Spec. - NOX Rate Summer v3.1, Unit 453 and retrofits | 483 | 7305 | Rate Constraint in lbs/MMBtu | FALSE | L | Annual | Fuel Consumed | TBtu | 0.034785 | 0.006957 | 0.0086963 | 0 | 0 | 0 | 0
IL Fac. Spec. - NOX Rate Summer v3.1, Unit 453 and retrofits | 483 | 7305 | Rate Constraint in lbs/MMBtu | FALSE | L | Annual | Rate | lb/MMBtu | 0.02338 | 0.02338 | 0.02338 | 0 | 0 | 0 | 0
IL Fac. Spec. - NOX Rate Summer v3.1, Unit 453 and retrofits | 483 | 7305 | Rate Constraint in lbs/MMBtu | FALSE | L | Annual | Generation | TWh | 0.0025799 | 0.00051599 | 0.00064498 | 0 | 0 | 0 | 0
IL Fac. Spec. - NOX Rate Summer v3.1, Unit 453 and retrofits | 483 | 7305 | Rate Constraint in lbs/MMBtu | FALSE | L | Annual | Qualifying Generation | TWh | 0.0025799 | 0.00051599 | 0.00064498 | 0 | 0 | 0 | 0
IL Fac. Spec. - NOX Rate Summer v3.1, Unit 453 and retrofits | 483 | 7305 | Rate Constraint in lbs/MMBtu | FALSE | L | Annual | Rate | lb/MWh | 0.31523 | 0.31523 | 0.31523 | 0 | 0 | 0 | 0
IL Fac. Spec. - NOX Rate Summer v3.1, Unit 453 and retrofits | 483 | 7305 | Rate Constraint in lbs/MMBtu | FALSE | L | Annual | Constraint Shadow Price | US2022$/Ton | 0 | 0 | 0 | 0 | 0 | 0 | 0
IL Fac. Spec. - NOX Rate Summer v3.1, Unit 454 and retrofits | 484 | 7305 | Rate Constraint in lbs/MMBtu | FALSE | L | Annual | Seasons Included | Seasons | Summer | Summer | Summer | Summer | Summer | Summer | Summer
IL Fac. Spec. - NOX Rate Summer v3.1, Unit 454 and retrofits | 484 | 7305 | Rate Constraint in lbs/MMBtu | FALSE | L | Annual | Standard NOX | lb/MMBtu | 0.25 | 0.25 | 0.25 | 0.25 | 0.25 | 0.25 | 0.25
IL Fac. Spec. - NOX Rate Summer v3.1, Unit 454 and retrofits | 484 | 7305 | Rate Constraint in lbs/MMBtu | FALSE | L | Annual | Emissions at Affected Plants NOX | Thousand Tons | 0.00031085 | 6.217e-05 | 7.7713e-05 | 0 | 0 | 0 | 0
IL Fac. Spec. - NOX Rate Summer v3.1, Unit 454 and retrofits | 484 | 7305 | Rate Constraint in lbs/MMBtu | FALSE | L | Annual | Allowances Purchased NOX | Thousand Tons | 0 | 0 | 0 | 0 | 0 | 0 | 0
IL Fac. Spec. - NOX Rate Summer v3.1, Unit 454 and retrofits | 484 | 7305 | Rate Constraint in lbs/MMBtu | FALSE | L | Annual | Allowances Sold NOX | Thousand Tons | 0 | 0 | 0 | 0 | 0 | 0 | 0
IL Fac. Spec. - NOX Rate Summer v3.1, Unit 454 and retrofits | 484 | 7305 | Rate Constraint in lbs/MMBtu | FALSE | L | Annual | Allowances Banked | Thousand Tons | 0 | 0 | 0 | 0 | 0 | 0 | 0
IL Fac. Spec. - NOX Rate Summer v3.1, Unit 454 and retrofits | 484 | 7305 | Rate Constraint in lbs/MMBtu | FALSE | L | Annual | Allowances Withdrawn (1:1) | Thousand Tons | 0 | 0 | 0 | 0 | 0 | 0 | 0
IL Fac. Spec. - NOX Rate Summer v3.1, Unit 454 and retrofits | 484 | 7305 | Rate Constraint in lbs/MMBtu | FALSE | L | Annual | Allowances Withdrawn (n:1) | Thousand Tons | 0 | 0 | 0 | 0 | 0 | 0 | 0
IL Fac. Spec. - NOX Rate Summer v3.1, Unit 454 and retrofits | 484 | 7305 | Rate Constraint in lbs/MMBtu | FALSE | L | Annual | Net Emissions Allowance Position | Thousand Tons | 0.00031085 | 6.217e-05 | 7.7713e-05 | 0 | 0 | 0 | 0
IL Fac. Spec. - NOX Rate Summer v3.1, Unit 454 and retrofits | 484 | 7305 | Rate Constraint in lbs/MMBtu | FALSE | L | Annual | Fuel Consumed | TBtu | 0.03479 | 0.0069581 | 0.0086976 | 0 | 0 | 0 | 0
IL Fac. Spec. - NOX Rate Summer v3.1, Unit 454 and retrofits | 484 | 7305 | Rate Constraint in lbs/MMBtu | FALSE | L | Annual | Rate | lb/MMBtu | 0.01787 | 0.01787 | 0.01787 | 0 | 0 | 0 | 0
IL Fac. Spec. - NOX Rate Summer v3.1, Unit 454 and retrofits | 484 | 7305 | Rate Constraint in lbs/MMBtu | FALSE | L | Annual | Generation | TWh | 0.0025799 | 0.00051599 | 0.00064498 | 0 | 0 | 0 | 0
IL Fac. Spec. - NOX Rate Summer v3.1, Unit 454 and retrofits | 484 | 7305 | Rate Constraint in lbs/MMBtu | FALSE | L | Annual | Qualifying Generation | TWh | 0.0025799 | 0.00051599 | 0.00064498 | 0 | 0 | 0 | 0
IL Fac. Spec. - NOX Rate Summer v3.1, Unit 454 and retrofits | 484 | 7305 | Rate Constraint in lbs/MMBtu | FALSE | L | Annual | Rate | lb/MWh | 0.24098 | 0.24098 | 0.24098 | 0 | 0 | 0 | 0
IL Fac. Spec. - NOX Rate Summer v3.1, Unit 454 and retrofits | 484 | 7305 | Rate Constraint in lbs/MMBtu | FALSE | L | Annual | Constraint Shadow Price | US2022$/Ton | 0 | 0 | 0 | 0 | 0 | 0 | 0
IL Fac. Spec. - NOX Rate Summer v3.1, Unit 455 and retrofits | 485 | 7305 | Rate Constraint in lbs/MMBtu | FALSE | L | Annual | Seasons Included | Seasons | Summer | Summer | Summer | Summer | Summer | Summer | Summer
IL Fac. Spec. - NOX Rate Summer v3.1, Unit 455 and retrofits | 485 | 7305 | Rate Constraint in lbs/MMBtu | FALSE | L | Annual | Standard NOX | lb/MMBtu | 0.25 | 0.25 | 0.25 | 0.25 | 0.25 | 0.25 | 0.25
IL Fac. Spec. - NOX Rate Summer v3.1, Unit 455 and retrofits | 485 | 7305 | Rate Constraint in lbs/MMBtu | FALSE | L | Annual | Emissions at Affected Plants NOX | Thousand Tons | 0.00031885 | 6.3771e-05 | 7.9713e-05 | 0 | 0 | 0 | 0
IL Fac. Spec. - NOX Rate Summer v3.1, Unit 455 and retrofits | 485 | 7305 | Rate Constraint in lbs/MMBtu | FALSE | L | Annual | Allowances Purchased NOX | Thousand Tons | 0 | 0 | 0 | 0 | 0 | 0 | 0
IL Fac. Spec. - NOX Rate Summer v3.1, Unit 455 and retrofits | 485 | 7305 | Rate Constraint in lbs/MMBtu | FALSE | L | Annual | Allowances Sold NOX | Thousand Tons | 0 | 0 | 0 | 0 | 0 | 0 | 0
IL Fac. Spec. - NOX Rate Summer v3.1, Unit 455 and retrofits | 485 | 7305 | Rate Constraint in lbs/MMBtu | FALSE | L | Annual | Allowances Banked | Thousand Tons | 0 | 0 | 0 | 0 | 0 | 0 | 0
IL Fac. Spec. - NOX Rate Summer v3.1, Unit 455 and retrofits | 485 | 7305 | Rate Constraint in lbs/MMBtu | FALSE | L | Annual | Allowances Withdrawn (1:1) | Thousand Tons | 0 | 0 | 0 | 0 | 0 | 0 | 0
IL Fac. Spec. - NOX Rate Summer v3.1, Unit 455 and retrofits | 485 | 7305 | Rate Constraint in lbs/MMBtu | FALSE | L | Annual | Allowances Withdrawn (n:1) | Thousand Tons | 0 | 0 | 0 | 0 | 0 | 0 | 0
IL Fac. Spec. - NOX Rate Summer v3.1, Unit 455 and retrofits | 485 | 7305 | Rate Constraint in lbs/MMBtu | FALSE | L | Annual | Net Emissions Allowance Position | Thousand Tons | 0.00031885 | 6.3771e-05 | 7.9713e-05 | 0 | 0 | 0 | 0
IL Fac. Spec. - NOX Rate Summer v3.1, Unit 455 and retrofits | 485 | 7305 | Rate Constraint in lbs/MMBtu | FALSE | L | Annual | Fuel Consumed | TBtu | 0.03479 | 0.0069581 | 0.0086976 | 0 | 0 | 0 | 0
IL Fac. Spec. - NOX Rate Summer v3.1, Unit 455 and retrofits | 485 | 7305 | Rate Constraint in lbs/MMBtu | FALSE | L | Annual | Rate | lb/MMBtu | 0.01833 | 0.01833 | 0.01833 | 0 | 0 | 0 | 0
IL Fac. Spec. - NOX Rate Summer v3.1, Unit 455 and retrofits | 485 | 7305 | Rate Constraint in lbs/MMBtu | FALSE | L | Annual | Generation | TWh | 0.0025799 | 0.00051599 | 0.00064498 | 0 | 0 | 0 | 0
IL Fac. Spec. - NOX Rate Summer v3.1, Unit 455 and retrofits | 485 | 7305 | Rate Constraint in lbs/MMBtu | FALSE | L | Annual | Qualifying Generation | TWh | 0.0025799 | 0.00051599 | 0.00064498 | 0 | 0 | 0 | 0
IL Fac. Spec. - NOX Rate Summer v3.1, Unit 455 and retrofits | 485 | 7305 | Rate Constraint in lbs/MMBtu | FALSE | L | Annual | Rate | lb/MWh | 0.24718 | 0.24718 | 0.24718 | 0 | 0 | 0 | 0
IL Fac. Spec. - NOX Rate Summer v3.1, Unit 455 and retrofits | 485 | 7305 | Rate Constraint in lbs/MMBtu | FALSE | L | Annual | Constraint Shadow Price | US2022$/Ton | 0 | 0 | 0 | 0 | 0 | 0 | 0
IL Fac. Spec. - NOX Rate Summer v3.1, Unit 456 and retrofits | 486 | 7305 | Rate Constraint in lbs/MMBtu | FALSE | L | Annual | Seasons Included | Seasons | Summer | Summer | Summer | Summer | Summer | Summer | Summer
IL Fac. Spec. - NOX Rate Summer v3.1, Unit 456 and retrofits | 486 | 7305 | Rate Constraint in lbs/MMBtu | FALSE | L | Annual | Standard NOX | lb/MMBtu | 0.25 | 0.25 | 0.25 | 0.25 | 0.25 | 0.25 | 0.25
IL Fac. Spec. - NOX Rate Summer v3.1, Unit 456 and retrofits | 486 | 7305 | Rate Constraint in lbs/MMBtu | FALSE | L | Annual | Emissions at Affected Plants NOX | Thousand Tons | 0.0004027 | 8.054e-05 | 0.00010067 | 0 | 0 | 0 | 0
IL Fac. Spec. - NOX Rate Summer v3.1, Unit 456 and retrofits | 486 | 7305 | Rate Constraint in lbs/MMBtu | FALSE | L | Annual | Allowances Purchased NOX | Thousand Tons | 0 | 0 | 0 | 0 | 0 | 0 | 0
IL Fac. Spec. - NOX Rate Summer v3.1, Unit 456 and retrofits | 486 | 7305 | Rate Constraint in lbs/MMBtu | FALSE | L | Annual | Allowances Sold NOX | Thousand Tons | 0 | 0 | 0 | 0 | 0 | 0 | 0
IL Fac. Spec. - NOX Rate Summer v3.1, Unit 456 and retrofits | 486 | 7305 | Rate Constraint in lbs/MMBtu | FALSE | L | Annual | Allowances Banked | Thousand Tons | 0 | 0 | 0 | 0 | 0 | 0 | 0
IL Fac. Spec. - NOX Rate Summer v3.1, Unit 456 and retrofits | 486 | 7305 | Rate Constraint in lbs/MMBtu | FALSE | L | Annual | Allowances Withdrawn (1:1) | Thousand Tons | 0 | 0 | 0 | 0 | 0 | 0 | 0
IL Fac. Spec. - NOX Rate Summer v3.1, Unit 456 and retrofits | 486 | 7305 | Rate Constraint in lbs/MMBtu | FALSE | L | Annual | Allowances Withdrawn (n:1) | Thousand Tons | 0 | 0 | 0 | 0 | 0 | 0 | 0
IL Fac. Spec. - NOX Rate Summer v3.1, Unit 456 and retrofits | 486 | 7305 | Rate Constraint in lbs/MMBtu | FALSE | L | Annual | Net Emissions Allowance Position | Thousand Tons | 0.0004027 | 8.054e-05 | 0.00010067 | 0 | 0 | 0 | 0
IL Fac. Spec. - NOX Rate Summer v3.1, Unit 456 and retrofits | 486 | 7305 | Rate Constraint in lbs/MMBtu | FALSE | L | Annual | Fuel Consumed | TBtu | 0.03479 | 0.0069581 | 0.0086976 | 0 | 0 | 0 | 0
IL Fac. Spec. - NOX Rate Summer v3.1, Unit 456 and retrofits | 486 | 7305 | Rate Constraint in lbs/MMBtu | FALSE | L | Annual | Rate | lb/MMBtu | 0.02315 | 0.02315 | 0.02315 | 0 | 0 | 0 | 0
IL Fac. Spec. - NOX Rate Summer v3.1, Unit 456 and retrofits | 486 | 7305 | Rate Constraint in lbs/MMBtu | FALSE | L | Annual | Generation | TWh | 0.0025799 | 0.00051599 | 0.00064498 | 0 | 0 | 0 | 0
IL Fac. Spec. - NOX Rate Summer v3.1, Unit 456 and retrofits | 486 | 7305 | Rate Constraint in lbs/MMBtu | FALSE | L | Annual | Qualifying Generation | TWh | 0.0025799 | 0.00051599 | 0.00064498 | 0 | 0 | 0 | 0
IL Fac. Spec. - NOX Rate Summer v3.1, Unit 456 and retrofits | 486 | 7305 | Rate Constraint in lbs/MMBtu | FALSE | L | Annual | Rate | lb/MWh | 0.31218 | 0.31218 | 0.31218 | 0 | 0 | 0 | 0
IL Fac. Spec. - NOX Rate Summer v3.1, Unit 456 and retrofits | 486 | 7305 | Rate Constraint in lbs/MMBtu | FALSE | L | Annual | Constraint Shadow Price | US2022$/Ton | 0 | 0 | 0 | 0 | 0 | 0 | 0
IL Fac. Spec. - NOX Rate Summer v3.1, Unit 457 and retrofits | 487 | 7305 | Rate Constraint in lbs/MMBtu | FALSE | L | Annual | Seasons Included | Seasons | Summer | Summer | Summer | Summer | Summer | Summer | Summer
IL Fac. Spec. - NOX Rate Summer v3.1, Unit 457 and retrofits | 487 | 7305 | Rate Constraint in lbs/MMBtu | FALSE | L | Annual | Standard NOX | lb/MMBtu | 0.25 | 0.25 | 0.25 | 0.25 | 0.25 | 0.25 | 0.25
IL Fac. Spec. - NOX Rate Summer v3.1, Unit 457 and retrofits | 487 | 7305 | Rate Constraint in lbs/MMBtu | FALSE | L | Annual | Emissions at Affected Plants NOX | Thousand Tons | 0.00036145 | 7.6678e-05 | 9.5847e-05 | 0 | 0 | 0 | 0
IL Fac. Spec. - NOX Rate Summer v3.1, Unit 457 and retrofits | 487 | 7305 | Rate Constraint in lbs/MMBtu | FALSE | L | Annual | Allowances Purchased NOX | Thousand Tons | 0 | 0 | 0 | 0 | 0 | 0 | 0
IL Fac. Spec. - NOX Rate Summer v3.1, Unit 457 and retrofits | 487 | 7305 | Rate Constraint in lbs/MMBtu | FALSE | L | Annual | Allowances Sold NOX | Thousand Tons | 0 | 0 | 0 | 0 | 0 | 0 | 0
IL Fac. Spec. - NOX Rate Summer v3.1, Unit 457 and retrofits | 487 | 7305 | Rate Constraint in lbs/MMBtu | FALSE | L | Annual | Allowances Banked | Thousand Tons | 0 | 0 | 0 | 0 | 0 | 0 | 0
IL Fac. Spec. - NOX Rate Summer v3.1, Unit 457 and retrofits | 487 | 7305 | Rate Constraint in lbs/MMBtu | FALSE | L | Annual | Allowances Withdrawn (1:1) | Thousand Tons | 0 | 0 | 0 | 0 | 0 | 0 | 0
IL Fac. Spec. - NOX Rate Summer v3.1, Unit 457 and retrofits | 487 | 7305 | Rate Constraint in lbs/MMBtu | FALSE | L | Annual | Allowances Withdrawn (n:1) | Thousand Tons | 0 | 0 | 0 | 0 | 0 | 0 | 0
IL Fac. Spec. - NOX Rate Summer v3.1, Unit 457 and retrofits | 487 | 7305 | Rate Constraint in lbs/MMBtu | FALSE | L | Annual | Net Emissions Allowance Position | Thousand Tons | 0.00036145 | 7.6678e-05 | 9.5847e-05 | 0 | 0 | 0 | 0
IL Fac. Spec. - NOX Rate Summer v3.1, Unit 457 and retrofits | 487 | 7305 | Rate Constraint in lbs/MMBtu | FALSE | L | Annual | Fuel Consumed | TBtu | 0.032799 | 0.0069581 | 0.0086976 | 0 | 0 | 0 | 0
IL Fac. Spec. - NOX Rate Summer v3.1, Unit 457 and retrofits | 487 | 7305 | Rate Constraint in lbs/MMBtu | FALSE | L | Annual | Rate | lb/MMBtu | 0.02204 | 0.02204 | 0.02204 | 0 | 0 | 0 | 0
IL Fac. Spec. - NOX Rate Summer v3.1, Unit 457 and retrofits | 487 | 7305 | Rate Constraint in lbs/MMBtu | FALSE | L | Annual | Generation | TWh | 0.0024323 | 0.00051599 | 0.00064498 | 0 | 0 | 0 | 0
IL Fac. Spec. - NOX Rate Summer v3.1, Unit 457 and retrofits | 487 | 7305 | Rate Constraint in lbs/MMBtu | FALSE | L | Annual | Qualifying Generation | TWh | 0.0024323 | 0.00051599 | 0.00064498 | 0 | 0 | 0 | 0
IL Fac. Spec. - NOX Rate Summer v3.1, Unit 457 and retrofits | 487 | 7305 | Rate Constraint in lbs/MMBtu | FALSE | L | Annual | Rate | lb/MWh | 0.29721 | 0.29721 | 0.29721 | 0 | 0 | 0 | 0
IL Fac. Spec. - NOX Rate Summer v3.1, Unit 457 and retrofits | 487 | 7305 | Rate Constraint in lbs/MMBtu | FALSE | L | Annual | Constraint Shadow Price | US2022$/Ton | 0 | 0 | 0 | 0 | 0 | 0 | 0
IL Fac. Spec. - NOX Rate Summer v3.1, Unit 458 and retrofits | 488 | 7305 | Rate Constraint in lbs/MMBtu | FALSE | L | Annual | Seasons Included | Seasons | Summer | Summer | Summer | Summer | Summer | Summer | Summer
IL Fac. Spec. - NOX Rate Summer v3.1, Unit 458 and retrofits | 488 | 7305 | Rate Constraint in lbs/MMBtu | FALSE | L | Annual | Standard NOX | lb/MMBtu | 0.25 | 0.25 | 0.25 | 0.25 | 0.25 | 0.25 | 0.25
IL Fac. Spec. - NOX Rate Summer v3.1, Unit 458 and retrofits | 488 | 7305 | Rate Constraint in lbs/MMBtu | FALSE | L | Annual | Emissions at Affected Plants NOX | Thousand Tons | 0.00039017 | 7.8035e-05 | 9.7543e-05 | 0 | 0 | 0 | 0
IL Fac. Spec. - NOX Rate Summer v3.1, Unit 458 and retrofits | 488 | 7305 | Rate Constraint in lbs/MMBtu | FALSE | L | Annual | Allowances Purchased NOX | Thousand Tons | 0 | 0 | 0 | 0 | 0 | 0 | 0
IL Fac. Spec. - NOX Rate Summer v3.1, Unit 458 and retrofits | 488 | 7305 | Rate Constraint in lbs/MMBtu | FALSE | L | Annual | Allowances Sold NOX | Thousand Tons | 0 | 0 | 0 | 0 | 0 | 0 | 0
IL Fac. Spec. - NOX Rate Summer v3.1, Unit 458 and retrofits | 488 | 7305 | Rate Constraint in lbs/MMBtu | FALSE | L | Annual | Allowances Banked | Thousand Tons | 0 | 0 | 0 | 0 | 0 | 0 | 0
IL Fac. Spec. - NOX Rate Summer v3.1, Unit 458 and retrofits | 488 | 7305 | Rate Constraint in lbs/MMBtu | FALSE | L | Annual | Allowances Withdrawn (1:1) | Thousand Tons | 0 | 0 | 0 | 0 | 0 | 0 | 0
IL Fac. Spec. - NOX Rate Summer v3.1, Unit 458 and retrofits | 488 | 7305 | Rate Constraint in lbs/MMBtu | FALSE | L | Annual | Allowances Withdrawn (n:1) | Thousand Tons | 0 | 0 | 0 | 0 | 0 | 0 | 0
IL Fac. Spec. - NOX Rate Summer v3.1, Unit 458 and retrofits | 488 | 7305 | Rate Constraint in lbs/MMBtu | FALSE | L | Annual | Net Emissions Allowance Position | Thousand Tons | 0.00039017 | 7.8035e-05 | 9.7543e-05 | 0 | 0 | 0 | 0
IL Fac. Spec. - NOX Rate Summer v3.1, Unit 458 and retrofits | 488 | 7305 | Rate Constraint in lbs/MMBtu | FALSE | L | Annual | Fuel Consumed | TBtu | 0.03479 | 0.0069581 | 0.0086976 | 0 | 0 | 0 | 0
IL Fac. Spec. - NOX Rate Summer v3.1, Unit 458 and retrofits | 488 | 7305 | Rate Constraint in lbs/MMBtu | FALSE | L | Annual | Rate | lb/MMBtu | 0.02243 | 0.02243 | 0.02243 | 0 | 0 | 0 | 0
IL Fac. Spec. - NOX Rate Summer v3.1, Unit 458 and retrofits | 488 | 7305 | Rate Constraint in lbs/MMBtu | FALSE | L | Annual | Generation | TWh | 0.0025799 | 0.00051599 | 0.00064498 | 0 | 0 | 0 | 0
IL Fac. Spec. - NOX Rate Summer v3.1, Unit 458 and retrofits | 488 | 7305 | Rate Constraint in lbs/MMBtu | FALSE | L | Annual | Qualifying Generation | TWh | 0.0025799 | 0.00051599 | 0.00064498 | 0 | 0 | 0 | 0
IL Fac. Spec. - NOX Rate Summer v3.1, Unit 458 and retrofits | 488 | 7305 | Rate Constraint in lbs/MMBtu | FALSE | L | Annual | Rate | lb/MWh | 0.30247 | 0.30247 | 0.30247 | 0 | 0 | 0 | 0
IL Fac. Spec. - NOX Rate Summer v3.1, Unit 458 and retrofits | 488 | 7305 | Rate Constraint in lbs/MMBtu | FALSE | L | Annual | Constraint Shadow Price | US2022$/Ton | 0 | 0 | 0 | 0 | 0 | 0 | 0
IL Fac. Spec. - NOX Rate Summer v3.1, Unit 459 and retrofits | 489 | 7305 | Rate Constraint in lbs/MMBtu | FALSE | L | Annual | Seasons Included | Seasons | Summer | Summer | Summer | Summer | Summer | Summer | Summer
IL Fac. Spec. - NOX Rate Summer v3.1, Unit 459 and retrofits | 489 | 7305 | Rate Constraint in lbs/MMBtu | FALSE | L | Annual | Standard NOX | lb/MMBtu | 0.25 | 0.25 | 0.25 | 0.25 | 0.25 | 0.25 | 0.25
IL Fac. Spec. - NOX Rate Summer v3.1, Unit 459 and retrofits | 489 | 7305 | Rate Constraint in lbs/MMBtu | FALSE | L | Annual | Emissions at Affected Plants NOX | Thousand Tons | 0.00039495 | 8.7766e-05 | 0.00010971 | 0 | 0 | 0 | 0
IL Fac. Spec. - NOX Rate Summer v3.1, Unit 459 and retrofits | 489 | 7305 | Rate Constraint in lbs/MMBtu | FALSE | L | Annual | Allowances Purchased NOX | Thousand Tons | 0 | 0 | 0 | 0 | 0 | 0 | 0
IL Fac. Spec. - NOX Rate Summer v3.1, Unit 459 and retrofits | 489 | 7305 | Rate Constraint in lbs/MMBtu | FALSE | L | Annual | Allowances Sold NOX | Thousand Tons | 0 | 0 | 0 | 0 | 0 | 0 | 0
IL Fac. Spec. - NOX Rate Summer v3.1, Unit 459 and retrofits | 489 | 7305 | Rate Constraint in lbs/MMBtu | FALSE | L | Annual | Allowances Banked | Thousand Tons | 0 | 0 | 0 | 0 | 0 | 0 | 0
IL Fac. Spec. - NOX Rate Summer v3.1, Unit 459 and retrofits | 489 | 7305 | Rate Constraint in lbs/MMBtu | FALSE | L | Annual | Allowances Withdrawn (1:1) | Thousand Tons | 0 | 0 | 0 | 0 | 0 | 0 | 0
IL Fac. Spec. - NOX Rate Summer v3.1, Unit 459 and retrofits | 489 | 7305 | Rate Constraint in lbs/MMBtu | FALSE | L | Annual | Allowances Withdrawn (n:1) | Thousand Tons | 0 | 0 | 0 | 0 | 0 | 0 | 0
IL Fac. Spec. - NOX Rate Summer v3.1, Unit 459 and retrofits | 489 | 7305 | Rate Constraint in lbs/MMBtu | FALSE | L | Annual | Net Emissions Allowance Position | Thousand Tons | 0.00039495 | 8.7766e-05 | 0.00010971 | 0 | 0 | 0 | 0
IL Fac. Spec. - NOX Rate Summer v3.1, Unit 459 and retrofits | 489 | 7305 | Rate Constraint in lbs/MMBtu | FALSE | L | Annual | Fuel Consumed | TBtu | 0.032776 | 0.0072835 | 0.0091043 | 0 | 0 | 0 | 0
IL Fac. Spec. - NOX Rate Summer v3.1, Unit 459 and retrofits | 489 | 7305 | Rate Constraint in lbs/MMBtu | FALSE | L | Annual | Rate | lb/MMBtu | 0.0241 | 0.0241 | 0.0241 | 0 | 0 | 0 | 0
IL Fac. Spec. - NOX Rate Summer v3.1, Unit 459 and retrofits | 489 | 7305 | Rate Constraint in lbs/MMBtu | FALSE | L | Annual | Generation | TWh | 0.0024187 | 0.00053749 | 0.00067186 | 0 | 0 | 0 | 0
IL Fac. Spec. - NOX Rate Summer v3.1, Unit 459 and retrofits | 489 | 7305 | Rate Constraint in lbs/MMBtu | FALSE | L | Annual | Qualifying Generation | TWh | 0.0024187 | 0.00053749 | 0.00067186 | 0 | 0 | 0 | 0
IL Fac. Spec. - NOX Rate Summer v3.1, Unit 459 and retrofits | 489 | 7305 | Rate Constraint in lbs/MMBtu | FALSE | L | Annual | Rate | lb/MWh | 0.32658 | 0.32658 | 0.32658 | 0 | 0 | 0 | 0
IL Fac. Spec. - NOX Rate Summer v3.1, Unit 459 and retrofits | 489 | 7305 | Rate Constraint in lbs/MMBtu | FALSE | L | Annual | Constraint Shadow Price | US2022$/Ton | 0 | 0 | 0 | 0 | 0 | 0 | 0
IL Fac. Spec. - NOX Rate Summer v3.1, Unit 460 and retrofits | 490 | 7305 | Rate Constraint in lbs/MMBtu | FALSE | L | Annual | Seasons Included | Seasons | Summer | Summer | Summer | Summer | Summer | Summer | Summer
IL Fac. Spec. - NOX Rate Summer v3.1, Unit 460 and retrofits | 490 | 7305 | Rate Constraint in lbs/MMBtu | FALSE | L | Annual | Standard NOX | lb/MMBtu | 0.25 | 0.25 | 0.25 | 0.25 | 0.25 | 0.25 | 0.25
IL Fac. Spec. - NOX Rate Summer v3.1, Unit 460 and retrofits | 490 | 7305 | Rate Constraint in lbs/MMBtu | FALSE | L | Annual | Emissions at Affected Plants NOX | Thousand Tons | 0.0003852 | 8.56e-05 | 0.000107 | 0 | 0 | 0 | 0
IL Fac. Spec. - NOX Rate Summer v3.1, Unit 460 and retrofits | 490 | 7305 | Rate Constraint in lbs/MMBtu | FALSE | L | Annual | Allowances Purchased NOX | Thousand Tons | 0 | 0 | 0 | 0 | 0 | 0 | 0
IL Fac. Spec. - NOX Rate Summer v3.1, Unit 460 and retrofits | 490 | 7305 | Rate Constraint in lbs/MMBtu | FALSE | L | Annual | Allowances Sold NOX | Thousand Tons | 0 | 0 | 0 | 0 | 0 | 0 | 0
IL Fac. Spec. - NOX Rate Summer v3.1, Unit 460 and retrofits | 490 | 7305 | Rate Constraint in lbs/MMBtu | FALSE | L | Annual | Allowances Banked | Thousand Tons | 0 | 0 | 0 | 0 | 0 | 0 | 0
IL Fac. Spec. - NOX Rate Summer v3.1, Unit 460 and retrofits | 490 | 7305 | Rate Constraint in lbs/MMBtu | FALSE | L | Annual | Allowances Withdrawn (1:1) | Thousand Tons | 0 | 0 | 0 | 0 | 0 | 0 | 0
IL Fac. Spec. - NOX Rate Summer v3.1, Unit 460 and retrofits | 490 | 7305 | Rate Constraint in lbs/MMBtu | FALSE | L | Annual | Allowances Withdrawn (n:1) | Thousand Tons | 0 | 0 | 0 | 0 | 0 | 0 | 0
IL Fac. Spec. - NOX Rate Summer v3.1, Unit 460 and retrofits | 490 | 7305 | Rate Constraint in lbs/MMBtu | FALSE | L | Annual | Net Emissions Allowance Position | Thousand Tons | 0.0003852 | 8.56e-05 | 0.000107 | 0 | 0 | 0 | 0
IL Fac. Spec. - NOX Rate Summer v3.1, Unit 460 and retrofits | 490 | 7305 | Rate Constraint in lbs/MMBtu | FALSE | L | Annual | Fuel Consumed | TBtu | 0.032783 | 0.0072851 | 0.0091063 | 0 | 0 | 0 | 0
IL Fac. Spec. - NOX Rate Summer v3.1, Unit 460 and retrofits | 490 | 7305 | Rate Constraint in lbs/MMBtu | FALSE | L | Annual | Rate | lb/MMBtu | 0.0235 | 0.0235 | 0.0235 | 0 | 0 | 0 | 0
IL Fac. Spec. - NOX Rate Summer v3.1, Unit 460 and retrofits | 490 | 7305 | Rate Constraint in lbs/MMBtu | FALSE | L | Annual | Generation | TWh | 0.0024187 | 0.00053749 | 0.00067186 | 0 | 0 | 0 | 0
IL Fac. Spec. - NOX Rate Summer v3.1, Unit 460 and retrofits | 490 | 7305 | Rate Constraint in lbs/MMBtu | FALSE | L | Annual | Qualifying Generation | TWh | 0.0024187 | 0.00053749 | 0.00067186 | 0 | 0 | 0 | 0
IL Fac. Spec. - NOX Rate Summer v3.1, Unit 460 and retrofits | 490 | 7305 | Rate Constraint in lbs/MMBtu | FALSE | L | Annual | Rate | lb/MWh | 0.31852 | 0.31852 | 0.31852 | 0 | 0 | 0 | 0
IL Fac. Spec. - NOX Rate Summer v3.1, Unit 460 and retrofits | 490 | 7305 | Rate Constraint in lbs/MMBtu | FALSE | L | Annual | Constraint Shadow Price | US2022$/Ton | 0 | 0 | 0 | 0 | 0 | 0 | 0
IL Fac. Spec. - NOX Rate Summer v3.1, Unit 461 and retrofits | 491 | 7305 | Rate Constraint in lbs/MMBtu | FALSE | L | Annual | Seasons Included | Seasons | Summer | Summer | Summer | Summer | Summer | Summer | Summer
IL Fac. Spec. - NOX Rate Summer v3.1, Unit 461 and retrofits | 491 | 7305 | Rate Constraint in lbs/MMBtu | FALSE | L | Annual | Standard NOX | lb/MMBtu | 0.25 | 0.25 | 0.25 | 0.25 | 0.25 | 0.25 | 0.25
IL Fac. Spec. - NOX Rate Summer v3.1, Unit 461 and retrofits | 491 | 7305 | Rate Constraint in lbs/MMBtu | FALSE | L | Annual | Emissions at Affected Plants NOX | Thousand Tons | 0.00025911 | 7.9079e-05 | 9.8849e-05 | 0 | 0 | 0 | 0
IL Fac. Spec. - NOX Rate Summer v3.1, Unit 461 and retrofits | 491 | 7305 | Rate Constraint in lbs/MMBtu | FALSE | L | Annual | Allowances Purchased NOX | Thousand Tons | 0 | 0 | 0 | 0 | 0 | 0 | 0
IL Fac. Spec. - NOX Rate Summer v3.1, Unit 461 and retrofits | 491 | 7305 | Rate Constraint in lbs/MMBtu | FALSE | L | Annual | Allowances Sold NOX | Thousand Tons | 0 | 0 | 0 | 0 | 0 | 0 | 0
IL Fac. Spec. - NOX Rate Summer v3.1, Unit 461 and retrofits | 491 | 7305 | Rate Constraint in lbs/MMBtu | FALSE | L | Annual | Allowances Banked | Thousand Tons | 0 | 0 | 0 | 0 | 0 | 0 | 0
IL Fac. Spec. - NOX Rate Summer v3.1, Unit 461 and retrofits | 491 | 7305 | Rate Constraint in lbs/MMBtu | FALSE | L | Annual | Allowances Withdrawn (1:1) | Thousand Tons | 0 | 0 | 0 | 0 | 0 | 0 | 0
IL Fac. Spec. - NOX Rate Summer v3.1, Unit 461 and retrofits | 491 | 7305 | Rate Constraint in lbs/MMBtu | FALSE | L | Annual | Allowances Withdrawn (n:1) | Thousand Tons | 0 | 0 | 0 | 0 | 0 | 0 | 0
IL Fac. Spec. - NOX Rate Summer v3.1, Unit 461 and retrofits | 491 | 7305 | Rate Constraint in lbs/MMBtu | FALSE | L | Annual | Net Emissions Allowance Position | Thousand Tons | 0.00025911 | 7.9079e-05 | 9.8849e-05 | 0 | 0 | 0 | 0
IL Fac. Spec. - NOX Rate Summer v3.1, Unit 461 and retrofits | 491 | 7305 | Rate Constraint in lbs/MMBtu | FALSE | L | Annual | Fuel Consumed | TBtu | 0.023871 | 0.0072851 | 0.0091063 | 0 | 0 | 0 | 0
IL Fac. Spec. - NOX Rate Summer v3.1, Unit 461 and retrofits | 491 | 7305 | Rate Constraint in lbs/MMBtu | FALSE | L | Annual | Rate | lb/MMBtu | 0.02171 | 0.02171 | 0.02171 | 0 | 0 | 0 | 0
IL Fac. Spec. - NOX Rate Summer v3.1, Unit 461 and retrofits | 491 | 7305 | Rate Constraint in lbs/MMBtu | FALSE | L | Annual | Generation | TWh | 0.0017611 | 0.00053749 | 0.00067186 | 0 | 0 | 0 | 0
IL Fac. Spec. - NOX Rate Summer v3.1, Unit 461 and retrofits | 491 | 7305 | Rate Constraint in lbs/MMBtu | FALSE | L | Annual | Qualifying Generation | TWh | 0.0017611 | 0.00053749 | 0.00067186 | 0 | 0 | 0 | 0
IL Fac. Spec. - NOX Rate Summer v3.1, Unit 461 and retrofits | 491 | 7305 | Rate Constraint in lbs/MMBtu | FALSE | L | Annual | Rate | lb/MWh | 0.29426 | 0.29426 | 0.29426 | 0 | 0 | 0 | 0
IL Fac. Spec. - NOX Rate Summer v3.1, Unit 461 and retrofits | 491 | 7305 | Rate Constraint in lbs/MMBtu | FALSE | L | Annual | Constraint Shadow Price | US2022$/Ton | 0 | 0 | 0 | 0 | 0 | 0 | 0
IL Fac. Spec. - NOX Rate Summer v3.1, Unit 462 and retrofits | 492 | 7305 | Rate Constraint in lbs/MMBtu | FALSE | L | Annual | Seasons Included | Seasons | Summer | Summer | Summer | Summer | Summer | Summer | Summer
IL Fac. Spec. - NOX Rate Summer v3.1, Unit 462 and retrofits | 492 | 7305 | Rate Constraint in lbs/MMBtu | FALSE | L | Annual | Standard NOX | lb/MMBtu | 0.25 | 0.25 | 0.25 | 0.25 | 0.25 | 0.25 | 0.25
IL Fac. Spec. - NOX Rate Summer v3.1, Unit 462 and retrofits | 492 | 7305 | Rate Constraint in lbs/MMBtu | FALSE | L | Annual | Emissions at Affected Plants NOX | Thousand Tons | 8.1702e-05 | 8.1702e-05 | 8.6869e-05 | 0 | 0 | 0 | 0
IL Fac. Spec. - NOX Rate Summer v3.1, Unit 462 and retrofits | 492 | 7305 | Rate Constraint in lbs/MMBtu | FALSE | L | Annual | Allowances Purchased NOX | Thousand Tons | 0 | 0 | 0 | 0 | 0 | 0 | 0
IL Fac. Spec. - NOX Rate Summer v3.1, Unit 462 and retrofits | 492 | 7305 | Rate Constraint in lbs/MMBtu | FALSE | L | Annual | Allowances Sold NOX | Thousand Tons | 0 | 0 | 0 | 0 | 0 | 0 | 0
IL Fac. Spec. - NOX Rate Summer v3.1, Unit 462 and retrofits | 492 | 7305 | Rate Constraint in lbs/MMBtu | FALSE | L | Annual | Allowances Banked | Thousand Tons | 0 | 0 | 0 | 0 | 0 | 0 | 0
IL Fac. Spec. - NOX Rate Summer v3.1, Unit 462 and retrofits | 492 | 7305 | Rate Constraint in lbs/MMBtu | FALSE | L | Annual | Allowances Withdrawn (1:1) | Thousand Tons | 0 | 0 | 0 | 0 | 0 | 0 | 0
IL Fac. Spec. - NOX Rate Summer v3.1, Unit 462 and retrofits | 492 | 7305 | Rate Constraint in lbs/MMBtu | FALSE | L | Annual | Allowances Withdrawn (n:1) | Thousand Tons | 0 | 0 | 0 | 0 | 0 | 0 | 0
IL Fac. Spec. - NOX Rate Summer v3.1, Unit 462 and retrofits | 492 | 7305 | Rate Constraint in lbs/MMBtu | FALSE | L | Annual | Net Emissions Allowance Position | Thousand Tons | 8.1702e-05 | 8.1702e-05 | 8.6869e-05 | 0 | 0 | 0 | 0
IL Fac. Spec. - NOX Rate Summer v3.1, Unit 462 and retrofits | 492 | 7305 | Rate Constraint in lbs/MMBtu | FALSE | L | Annual | Fuel Consumed | TBtu | 0.0072851 | 0.0072851 | 0.0077458 | 0 | 0 | 0 | 0
IL Fac. Spec. - NOX Rate Summer v3.1, Unit 462 and retrofits | 492 | 7305 | Rate Constraint in lbs/MMBtu | FALSE | L | Annual | Rate | lb/MMBtu | 0.02243 | 0.02243 | 0.02243 | 0 | 0 | 0 | 0
IL Fac. Spec. - NOX Rate Summer v3.1, Unit 462 and retrofits | 492 | 7305 | Rate Constraint in lbs/MMBtu | FALSE | L | Annual | Generation | TWh | 0.00053749 | 0.00053749 | 0.00057148 | 0 | 0 | 0 | 0
IL Fac. Spec. - NOX Rate Summer v3.1, Unit 462 and retrofits | 492 | 7305 | Rate Constraint in lbs/MMBtu | FALSE | L | Annual | Qualifying Generation | TWh | 0.00053749 | 0.00053749 | 0.00057148 | 0 | 0 | 0 | 0
IL Fac. Spec. - NOX Rate Summer v3.1, Unit 462 and retrofits | 492 | 7305 | Rate Constraint in lbs/MMBtu | FALSE | L | Annual | Rate | lb/MWh | 0.30402 | 0.30402 | 0.30402 | 0 | 0 | 0 | 0
IL Fac. Spec. - NOX Rate Summer v3.1, Unit 462 and retrofits | 492 | 7305 | Rate Constraint in lbs/MMBtu | FALSE | L | Annual | Constraint Shadow Price | US2022$/Ton | 0 | 0 | 0 | 0 | 0 | 0 | 0
IL Fac. Spec. - NOX Rate Summer v3.1, Unit 463 and retrofits | 493 | 7305 | Rate Constraint in lbs/MMBtu | FALSE | L | Annual | Seasons Included | Seasons | Summer | Summer | Summer | Summer | Summer | Summer | Summer
IL Fac. Spec. - NOX Rate Summer v3.1, Unit 463 and retrofits | 493 | 7305 | Rate Constraint in lbs/MMBtu | FALSE | L | Annual | Standard NOX | lb/MMBtu | 0.25 | 0.25 | 0.25 | 0.25 | 0.25 | 0.25 | 0.25
IL Fac. Spec. - NOX Rate Summer v3.1, Unit 463 and retrofits | 493 | 7305 | Rate Constraint in lbs/MMBtu | FALSE | L | Annual | Emissions at Affected Plants NOX | Thousand Tons | 0.0088911 | 0.0048174 | 0.0037343 | 0 | 0 | 0 | 0
IL Fac. Spec. - NOX Rate Summer v3.1, Unit 463 and retrofits | 493 | 7305 | Rate Constraint in lbs/MMBtu | FALSE | L | Annual | Allowances Purchased NOX | Thousand Tons | 0 | 0 | 0 | 0 | 0 | 0 | 0
IL Fac. Spec. - NOX Rate Summer v3.1, Unit 463 and retrofits | 493 | 7305 | Rate Constraint in lbs/MMBtu | FALSE | L | Annual | Allowances Sold NOX | Thousand Tons | 0 | 0 | 0 | 0 | 0 | 0 | 0
IL Fac. Spec. - NOX Rate Summer v3.1, Unit 463 and retrofits | 493 | 7305 | Rate Constraint in lbs/MMBtu | FALSE | L | Annual | Allowances Banked | Thousand Tons | 0 | 0 | 0 | 0 | 0 | 0 | 0
IL Fac. Spec. - NOX Rate Summer v3.1, Unit 463 and retrofits | 493 | 7305 | Rate Constraint in lbs/MMBtu | FALSE | L | Annual | Allowances Withdrawn (1:1) | Thousand Tons | 0 | 0 | 0 | 0 | 0 | 0 | 0
IL Fac. Spec. - NOX Rate Summer v3.1, Unit 463 and retrofits | 493 | 7305 | Rate Constraint in lbs/MMBtu | FALSE | L | Annual | Allowances Withdrawn (n:1) | Thousand Tons | 0 | 0 | 0 | 0 | 0 | 0 | 0
IL Fac. Spec. - NOX Rate Summer v3.1, Unit 463 and retrofits | 493 | 7305 | Rate Constraint in lbs/MMBtu | FALSE | L | Annual | Net Emissions Allowance Position | Thousand Tons | 0.0088911 | 0.0048174 | 0.0037343 | 0 | 0 | 0 | 0
IL Fac. Spec. - NOX Rate Summer v3.1, Unit 463 and retrofits | 493 | 7305 | Rate Constraint in lbs/MMBtu | FALSE | L | Annual | Fuel Consumed | TBtu | 0.21978 | 0.11908 | 0.092306 | 0 | 0 | 0 | 0
IL Fac. Spec. - NOX Rate Summer v3.1, Unit 463 and retrofits | 493 | 7305 | Rate Constraint in lbs/MMBtu | FALSE | L | Annual | Rate | lb/MMBtu | 0.08091 | 0.08091 | 0.08091 | 0 | 0 | 0 | 0
IL Fac. Spec. - NOX Rate Summer v3.1, Unit 463 and retrofits | 493 | 7305 | Rate Constraint in lbs/MMBtu | FALSE | L | Annual | Generation | TWh | 0.020454 | 0.011082 | 0.0085906 | 0 | 0 | 0 | 0
IL Fac. Spec. - NOX Rate Summer v3.1, Unit 463 and retrofits | 493 | 7305 | Rate Constraint in lbs/MMBtu | FALSE | L | Annual | Qualifying Generation | TWh | 0.020454 | 0.011082 | 0.0085906 | 0 | 0 | 0 | 0
IL Fac. Spec. - NOX Rate Summer v3.1, Unit 463 and retrofits | 493 | 7305 | Rate Constraint in lbs/MMBtu | FALSE | L | Annual | Rate | lb/MWh | 0.86938 | 0.86938 | 0.86938 | 0 | 0 | 0 | 0
IL Fac. Spec. - NOX Rate Summer v3.1, Unit 463 and retrofits | 493 | 7305 | Rate Constraint in lbs/MMBtu | FALSE | L | Annual | Constraint Shadow Price | US2022$/Ton | 0 | 0 | 0 | 0 | 0 | 0 | 0
IL Fac. Spec. - NOX Rate Summer v3.1, Unit 464 and retrofits | 494 | 7305 | Rate Constraint in lbs/MMBtu | FALSE | L | Annual | Seasons Included | Seasons | Summer | Summer | Summer | Summer | Summer | Summer | Summer
IL Fac. Spec. - NOX Rate Summer v3.1, Unit 464 and retrofits | 494 | 7305 | Rate Constraint in lbs/MMBtu | FALSE | L | Annual | Standard NOX | lb/MMBtu | 0.25 | 0.25 | 0.25 | 0.25 | 0.25 | 0.25 | 0.25
IL Fac. Spec. - NOX Rate Summer v3.1, Unit 464 and retrofits | 494 | 7305 | Rate Constraint in lbs/MMBtu | FALSE | L | Annual | Emissions at Affected Plants NOX | Thousand Tons | 0.0092197 | 0.0049954 | 0.0038723 | 0 | 0 | 0 | 0
IL Fac. Spec. - NOX Rate Summer v3.1, Unit 464 and retrofits | 494 | 7305 | Rate Constraint in lbs/MMBtu | FALSE | L | Annual | Allowances Purchased NOX | Thousand Tons | 0 | 0 | 0 | 0 | 0 | 0 | 0
IL Fac. Spec. - NOX Rate Summer v3.1, Unit 464 and retrofits | 494 | 7305 | Rate Constraint in lbs/MMBtu | FALSE | L | Annual | Allowances Sold NOX | Thousand Tons | 0 | 0 | 0 | 0 | 0 | 0 | 0
IL Fac. Spec. - NOX Rate Summer v3.1, Unit 464 and retrofits | 494 | 7305 | Rate Constraint in lbs/MMBtu | FALSE | L | Annual | Allowances Banked | Thousand Tons | 0 | 0 | 0 | 0 | 0 | 0 | 0
IL Fac. Spec. - NOX Rate Summer v3.1, Unit 464 and retrofits | 494 | 7305 | Rate Constraint in lbs/MMBtu | FALSE | L | Annual | Allowances Withdrawn (1:1) | Thousand Tons | 0 | 0 | 0 | 0 | 0 | 0 | 0
IL Fac. Spec. - NOX Rate Summer v3.1, Unit 464 and retrofits | 494 | 7305 | Rate Constraint in lbs/MMBtu | FALSE | L | Annual | Allowances Withdrawn (n:1) | Thousand Tons | 0 | 0 | 0 | 0 | 0 | 0 | 0
IL Fac. Spec. - NOX Rate Summer v3.1, Unit 464 and retrofits | 494 | 7305 | Rate Constraint in lbs/MMBtu | FALSE | L | Annual | Net Emissions Allowance Position | Thousand Tons | 0.0092197 | 0.0049954 | 0.0038723 | 0 | 0 | 0 | 0
IL Fac. Spec. - NOX Rate Summer v3.1, Unit 464 and retrofits | 494 | 7305 | Rate Constraint in lbs/MMBtu | FALSE | L | Annual | Fuel Consumed | TBtu | 0.21978 | 0.11908 | 0.092306 | 0 | 0 | 0 | 0
IL Fac. Spec. - NOX Rate Summer v3.1, Unit 464 and retrofits | 494 | 7305 | Rate Constraint in lbs/MMBtu | FALSE | L | Annual | Rate | lb/MMBtu | 0.0839 | 0.0839 | 0.0839 | 0 | 0 | 0 | 0
IL Fac. Spec. - NOX Rate Summer v3.1, Unit 464 and retrofits | 494 | 7305 | Rate Constraint in lbs/MMBtu | FALSE | L | Annual | Generation | TWh | 0.020454 | 0.011082 | 0.0085906 | 0 | 0 | 0 | 0
IL Fac. Spec. - NOX Rate Summer v3.1, Unit 464 and retrofits | 494 | 7305 | Rate Constraint in lbs/MMBtu | FALSE | L | Annual | Qualifying Generation | TWh | 0.020454 | 0.011082 | 0.0085906 | 0 | 0 | 0 | 0
IL Fac. Spec. - NOX Rate Summer v3.1, Unit 464 and retrofits | 494 | 7305 | Rate Constraint in lbs/MMBtu | FALSE | L | Annual | Rate | lb/MWh | 0.90151 | 0.90151 | 0.90151 | 0 | 0 | 0 | 0
IL Fac. Spec. - NOX Rate Summer v3.1, Unit 464 and retrofits | 494 | 7305 | Rate Constraint in lbs/MMBtu | FALSE | L | Annual | Constraint Shadow Price | US2022$/Ton | 0 | 0 | 0 | 0 | 0 | 0 | 0
IL Fac. Spec. - NOX Rate Summer v3.1, Unit 465 and retrofits | 495 | 7305 | Rate Constraint in lbs/MMBtu | FALSE | L | Annual | Seasons Included | Seasons | Summer | Summer | Summer | Summer | Summer | Summer | Summer
IL Fac. Spec. - NOX Rate Summer v3.1, Unit 465 and retrofits | 495 | 7305 | Rate Constraint in lbs/MMBtu | FALSE | L | Annual | Standard NOX | lb/MMBtu | 0.25 | 0.25 | 0.25 | 0.25 | 0.25 | 0.25 | 0.25
IL Fac. Spec. - NOX Rate Summer v3.1, Unit 465 and retrofits | 495 | 7305 | Rate Constraint in lbs/MMBtu | FALSE | L | Annual | Emissions at Affected Plants NOX | Thousand Tons | 0.0089394 | 0.0048436 | 0.0037546 | 0 | 0 | 0 | 0
IL Fac. Spec. - NOX Rate Summer v3.1, Unit 465 and retrofits | 495 | 7305 | Rate Constraint in lbs/MMBtu | FALSE | L | Annual | Allowances Purchased NOX | Thousand Tons | 0 | 0 | 0 | 0 | 0 | 0 | 0
IL Fac. Spec. - NOX Rate Summer v3.1, Unit 465 and retrofits | 495 | 7305 | Rate Constraint in lbs/MMBtu | FALSE | L | Annual | Allowances Sold NOX | Thousand Tons | 0 | 0 | 0 | 0 | 0 | 0 | 0
IL Fac. Spec. - NOX Rate Summer v3.1, Unit 465 and retrofits | 495 | 7305 | Rate Constraint in lbs/MMBtu | FALSE | L | Annual | Allowances Banked | Thousand Tons | 0 | 0 | 0 | 0 | 0 | 0 | 0
IL Fac. Spec. - NOX Rate Summer v3.1, Unit 465 and retrofits | 495 | 7305 | Rate Constraint in lbs/MMBtu | FALSE | L | Annual | Allowances Withdrawn (1:1) | Thousand Tons | 0 | 0 | 0 | 0 | 0 | 0 | 0
IL Fac. Spec. - NOX Rate Summer v3.1, Unit 465 and retrofits | 495 | 7305 | Rate Constraint in lbs/MMBtu | FALSE | L | Annual | Allowances Withdrawn (n:1) | Thousand Tons | 0 | 0 | 0 | 0 | 0 | 0 | 0
IL Fac. Spec. - NOX Rate Summer v3.1, Unit 465 and retrofits | 495 | 7305 | Rate Constraint in lbs/MMBtu | FALSE | L | Annual | Net Emissions Allowance Position | Thousand Tons | 0.0089394 | 0.0048436 | 0.0037546 | 0 | 0 | 0 | 0
IL Fac. Spec. - NOX Rate Summer v3.1, Unit 465 and retrofits | 495 | 7305 | Rate Constraint in lbs/MMBtu | FALSE | L | Annual | Fuel Consumed | TBtu | 0.21978 | 0.11908 | 0.092306 | 0 | 0 | 0 | 0
IL Fac. Spec. - NOX Rate Summer v3.1, Unit 465 and retrofits | 495 | 7305 | Rate Constraint in lbs/MMBtu | FALSE | L | Annual | Rate | lb/MMBtu | 0.08135 | 0.08135 | 0.08135 | 0 | 0 | 0 | 0
IL Fac. Spec. - NOX Rate Summer v3.1, Unit 465 and retrofits | 495 | 7305 | Rate Constraint in lbs/MMBtu | FALSE | L | Annual | Generation | TWh | 0.020454 | 0.011082 | 0.0085906 | 0 | 0 | 0 | 0
IL Fac. Spec. - NOX Rate Summer v3.1, Unit 465 and retrofits | 495 | 7305 | Rate Constraint in lbs/MMBtu | FALSE | L | Annual | Qualifying Generation | TWh | 0.020454 | 0.011082 | 0.0085906 | 0 | 0 | 0 | 0
IL Fac. Spec. - NOX Rate Summer v3.1, Unit 465 and retrofits | 495 | 7305 | Rate Constraint in lbs/MMBtu | FALSE | L | Annual | Rate | lb/MWh | 0.87411 | 0.87411 | 0.87411 | 0 | 0 | 0 | 0
IL Fac. Spec. - NOX Rate Summer v3.1, Unit 465 and retrofits | 495 | 7305 | Rate Constraint in lbs/MMBtu | FALSE | L | Annual | Constraint Shadow Price | US2022$/Ton | 0 | 0 | 0 | 0 | 0 | 0 | 0
IL Fac. Spec. - NOX Rate Summer v3.1, Unit 466 and retrofits | 496 | 7305 | Rate Constraint in lbs/MMBtu | FALSE | L | Annual | Seasons Included | Seasons | Summer | Summer | Summer | Summer | Summer | Summer | Summer
IL Fac. Spec. - NOX Rate Summer v3.1, Unit 466 and retrofits | 496 | 7305 | Rate Constraint in lbs/MMBtu | FALSE | L | Annual | Standard NOX | lb/MMBtu | 0.25 | 0.25 | 0.25 | 0.25 | 0.25 | 0.25 | 0.25
IL Fac. Spec. - NOX Rate Summer v3.1, Unit 466 and retrofits | 496 | 7305 | Rate Constraint in lbs/MMBtu | FALSE | L | Annual | Emissions at Affected Plants NOX | Thousand Tons | 0.0090603 | 0.004909 | 0.0038053 | 0 | 0 | 0 | 0
IL Fac. Spec. - NOX Rate Summer v3.1, Unit 466 and retrofits | 496 | 7305 | Rate Constraint in lbs/MMBtu | FALSE | L | Annual | Allowances Purchased NOX | Thousand Tons | 0 | 0 | 0 | 0 | 0 | 0 | 0
IL Fac. Spec. - NOX Rate Summer v3.1, Unit 466 and retrofits | 496 | 7305 | Rate Constraint in lbs/MMBtu | FALSE | L | Annual | Allowances Sold NOX | Thousand Tons | 0 | 0 | 0 | 0 | 0 | 0 | 0
IL Fac. Spec. - NOX Rate Summer v3.1, Unit 466 and retrofits | 496 | 7305 | Rate Constraint in lbs/MMBtu | FALSE | L | Annual | Allowances Banked | Thousand Tons | 0 | 0 | 0 | 0 | 0 | 0 | 0
IL Fac. Spec. - NOX Rate Summer v3.1, Unit 466 and retrofits | 496 | 7305 | Rate Constraint in lbs/MMBtu | FALSE | L | Annual | Allowances Withdrawn (1:1) | Thousand Tons | 0 | 0 | 0 | 0 | 0 | 0 | 0
IL Fac. Spec. - NOX Rate Summer v3.1, Unit 466 and retrofits | 496 | 7305 | Rate Constraint in lbs/MMBtu | FALSE | L | Annual | Allowances Withdrawn (n:1) | Thousand Tons | 0 | 0 | 0 | 0 | 0 | 0 | 0
IL Fac. Spec. - NOX Rate Summer v3.1, Unit 466 and retrofits | 496 | 7305 | Rate Constraint in lbs/MMBtu | FALSE | L | Annual | Net Emissions Allowance Position | Thousand Tons | 0.0090603 | 0.004909 | 0.0038053 | 0 | 0 | 0 | 0
IL Fac. Spec. - NOX Rate Summer v3.1, Unit 466 and retrofits | 496 | 7305 | Rate Constraint in lbs/MMBtu | FALSE | L | Annual | Fuel Consumed | TBtu | 0.21978 | 0.11908 | 0.092306 | 0 | 0 | 0 | 0
IL Fac. Spec. - NOX Rate Summer v3.1, Unit 466 and retrofits | 496 | 7305 | Rate Constraint in lbs/MMBtu | FALSE | L | Annual | Rate | lb/MMBtu | 0.08245 | 0.08245 | 0.08245 | 0 | 0 | 0 | 0
IL Fac. Spec. - NOX Rate Summer v3.1, Unit 466 and retrofits | 496 | 7305 | Rate Constraint in lbs/MMBtu | FALSE | L | Annual | Generation | TWh | 0.020454 | 0.011082 | 0.0085906 | 0 | 0 | 0 | 0
IL Fac. Spec. - NOX Rate Summer v3.1, Unit 466 and retrofits | 496 | 7305 | Rate Constraint in lbs/MMBtu | FALSE | L | Annual | Qualifying Generation | TWh | 0.020454 | 0.011082 | 0.0085906 | 0 | 0 | 0 | 0
IL Fac. Spec. - NOX Rate Summer v3.1, Unit 466 and retrofits | 496 | 7305 | Rate Constraint in lbs/MMBtu | FALSE | L | Annual | Rate | lb/MWh | 0.88593 | 0.88593 | 0.88593 | 0 | 0 | 0 | 0
IL Fac. Spec. - NOX Rate Summer v3.1, Unit 466 and retrofits | 496 | 7305 | Rate Constraint in lbs/MMBtu | FALSE | L | Annual | Constraint Shadow Price | US2022$/Ton | 0 | 0 | 0 | 0 | 0 | 0 | 0
IL Fac. Spec. - NOX Rate Summer v3.1, Unit 467 and retrofits | 497 | 7305 | Rate Constraint in lbs/MMBtu | FALSE | L | Annual | Seasons Included | Seasons | Summer | Summer | Summer | Summer | Summer | Summer | Summer
IL Fac. Spec. - NOX Rate Summer v3.1, Unit 467 and retrofits | 497 | 7305 | Rate Constraint in lbs/MMBtu | FALSE | L | Annual | Standard NOX | lb/MMBtu | 0.25 | 0.25 | 0.25 | 0.25 | 0.25 | 0.25 | 0.25
IL Fac. Spec. - NOX Rate Summer v3.1, Unit 467 and retrofits | 497 | 7305 | Rate Constraint in lbs/MMBtu | FALSE | L | Annual | Emissions at Affected Plants NOX | Thousand Tons | 0.0091109 | 0.0066695 | 0.0038266 | 0 | 0 | 0 | 0
IL Fac. Spec. - NOX Rate Summer v3.1, Unit 467 and retrofits | 497 | 7305 | Rate Constraint in lbs/MMBtu | FALSE | L | Annual | Allowances Purchased NOX | Thousand Tons | 0 | 0 | 0 | 0 | 0 | 0 | 0
IL Fac. Spec. - NOX Rate Summer v3.1, Unit 467 and retrofits | 497 | 7305 | Rate Constraint in lbs/MMBtu | FALSE | L | Annual | Allowances Sold NOX | Thousand Tons | 0 | 0 | 0 | 0 | 0 | 0 | 0
IL Fac. Spec. - NOX Rate Summer v3.1, Unit 467 and retrofits | 497 | 7305 | Rate Constraint in lbs/MMBtu | FALSE | L | Annual | Allowances Banked | Thousand Tons | 0 | 0 | 0 | 0 | 0 | 0 | 0
IL Fac. Spec. - NOX Rate Summer v3.1, Unit 467 and retrofits | 497 | 7305 | Rate Constraint in lbs/MMBtu | FALSE | L | Annual | Allowances Withdrawn (1:1) | Thousand Tons | 0 | 0 | 0 | 0 | 0 | 0 | 0
IL Fac. Spec. - NOX Rate Summer v3.1, Unit 467 and retrofits | 497 | 7305 | Rate Constraint in lbs/MMBtu | FALSE | L | Annual | Allowances Withdrawn (n:1) | Thousand Tons | 0 | 0 | 0 | 0 | 0 | 0 | 0
IL Fac. Spec. - NOX Rate Summer v3.1, Unit 467 and retrofits | 497 | 7305 | Rate Constraint in lbs/MMBtu | FALSE | L | Annual | Net Emissions Allowance Position | Thousand Tons | 0.0091109 | 0.0066695 | 0.0038266 | 0 | 0 | 0 | 0
IL Fac. Spec. - NOX Rate Summer v3.1, Unit 467 and retrofits | 497 | 7305 | Rate Constraint in lbs/MMBtu | FALSE | L | Annual | Fuel Consumed | TBtu | 0.21978 | 0.16089 | 0.092306 | 0 | 0 | 0 | 0
IL Fac. Spec. - NOX Rate Summer v3.1, Unit 467 and retrofits | 497 | 7305 | Rate Constraint in lbs/MMBtu | FALSE | L | Annual | Rate | lb/MMBtu | 0.08291 | 0.08291 | 0.08291 | 0 | 0 | 0 | 0
IL Fac. Spec. - NOX Rate Summer v3.1, Unit 467 and retrofits | 497 | 7305 | Rate Constraint in lbs/MMBtu | FALSE | L | Annual | Generation | TWh | 0.020454 | 0.014973 | 0.0085906 | 0 | 0 | 0 | 0
IL Fac. Spec. - NOX Rate Summer v3.1, Unit 467 and retrofits | 497 | 7305 | Rate Constraint in lbs/MMBtu | FALSE | L | Annual | Qualifying Generation | TWh | 0.020454 | 0.014973 | 0.0085906 | 0 | 0 | 0 | 0
IL Fac. Spec. - NOX Rate Summer v3.1, Unit 467 and retrofits | 497 | 7305 | Rate Constraint in lbs/MMBtu | FALSE | L | Annual | Rate | lb/MWh | 0.89087 | 0.89087 | 0.89087 | 0 | 0 | 0 | 0
IL Fac. Spec. - NOX Rate Summer v3.1, Unit 467 and retrofits | 497 | 7305 | Rate Constraint in lbs/MMBtu | FALSE | L | Annual | Constraint Shadow Price | US2022$/Ton | 0 | 0 | 0 | 0 | 0 | 0 | 0
IL Fac. Spec. - NOX Rate Summer v3.1, Unit 468 and retrofits | 498 | 7305 | Rate Constraint in lbs/MMBtu | FALSE | L | Annual | Seasons Included | Seasons | Summer | Summer | Summer | Summer | Summer | Summer | Summer
IL Fac. Spec. - NOX Rate Summer v3.1, Unit 468 and retrofits | 498 | 7305 | Rate Constraint in lbs/MMBtu | FALSE | L | Annual | Standard NOX | lb/MMBtu | 0.25 | 0.25 | 0.25 | 0.25 | 0.25 | 0.25 | 0.25
IL Fac. Spec. - NOX Rate Summer v3.1, Unit 468 and retrofits | 498 | 7305 | Rate Constraint in lbs/MMBtu | FALSE | L | Annual | Emissions at Affected Plants NOX | Thousand Tons | 0.0092713 | 0.0050234 | 0.0038939 | 0 | 0 | 0 | 0
IL Fac. Spec. - NOX Rate Summer v3.1, Unit 468 and retrofits | 498 | 7305 | Rate Constraint in lbs/MMBtu | FALSE | L | Annual | Allowances Purchased NOX | Thousand Tons | 0 | 0 | 0 | 0 | 0 | 0 | 0
IL Fac. Spec. - NOX Rate Summer v3.1, Unit 468 and retrofits | 498 | 7305 | Rate Constraint in lbs/MMBtu | FALSE | L | Annual | Allowances Sold NOX | Thousand Tons | 0 | 0 | 0 | 0 | 0 | 0 | 0
IL Fac. Spec. - NOX Rate Summer v3.1, Unit 468 and retrofits | 498 | 7305 | Rate Constraint in lbs/MMBtu | FALSE | L | Annual | Allowances Banked | Thousand Tons | 0 | 0 | 0 | 0 | 0 | 0 | 0
IL Fac. Spec. - NOX Rate Summer v3.1, Unit 468 and retrofits | 498 | 7305 | Rate Constraint in lbs/MMBtu | FALSE | L | Annual | Allowances Withdrawn (1:1) | Thousand Tons | 0 | 0 | 0 | 0 | 0 | 0 | 0
IL Fac. Spec. - NOX Rate Summer v3.1, Unit 468 and retrofits | 498 | 7305 | Rate Constraint in lbs/MMBtu | FALSE | L | Annual | Allowances Withdrawn (n:1) | Thousand Tons | 0 | 0 | 0 | 0 | 0 | 0 | 0
IL Fac. Spec. - NOX Rate Summer v3.1, Unit 468 and retrofits | 498 | 7305 | Rate Constraint in lbs/MMBtu | FALSE | L | Annual | Net Emissions Allowance Position | Thousand Tons | 0.0092713 | 0.0050234 | 0.0038939 | 0 | 0 | 0 | 0
IL Fac. Spec. - NOX Rate Summer v3.1, Unit 468 and retrofits | 498 | 7305 | Rate Constraint in lbs/MMBtu | FALSE | L | Annual | Fuel Consumed | TBtu | 0.21978 | 0.11908 | 0.092306 | 0 | 0 | 0 | 0
IL Fac. Spec. - NOX Rate Summer v3.1, Unit 468 and retrofits | 498 | 7305 | Rate Constraint in lbs/MMBtu | FALSE | L | Annual | Rate | lb/MMBtu | 0.08437 | 0.08437 | 0.08437 | 0 | 0 | 0 | 0
IL Fac. Spec. - NOX Rate Summer v3.1, Unit 468 and retrofits | 498 | 7305 | Rate Constraint in lbs/MMBtu | FALSE | L | Annual | Generation | TWh | 0.020454 | 0.011082 | 0.0085906 | 0 | 0 | 0 | 0
IL Fac. Spec. - NOX Rate Summer v3.1, Unit 468 and retrofits | 498 | 7305 | Rate Constraint in lbs/MMBtu | FALSE | L | Annual | Qualifying Generation | TWh | 0.020454 | 0.011082 | 0.0085906 | 0 | 0 | 0 | 0
IL Fac. Spec. - NOX Rate Summer v3.1, Unit 468 and retrofits | 498 | 7305 | Rate Constraint in lbs/MMBtu | FALSE | L | Annual | Rate | lb/MWh | 0.90656 | 0.90656 | 0.90656 | 0 | 0 | 0 | 0
IL Fac. Spec. - NOX Rate Summer v3.1, Unit 468 and retrofits | 498 | 7305 | Rate Constraint in lbs/MMBtu | FALSE | L | Annual | Constraint Shadow Price | US2022$/Ton | 0 | 0 | 0 | 0 | 0 | 0 | 0
IL Fac. Spec. - NOX Rate Summer v3.1, Unit 469 and retrofits | 499 | 7305 | Rate Constraint in lbs/MMBtu | FALSE | L | Annual | Seasons Included | Seasons | Summer | Summer | Summer | Summer | Summer | Summer | Summer
IL Fac. Spec. - NOX Rate Summer v3.1, Unit 469 and retrofits | 499 | 7305 | Rate Constraint in lbs/MMBtu | FALSE | L | Annual | Standard NOX | lb/MMBtu | 0.25 | 0.25 | 0.25 | 0.25 | 0.25 | 0.25 | 0.25
IL Fac. Spec. - NOX Rate Summer v3.1, Unit 469 and retrofits | 499 | 7305 | Rate Constraint in lbs/MMBtu | FALSE | L | Annual | Emissions at Affected Plants NOX | Thousand Tons | 0.0092098 | 0.00499 | 0.0038681 | 0 | 0 | 0 | 0
IL Fac. Spec. - NOX Rate Summer v3.1, Unit 469 and retrofits | 499 | 7305 | Rate Constraint in lbs/MMBtu | FALSE | L | Annual | Allowances Purchased NOX | Thousand Tons | 0 | 0 | 0 | 0 | 0 | 0 | 0
IL Fac. Spec. - NOX Rate Summer v3.1, Unit 469 and retrofits | 499 | 7305 | Rate Constraint in lbs/MMBtu | FALSE | L | Annual | Allowances Sold NOX | Thousand Tons | 0 | 0 | 0 | 0 | 0 | 0 | 0
IL Fac. Spec. - NOX Rate Summer v3.1, Unit 469 and retrofits | 499 | 7305 | Rate Constraint in lbs/MMBtu | FALSE | L | Annual | Allowances Banked | Thousand Tons | 0 | 0 | 0 | 0 | 0 | 0 | 0
IL Fac. Spec. - NOX Rate Summer v3.1, Unit 469 and retrofits | 499 | 7305 | Rate Constraint in lbs/MMBtu | FALSE | L | Annual | Allowances Withdrawn (1:1) | Thousand Tons | 0 | 0 | 0 | 0 | 0 | 0 | 0
IL Fac. Spec. - NOX Rate Summer v3.1, Unit 469 and retrofits | 499 | 7305 | Rate Constraint in lbs/MMBtu | FALSE | L | Annual | Allowances Withdrawn (n:1) | Thousand Tons | 0 | 0 | 0 | 0 | 0 | 0 | 0
IL Fac. Spec. - NOX Rate Summer v3.1, Unit 469 and retrofits | 499 | 7305 | Rate Constraint in lbs/MMBtu | FALSE | L | Annual | Net Emissions Allowance Position | Thousand Tons | 0.0092098 | 0.00499 | 0.0038681 | 0 | 0 | 0 | 0
IL Fac. Spec. - NOX Rate Summer v3.1, Unit 469 and retrofits | 499 | 7305 | Rate Constraint in lbs/MMBtu | FALSE | L | Annual | Fuel Consumed | TBtu | 0.21978 | 0.11908 | 0.092306 | 0 | 0 | 0 | 0
IL Fac. Spec. - NOX Rate Summer v3.1, Unit 469 and retrofits | 499 | 7305 | Rate Constraint in lbs/MMBtu | FALSE | L | Annual | Rate | lb/MMBtu | 0.08381 | 0.08381 | 0.08381 | 0 | 0 | 0 | 0
IL Fac. Spec. - NOX Rate Summer v3.1, Unit 469 and retrofits | 499 | 7305 | Rate Constraint in lbs/MMBtu | FALSE | L | Annual | Generation | TWh | 0.020454 | 0.011082 | 0.0085906 | 0 | 0 | 0 | 0
IL Fac. Spec. - NOX Rate Summer v3.1, Unit 469 and retrofits | 499 | 7305 | Rate Constraint in lbs/MMBtu | FALSE | L | Annual | Qualifying Generation | TWh | 0.020454 | 0.011082 | 0.0085906 | 0 | 0 | 0 | 0
IL Fac. Spec. - NOX Rate Summer v3.1, Unit 469 and retrofits | 499 | 7305 | Rate Constraint in lbs/MMBtu | FALSE | L | Annual | Rate | lb/MWh | 0.90054 | 0.90054 | 0.90054 | 0 | 0 | 0 | 0
IL Fac. Spec. - NOX Rate Summer v3.1, Unit 469 and retrofits | 499 | 7305 | Rate Constraint in lbs/MMBtu | FALSE | L | Annual | Constraint Shadow Price | US2022$/Ton | 0 | 0 | 0 | 0 | 0 | 0 | 0
IL Fac. Spec. - NOX Rate Summer v3.1, Unit 470 and retrofits | 500 | 7305 | Rate Constraint in lbs/MMBtu | FALSE | L | Annual | Seasons Included | Seasons | Summer | Summer | Summer | Summer | Summer | Summer | Summer
IL Fac. Spec. - NOX Rate Summer v3.1, Unit 470 and retrofits | 500 | 7305 | Rate Constraint in lbs/MMBtu | FALSE | L | Annual | Standard NOX | lb/MMBtu | 0.25 | 0.25 | 0.25 | 0.25 | 0.25 | 0.25 | 0.25
IL Fac. Spec. - NOX Rate Summer v3.1, Unit 470 and retrofits | 500 | 7305 | Rate Constraint in lbs/MMBtu | FALSE | L | Annual | Emissions at Affected Plants NOX | Thousand Tons | 0.0092955 | 0.0050365 | 0.0039041 | 0 | 0 | 0 | 0
IL Fac. Spec. - NOX Rate Summer v3.1, Unit 470 and retrofits | 500 | 7305 | Rate Constraint in lbs/MMBtu | FALSE | L | Annual | Allowances Purchased NOX | Thousand Tons | 0 | 0 | 0 | 0 | 0 | 0 | 0
IL Fac. Spec. - NOX Rate Summer v3.1, Unit 470 and retrofits | 500 | 7305 | Rate Constraint in lbs/MMBtu | FALSE | L | Annual | Allowances Sold NOX | Thousand Tons | 0 | 0 | 0 | 0 | 0 | 0 | 0
IL Fac. Spec. - NOX Rate Summer v3.1, Unit 470 and retrofits | 500 | 7305 | Rate Constraint in lbs/MMBtu | FALSE | L | Annual | Allowances Banked | Thousand Tons | 0 | 0 | 0 | 0 | 0 | 0 | 0
IL Fac. Spec. - NOX Rate Summer v3.1, Unit 470 and retrofits | 500 | 7305 | Rate Constraint in lbs/MMBtu | FALSE | L | Annual | Allowances Withdrawn (1:1) | Thousand Tons | 0 | 0 | 0 | 0 | 0 | 0 | 0
IL Fac. Spec. - NOX Rate Summer v3.1, Unit 470 and retrofits | 500 | 7305 | Rate Constraint in lbs/MMBtu | FALSE | L | Annual | Allowances Withdrawn (n:1) | Thousand Tons | 0 | 0 | 0 | 0 | 0 | 0 | 0
IL Fac. Spec. - NOX Rate Summer v3.1, Unit 470 and retrofits | 500 | 7305 | Rate Constraint in lbs/MMBtu | FALSE | L | Annual | Net Emissions Allowance Position | Thousand Tons | 0.0092955 | 0.0050365 | 0.0039041 | 0 | 0 | 0 | 0
IL Fac. Spec. - NOX Rate Summer v3.1, Unit 470 and retrofits | 500 | 7305 | Rate Constraint in lbs/MMBtu | FALSE | L | Annual | Fuel Consumed | TBtu | 0.21978 | 0.11908 | 0.092306 | 0 | 0 | 0 | 0
IL Fac. Spec. - NOX Rate Summer v3.1, Unit 470 and retrofits | 500 | 7305 | Rate Constraint in lbs/MMBtu | FALSE | L | Annual | Rate | lb/MMBtu | 0.08459 | 0.08459 | 0.08459 | 0 | 0 | 0 | 0
IL Fac. Spec. - NOX Rate Summer v3.1, Unit 470 and retrofits | 500 | 7305 | Rate Constraint in lbs/MMBtu | FALSE | L | Annual | Generation | TWh | 0.020454 | 0.011082 | 0.0085906 | 0 | 0 | 0 | 0
IL Fac. Spec. - NOX Rate Summer v3.1, Unit 470 and retrofits | 500 | 7305 | Rate Constraint in lbs/MMBtu | FALSE | L | Annual | Qualifying Generation | TWh | 0.020454 | 0.011082 | 0.0085906 | 0 | 0 | 0 | 0
IL Fac. Spec. - NOX Rate Summer v3.1, Unit 470 and retrofits | 500 | 7305 | Rate Constraint in lbs/MMBtu | FALSE | L | Annual | Rate | lb/MWh | 0.90892 | 0.90892 | 0.90892 | 0 | 0 | 0 | 0
IL Fac. Spec. - NOX Rate Summer v3.1, Unit 470 and retrofits | 500 | 7305 | Rate Constraint in lbs/MMBtu | FALSE | L | Annual | Constraint Shadow Price | US2022$/Ton | 0 | 0 | 0 | 0 | 0 | 0 | 0
IL Fac. Spec. - NOX Rate Summer v3.1, Unit 474 and retrofits | 501 | 7305 | Rate Constraint in lbs/MMBtu | FALSE | L | Annual | Seasons Included | Seasons | Summer | Summer | Summer | Summer | Summer | Summer | Summer
IL Fac. Spec. - NOX Rate Summer v3.1, Unit 474 and retrofits | 501 | 7305 | Rate Constraint in lbs/MMBtu | FALSE | L | Annual | Standard NOX | lb/MMBtu | 0.25 | 0.25 | 0.25 | 0.25 | 0.25 | 0.25 | 0.25
IL Fac. Spec. - NOX Rate Summer v3.1, Unit 474 and retrofits | 501 | 7305 | Rate Constraint in lbs/MMBtu | FALSE | L | Annual | Emissions at Affected Plants NOX | Thousand Tons | 0.0068294 | 0.00062799 | 0.00078499 | 0 | 0 | 0 | 0
IL Fac. Spec. - NOX Rate Summer v3.1, Unit 474 and retrofits | 501 | 7305 | Rate Constraint in lbs/MMBtu | FALSE | L | Annual | Allowances Purchased NOX | Thousand Tons | 0 | 0 | 0 | 0 | 0 | 0 | 0
IL Fac. Spec. - NOX Rate Summer v3.1, Unit 474 and retrofits | 501 | 7305 | Rate Constraint in lbs/MMBtu | FALSE | L | Annual | Allowances Sold NOX | Thousand Tons | 0 | 0 | 0 | 0 | 0 | 0 | 0
IL Fac. Spec. - NOX Rate Summer v3.1, Unit 474 and retrofits | 501 | 7305 | Rate Constraint in lbs/MMBtu | FALSE | L | Annual | Allowances Banked | Thousand Tons | 0 | 0 | 0 | 0 | 0 | 0 | 0
IL Fac. Spec. - NOX Rate Summer v3.1, Unit 474 and retrofits | 501 | 7305 | Rate Constraint in lbs/MMBtu | FALSE | L | Annual | Allowances Withdrawn (1:1) | Thousand Tons | 0 | 0 | 0 | 0 | 0 | 0 | 0
IL Fac. Spec. - NOX Rate Summer v3.1, Unit 474 and retrofits | 501 | 7305 | Rate Constraint in lbs/MMBtu | FALSE | L | Annual | Allowances Withdrawn (n:1) | Thousand Tons | 0 | 0 | 0 | 0 | 0 | 0 | 0
IL Fac. Spec. - NOX Rate Summer v3.1, Unit 474 and retrofits | 501 | 7305 | Rate Constraint in lbs/MMBtu | FALSE | L | Annual | Net Emissions Allowance Position | Thousand Tons | 0.0068294 | 0.00062799 | 0.00078499 | 0 | 0 | 0 | 0
IL Fac. Spec. - NOX Rate Summer v3.1, Unit 474 and retrofits | 501 | 7305 | Rate Constraint in lbs/MMBtu | FALSE | L | Annual | Fuel Consumed | TBtu | 0.10999 | 0.010114 | 0.012643 | 0 | 0 | 0 | 0
IL Fac. Spec. - NOX Rate Summer v3.1, Unit 474 and retrofits | 501 | 7305 | Rate Constraint in lbs/MMBtu | FALSE | L | Annual | Rate | lb/MMBtu | 0.12418 | 0.12418 | 0.12418 | 0 | 0 | 0 | 0
IL Fac. Spec. - NOX Rate Summer v3.1, Unit 474 and retrofits | 501 | 7305 | Rate Constraint in lbs/MMBtu | FALSE | L | Annual | Generation | TWh | 0.008495 | 0.00078114 | 0.00097643 | 0 | 0 | 0 | 0
IL Fac. Spec. - NOX Rate Summer v3.1, Unit 474 and retrofits | 501 | 7305 | Rate Constraint in lbs/MMBtu | FALSE | L | Annual | Qualifying Generation | TWh | 0.008495 | 0.00078114 | 0.00097643 | 0 | 0 | 0 | 0
IL Fac. Spec. - NOX Rate Summer v3.1, Unit 474 and retrofits | 501 | 7305 | Rate Constraint in lbs/MMBtu | FALSE | L | Annual | Rate | lb/MWh | 1.6079 | 1.6079 | 1.6079 | 0 | 0 | 0 | 0
IL Fac. Spec. - NOX Rate Summer v3.1, Unit 474 and retrofits | 501 | 7305 | Rate Constraint in lbs/MMBtu | FALSE | L | Annual | Constraint Shadow Price | US2022$/Ton | 0 | 0 | 0 | 0 | 0 | 0 | 0
IL Fac. Spec. - NOX Rate Summer v3.1, Unit 475 and retrofits | 502 | 7305 | Rate Constraint in lbs/MMBtu | FALSE | L | Annual | Seasons Included | Seasons | Summer | Summer | Summer | Summer | Summer | Summer | Summer
IL Fac. Spec. - NOX Rate Summer v3.1, Unit 475 and retrofits | 502 | 7305 | Rate Constraint in lbs/MMBtu | FALSE | L | Annual | Standard NOX | lb/MMBtu | 0.25 | 0.25 | 0.25 | 0.25 | 0.25 | 0.25 | 0.25
IL Fac. Spec. - NOX Rate Summer v3.1, Unit 475 and retrofits | 502 | 7305 | Rate Constraint in lbs/MMBtu | FALSE | L | Annual | Emissions at Affected Plants NOX | Thousand Tons | 0.0038423 | 0.0038865 | 0.00044165 | 0 | 0 | 0 | 0
IL Fac. Spec. - NOX Rate Summer v3.1, Unit 475 and retrofits | 502 | 7305 | Rate Constraint in lbs/MMBtu | FALSE | L | Annual | Allowances Purchased NOX | Thousand Tons | 0 | 0 | 0 | 0 | 0 | 0 | 0
IL Fac. Spec. - NOX Rate Summer v3.1, Unit 475 and retrofits | 502 | 7305 | Rate Constraint in lbs/MMBtu | FALSE | L | Annual | Allowances Sold NOX | Thousand Tons | 0 | 0 | 0 | 0 | 0 | 0 | 0
IL Fac. Spec. - NOX Rate Summer v3.1, Unit 475 and retrofits | 502 | 7305 | Rate Constraint in lbs/MMBtu | FALSE | L | Annual | Allowances Banked | Thousand Tons | 0 | 0 | 0 | 0 | 0 | 0 | 0
IL Fac. Spec. - NOX Rate Summer v3.1, Unit 475 and retrofits | 502 | 7305 | Rate Constraint in lbs/MMBtu | FALSE | L | Annual | Allowances Withdrawn (1:1) | Thousand Tons | 0 | 0 | 0 | 0 | 0 | 0 | 0
IL Fac. Spec. - NOX Rate Summer v3.1, Unit 475 and retrofits | 502 | 7305 | Rate Constraint in lbs/MMBtu | FALSE | L | Annual | Allowances Withdrawn (n:1) | Thousand Tons | 0 | 0 | 0 | 0 | 0 | 0 | 0
IL Fac. Spec. - NOX Rate Summer v3.1, Unit 475 and retrofits | 502 | 7305 | Rate Constraint in lbs/MMBtu | FALSE | L | Annual | Net Emissions Allowance Position | Thousand Tons | 0.0038423 | 0.0038865 | 0.00044165 | 0 | 0 | 0 | 0
IL Fac. Spec. - NOX Rate Summer v3.1, Unit 475 and retrofits | 502 | 7305 | Rate Constraint in lbs/MMBtu | FALSE | L | Annual | Fuel Consumed | TBtu | 0.1101 | 0.11136 | 0.012655 | 0 | 0 | 0 | 0
IL Fac. Spec. - NOX Rate Summer v3.1, Unit 475 and retrofits | 502 | 7305 | Rate Constraint in lbs/MMBtu | FALSE | L | Annual | Rate | lb/MMBtu | 0.0698 | 0.0698 | 0.0698 | 0 | 0 | 0 | 0
IL Fac. Spec. - NOX Rate Summer v3.1, Unit 475 and retrofits | 502 | 7305 | Rate Constraint in lbs/MMBtu | FALSE | L | Annual | Generation | TWh | 0.0090405 | 0.0091444 | 0.0010391 | 0 | 0 | 0 | 0
IL Fac. Spec. - NOX Rate Summer v3.1, Unit 475 and retrofits | 502 | 7305 | Rate Constraint in lbs/MMBtu | FALSE | L | Annual | Qualifying Generation | TWh | 0.0090405 | 0.0091444 | 0.0010391 | 0 | 0 | 0 | 0
IL Fac. Spec. - NOX Rate Summer v3.1, Unit 475 and retrofits | 502 | 7305 | Rate Constraint in lbs/MMBtu | FALSE | L | Annual | Rate | lb/MWh | 0.85002 | 0.85002 | 0.85002 | 0 | 0 | 0 | 0
IL Fac. Spec. - NOX Rate Summer v3.1, Unit 475 and retrofits | 502 | 7305 | Rate Constraint in lbs/MMBtu | FALSE | L | Annual | Constraint Shadow Price | US2022$/Ton | 0 | 0 | 0 | 0 | 0 | 0 | 0
IL Fac. Spec. - NOX Rate Summer v3.1, Unit 476 and retrofits | 503 | 7305 | Rate Constraint in lbs/MMBtu | FALSE | L | Annual | Seasons Included | Seasons | Summer | Summer | Summer | Summer | Summer | Summer | Summer
IL Fac. Spec. - NOX Rate Summer v3.1, Unit 476 and retrofits | 503 | 7305 | Rate Constraint in lbs/MMBtu | FALSE | L | Annual | Standard NOX | lb/MMBtu | 0.25 | 0.25 | 0.25 | 0.25 | 0.25 | 0.25 | 0.25
IL Fac. Spec. - NOX Rate Summer v3.1, Unit 476 and retrofits | 503 | 7305 | Rate Constraint in lbs/MMBtu | FALSE | L | Annual | Emissions at Affected Plants NOX | Thousand Tons | 0.0043491 | 0.0043991 | 0.0004999 | 0 | 0 | 0 | 0
IL Fac. Spec. - NOX Rate Summer v3.1, Unit 476 and retrofits | 503 | 7305 | Rate Constraint in lbs/MMBtu | FALSE | L | Annual | Allowances Purchased NOX | Thousand Tons | 0 | 0 | 0 | 0 | 0 | 0 | 0
IL Fac. Spec. - NOX Rate Summer v3.1, Unit 476 and retrofits | 503 | 7305 | Rate Constraint in lbs/MMBtu | FALSE | L | Annual | Allowances Sold NOX | Thousand Tons | 0 | 0 | 0 | 0 | 0 | 0 | 0
IL Fac. Spec. - NOX Rate Summer v3.1, Unit 476 and retrofits | 503 | 7305 | Rate Constraint in lbs/MMBtu | FALSE | L | Annual | Allowances Banked | Thousand Tons | 0 | 0 | 0 | 0 | 0 | 0 | 0
IL Fac. Spec. - NOX Rate Summer v3.1, Unit 476 and retrofits | 503 | 7305 | Rate Constraint in lbs/MMBtu | FALSE | L | Annual | Allowances Withdrawn (1:1) | Thousand Tons | 0 | 0 | 0 | 0 | 0 | 0 | 0
IL Fac. Spec. - NOX Rate Summer v3.1, Unit 476 and retrofits | 503 | 7305 | Rate Constraint in lbs/MMBtu | FALSE | L | Annual | Allowances Withdrawn (n:1) | Thousand Tons | 0 | 0 | 0 | 0 | 0 | 0 | 0
IL Fac. Spec. - NOX Rate Summer v3.1, Unit 476 and retrofits | 503 | 7305 | Rate Constraint in lbs/MMBtu | FALSE | L | Annual | Net Emissions Allowance Position | Thousand Tons | 0.0043491 | 0.0043991 | 0.0004999 | 0 | 0 | 0 | 0
IL Fac. Spec. - NOX Rate Summer v3.1, Unit 476 and retrofits | 503 | 7305 | Rate Constraint in lbs/MMBtu | FALSE | L | Annual | Fuel Consumed | TBtu | 0.1101 | 0.11137 | 0.012656 | 0 | 0 | 0 | 0
IL Fac. Spec. - NOX Rate Summer v3.1, Unit 476 and retrofits | 503 | 7305 | Rate Constraint in lbs/MMBtu | FALSE | L | Annual | Rate | lb/MMBtu | 0.079 | 0.079 | 0.079 | 0 | 0 | 0 | 0
IL Fac. Spec. - NOX Rate Summer v3.1, Unit 476 and retrofits | 503 | 7305 | Rate Constraint in lbs/MMBtu | FALSE | L | Annual | Generation | TWh | 0.0090405 | 0.0091444 | 0.0010391 | 0 | 0 | 0 | 0
IL Fac. Spec. - NOX Rate Summer v3.1, Unit 476 and retrofits | 503 | 7305 | Rate Constraint in lbs/MMBtu | FALSE | L | Annual | Qualifying Generation | TWh | 0.0090405 | 0.0091444 | 0.0010391 | 0 | 0 | 0 | 0
IL Fac. Spec. - NOX Rate Summer v3.1, Unit 476 and retrofits | 503 | 7305 | Rate Constraint in lbs/MMBtu | FALSE | L | Annual | Rate | lb/MWh | 0.96214 | 0.96214 | 0.96214 | 0 | 0 | 0 | 0
IL Fac. Spec. - NOX Rate Summer v3.1, Unit 476 and retrofits | 503 | 7305 | Rate Constraint in lbs/MMBtu | FALSE | L | Annual | Constraint Shadow Price | US2022$/Ton | 0 | 0 | 0 | 0 | 0 | 0 | 0
IL Fac. Spec. - NOX Rate Summer v3.1, Unit 477 and retrofits | 504 | 7305 | Rate Constraint in lbs/MMBtu | FALSE | L | Annual | Seasons Included | Seasons | Summer | Summer | Summer | Summer | Summer | Summer | Summer
IL Fac. Spec. - NOX Rate Summer v3.1, Unit 477 and retrofits | 504 | 7305 | Rate Constraint in lbs/MMBtu | FALSE | L | Annual | Standard NOX | lb/MMBtu | 0.25 | 0.25 | 0.25 | 0.25 | 0.25 | 0.25 | 0.25
IL Fac. Spec. - NOX Rate Summer v3.1, Unit 477 and retrofits | 504 | 7305 | Rate Constraint in lbs/MMBtu | FALSE | L | Annual | Emissions at Affected Plants NOX | Thousand Tons | 0.00039037 | 0.00039037 | 0.00048797 | 0 | 0 | 0 | 0
IL Fac. Spec. - NOX Rate Summer v3.1, Unit 477 and retrofits | 504 | 7305 | Rate Constraint in lbs/MMBtu | FALSE | L | Annual | Allowances Purchased NOX | Thousand Tons | 0 | 0 | 0 | 0 | 0 | 0 | 0
IL Fac. Spec. - NOX Rate Summer v3.1, Unit 477 and retrofits | 504 | 7305 | Rate Constraint in lbs/MMBtu | FALSE | L | Annual | Allowances Sold NOX | Thousand Tons | 0 | 0 | 0 | 0 | 0 | 0 | 0
IL Fac. Spec. - NOX Rate Summer v3.1, Unit 477 and retrofits | 504 | 7305 | Rate Constraint in lbs/MMBtu | FALSE | L | Annual | Allowances Banked | Thousand Tons | 0 | 0 | 0 | 0 | 0 | 0 | 0
IL Fac. Spec. - NOX Rate Summer v3.1, Unit 477 and retrofits | 504 | 7305 | Rate Constraint in lbs/MMBtu | FALSE | L | Annual | Allowances Withdrawn (1:1) | Thousand Tons | 0 | 0 | 0 | 0 | 0 | 0 | 0
IL Fac. Spec. - NOX Rate Summer v3.1, Unit 477 and retrofits | 504 | 7305 | Rate Constraint in lbs/MMBtu | FALSE | L | Annual | Allowances Withdrawn (n:1) | Thousand Tons | 0 | 0 | 0 | 0 | 0 | 0 | 0
IL Fac. Spec. - NOX Rate Summer v3.1, Unit 477 and retrofits | 504 | 7305 | Rate Constraint in lbs/MMBtu | FALSE | L | Annual | Net Emissions Allowance Position | Thousand Tons | 0.00039037 | 0.00039037 | 0.00048797 | 0 | 0 | 0 | 0
IL Fac. Spec. - NOX Rate Summer v3.1, Unit 477 and retrofits | 504 | 7305 | Rate Constraint in lbs/MMBtu | FALSE | L | Annual | Fuel Consumed | TBtu | 0.010972 | 0.010972 | 0.013715 | 0 | 0 | 0 | 0
IL Fac. Spec. - NOX Rate Summer v3.1, Unit 477 and retrofits | 504 | 7305 | Rate Constraint in lbs/MMBtu | FALSE | L | Annual | Rate | lb/MMBtu | 0.07116 | 0.07116 | 0.07116 | 0 | 0 | 0 | 0
IL Fac. Spec. - NOX Rate Summer v3.1, Unit 477 and retrofits | 504 | 7305 | Rate Constraint in lbs/MMBtu | FALSE | L | Annual | Generation | TWh | 0.00074531 | 0.00074531 | 0.00093164 | 0 | 0 | 0 | 0
IL Fac. Spec. - NOX Rate Summer v3.1, Unit 477 and retrofits | 504 | 7305 | Rate Constraint in lbs/MMBtu | FALSE | L | Annual | Qualifying Generation | TWh | 0.00074531 | 0.00074531 | 0.00093164 | 0 | 0 | 0 | 0
IL Fac. Spec. - NOX Rate Summer v3.1, Unit 477 and retrofits | 504 | 7305 | Rate Constraint in lbs/MMBtu | FALSE | L | Annual | Rate | lb/MWh | 1.0475 | 1.0475 | 1.0475 | 0 | 0 | 0 | 0
IL Fac. Spec. - NOX Rate Summer v3.1, Unit 477 and retrofits | 504 | 7305 | Rate Constraint in lbs/MMBtu | FALSE | L | Annual | Constraint Shadow Price | US2022$/Ton | 0 | 0 | 0 | 0 | 0 | 0 | 0
IL Fac. Spec. - NOX Rate Summer v3.1, Unit 478 and retrofits | 505 | 7305 | Rate Constraint in lbs/MMBtu | FALSE | L | Annual | Seasons Included | Seasons | Summer | Summer | Summer | Summer | Summer | Summer | Summer
IL Fac. Spec. - NOX Rate Summer v3.1, Unit 478 and retrofits | 505 | 7305 | Rate Constraint in lbs/MMBtu | FALSE | L | Annual | Standard NOX | lb/MMBtu | 0.25 | 0.25 | 0.25 | 0.25 | 0.25 | 0.25 | 0.25
IL Fac. Spec. - NOX Rate Summer v3.1, Unit 478 and retrofits | 505 | 7305 | Rate Constraint in lbs/MMBtu | FALSE | L | Annual | Emissions at Affected Plants NOX | Thousand Tons | 0.00037443 | 0.00037443 | 0.00046804 | 0 | 0 | 0 | 0
IL Fac. Spec. - NOX Rate Summer v3.1, Unit 478 and retrofits | 505 | 7305 | Rate Constraint in lbs/MMBtu | FALSE | L | Annual | Allowances Purchased NOX | Thousand Tons | 0 | 0 | 0 | 0 | 0 | 0 | 0
IL Fac. Spec. - NOX Rate Summer v3.1, Unit 478 and retrofits | 505 | 7305 | Rate Constraint in lbs/MMBtu | FALSE | L | Annual | Allowances Sold NOX | Thousand Tons | 0 | 0 | 0 | 0 | 0 | 0 | 0
IL Fac. Spec. - NOX Rate Summer v3.1, Unit 478 and retrofits | 505 | 7305 | Rate Constraint in lbs/MMBtu | FALSE | L | Annual | Allowances Banked | Thousand Tons | 0 | 0 | 0 | 0 | 0 | 0 | 0
IL Fac. Spec. - NOX Rate Summer v3.1, Unit 478 and retrofits | 505 | 7305 | Rate Constraint in lbs/MMBtu | FALSE | L | Annual | Allowances Withdrawn (1:1) | Thousand Tons | 0 | 0 | 0 | 0 | 0 | 0 | 0
IL Fac. Spec. - NOX Rate Summer v3.1, Unit 478 and retrofits | 505 | 7305 | Rate Constraint in lbs/MMBtu | FALSE | L | Annual | Allowances Withdrawn (n:1) | Thousand Tons | 0 | 0 | 0 | 0 | 0 | 0 | 0
IL Fac. Spec. - NOX Rate Summer v3.1, Unit 478 and retrofits | 505 | 7305 | Rate Constraint in lbs/MMBtu | FALSE | L | Annual | Net Emissions Allowance Position | Thousand Tons | 0.00037443 | 0.00037443 | 0.00046804 | 0 | 0 | 0 | 0
IL Fac. Spec. - NOX Rate Summer v3.1, Unit 478 and retrofits | 505 | 7305 | Rate Constraint in lbs/MMBtu | FALSE | L | Annual | Fuel Consumed | TBtu | 0.010974 | 0.010974 | 0.013717 | 0 | 0 | 0 | 0
IL Fac. Spec. - NOX Rate Summer v3.1, Unit 478 and retrofits | 505 | 7305 | Rate Constraint in lbs/MMBtu | FALSE | L | Annual | Rate | lb/MMBtu | 0.06824 | 0.06824 | 0.06824 | 0 | 0 | 0 | 0
IL Fac. Spec. - NOX Rate Summer v3.1, Unit 478 and retrofits | 505 | 7305 | Rate Constraint in lbs/MMBtu | FALSE | L | Annual | Generation | TWh | 0.00074531 | 0.00074531 | 0.00093164 | 0 | 0 | 0 | 0
IL Fac. Spec. - NOX Rate Summer v3.1, Unit 478 and retrofits | 505 | 7305 | Rate Constraint in lbs/MMBtu | FALSE | L | Annual | Qualifying Generation | TWh | 0.00074531 | 0.00074531 | 0.00093164 | 0 | 0 | 0 | 0
IL Fac. Spec. - NOX Rate Summer v3.1, Unit 478 and retrofits | 505 | 7305 | Rate Constraint in lbs/MMBtu | FALSE | L | Annual | Rate | lb/MWh | 1.0048 | 1.0048 | 1.0048 | 0 | 0 | 0 | 0
IL Fac. Spec. - NOX Rate Summer v3.1, Unit 478 and retrofits | 505 | 7305 | Rate Constraint in lbs/MMBtu | FALSE | L | Annual | Constraint Shadow Price | US2022$/Ton | 0 | 0 | 0 | 0 | 0 | 0 | 0
IL Fac. Spec. - NOX Rate Summer v3.1, Unit 480 and retrofits | 506 | 7305 | Rate Constraint in lbs/MMBtu | FALSE | L | Annual | Seasons Included | Seasons | Summer | Summer | Summer | Summer | Summer | Summer | Summer
IL Fac. Spec. - NOX Rate Summer v3.1, Unit 480 and retrofits | 506 | 7305 | Rate Constraint in lbs/MMBtu | FALSE | L | Annual | Standard NOX | lb/MMBtu | 0.25 | 0.25 | 0.25 | 0.25 | 0.25 | 0.25 | 0.25
IL Fac. Spec. - NOX Rate Summer v3.1, Unit 480 and retrofits | 506 | 7305 | Rate Constraint in lbs/MMBtu | FALSE | L | Annual | Emissions at Affected Plants NOX | Thousand Tons | 0.0084345 | 0.00457 | 0.0025933 | 0 | 0 | 0 | 0
IL Fac. Spec. - NOX Rate Summer v3.1, Unit 480 and retrofits | 506 | 7305 | Rate Constraint in lbs/MMBtu | FALSE | L | Annual | Allowances Purchased NOX | Thousand Tons | 0 | 0 | 0 | 0 | 0 | 0 | 0
IL Fac. Spec. - NOX Rate Summer v3.1, Unit 480 and retrofits | 506 | 7305 | Rate Constraint in lbs/MMBtu | FALSE | L | Annual | Allowances Sold NOX | Thousand Tons | 0 | 0 | 0 | 0 | 0 | 0 | 0
IL Fac. Spec. - NOX Rate Summer v3.1, Unit 480 and retrofits | 506 | 7305 | Rate Constraint in lbs/MMBtu | FALSE | L | Annual | Allowances Banked | Thousand Tons | 0 | 0 | 0 | 0 | 0 | 0 | 0
IL Fac. Spec. - NOX Rate Summer v3.1, Unit 480 and retrofits | 506 | 7305 | Rate Constraint in lbs/MMBtu | FALSE | L | Annual | Allowances Withdrawn (1:1) | Thousand Tons | 0 | 0 | 0 | 0 | 0 | 0 | 0
IL Fac. Spec. - NOX Rate Summer v3.1, Unit 480 and retrofits | 506 | 7305 | Rate Constraint in lbs/MMBtu | FALSE | L | Annual | Allowances Withdrawn (n:1) | Thousand Tons | 0 | 0 | 0 | 0 | 0 | 0 | 0
IL Fac. Spec. - NOX Rate Summer v3.1, Unit 480 and retrofits | 506 | 7305 | Rate Constraint in lbs/MMBtu | FALSE | L | Annual | Net Emissions Allowance Position | Thousand Tons | 0.0084345 | 0.00457 | 0.0025933 | 0 | 0 | 0 | 0
IL Fac. Spec. - NOX Rate Summer v3.1, Unit 480 and retrofits | 506 | 7305 | Rate Constraint in lbs/MMBtu | FALSE | L | Annual | Fuel Consumed | TBtu | 0.22444 | 0.12161 | 0.069007 | 0 | 0 | 0 | 0
IL Fac. Spec. - NOX Rate Summer v3.1, Unit 480 and retrofits | 506 | 7305 | Rate Constraint in lbs/MMBtu | FALSE | L | Annual | Rate | lb/MMBtu | 0.07516 | 0.07516 | 0.07516 | 0 | 0 | 0 | 0
IL Fac. Spec. - NOX Rate Summer v3.1, Unit 480 and retrofits | 506 | 7305 | Rate Constraint in lbs/MMBtu | FALSE | L | Annual | Generation | TWh | 0.020454 | 0.011082 | 0.0062888 | 0 | 0 | 0 | 0
IL Fac. Spec. - NOX Rate Summer v3.1, Unit 480 and retrofits | 506 | 7305 | Rate Constraint in lbs/MMBtu | FALSE | L | Annual | Qualifying Generation | TWh | 0.020454 | 0.011082 | 0.0062888 | 0 | 0 | 0 | 0
IL Fac. Spec. - NOX Rate Summer v3.1, Unit 480 and retrofits | 506 | 7305 | Rate Constraint in lbs/MMBtu | FALSE | L | Annual | Rate | lb/MWh | 0.82473 | 0.82473 | 0.82473 | 0 | 0 | 0 | 0
IL Fac. Spec. - NOX Rate Summer v3.1, Unit 480 and retrofits | 506 | 7305 | Rate Constraint in lbs/MMBtu | FALSE | L | Annual | Constraint Shadow Price | US2022$/Ton | 0 | 0 | 0 | 0 | 0 | 0 | 0
IL Fac. Spec. - NOX Rate Summer v3.1, Unit 1476 and retrofits | 507 | 7305 | Rate Constraint in lbs/MMBtu | FALSE | L | Annual | Seasons Included | Seasons | Summer | Summer | Summer | Summer | Summer | Summer | Summer
IL Fac. Spec. - NOX Rate Summer v3.1, Unit 1476 and retrofits | 507 | 7305 | Rate Constraint in lbs/MMBtu | FALSE | L | Annual | Standard NOX | lb/MMBtu | 0.25 | 0.25 | 0.25 | 0.25 | 0.25 | 0.25 | 0.25
IL Fac. Spec. - NOX Rate Summer v3.1, Unit 1476 and retrofits | 507 | 7305 | Rate Constraint in lbs/MMBtu | FALSE | L | Annual | Emissions at Affected Plants NOX | Thousand Tons | 0.014604 | 0.0091486 | 0.0048621 | 0.0055602 | 0 | 0 | 0
IL Fac. Spec. - NOX Rate Summer v3.1, Unit 1476 and retrofits | 507 | 7305 | Rate Constraint in lbs/MMBtu | FALSE | L | Annual | Allowances Purchased NOX | Thousand Tons | 0 | 0 | 0 | 0 | 0 | 0 | 0
IL Fac. Spec. - NOX Rate Summer v3.1, Unit 1476 and retrofits | 507 | 7305 | Rate Constraint in lbs/MMBtu | FALSE | L | Annual | Allowances Sold NOX | Thousand Tons | 0 | 0 | 0 | 0 | 0 | 0 | 0
IL Fac. Spec. - NOX Rate Summer v3.1, Unit 1476 and retrofits | 507 | 7305 | Rate Constraint in lbs/MMBtu | FALSE | L | Annual | Allowances Banked | Thousand Tons | 0 | 0 | 0 | 0 | 0 | 0 | 0
IL Fac. Spec. - NOX Rate Summer v3.1, Unit 1476 and retrofits | 507 | 7305 | Rate Constraint in lbs/MMBtu | FALSE | L | Annual | Allowances Withdrawn (1:1) | Thousand Tons | 0 | 0 | 0 | 0 | 0 | 0 | 0
IL Fac. Spec. - NOX Rate Summer v3.1, Unit 1476 and retrofits | 507 | 7305 | Rate Constraint in lbs/MMBtu | FALSE | L | Annual | Allowances Withdrawn (n:1) | Thousand Tons | 0 | 0 | 0 | 0 | 0 | 0 | 0
IL Fac. Spec. - NOX Rate Summer v3.1, Unit 1476 and retrofits | 507 | 7305 | Rate Constraint in lbs/MMBtu | FALSE | L | Annual | Net Emissions Allowance Position | Thousand Tons | 0.014604 | 0.0091486 | 0.0048621 | 0.0055602 | 0 | 0 | 0
IL Fac. Spec. - NOX Rate Summer v3.1, Unit 1476 and retrofits | 507 | 7305 | Rate Constraint in lbs/MMBtu | FALSE | L | Annual | Fuel Consumed | TBtu | 3.0081 | 1.8844 | 1.0015 | 1.1453 | 0 | 0 | 0
IL Fac. Spec. - NOX Rate Summer v3.1, Unit 1476 and retrofits | 507 | 7305 | Rate Constraint in lbs/MMBtu | FALSE | L | Annual | Rate | lb/MMBtu | 0.00971 | 0.00971 | 0.00971 | 0.00971 | 0 | 0 | 0
IL Fac. Spec. - NOX Rate Summer v3.1, Unit 1476 and retrofits | 507 | 7305 | Rate Constraint in lbs/MMBtu | FALSE | L | Annual | Generation | TWh | 0.4101 | 0.2569 | 0.13653 | 0.15614 | 0 | 0 | 0
IL Fac. Spec. - NOX Rate Summer v3.1, Unit 1476 and retrofits | 507 | 7305 | Rate Constraint in lbs/MMBtu | FALSE | L | Annual | Qualifying Generation | TWh | 0.4101 | 0.2569 | 0.13653 | 0.15614 | 0 | 0 | 0
IL Fac. Spec. - NOX Rate Summer v3.1, Unit 1476 and retrofits | 507 | 7305 | Rate Constraint in lbs/MMBtu | FALSE | L | Annual | Rate | lb/MWh | 0.071223 | 0.071223 | 0.071223 | 0.071223 | 0 | 0 | 0
IL Fac. Spec. - NOX Rate Summer v3.1, Unit 1476 and retrofits | 507 | 7305 | Rate Constraint in lbs/MMBtu | FALSE | L | Annual | Constraint Shadow Price | US2022$/Ton | 0 | 0 | 0 | 0 | 0 | 0 | 0
IL Fac. Spec. - NOX Rate Summer v3.1, Unit 1477 and retrofits | 508 | 7305 | Rate Constraint in lbs/MMBtu | FALSE | L | Annual | Seasons Included | Seasons | Summer | Summer | Summer | Summer | Summer | Summer | Summer
IL Fac. Spec. - NOX Rate Summer v3.1, Unit 1477 and retrofits | 508 | 7305 | Rate Constraint in lbs/MMBtu | FALSE | L | Annual | Standard NOX | lb/MMBtu | 0.25 | 0.25 | 0.25 | 0.25 | 0.25 | 0.25 | 0.25
IL Fac. Spec. - NOX Rate Summer v3.1, Unit 1477 and retrofits | 508 | 7305 | Rate Constraint in lbs/MMBtu | FALSE | L | Annual | Emissions at Affected Plants NOX | Thousand Tons | 0.016923 | 0.010601 | 0.0045651 | 0.0045955 | 0 | 0 | 0
IL Fac. Spec. - NOX Rate Summer v3.1, Unit 1477 and retrofits | 508 | 7305 | Rate Constraint in lbs/MMBtu | FALSE | L | Annual | Allowances Purchased NOX | Thousand Tons | 0 | 0 | 0 | 0 | 0 | 0 | 0
IL Fac. Spec. - NOX Rate Summer v3.1, Unit 1477 and retrofits | 508 | 7305 | Rate Constraint in lbs/MMBtu | FALSE | L | Annual | Allowances Sold NOX | Thousand Tons | 0 | 0 | 0 | 0 | 0 | 0 | 0
IL Fac. Spec. - NOX Rate Summer v3.1, Unit 1477 and retrofits | 508 | 7305 | Rate Constraint in lbs/MMBtu | FALSE | L | Annual | Allowances Banked | Thousand Tons | 0 | 0 | 0 | 0 | 0 | 0 | 0
IL Fac. Spec. - NOX Rate Summer v3.1, Unit 1477 and retrofits | 508 | 7305 | Rate Constraint in lbs/MMBtu | FALSE | L | Annual | Allowances Withdrawn (1:1) | Thousand Tons | 0 | 0 | 0 | 0 | 0 | 0 | 0
IL Fac. Spec. - NOX Rate Summer v3.1, Unit 1477 and retrofits | 508 | 7305 | Rate Constraint in lbs/MMBtu | FALSE | L | Annual | Allowances Withdrawn (n:1) | Thousand Tons | 0 | 0 | 0 | 0 | 0 | 0 | 0
IL Fac. Spec. - NOX Rate Summer v3.1, Unit 1477 and retrofits | 508 | 7305 | Rate Constraint in lbs/MMBtu | FALSE | L | Annual | Net Emissions Allowance Position | Thousand Tons | 0.016923 | 0.010601 | 0.0045651 | 0.0045955 | 0 | 0 | 0
IL Fac. Spec. - NOX Rate Summer v3.1, Unit 1477 and retrofits | 508 | 7305 | Rate Constraint in lbs/MMBtu | FALSE | L | Annual | Fuel Consumed | TBtu | 3.4857 | 2.1836 | 0.94029 | 0.94655 | 0 | 0 | 0
IL Fac. Spec. - NOX Rate Summer v3.1, Unit 1477 and retrofits | 508 | 7305 | Rate Constraint in lbs/MMBtu | FALSE | L | Annual | Rate | lb/MMBtu | 0.00971 | 0.00971 | 0.00971 | 0.00971 | 0 | 0 | 0
IL Fac. Spec. - NOX Rate Summer v3.1, Unit 1477 and retrofits | 508 | 7305 | Rate Constraint in lbs/MMBtu | FALSE | L | Annual | Generation | TWh | 0.47521 | 0.29769 | 0.12819 | 0.12905 | 0 | 0 | 0
IL Fac. Spec. - NOX Rate Summer v3.1, Unit 1477 and retrofits | 508 | 7305 | Rate Constraint in lbs/MMBtu | FALSE | L | Annual | Qualifying Generation | TWh | 0.47521 | 0.29769 | 0.12819 | 0.12905 | 0 | 0 | 0
IL Fac. Spec. - NOX Rate Summer v3.1, Unit 1477 and retrofits | 508 | 7305 | Rate Constraint in lbs/MMBtu | FALSE | L | Annual | Rate | lb/MWh | 0.071223 | 0.071223 | 0.071223 | 0.071223 | 0 | 0 | 0
IL Fac. Spec. - NOX Rate Summer v3.1, Unit 1477 and retrofits | 508 | 7305 | Rate Constraint in lbs/MMBtu | FALSE | L | Annual | Constraint Shadow Price | US2022$/Ton | 0 | 0 | 0 | 0 | 0 | 0 | 0
IL Fac. Spec. - NOX Rate Summer v3.1, Unit 1478 and retrofits | 509 | 7305 | Rate Constraint in lbs/MMBtu | FALSE | L | Annual | Seasons Included | Seasons | Summer | Summer | Summer | Summer | Summer | Summer | Summer
IL Fac. Spec. - NOX Rate Summer v3.1, Unit 1478 and retrofits | 509 | 7305 | Rate Constraint in lbs/MMBtu | FALSE | L | Annual | Standard NOX | lb/MMBtu | 0.25 | 0.25 | 0.25 | 0.25 | 0.25 | 0.25 | 0.25
IL Fac. Spec. - NOX Rate Summer v3.1, Unit 1478 and retrofits | 509 | 7305 | Rate Constraint in lbs/MMBtu | FALSE | L | Annual | Emissions at Affected Plants NOX | Thousand Tons | 0.011061 | 0.011042 | 0.017507 | 0.010922 | 0 | 0 | 0
IL Fac. Spec. - NOX Rate Summer v3.1, Unit 1478 and retrofits | 509 | 7305 | Rate Constraint in lbs/MMBtu | FALSE | L | Annual | Allowances Purchased NOX | Thousand Tons | 0 | 0 | 0 | 0 | 0 | 0 | 0
IL Fac. Spec. - NOX Rate Summer v3.1, Unit 1478 and retrofits | 509 | 7305 | Rate Constraint in lbs/MMBtu | FALSE | L | Annual | Allowances Sold NOX | Thousand Tons | 0 | 0 | 0 | 0 | 0 | 0 | 0
IL Fac. Spec. - NOX Rate Summer v3.1, Unit 1478 and retrofits | 509 | 7305 | Rate Constraint in lbs/MMBtu | FALSE | L | Annual | Allowances Banked | Thousand Tons | 0 | 0 | 0 | 0 | 0 | 0 | 0
IL Fac. Spec. - NOX Rate Summer v3.1, Unit 1478 and retrofits | 509 | 7305 | Rate Constraint in lbs/MMBtu | FALSE | L | Annual | Allowances Withdrawn (1:1) | Thousand Tons | 0 | 0 | 0 | 0 | 0 | 0 | 0
IL Fac. Spec. - NOX Rate Summer v3.1, Unit 1478 and retrofits | 509 | 7305 | Rate Constraint in lbs/MMBtu | FALSE | L | Annual | Allowances Withdrawn (n:1) | Thousand Tons | 0 | 0 | 0 | 0 | 0 | 0 | 0
IL Fac. Spec. - NOX Rate Summer v3.1, Unit 1478 and retrofits | 509 | 7305 | Rate Constraint in lbs/MMBtu | FALSE | L | Annual | Net Emissions Allowance Position | Thousand Tons | 0.011061 | 0.011042 | 0.017507 | 0.010922 | 0 | 0 | 0
IL Fac. Spec. - NOX Rate Summer v3.1, Unit 1478 and retrofits | 509 | 7305 | Rate Constraint in lbs/MMBtu | FALSE | L | Annual | Fuel Consumed | TBtu | 1.8796 | 1.8763 | 2.9748 | 1.8559 | 0 | 0 | 0
IL Fac. Spec. - NOX Rate Summer v3.1, Unit 1478 and retrofits | 509 | 7305 | Rate Constraint in lbs/MMBtu | FALSE | L | Annual | Rate | lb/MMBtu | 0.01177 | 0.01177 | 0.01177 | 0.01177 | 0 | 0 | 0
IL Fac. Spec. - NOX Rate Summer v3.1, Unit 1478 and retrofits | 509 | 7305 | Rate Constraint in lbs/MMBtu | FALSE | L | Annual | Generation | TWh | 0.24954 | 0.24911 | 0.39496 | 0.2464 | 0 | 0 | 0
IL Fac. Spec. - NOX Rate Summer v3.1, Unit 1478 and retrofits | 509 | 7305 | Rate Constraint in lbs/MMBtu | FALSE | L | Annual | Qualifying Generation | TWh | 0.24954 | 0.24911 | 0.39496 | 0.2464 | 0 | 0 | 0
IL Fac. Spec. - NOX Rate Summer v3.1, Unit 1478 and retrofits | 509 | 7305 | Rate Constraint in lbs/MMBtu | FALSE | L | Annual | Rate | lb/MWh | 0.088652 | 0.088652 | 0.088652 | 0.088652 | 0 | 0 | 0
IL Fac. Spec. - NOX Rate Summer v3.1, Unit 1478 and retrofits | 509 | 7305 | Rate Constraint in lbs/MMBtu | FALSE | L | Annual | Constraint Shadow Price | US2022$/Ton | 0 | 0 | 0 | 0 | 0 | 0 | 0
IL Fac. Spec. - NOX Rate Summer v3.1, Unit 1479 and retrofits | 510 | 7305 | Rate Constraint in lbs/MMBtu | FALSE | L | Annual | Seasons Included | Seasons | Summer | Summer | Summer | Summer | Summer | Summer | Summer
IL Fac. Spec. - NOX Rate Summer v3.1, Unit 1479 and retrofits | 510 | 7305 | Rate Constraint in lbs/MMBtu | FALSE | L | Annual | Standard NOX | lb/MMBtu | 0.25 | 0.25 | 0.25 | 0.25 | 0.25 | 0.25 | 0.25
IL Fac. Spec. - NOX Rate Summer v3.1, Unit 1479 and retrofits | 510 | 7305 | Rate Constraint in lbs/MMBtu | FALSE | L | Annual | Emissions at Affected Plants NOX | Thousand Tons | 0.011277 | 0.011258 | 0.017849 | 0.011135 | 0 | 0 | 0
IL Fac. Spec. - NOX Rate Summer v3.1, Unit 1479 and retrofits | 510 | 7305 | Rate Constraint in lbs/MMBtu | FALSE | L | Annual | Allowances Purchased NOX | Thousand Tons | 0 | 0 | 0 | 0 | 0 | 0 | 0
IL Fac. Spec. - NOX Rate Summer v3.1, Unit 1479 and retrofits | 510 | 7305 | Rate Constraint in lbs/MMBtu | FALSE | L | Annual | Allowances Sold NOX | Thousand Tons | 0 | 0 | 0 | 0 | 0 | 0 | 0
IL Fac. Spec. - NOX Rate Summer v3.1, Unit 1479 and retrofits | 510 | 7305 | Rate Constraint in lbs/MMBtu | FALSE | L | Annual | Allowances Banked | Thousand Tons | 0 | 0 | 0 | 0 | 0 | 0 | 0
IL Fac. Spec. - NOX Rate Summer v3.1, Unit 1479 and retrofits | 510 | 7305 | Rate Constraint in lbs/MMBtu | FALSE | L | Annual | Allowances Withdrawn (1:1) | Thousand Tons | 0 | 0 | 0 | 0 | 0 | 0 | 0
IL Fac. Spec. - NOX Rate Summer v3.1, Unit 1479 and retrofits | 510 | 7305 | Rate Constraint in lbs/MMBtu | FALSE | L | Annual | Allowances Withdrawn (n:1) | Thousand Tons | 0 | 0 | 0 | 0 | 0 | 0 | 0
IL Fac. Spec. - NOX Rate Summer v3.1, Unit 1479 and retrofits | 510 | 7305 | Rate Constraint in lbs/MMBtu | FALSE | L | Annual | Net Emissions Allowance Position | Thousand Tons | 0.011277 | 0.011258 | 0.017849 | 0.011135 | 0 | 0 | 0
IL Fac. Spec. - NOX Rate Summer v3.1, Unit 1479 and retrofits | 510 | 7305 | Rate Constraint in lbs/MMBtu | FALSE | L | Annual | Fuel Consumed | TBtu | 1.8796 | 1.8763 | 2.9748 | 1.8559 | 0 | 0 | 0
IL Fac. Spec. - NOX Rate Summer v3.1, Unit 1479 and retrofits | 510 | 7305 | Rate Constraint in lbs/MMBtu | FALSE | L | Annual | Rate | lb/MMBtu | 0.012 | 0.012 | 0.012 | 0.012 | 0 | 0 | 0
IL Fac. Spec. - NOX Rate Summer v3.1, Unit 1479 and retrofits | 510 | 7305 | Rate Constraint in lbs/MMBtu | FALSE | L | Annual | Generation | TWh | 0.24954 | 0.24911 | 0.39496 | 0.2464 | 0 | 0 | 0
IL Fac. Spec. - NOX Rate Summer v3.1, Unit 1479 and retrofits | 510 | 7305 | Rate Constraint in lbs/MMBtu | FALSE | L | Annual | Qualifying Generation | TWh | 0.24954 | 0.24911 | 0.39496 | 0.2464 | 0 | 0 | 0
IL Fac. Spec. - NOX Rate Summer v3.1, Unit 1479 and retrofits | 510 | 7305 | Rate Constraint in lbs/MMBtu | FALSE | L | Annual | Rate | lb/MWh | 0.090384 | 0.090384 | 0.090384 | 0.090384 | 0 | 0 | 0
IL Fac. Spec. - NOX Rate Summer v3.1, Unit 1479 and retrofits | 510 | 7305 | Rate Constraint in lbs/MMBtu | FALSE | L | Annual | Constraint Shadow Price | US2022$/Ton | 0 | 0 | 0 | 0 | 0 | 0 | 0
IL Fac. Spec. - NOX Rate Summer v3.1, Unit 1480 and retrofits | 511 | 7305 | Rate Constraint in lbs/MMBtu | FALSE | L | Annual | Seasons Included | Seasons | Summer | Summer | Summer | Summer | Summer | Summer | Summer
IL Fac. Spec. - NOX Rate Summer v3.1, Unit 1480 and retrofits | 511 | 7305 | Rate Constraint in lbs/MMBtu | FALSE | L | Annual | Standard NOX | lb/MMBtu | 0.25 | 0.25 | 0.25 | 0.25 | 0.25 | 0.25 | 0.25
IL Fac. Spec. - NOX Rate Summer v3.1, Unit 1480 and retrofits | 511 | 7305 | Rate Constraint in lbs/MMBtu | FALSE | L | Annual | Emissions at Affected Plants NOX | Thousand Tons | 0.011277 | 0.011258 | 0.017849 | 0.011135 | 0 | 0 | 0
IL Fac. Spec. - NOX Rate Summer v3.1, Unit 1480 and retrofits | 511 | 7305 | Rate Constraint in lbs/MMBtu | FALSE | L | Annual | Allowances Purchased NOX | Thousand Tons | 0 | 0 | 0 | 0 | 0 | 0 | 0
IL Fac. Spec. - NOX Rate Summer v3.1, Unit 1480 and retrofits | 511 | 7305 | Rate Constraint in lbs/MMBtu | FALSE | L | Annual | Allowances Sold NOX | Thousand Tons | 0 | 0 | 0 | 0 | 0 | 0 | 0
IL Fac. Spec. - NOX Rate Summer v3.1, Unit 1480 and retrofits | 511 | 7305 | Rate Constraint in lbs/MMBtu | FALSE | L | Annual | Allowances Banked | Thousand Tons | 0 | 0 | 0 | 0 | 0 | 0 | 0
IL Fac. Spec. - NOX Rate Summer v3.1, Unit 1480 and retrofits | 511 | 7305 | Rate Constraint in lbs/MMBtu | FALSE | L | Annual | Allowances Withdrawn (1:1) | Thousand Tons | 0 | 0 | 0 | 0 | 0 | 0 | 0
IL Fac. Spec. - NOX Rate Summer v3.1, Unit 1480 and retrofits | 511 | 7305 | Rate Constraint in lbs/MMBtu | FALSE | L | Annual | Allowances Withdrawn (n:1) | Thousand Tons | 0 | 0 | 0 | 0 | 0 | 0 | 0
IL Fac. Spec. - NOX Rate Summer v3.1, Unit 1480 and retrofits | 511 | 7305 | Rate Constraint in lbs/MMBtu | FALSE | L | Annual | Net Emissions Allowance Position | Thousand Tons | 0.011277 | 0.011258 | 0.017849 | 0.011135 | 0 | 0 | 0
IL Fac. Spec. - NOX Rate Summer v3.1, Unit 1480 and retrofits | 511 | 7305 | Rate Constraint in lbs/MMBtu | FALSE | L | Annual | Fuel Consumed | TBtu | 1.8796 | 1.8763 | 2.9748 | 1.8559 | 0 | 0 | 0
IL Fac. Spec. - NOX Rate Summer v3.1, Unit 1480 and retrofits | 511 | 7305 | Rate Constraint in lbs/MMBtu | FALSE | L | Annual | Rate | lb/MMBtu | 0.012 | 0.012 | 0.012 | 0.012 | 0 | 0 | 0
IL Fac. Spec. - NOX Rate Summer v3.1, Unit 1480 and retrofits | 511 | 7305 | Rate Constraint in lbs/MMBtu | FALSE | L | Annual | Generation | TWh | 0.24954 | 0.24911 | 0.39496 | 0.2464 | 0 | 0 | 0
IL Fac. Spec. - NOX Rate Summer v3.1, Unit 1480 and retrofits | 511 | 7305 | Rate Constraint in lbs/MMBtu | FALSE | L | Annual | Qualifying Generation | TWh | 0.24954 | 0.24911 | 0.39496 | 0.2464 | 0 | 0 | 0
IL Fac. Spec. - NOX Rate Summer v3.1, Unit 1480 and retrofits | 511 | 7305 | Rate Constraint in lbs/MMBtu | FALSE | L | Annual | Rate | lb/MWh | 0.090384 | 0.090384 | 0.090384 | 0.090384 | 0 | 0 | 0
IL Fac. Spec. - NOX Rate Summer v3.1, Unit 1480 and retrofits | 511 | 7305 | Rate Constraint in lbs/MMBtu | FALSE | L | Annual | Constraint Shadow Price | US2022$/Ton | 0 | 0 | 0 | 0 | 0 | 0 | 0
IL Fac. Spec. - NOX Rate Summer v3.1, Unit 1481 and retrofits | 512 | 7305 | Rate Constraint in lbs/MMBtu | FALSE | L | Annual | Seasons Included | Seasons | Summer | Summer | Summer | Summer | Summer | Summer | Summer
IL Fac. Spec. - NOX Rate Summer v3.1, Unit 1481 and retrofits | 512 | 7305 | Rate Constraint in lbs/MMBtu | FALSE | L | Annual | Standard NOX | lb/MMBtu | 0.25 | 0.25 | 0.25 | 0.25 | 0.25 | 0.25 | 0.25
IL Fac. Spec. - NOX Rate Summer v3.1, Unit 1481 and retrofits | 512 | 7305 | Rate Constraint in lbs/MMBtu | FALSE | L | Annual | Emissions at Affected Plants NOX | Thousand Tons | 0.011277 | 0.011258 | 0.017849 | 0.011135 | 0 | 0 | 0
IL Fac. Spec. - NOX Rate Summer v3.1, Unit 1481 and retrofits | 512 | 7305 | Rate Constraint in lbs/MMBtu | FALSE | L | Annual | Allowances Purchased NOX | Thousand Tons | 0 | 0 | 0 | 0 | 0 | 0 | 0
IL Fac. Spec. - NOX Rate Summer v3.1, Unit 1481 and retrofits | 512 | 7305 | Rate Constraint in lbs/MMBtu | FALSE | L | Annual | Allowances Sold NOX | Thousand Tons | 0 | 0 | 0 | 0 | 0 | 0 | 0
IL Fac. Spec. - NOX Rate Summer v3.1, Unit 1481 and retrofits | 512 | 7305 | Rate Constraint in lbs/MMBtu | FALSE | L | Annual | Allowances Banked | Thousand Tons | 0 | 0 | 0 | 0 | 0 | 0 | 0
IL Fac. Spec. - NOX Rate Summer v3.1, Unit 1481 and retrofits | 512 | 7305 | Rate Constraint in lbs/MMBtu | FALSE | L | Annual | Allowances Withdrawn (1:1) | Thousand Tons | 0 | 0 | 0 | 0 | 0 | 0 | 0
IL Fac. Spec. - NOX Rate Summer v3.1, Unit 1481 and retrofits | 512 | 7305 | Rate Constraint in lbs/MMBtu | FALSE | L | Annual | Allowances Withdrawn (n:1) | Thousand Tons | 0 | 0 | 0 | 0 | 0 | 0 | 0
IL Fac. Spec. - NOX Rate Summer v3.1, Unit 1481 and retrofits | 512 | 7305 | Rate Constraint in lbs/MMBtu | FALSE | L | Annual | Net Emissions Allowance Position | Thousand Tons | 0.011277 | 0.011258 | 0.017849 | 0.011135 | 0 | 0 | 0
IL Fac. Spec. - NOX Rate Summer v3.1, Unit 1481 and retrofits | 512 | 7305 | Rate Constraint in lbs/MMBtu | FALSE | L | Annual | Fuel Consumed | TBtu | 1.8796 | 1.8763 | 2.9748 | 1.8559 | 0 | 0 | 0
IL Fac. Spec. - NOX Rate Summer v3.1, Unit 1481 and retrofits | 512 | 7305 | Rate Constraint in lbs/MMBtu | FALSE | L | Annual | Rate | lb/MMBtu | 0.012 | 0.012 | 0.012 | 0.012 | 0 | 0 | 0
IL Fac. Spec. - NOX Rate Summer v3.1, Unit 1481 and retrofits | 512 | 7305 | Rate Constraint in lbs/MMBtu | FALSE | L | Annual | Generation | TWh | 0.24954 | 0.24911 | 0.39496 | 0.2464 | 0 | 0 | 0
IL Fac. Spec. - NOX Rate Summer v3.1, Unit 1481 and retrofits | 512 | 7305 | Rate Constraint in lbs/MMBtu | FALSE | L | Annual | Qualifying Generation | TWh | 0.24954 | 0.24911 | 0.39496 | 0.2464 | 0 | 0 | 0
IL Fac. Spec. - NOX Rate Summer v3.1, Unit 1481 and retrofits | 512 | 7305 | Rate Constraint in lbs/MMBtu | FALSE | L | Annual | Rate | lb/MWh | 0.090384 | 0.090384 | 0.090384 | 0.090384 | 0 | 0 | 0
IL Fac. Spec. - NOX Rate Summer v3.1, Unit 1481 and retrofits | 512 | 7305 | Rate Constraint in lbs/MMBtu | FALSE | L | Annual | Constraint Shadow Price | US2022$/Ton | 0 | 0 | 0 | 0 | 0 | 0 | 0
IL Fac. Spec. - NOX Rate Summer v3.1, Unit 1482 and retrofits | 513 | 7305 | Rate Constraint in lbs/MMBtu | FALSE | L | Annual | Seasons Included | Seasons | Summer | Summer | Summer | Summer | Summer | Summer | Summer
IL Fac. Spec. - NOX Rate Summer v3.1, Unit 1482 and retrofits | 513 | 7305 | Rate Constraint in lbs/MMBtu | FALSE | L | Annual | Standard NOX | lb/MMBtu | 0.25 | 0.25 | 0.25 | 0.25 | 0.25 | 0.25 | 0.25
IL Fac. Spec. - NOX Rate Summer v3.1, Unit 1482 and retrofits | 513 | 7305 | Rate Constraint in lbs/MMBtu | FALSE | L | Annual | Emissions at Affected Plants NOX | Thousand Tons | 0.0086416 | 0.0086267 | 0.013677 | 0.0085327 | 0 | 0 | 0
IL Fac. Spec. - NOX Rate Summer v3.1, Unit 1482 and retrofits | 513 | 7305 | Rate Constraint in lbs/MMBtu | FALSE | L | Annual | Allowances Purchased NOX | Thousand Tons | 0 | 0 | 0 | 0 | 0 | 0 | 0
IL Fac. Spec. - NOX Rate Summer v3.1, Unit 1482 and retrofits | 513 | 7305 | Rate Constraint in lbs/MMBtu | FALSE | L | Annual | Allowances Sold NOX | Thousand Tons | 0 | 0 | 0 | 0 | 0 | 0 | 0
IL Fac. Spec. - NOX Rate Summer v3.1, Unit 1482 and retrofits | 513 | 7305 | Rate Constraint in lbs/MMBtu | FALSE | L | Annual | Allowances Banked | Thousand Tons | 0 | 0 | 0 | 0 | 0 | 0 | 0
IL Fac. Spec. - NOX Rate Summer v3.1, Unit 1482 and retrofits | 513 | 7305 | Rate Constraint in lbs/MMBtu | FALSE | L | Annual | Allowances Withdrawn (1:1) | Thousand Tons | 0 | 0 | 0 | 0 | 0 | 0 | 0
IL Fac. Spec. - NOX Rate Summer v3.1, Unit 1482 and retrofits | 513 | 7305 | Rate Constraint in lbs/MMBtu | FALSE | L | Annual | Allowances Withdrawn (n:1) | Thousand Tons | 0 | 0 | 0 | 0 | 0 | 0 | 0
IL Fac. Spec. - NOX Rate Summer v3.1, Unit 1482 and retrofits | 513 | 7305 | Rate Constraint in lbs/MMBtu | FALSE | L | Annual | Net Emissions Allowance Position | Thousand Tons | 0.0086416 | 0.0086267 | 0.013677 | 0.0085327 | 0 | 0 | 0
IL Fac. Spec. - NOX Rate Summer v3.1, Unit 1482 and retrofits | 513 | 7305 | Rate Constraint in lbs/MMBtu | FALSE | L | Annual | Fuel Consumed | TBtu | 1.4684 | 1.4659 | 2.3241 | 1.4499 | 0 | 0 | 0
IL Fac. Spec. - NOX Rate Summer v3.1, Unit 1482 and retrofits | 513 | 7305 | Rate Constraint in lbs/MMBtu | FALSE | L | Annual | Rate | lb/MMBtu | 0.01177 | 0.01177 | 0.01177 | 0.01177 | 0 | 0 | 0
IL Fac. Spec. - NOX Rate Summer v3.1, Unit 1482 and retrofits | 513 | 7305 | Rate Constraint in lbs/MMBtu | FALSE | L | Annual | Generation | TWh | 0.19496 | 0.19462 | 0.30856 | 0.1925 | 0 | 0 | 0
IL Fac. Spec. - NOX Rate Summer v3.1, Unit 1482 and retrofits | 513 | 7305 | Rate Constraint in lbs/MMBtu | FALSE | L | Annual | Qualifying Generation | TWh | 0.19496 | 0.19462 | 0.30856 | 0.1925 | 0 | 0 | 0
IL Fac. Spec. - NOX Rate Summer v3.1, Unit 1482 and retrofits | 513 | 7305 | Rate Constraint in lbs/MMBtu | FALSE | L | Annual | Rate | lb/MWh | 0.088652 | 0.088652 | 0.088652 | 0.088652 | 0 | 0 | 0
IL Fac. Spec. - NOX Rate Summer v3.1, Unit 1482 and retrofits | 513 | 7305 | Rate Constraint in lbs/MMBtu | FALSE | L | Annual | Constraint Shadow Price | US2022$/Ton | 0 | 0 | 0 | 0 | 0 | 0 | 0
IL Fac. Spec. - NOX Rate Summer v3.1, Unit 1483 and retrofits | 514 | 7305 | Rate Constraint in lbs/MMBtu | FALSE | L | Annual | Seasons Included | Seasons | Summer | Summer | Summer | Summer | Summer | Summer | Summer
IL Fac. Spec. - NOX Rate Summer v3.1, Unit 1483 and retrofits | 514 | 7305 | Rate Constraint in lbs/MMBtu | FALSE | L | Annual | Standard NOX | lb/MMBtu | 0.25 | 0.25 | 0.25 | 0.25 | 0.25 | 0.25 | 0.25
IL Fac. Spec. - NOX Rate Summer v3.1, Unit 1483 and retrofits | 514 | 7305 | Rate Constraint in lbs/MMBtu | FALSE | L | Annual | Emissions at Affected Plants NOX | Thousand Tons | 0.0088104 | 0.0087953 | 0.013944 | 0.0086995 | 0 | 0 | 0
IL Fac. Spec. - NOX Rate Summer v3.1, Unit 1483 and retrofits | 514 | 7305 | Rate Constraint in lbs/MMBtu | FALSE | L | Annual | Allowances Purchased NOX | Thousand Tons | 0 | 0 | 0 | 0 | 0 | 0 | 0
IL Fac. Spec. - NOX Rate Summer v3.1, Unit 1483 and retrofits | 514 | 7305 | Rate Constraint in lbs/MMBtu | FALSE | L | Annual | Allowances Sold NOX | Thousand Tons | 0 | 0 | 0 | 0 | 0 | 0 | 0
IL Fac. Spec. - NOX Rate Summer v3.1, Unit 1483 and retrofits | 514 | 7305 | Rate Constraint in lbs/MMBtu | FALSE | L | Annual | Allowances Banked | Thousand Tons | 0 | 0 | 0 | 0 | 0 | 0 | 0
IL Fac. Spec. - NOX Rate Summer v3.1, Unit 1483 and retrofits | 514 | 7305 | Rate Constraint in lbs/MMBtu | FALSE | L | Annual | Allowances Withdrawn (1:1) | Thousand Tons | 0 | 0 | 0 | 0 | 0 | 0 | 0
IL Fac. Spec. - NOX Rate Summer v3.1, Unit 1483 and retrofits | 514 | 7305 | Rate Constraint in lbs/MMBtu | FALSE | L | Annual | Allowances Withdrawn (n:1) | Thousand Tons | 0 | 0 | 0 | 0 | 0 | 0 | 0
IL Fac. Spec. - NOX Rate Summer v3.1, Unit 1483 and retrofits | 514 | 7305 | Rate Constraint in lbs/MMBtu | FALSE | L | Annual | Net Emissions Allowance Position | Thousand Tons | 0.0088104 | 0.0087953 | 0.013944 | 0.0086995 | 0 | 0 | 0
IL Fac. Spec. - NOX Rate Summer v3.1, Unit 1483 and retrofits | 514 | 7305 | Rate Constraint in lbs/MMBtu | FALSE | L | Annual | Fuel Consumed | TBtu | 1.4684 | 1.4659 | 2.3241 | 1.4499 | 0 | 0 | 0
IL Fac. Spec. - NOX Rate Summer v3.1, Unit 1483 and retrofits | 514 | 7305 | Rate Constraint in lbs/MMBtu | FALSE | L | Annual | Rate | lb/MMBtu | 0.012 | 0.012 | 0.012 | 0.012 | 0 | 0 | 0
IL Fac. Spec. - NOX Rate Summer v3.1, Unit 1483 and retrofits | 514 | 7305 | Rate Constraint in lbs/MMBtu | FALSE | L | Annual | Generation | TWh | 0.19496 | 0.19462 | 0.30856 | 0.1925 | 0 | 0 | 0
IL Fac. Spec. - NOX Rate Summer v3.1, Unit 1483 and retrofits | 514 | 7305 | Rate Constraint in lbs/MMBtu | FALSE | L | Annual | Qualifying Generation | TWh | 0.19496 | 0.19462 | 0.30856 | 0.1925 | 0 | 0 | 0
IL Fac. Spec. - NOX Rate Summer v3.1, Unit 1483 and retrofits | 514 | 7305 | Rate Constraint in lbs/MMBtu | FALSE | L | Annual | Rate | lb/MWh | 0.090384 | 0.090384 | 0.090384 | 0.090384 | 0 | 0 | 0
IL Fac. Spec. - NOX Rate Summer v3.1, Unit 1483 and retrofits | 514 | 7305 | Rate Constraint in lbs/MMBtu | FALSE | L | Annual | Constraint Shadow Price | US2022$/Ton | 0 | 0 | 0 | 0 | 0 | 0 | 0
IL Fac. Spec. - NOX Rate Summer v3.1, Unit 1484 and retrofits | 515 | 7305 | Rate Constraint in lbs/MMBtu | FALSE | L | Annual | Seasons Included | Seasons | Summer | Summer | Summer | Summer | Summer | Summer | Summer
IL Fac. Spec. - NOX Rate Summer v3.1, Unit 1484 and retrofits | 515 | 7305 | Rate Constraint in lbs/MMBtu | FALSE | L | Annual | Standard NOX | lb/MMBtu | 0.25 | 0.25 | 0.25 | 0.25 | 0.25 | 0.25 | 0.25
IL Fac. Spec. - NOX Rate Summer v3.1, Unit 1484 and retrofits | 515 | 7305 | Rate Constraint in lbs/MMBtu | FALSE | L | Annual | Emissions at Affected Plants NOX | Thousand Tons | 0.0088104 | 0.0087953 | 0.013944 | 0.0086995 | 0 | 0 | 0
IL Fac. Spec. - NOX Rate Summer v3.1, Unit 1484 and retrofits | 515 | 7305 | Rate Constraint in lbs/MMBtu | FALSE | L | Annual | Allowances Purchased NOX | Thousand Tons | 0 | 0 | 0 | 0 | 0 | 0 | 0
IL Fac. Spec. - NOX Rate Summer v3.1, Unit 1484 and retrofits | 515 | 7305 | Rate Constraint in lbs/MMBtu | FALSE | L | Annual | Allowances Sold NOX | Thousand Tons | 0 | 0 | 0 | 0 | 0 | 0 | 0
IL Fac. Spec. - NOX Rate Summer v3.1, Unit 1484 and retrofits | 515 | 7305 | Rate Constraint in lbs/MMBtu | FALSE | L | Annual | Allowances Banked | Thousand Tons | 0 | 0 | 0 | 0 | 0 | 0 | 0
IL Fac. Spec. - NOX Rate Summer v3.1, Unit 1484 and retrofits | 515 | 7305 | Rate Constraint in lbs/MMBtu | FALSE | L | Annual | Allowances Withdrawn (1:1) | Thousand Tons | 0 | 0 | 0 | 0 | 0 | 0 | 0
IL Fac. Spec. - NOX Rate Summer v3.1, Unit 1484 and retrofits | 515 | 7305 | Rate Constraint in lbs/MMBtu | FALSE | L | Annual | Allowances Withdrawn (n:1) | Thousand Tons | 0 | 0 | 0 | 0 | 0 | 0 | 0
IL Fac. Spec. - NOX Rate Summer v3.1, Unit 1484 and retrofits | 515 | 7305 | Rate Constraint in lbs/MMBtu | FALSE | L | Annual | Net Emissions Allowance Position | Thousand Tons | 0.0088104 | 0.0087953 | 0.013944 | 0.0086995 | 0 | 0 | 0
IL Fac. Spec. - NOX Rate Summer v3.1, Unit 1484 and retrofits | 515 | 7305 | Rate Constraint in lbs/MMBtu | FALSE | L | Annual | Fuel Consumed | TBtu | 1.4684 | 1.4659 | 2.3241 | 1.4499 | 0 | 0 | 0
IL Fac. Spec. - NOX Rate Summer v3.1, Unit 1484 and retrofits | 515 | 7305 | Rate Constraint in lbs/MMBtu | FALSE | L | Annual | Rate | lb/MMBtu | 0.012 | 0.012 | 0.012 | 0.012 | 0 | 0 | 0
IL Fac. Spec. - NOX Rate Summer v3.1, Unit 1484 and retrofits | 515 | 7305 | Rate Constraint in lbs/MMBtu | FALSE | L | Annual | Generation | TWh | 0.19496 | 0.19462 | 0.30856 | 0.1925 | 0 | 0 | 0
IL Fac. Spec. - NOX Rate Summer v3.1, Unit 1484 and retrofits | 515 | 7305 | Rate Constraint in lbs/MMBtu | FALSE | L | Annual | Qualifying Generation | TWh | 0.19496 | 0.19462 | 0.30856 | 0.1925 | 0 | 0 | 0
IL Fac. Spec. - NOX Rate Summer v3.1, Unit 1484 and retrofits | 515 | 7305 | Rate Constraint in lbs/MMBtu | FALSE | L | Annual | Rate | lb/MWh | 0.090384 | 0.090384 | 0.090384 | 0.090384 | 0 | 0 | 0
IL Fac. Spec. - NOX Rate Summer v3.1, Unit 1484 and retrofits | 515 | 7305 | Rate Constraint in lbs/MMBtu | FALSE | L | Annual | Constraint Shadow Price | US2022$/Ton | 0 | 0 | 0 | 0 | 0 | 0 | 0
IL Fac. Spec. - NOX Rate Summer v3.1, Unit 1485 and retrofits | 516 | 7305 | Rate Constraint in lbs/MMBtu | FALSE | L | Annual | Seasons Included | Seasons | Summer | Summer | Summer | Summer | Summer | Summer | Summer
IL Fac. Spec. - NOX Rate Summer v3.1, Unit 1485 and retrofits | 516 | 7305 | Rate Constraint in lbs/MMBtu | FALSE | L | Annual | Standard NOX | lb/MMBtu | 0.25 | 0.25 | 0.25 | 0.25 | 0.25 | 0.25 | 0.25
IL Fac. Spec. - NOX Rate Summer v3.1, Unit 1485 and retrofits | 516 | 7305 | Rate Constraint in lbs/MMBtu | FALSE | L | Annual | Emissions at Affected Plants NOX | Thousand Tons | 0.0088104 | 0.0087953 | 0.013944 | 0.0086995 | 0 | 0 | 0
IL Fac. Spec. - NOX Rate Summer v3.1, Unit 1485 and retrofits | 516 | 7305 | Rate Constraint in lbs/MMBtu | FALSE | L | Annual | Allowances Purchased NOX | Thousand Tons | 0 | 0 | 0 | 0 | 0 | 0 | 0
IL Fac. Spec. - NOX Rate Summer v3.1, Unit 1485 and retrofits | 516 | 7305 | Rate Constraint in lbs/MMBtu | FALSE | L | Annual | Allowances Sold NOX | Thousand Tons | 0 | 0 | 0 | 0 | 0 | 0 | 0
IL Fac. Spec. - NOX Rate Summer v3.1, Unit 1485 and retrofits | 516 | 7305 | Rate Constraint in lbs/MMBtu | FALSE | L | Annual | Allowances Banked | Thousand Tons | 0 | 0 | 0 | 0 | 0 | 0 | 0
IL Fac. Spec. - NOX Rate Summer v3.1, Unit 1485 and retrofits | 516 | 7305 | Rate Constraint in lbs/MMBtu | FALSE | L | Annual | Allowances Withdrawn (1:1) | Thousand Tons | 0 | 0 | 0 | 0 | 0 | 0 | 0
IL Fac. Spec. - NOX Rate Summer v3.1, Unit 1485 and retrofits | 516 | 7305 | Rate Constraint in lbs/MMBtu | FALSE | L | Annual | Allowances Withdrawn (n:1) | Thousand Tons | 0 | 0 | 0 | 0 | 0 | 0 | 0
IL Fac. Spec. - NOX Rate Summer v3.1, Unit 1485 and retrofits | 516 | 7305 | Rate Constraint in lbs/MMBtu | FALSE | L | Annual | Net Emissions Allowance Position | Thousand Tons | 0.0088104 | 0.0087953 | 0.013944 | 0.0086995 | 0 | 0 | 0
IL Fac. Spec. - NOX Rate Summer v3.1, Unit 1485 and retrofits | 516 | 7305 | Rate Constraint in lbs/MMBtu | FALSE | L | Annual | Fuel Consumed | TBtu | 1.4684 | 1.4659 | 2.3241 | 1.4499 | 0 | 0 | 0
IL Fac. Spec. - NOX Rate Summer v3.1, Unit 1485 and retrofits | 516 | 7305 | Rate Constraint in lbs/MMBtu | FALSE | L | Annual | Rate | lb/MMBtu | 0.012 | 0.012 | 0.012 | 0.012 | 0 | 0 | 0
IL Fac. Spec. - NOX Rate Summer v3.1, Unit 1485 and retrofits | 516 | 7305 | Rate Constraint in lbs/MMBtu | FALSE | L | Annual | Generation | TWh | 0.19496 | 0.19462 | 0.30856 | 0.1925 | 0 | 0 | 0
IL Fac. Spec. - NOX Rate Summer v3.1, Unit 1485 and retrofits | 516 | 7305 | Rate Constraint in lbs/MMBtu | FALSE | L | Annual | Qualifying Generation | TWh | 0.19496 | 0.19462 | 0.30856 | 0.1925 | 0 | 0 | 0
IL Fac. Spec. - NOX Rate Summer v3.1, Unit 1485 and retrofits | 516 | 7305 | Rate Constraint in lbs/MMBtu | FALSE | L | Annual | Rate | lb/MWh | 0.090384 | 0.090384 | 0.090384 | 0.090384 | 0 | 0 | 0
IL Fac. Spec. - NOX Rate Summer v3.1, Unit 1485 and retrofits | 516 | 7305 | Rate Constraint in lbs/MMBtu | FALSE | L | Annual | Constraint Shadow Price | US2022$/Ton | 0 | 0 | 0 | 0 | 0 | 0 | 0
IL Fac. Spec. - NOX Rate Summer v3.1, Unit 1486 and retrofits | 517 | 7305 | Rate Constraint in lbs/MMBtu | FALSE | L | Annual | Seasons Included | Seasons | Summer | Summer | Summer | Summer | Summer | Summer | Summer
IL Fac. Spec. - NOX Rate Summer v3.1, Unit 1486 and retrofits | 517 | 7305 | Rate Constraint in lbs/MMBtu | FALSE | L | Annual | Standard NOX | lb/MMBtu | 0.25 | 0.25 | 0.25 | 0.25 | 0.25 | 0.25 | 0.25
IL Fac. Spec. - NOX Rate Summer v3.1, Unit 1486 and retrofits | 517 | 7305 | Rate Constraint in lbs/MMBtu | FALSE | L | Annual | Emissions at Affected Plants NOX | Thousand Tons | 0.014604 | 0.0091486 | 0.010379 | 0.0090489 | 0 | 0 | 0
IL Fac. Spec. - NOX Rate Summer v3.1, Unit 1486 and retrofits | 517 | 7305 | Rate Constraint in lbs/MMBtu | FALSE | L | Annual | Allowances Purchased NOX | Thousand Tons | 0 | 0 | 0 | 0 | 0 | 0 | 0
IL Fac. Spec. - NOX Rate Summer v3.1, Unit 1486 and retrofits | 517 | 7305 | Rate Constraint in lbs/MMBtu | FALSE | L | Annual | Allowances Sold NOX | Thousand Tons | 0 | 0 | 0 | 0 | 0 | 0 | 0
IL Fac. Spec. - NOX Rate Summer v3.1, Unit 1486 and retrofits | 517 | 7305 | Rate Constraint in lbs/MMBtu | FALSE | L | Annual | Allowances Banked | Thousand Tons | 0 | 0 | 0 | 0 | 0 | 0 | 0
IL Fac. Spec. - NOX Rate Summer v3.1, Unit 1486 and retrofits | 517 | 7305 | Rate Constraint in lbs/MMBtu | FALSE | L | Annual | Allowances Withdrawn (1:1) | Thousand Tons | 0 | 0 | 0 | 0 | 0 | 0 | 0
IL Fac. Spec. - NOX Rate Summer v3.1, Unit 1486 and retrofits | 517 | 7305 | Rate Constraint in lbs/MMBtu | FALSE | L | Annual | Allowances Withdrawn (n:1) | Thousand Tons | 0 | 0 | 0 | 0 | 0 | 0 | 0
IL Fac. Spec. - NOX Rate Summer v3.1, Unit 1486 and retrofits | 517 | 7305 | Rate Constraint in lbs/MMBtu | FALSE | L | Annual | Net Emissions Allowance Position | Thousand Tons | 0.014604 | 0.0091486 | 0.010379 | 0.0090489 | 0 | 0 | 0
IL Fac. Spec. - NOX Rate Summer v3.1, Unit 1486 and retrofits | 517 | 7305 | Rate Constraint in lbs/MMBtu | FALSE | L | Annual | Fuel Consumed | TBtu | 3.0081 | 1.8844 | 2.1379 | 1.8638 | 0 | 0 | 0
IL Fac. Spec. - NOX Rate Summer v3.1, Unit 1486 and retrofits | 517 | 7305 | Rate Constraint in lbs/MMBtu | FALSE | L | Annual | Rate | lb/MMBtu | 0.00971 | 0.00971 | 0.00971 | 0.00971 | 0 | 0 | 0
IL Fac. Spec. - NOX Rate Summer v3.1, Unit 1486 and retrofits | 517 | 7305 | Rate Constraint in lbs/MMBtu | FALSE | L | Annual | Generation | TWh | 0.4101 | 0.2569 | 0.29146 | 0.2541 | 0 | 0 | 0
IL Fac. Spec. - NOX Rate Summer v3.1, Unit 1486 and retrofits | 517 | 7305 | Rate Constraint in lbs/MMBtu | FALSE | L | Annual | Qualifying Generation | TWh | 0.4101 | 0.2569 | 0.29146 | 0.2541 | 0 | 0 | 0
IL Fac. Spec. - NOX Rate Summer v3.1, Unit 1486 and retrofits | 517 | 7305 | Rate Constraint in lbs/MMBtu | FALSE | L | Annual | Rate | lb/MWh | 0.071223 | 0.071223 | 0.071223 | 0.071223 | 0 | 0 | 0
IL Fac. Spec. - NOX Rate Summer v3.1, Unit 1486 and retrofits | 517 | 7305 | Rate Constraint in lbs/MMBtu | FALSE | L | Annual | Constraint Shadow Price | US2022$/Ton | 0 | 0 | 0 | 0 | 0 | 0 | 0
IL Fac. Spec. - NOX Rate Summer v3.1, Unit 1487 and retrofits | 518 | 7305 | Rate Constraint in lbs/MMBtu | FALSE | L | Annual | Seasons Included | Seasons | Summer | Summer | Summer | Summer | Summer | Summer | Summer
IL Fac. Spec. - NOX Rate Summer v3.1, Unit 1487 and retrofits | 518 | 7305 | Rate Constraint in lbs/MMBtu | FALSE | L | Annual | Standard NOX | lb/MMBtu | 0.25 | 0.25 | 0.25 | 0.25 | 0.25 | 0.25 | 0.25
IL Fac. Spec. - NOX Rate Summer v3.1, Unit 1487 and retrofits | 518 | 7305 | Rate Constraint in lbs/MMBtu | FALSE | L | Annual | Emissions at Affected Plants NOX | Thousand Tons | 0.013667 | 0.0085618 | 0.013574 | 0.0084685 | 0 | 0 | 0
IL Fac. Spec. - NOX Rate Summer v3.1, Unit 1487 and retrofits | 518 | 7305 | Rate Constraint in lbs/MMBtu | FALSE | L | Annual | Allowances Purchased NOX | Thousand Tons | 0 | 0 | 0 | 0 | 0 | 0 | 0
IL Fac. Spec. - NOX Rate Summer v3.1, Unit 1487 and retrofits | 518 | 7305 | Rate Constraint in lbs/MMBtu | FALSE | L | Annual | Allowances Sold NOX | Thousand Tons | 0 | 0 | 0 | 0 | 0 | 0 | 0
IL Fac. Spec. - NOX Rate Summer v3.1, Unit 1487 and retrofits | 518 | 7305 | Rate Constraint in lbs/MMBtu | FALSE | L | Annual | Allowances Banked | Thousand Tons | 0 | 0 | 0 | 0 | 0 | 0 | 0
IL Fac. Spec. - NOX Rate Summer v3.1, Unit 1487 and retrofits | 518 | 7305 | Rate Constraint in lbs/MMBtu | FALSE | L | Annual | Allowances Withdrawn (1:1) | Thousand Tons | 0 | 0 | 0 | 0 | 0 | 0 | 0
IL Fac. Spec. - NOX Rate Summer v3.1, Unit 1487 and retrofits | 518 | 7305 | Rate Constraint in lbs/MMBtu | FALSE | L | Annual | Allowances Withdrawn (n:1) | Thousand Tons | 0 | 0 | 0 | 0 | 0 | 0 | 0
IL Fac. Spec. - NOX Rate Summer v3.1, Unit 1487 and retrofits | 518 | 7305 | Rate Constraint in lbs/MMBtu | FALSE | L | Annual | Net Emissions Allowance Position | Thousand Tons | 0.013667 | 0.0085618 | 0.013574 | 0.0084685 | 0 | 0 | 0
IL Fac. Spec. - NOX Rate Summer v3.1, Unit 1487 and retrofits | 518 | 7305 | Rate Constraint in lbs/MMBtu | FALSE | L | Annual | Fuel Consumed | TBtu | 2.2779 | 1.427 | 2.2624 | 1.4114 | 0 | 0 | 0
IL Fac. Spec. - NOX Rate Summer v3.1, Unit 1487 and retrofits | 518 | 7305 | Rate Constraint in lbs/MMBtu | FALSE | L | Annual | Rate | lb/MMBtu | 0.012 | 0.012 | 0.012 | 0.012 | 0 | 0 | 0
IL Fac. Spec. - NOX Rate Summer v3.1, Unit 1487 and retrofits | 518 | 7305 | Rate Constraint in lbs/MMBtu | FALSE | L | Annual | Generation | TWh | 0.31068 | 0.19462 | 0.30856 | 0.1925 | 0 | 0 | 0
IL Fac. Spec. - NOX Rate Summer v3.1, Unit 1487 and retrofits | 518 | 7305 | Rate Constraint in lbs/MMBtu | FALSE | L | Annual | Qualifying Generation | TWh | 0.31068 | 0.19462 | 0.30856 | 0.1925 | 0 | 0 | 0
IL Fac. Spec. - NOX Rate Summer v3.1, Unit 1487 and retrofits | 518 | 7305 | Rate Constraint in lbs/MMBtu | FALSE | L | Annual | Rate | lb/MWh | 0.087984 | 0.087984 | 0.087984 | 0.087984 | 0 | 0 | 0
IL Fac. Spec. - NOX Rate Summer v3.1, Unit 1487 and retrofits | 518 | 7305 | Rate Constraint in lbs/MMBtu | FALSE | L | Annual | Constraint Shadow Price | US2022$/Ton | 0 | 0 | 0 | 0 | 0 | 0 | 0
IL Fac. Spec. - NOX Rate Summer v3.1, Unit 1488 and retrofits | 519 | 7305 | Rate Constraint in lbs/MMBtu | FALSE | L | Annual | Seasons Included | Seasons | Summer | Summer | Summer | Summer | Summer | Summer | Summer
IL Fac. Spec. - NOX Rate Summer v3.1, Unit 1488 and retrofits | 519 | 7305 | Rate Constraint in lbs/MMBtu | FALSE | L | Annual | Standard NOX | lb/MMBtu | 0.25 | 0.25 | 0.25 | 0.25 | 0.25 | 0.25 | 0.25
IL Fac. Spec. - NOX Rate Summer v3.1, Unit 1488 and retrofits | 519 | 7305 | Rate Constraint in lbs/MMBtu | FALSE | L | Annual | Emissions at Affected Plants NOX | Thousand Tons | 0.013667 | 0.0085618 | 0.013574 | 0.0084685 | 0 | 0 | 0
IL Fac. Spec. - NOX Rate Summer v3.1, Unit 1488 and retrofits | 519 | 7305 | Rate Constraint in lbs/MMBtu | FALSE | L | Annual | Allowances Purchased NOX | Thousand Tons | 0 | 0 | 0 | 0 | 0 | 0 | 0
IL Fac. Spec. - NOX Rate Summer v3.1, Unit 1488 and retrofits | 519 | 7305 | Rate Constraint in lbs/MMBtu | FALSE | L | Annual | Allowances Sold NOX | Thousand Tons | 0 | 0 | 0 | 0 | 0 | 0 | 0
IL Fac. Spec. - NOX Rate Summer v3.1, Unit 1488 and retrofits | 519 | 7305 | Rate Constraint in lbs/MMBtu | FALSE | L | Annual | Allowances Banked | Thousand Tons | 0 | 0 | 0 | 0 | 0 | 0 | 0
IL Fac. Spec. - NOX Rate Summer v3.1, Unit 1488 and retrofits | 519 | 7305 | Rate Constraint in lbs/MMBtu | FALSE | L | Annual | Allowances Withdrawn (1:1) | Thousand Tons | 0 | 0 | 0 | 0 | 0 | 0 | 0
IL Fac. Spec. - NOX Rate Summer v3.1, Unit 1488 and retrofits | 519 | 7305 | Rate Constraint in lbs/MMBtu | FALSE | L | Annual | Allowances Withdrawn (n:1) | Thousand Tons | 0 | 0 | 0 | 0 | 0 | 0 | 0
IL Fac. Spec. - NOX Rate Summer v3.1, Unit 1488 and retrofits | 519 | 7305 | Rate Constraint in lbs/MMBtu | FALSE | L | Annual | Net Emissions Allowance Position | Thousand Tons | 0.013667 | 0.0085618 | 0.013574 | 0.0084685 | 0 | 0 | 0
IL Fac. Spec. - NOX Rate Summer v3.1, Unit 1488 and retrofits | 519 | 7305 | Rate Constraint in lbs/MMBtu | FALSE | L | Annual | Fuel Consumed | TBtu | 2.2779 | 1.427 | 2.2624 | 1.4114 | 0 | 0 | 0
IL Fac. Spec. - NOX Rate Summer v3.1, Unit 1488 and retrofits | 519 | 7305 | Rate Constraint in lbs/MMBtu | FALSE | L | Annual | Rate | lb/MMBtu | 0.012 | 0.012 | 0.012 | 0.012 | 0 | 0 | 0
IL Fac. Spec. - NOX Rate Summer v3.1, Unit 1488 and retrofits | 519 | 7305 | Rate Constraint in lbs/MMBtu | FALSE | L | Annual | Generation | TWh | 0.31068 | 0.19462 | 0.30856 | 0.1925 | 0 | 0 | 0
IL Fac. Spec. - NOX Rate Summer v3.1, Unit 1488 and retrofits | 519 | 7305 | Rate Constraint in lbs/MMBtu | FALSE | L | Annual | Qualifying Generation | TWh | 0.31068 | 0.19462 | 0.30856 | 0.1925 | 0 | 0 | 0
IL Fac. Spec. - NOX Rate Summer v3.1, Unit 1488 and retrofits | 519 | 7305 | Rate Constraint in lbs/MMBtu | FALSE | L | Annual | Rate | lb/MWh | 0.087984 | 0.087984 | 0.087984 | 0.087984 | 0 | 0 | 0
IL Fac. Spec. - NOX Rate Summer v3.1, Unit 1488 and retrofits | 519 | 7305 | Rate Constraint in lbs/MMBtu | FALSE | L | Annual | Constraint Shadow Price | US2022$/Ton | 0 | 0 | 0 | 0 | 0 | 0 | 0
IL Fac. Spec. - NOX Rate Summer v3.1, Unit 1489 and retrofits | 520 | 7305 | Rate Constraint in lbs/MMBtu | FALSE | L | Annual | Seasons Included | Seasons | Summer | Summer | Summer | Summer | Summer | Summer | Summer
IL Fac. Spec. - NOX Rate Summer v3.1, Unit 1489 and retrofits | 520 | 7305 | Rate Constraint in lbs/MMBtu | FALSE | L | Annual | Standard NOX | lb/MMBtu | 0.25 | 0.25 | 0.25 | 0.25 | 0.25 | 0.25 | 0.25
IL Fac. Spec. - NOX Rate Summer v3.1, Unit 1489 and retrofits | 520 | 7305 | Rate Constraint in lbs/MMBtu | FALSE | L | Annual | Emissions at Affected Plants NOX | Thousand Tons | 0.018369 | 0.011507 | 0.018244 | 0.011382 | 0 | 0 | 0
IL Fac. Spec. - NOX Rate Summer v3.1, Unit 1489 and retrofits | 520 | 7305 | Rate Constraint in lbs/MMBtu | FALSE | L | Annual | Allowances Purchased NOX | Thousand Tons | 0 | 0 | 0 | 0 | 0 | 0 | 0
IL Fac. Spec. - NOX Rate Summer v3.1, Unit 1489 and retrofits | 520 | 7305 | Rate Constraint in lbs/MMBtu | FALSE | L | Annual | Allowances Sold NOX | Thousand Tons | 0 | 0 | 0 | 0 | 0 | 0 | 0
IL Fac. Spec. - NOX Rate Summer v3.1, Unit 1489 and retrofits | 520 | 7305 | Rate Constraint in lbs/MMBtu | FALSE | L | Annual | Allowances Banked | Thousand Tons | 0 | 0 | 0 | 0 | 0 | 0 | 0
IL Fac. Spec. - NOX Rate Summer v3.1, Unit 1489 and retrofits | 520 | 7305 | Rate Constraint in lbs/MMBtu | FALSE | L | Annual | Allowances Withdrawn (1:1) | Thousand Tons | 0 | 0 | 0 | 0 | 0 | 0 | 0
IL Fac. Spec. - NOX Rate Summer v3.1, Unit 1489 and retrofits | 520 | 7305 | Rate Constraint in lbs/MMBtu | FALSE | L | Annual | Allowances Withdrawn (n:1) | Thousand Tons | 0 | 0 | 0 | 0 | 0 | 0 | 0
IL Fac. Spec. - NOX Rate Summer v3.1, Unit 1489 and retrofits | 520 | 7305 | Rate Constraint in lbs/MMBtu | FALSE | L | Annual | Net Emissions Allowance Position | Thousand Tons | 0.018369 | 0.011507 | 0.018244 | 0.011382 | 0 | 0 | 0
IL Fac. Spec. - NOX Rate Summer v3.1, Unit 1489 and retrofits | 520 | 7305 | Rate Constraint in lbs/MMBtu | FALSE | L | Annual | Fuel Consumed | TBtu | 3.0615 | 1.9178 | 3.0406 | 1.8969 | 0 | 0 | 0
IL Fac. Spec. - NOX Rate Summer v3.1, Unit 1489 and retrofits | 520 | 7305 | Rate Constraint in lbs/MMBtu | FALSE | L | Annual | Rate | lb/MMBtu | 0.012 | 0.012 | 0.012 | 0.012 | 0 | 0 | 0
IL Fac. Spec. - NOX Rate Summer v3.1, Unit 1489 and retrofits | 520 | 7305 | Rate Constraint in lbs/MMBtu | FALSE | L | Annual | Generation | TWh | 0.41755 | 0.26157 | 0.4147 | 0.25872 | 0 | 0 | 0
IL Fac. Spec. - NOX Rate Summer v3.1, Unit 1489 and retrofits | 520 | 7305 | Rate Constraint in lbs/MMBtu | FALSE | L | Annual | Qualifying Generation | TWh | 0.41755 | 0.26157 | 0.4147 | 0.25872 | 0 | 0 | 0
IL Fac. Spec. - NOX Rate Summer v3.1, Unit 1489 and retrofits | 520 | 7305 | Rate Constraint in lbs/MMBtu | FALSE | L | Annual | Rate | lb/MWh | 0.087984 | 0.087984 | 0.087984 | 0.087984 | 0 | 0 | 0
IL Fac. Spec. - NOX Rate Summer v3.1, Unit 1489 and retrofits | 520 | 7305 | Rate Constraint in lbs/MMBtu | FALSE | L | Annual | Constraint Shadow Price | US2022$/Ton | 0 | 0 | 0 | 0 | 0 | 0 | 0
IL Fac. Spec. - NOX Rate Summer v3.1, Unit 1490 and retrofits | 521 | 7305 | Rate Constraint in lbs/MMBtu | FALSE | L | Annual | Seasons Included | Seasons | Summer | Summer | Summer | Summer | Summer | Summer | Summer
IL Fac. Spec. - NOX Rate Summer v3.1, Unit 1490 and retrofits | 521 | 7305 | Rate Constraint in lbs/MMBtu | FALSE | L | Annual | Standard NOX | lb/MMBtu | 0.25 | 0.25 | 0.25 | 0.25 | 0.25 | 0.25 | 0.25
IL Fac. Spec. - NOX Rate Summer v3.1, Unit 1490 and retrofits | 521 | 7305 | Rate Constraint in lbs/MMBtu | FALSE | L | Annual | Emissions at Affected Plants NOX | Thousand Tons | 0.018369 | 0.011507 | 0.018244 | 0.011382 | 0 | 0 | 0
IL Fac. Spec. - NOX Rate Summer v3.1, Unit 1490 and retrofits | 521 | 7305 | Rate Constraint in lbs/MMBtu | FALSE | L | Annual | Allowances Purchased NOX | Thousand Tons | 0 | 0 | 0 | 0 | 0 | 0 | 0
IL Fac. Spec. - NOX Rate Summer v3.1, Unit 1490 and retrofits | 521 | 7305 | Rate Constraint in lbs/MMBtu | FALSE | L | Annual | Allowances Sold NOX | Thousand Tons | 0 | 0 | 0 | 0 | 0 | 0 | 0
IL Fac. Spec. - NOX Rate Summer v3.1, Unit 1490 and retrofits | 521 | 7305 | Rate Constraint in lbs/MMBtu | FALSE | L | Annual | Allowances Banked | Thousand Tons | 0 | 0 | 0 | 0 | 0 | 0 | 0
IL Fac. Spec. - NOX Rate Summer v3.1, Unit 1490 and retrofits | 521 | 7305 | Rate Constraint in lbs/MMBtu | FALSE | L | Annual | Allowances Withdrawn (1:1) | Thousand Tons | 0 | 0 | 0 | 0 | 0 | 0 | 0
IL Fac. Spec. - NOX Rate Summer v3.1, Unit 1490 and retrofits | 521 | 7305 | Rate Constraint in lbs/MMBtu | FALSE | L | Annual | Allowances Withdrawn (n:1) | Thousand Tons | 0 | 0 | 0 | 0 | 0 | 0 | 0
IL Fac. Spec. - NOX Rate Summer v3.1, Unit 1490 and retrofits | 521 | 7305 | Rate Constraint in lbs/MMBtu | FALSE | L | Annual | Net Emissions Allowance Position | Thousand Tons | 0.018369 | 0.011507 | 0.018244 | 0.011382 | 0 | 0 | 0
IL Fac. Spec. - NOX Rate Summer v3.1, Unit 1490 and retrofits | 521 | 7305 | Rate Constraint in lbs/MMBtu | FALSE | L | Annual | Fuel Consumed | TBtu | 3.0615 | 1.9178 | 3.0406 | 1.8969 | 0 | 0 | 0
IL Fac. Spec. - NOX Rate Summer v3.1, Unit 1490 and retrofits | 521 | 7305 | Rate Constraint in lbs/MMBtu | FALSE | L | Annual | Rate | lb/MMBtu | 0.012 | 0.012 | 0.012 | 0.012 | 0 | 0 | 0
IL Fac. Spec. - NOX Rate Summer v3.1, Unit 1490 and retrofits | 521 | 7305 | Rate Constraint in lbs/MMBtu | FALSE | L | Annual | Generation | TWh | 0.41755 | 0.26157 | 0.4147 | 0.25872 | 0 | 0 | 0
IL Fac. Spec. - NOX Rate Summer v3.1, Unit 1490 and retrofits | 521 | 7305 | Rate Constraint in lbs/MMBtu | FALSE | L | Annual | Qualifying Generation | TWh | 0.41755 | 0.26157 | 0.4147 | 0.25872 | 0 | 0 | 0
IL Fac. Spec. - NOX Rate Summer v3.1, Unit 1490 and retrofits | 521 | 7305 | Rate Constraint in lbs/MMBtu | FALSE | L | Annual | Rate | lb/MWh | 0.087984 | 0.087984 | 0.087984 | 0.087984 | 0 | 0 | 0
IL Fac. Spec. - NOX Rate Summer v3.1, Unit 1490 and retrofits | 521 | 7305 | Rate Constraint in lbs/MMBtu | FALSE | L | Annual | Constraint Shadow Price | US2022$/Ton | 0 | 0 | 0 | 0 | 0 | 0 | 0
IL Fac. Spec. - NOX Rate Summer v3.1, Unit 1491 and retrofits | 522 | 7305 | Rate Constraint in lbs/MMBtu | FALSE | L | Annual | Seasons Included | Seasons | Summer | Summer | Summer | Summer | Summer | Summer | Summer
IL Fac. Spec. - NOX Rate Summer v3.1, Unit 1491 and retrofits | 522 | 7305 | Rate Constraint in lbs/MMBtu | FALSE | L | Annual | Standard NOX | lb/MMBtu | 0.25 | 0.25 | 0.25 | 0.25 | 0.25 | 0.25 | 0.25
IL Fac. Spec. - NOX Rate Summer v3.1, Unit 1491 and retrofits | 522 | 7305 | Rate Constraint in lbs/MMBtu | FALSE | L | Annual | Emissions at Affected Plants NOX | Thousand Tons | 0.068911 | 0.068911 | 0.052176 | 0.051852 | 0 | 0 | 0
IL Fac. Spec. - NOX Rate Summer v3.1, Unit 1491 and retrofits | 522 | 7305 | Rate Constraint in lbs/MMBtu | FALSE | L | Annual | Allowances Purchased NOX | Thousand Tons | 0 | 0 | 0 | 0 | 0 | 0 | 0
IL Fac. Spec. - NOX Rate Summer v3.1, Unit 1491 and retrofits | 522 | 7305 | Rate Constraint in lbs/MMBtu | FALSE | L | Annual | Allowances Sold NOX | Thousand Tons | 0 | 0 | 0 | 0 | 0 | 0 | 0
IL Fac. Spec. - NOX Rate Summer v3.1, Unit 1491 and retrofits | 522 | 7305 | Rate Constraint in lbs/MMBtu | FALSE | L | Annual | Allowances Banked | Thousand Tons | 0 | 0 | 0 | 0 | 0 | 0 | 0
IL Fac. Spec. - NOX Rate Summer v3.1, Unit 1491 and retrofits | 522 | 7305 | Rate Constraint in lbs/MMBtu | FALSE | L | Annual | Allowances Withdrawn (1:1) | Thousand Tons | 0 | 0 | 0 | 0 | 0 | 0 | 0
IL Fac. Spec. - NOX Rate Summer v3.1, Unit 1491 and retrofits | 522 | 7305 | Rate Constraint in lbs/MMBtu | FALSE | L | Annual | Allowances Withdrawn (n:1) | Thousand Tons | 0 | 0 | 0 | 0 | 0 | 0 | 0
IL Fac. Spec. - NOX Rate Summer v3.1, Unit 1491 and retrofits | 522 | 7305 | Rate Constraint in lbs/MMBtu | FALSE | L | Annual | Net Emissions Allowance Position | Thousand Tons | 0.068911 | 0.068911 | 0.052176 | 0.051852 | 0 | 0 | 0
IL Fac. Spec. - NOX Rate Summer v3.1, Unit 1491 and retrofits | 522 | 7305 | Rate Constraint in lbs/MMBtu | FALSE | L | Annual | Fuel Consumed | TBtu | 12.5293 | 12.5293 | 9.4865 | 9.4277 | 0 | 0 | 0
IL Fac. Spec. - NOX Rate Summer v3.1, Unit 1491 and retrofits | 522 | 7305 | Rate Constraint in lbs/MMBtu | FALSE | L | Annual | Rate | lb/MMBtu | 0.011 | 0.011 | 0.011 | 0.011 | 0 | 0 | 0
IL Fac. Spec. - NOX Rate Summer v3.1, Unit 1491 and retrofits | 522 | 7305 | Rate Constraint in lbs/MMBtu | FALSE | L | Annual | Generation | TWh | 1.9669 | 1.9669 | 1.4892 | 1.48 | 0 | 0 | 0
IL Fac. Spec. - NOX Rate Summer v3.1, Unit 1491 and retrofits | 522 | 7305 | Rate Constraint in lbs/MMBtu | FALSE | L | Annual | Qualifying Generation | TWh | 1.9669 | 1.9669 | 1.4892 | 1.48 | 0 | 0 | 0
IL Fac. Spec. - NOX Rate Summer v3.1, Unit 1491 and retrofits | 522 | 7305 | Rate Constraint in lbs/MMBtu | FALSE | L | Annual | Rate | lb/MWh | 0.07007 | 0.07007 | 0.07007 | 0.07007 | 0 | 0 | 0
IL Fac. Spec. - NOX Rate Summer v3.1, Unit 1491 and retrofits | 522 | 7305 | Rate Constraint in lbs/MMBtu | FALSE | L | Annual | Constraint Shadow Price | US2022$/Ton | 0 | 0 | 0 | 0 | 0 | 0 | 0
IL Fac. Spec. - NOX Rate Summer v3.1, Unit 1492 and retrofits | 523 | 7305 | Rate Constraint in lbs/MMBtu | FALSE | L | Annual | Seasons Included | Seasons | Summer | Summer | Summer | Summer | Summer | Summer | Summer
IL Fac. Spec. - NOX Rate Summer v3.1, Unit 1492 and retrofits | 523 | 7305 | Rate Constraint in lbs/MMBtu | FALSE | L | Annual | Standard NOX | lb/MMBtu | 0.25 | 0.25 | 0.25 | 0.25 | 0.25 | 0.25 | 0.25
IL Fac. Spec. - NOX Rate Summer v3.1, Unit 1492 and retrofits | 523 | 7305 | Rate Constraint in lbs/MMBtu | FALSE | L | Annual | Emissions at Affected Plants NOX | Thousand Tons | 0.068911 | 0.068911 | 0.05189 | 0.051852 | 0 | 0 | 0
IL Fac. Spec. - NOX Rate Summer v3.1, Unit 1492 and retrofits | 523 | 7305 | Rate Constraint in lbs/MMBtu | FALSE | L | Annual | Allowances Purchased NOX | Thousand Tons | 0 | 0 | 0 | 0 | 0 | 0 | 0
IL Fac. Spec. - NOX Rate Summer v3.1, Unit 1492 and retrofits | 523 | 7305 | Rate Constraint in lbs/MMBtu | FALSE | L | Annual | Allowances Sold NOX | Thousand Tons | 0 | 0 | 0 | 0 | 0 | 0 | 0
IL Fac. Spec. - NOX Rate Summer v3.1, Unit 1492 and retrofits | 523 | 7305 | Rate Constraint in lbs/MMBtu | FALSE | L | Annual | Allowances Banked | Thousand Tons | 0 | 0 | 0 | 0 | 0 | 0 | 0
IL Fac. Spec. - NOX Rate Summer v3.1, Unit 1492 and retrofits | 523 | 7305 | Rate Constraint in lbs/MMBtu | FALSE | L | Annual | Allowances Withdrawn (1:1) | Thousand Tons | 0 | 0 | 0 | 0 | 0 | 0 | 0
IL Fac. Spec. - NOX Rate Summer v3.1, Unit 1492 and retrofits | 523 | 7305 | Rate Constraint in lbs/MMBtu | FALSE | L | Annual | Allowances Withdrawn (n:1) | Thousand Tons | 0 | 0 | 0 | 0 | 0 | 0 | 0
IL Fac. Spec. - NOX Rate Summer v3.1, Unit 1492 and retrofits | 523 | 7305 | Rate Constraint in lbs/MMBtu | FALSE | L | Annual | Net Emissions Allowance Position | Thousand Tons | 0.068911 | 0.068911 | 0.05189 | 0.051852 | 0 | 0 | 0
IL Fac. Spec. - NOX Rate Summer v3.1, Unit 1492 and retrofits | 523 | 7305 | Rate Constraint in lbs/MMBtu | FALSE | L | Annual | Fuel Consumed | TBtu | 12.5293 | 12.5293 | 9.4345 | 9.4277 | 0 | 0 | 0
IL Fac. Spec. - NOX Rate Summer v3.1, Unit 1492 and retrofits | 523 | 7305 | Rate Constraint in lbs/MMBtu | FALSE | L | Annual | Rate | lb/MMBtu | 0.011 | 0.011 | 0.011 | 0.011 | 0 | 0 | 0
IL Fac. Spec. - NOX Rate Summer v3.1, Unit 1492 and retrofits | 523 | 7305 | Rate Constraint in lbs/MMBtu | FALSE | L | Annual | Generation | TWh | 1.9669 | 1.9669 | 1.4811 | 1.48 | 0 | 0 | 0
IL Fac. Spec. - NOX Rate Summer v3.1, Unit 1492 and retrofits | 523 | 7305 | Rate Constraint in lbs/MMBtu | FALSE | L | Annual | Qualifying Generation | TWh | 1.9669 | 1.9669 | 1.4811 | 1.48 | 0 | 0 | 0
IL Fac. Spec. - NOX Rate Summer v3.1, Unit 1492 and retrofits | 523 | 7305 | Rate Constraint in lbs/MMBtu | FALSE | L | Annual | Rate | lb/MWh | 0.07007 | 0.07007 | 0.07007 | 0.07007 | 0 | 0 | 0
IL Fac. Spec. - NOX Rate Summer v3.1, Unit 1492 and retrofits | 523 | 7305 | Rate Constraint in lbs/MMBtu | FALSE | L | Annual | Constraint Shadow Price | US2022$/Ton | 0 | 0 | 0 | 0 | 0 | 0 | 0
IL Fac. Spec. - NOX Rate Summer v3.1, Unit 1494 and retrofits | 524 | 7305 | Rate Constraint in lbs/MMBtu | FALSE | L | Annual | Seasons Included | Seasons | Summer | Summer | Summer | Summer | Summer | Summer | Summer
IL Fac. Spec. - NOX Rate Summer v3.1, Unit 1494 and retrofits | 524 | 7305 | Rate Constraint in lbs/MMBtu | FALSE | L | Annual | Standard NOX | lb/MMBtu | 0.25 | 0.25 | 0.25 | 0.25 | 0.25 | 0.25 | 0.25
IL Fac. Spec. - NOX Rate Summer v3.1, Unit 1494 and retrofits | 524 | 7305 | Rate Constraint in lbs/MMBtu | FALSE | L | Annual | Emissions at Affected Plants NOX | Thousand Tons | 0.032861 | 0.032755 | 0.032637 | 0.020361 | 0 | 0 | 0
IL Fac. Spec. - NOX Rate Summer v3.1, Unit 1494 and retrofits | 524 | 7305 | Rate Constraint in lbs/MMBtu | FALSE | L | Annual | Allowances Purchased NOX | Thousand Tons | 0 | 0 | 0 | 0 | 0 | 0 | 0
IL Fac. Spec. - NOX Rate Summer v3.1, Unit 1494 and retrofits | 524 | 7305 | Rate Constraint in lbs/MMBtu | FALSE | L | Annual | Allowances Sold NOX | Thousand Tons | 0 | 0 | 0 | 0 | 0 | 0 | 0
IL Fac. Spec. - NOX Rate Summer v3.1, Unit 1494 and retrofits | 524 | 7305 | Rate Constraint in lbs/MMBtu | FALSE | L | Annual | Allowances Banked | Thousand Tons | 0 | 0 | 0 | 0 | 0 | 0 | 0
IL Fac. Spec. - NOX Rate Summer v3.1, Unit 1494 and retrofits | 524 | 7305 | Rate Constraint in lbs/MMBtu | FALSE | L | Annual | Allowances Withdrawn (1:1) | Thousand Tons | 0 | 0 | 0 | 0 | 0 | 0 | 0
IL Fac. Spec. - NOX Rate Summer v3.1, Unit 1494 and retrofits | 524 | 7305 | Rate Constraint in lbs/MMBtu | FALSE | L | Annual | Allowances Withdrawn (n:1) | Thousand Tons | 0 | 0 | 0 | 0 | 0 | 0 | 0
IL Fac. Spec. - NOX Rate Summer v3.1, Unit 1494 and retrofits | 524 | 7305 | Rate Constraint in lbs/MMBtu | FALSE | L | Annual | Net Emissions Allowance Position | Thousand Tons | 0.032861 | 0.032755 | 0.032637 | 0.020361 | 0 | 0 | 0
IL Fac. Spec. - NOX Rate Summer v3.1, Unit 1494 and retrofits | 524 | 7305 | Rate Constraint in lbs/MMBtu | FALSE | L | Annual | Fuel Consumed | TBtu | 0.77459 | 0.77209 | 0.7693 | 0.47995 | 0 | 0 | 0
IL Fac. Spec. - NOX Rate Summer v3.1, Unit 1494 and retrofits | 524 | 7305 | Rate Constraint in lbs/MMBtu | FALSE | L | Annual | Rate | lb/MMBtu | 0.084848 | 0.084848 | 0.084848 | 0.084848 | 0 | 0 | 0
IL Fac. Spec. - NOX Rate Summer v3.1, Unit 1494 and retrofits | 524 | 7305 | Rate Constraint in lbs/MMBtu | FALSE | L | Annual | Generation | TWh | 0.10936 | 0.10901 | 0.10861 | 0.06776 | 0 | 0 | 0
IL Fac. Spec. - NOX Rate Summer v3.1, Unit 1494 and retrofits | 524 | 7305 | Rate Constraint in lbs/MMBtu | FALSE | L | Annual | Qualifying Generation | TWh | 0.10936 | 0.10901 | 0.10861 | 0.06776 | 0 | 0 | 0
IL Fac. Spec. - NOX Rate Summer v3.1, Unit 1494 and retrofits | 524 | 7305 | Rate Constraint in lbs/MMBtu | FALSE | L | Annual | Rate | lb/MWh | 0.60098 | 0.60098 | 0.60098 | 0.60098 | 0 | 0 | 0
IL Fac. Spec. - NOX Rate Summer v3.1, Unit 1494 and retrofits | 524 | 7305 | Rate Constraint in lbs/MMBtu | FALSE | L | Annual | Constraint Shadow Price | US2022$/Ton | 0 | 0 | 0 | 0 | 0 | 0 | 0
IL Fac. Spec. - NOX Rate Summer v3.1, Unit 1495 and retrofits | 525 | 7305 | Rate Constraint in lbs/MMBtu | FALSE | L | Annual | Seasons Included | Seasons | Summer | Summer | Summer | Summer | Summer | Summer | Summer
IL Fac. Spec. - NOX Rate Summer v3.1, Unit 1495 and retrofits | 525 | 7305 | Rate Constraint in lbs/MMBtu | FALSE | L | Annual | Standard NOX | lb/MMBtu | 0.25 | 0.25 | 0.25 | 0.25 | 0.25 | 0.25 | 0.25
IL Fac. Spec. - NOX Rate Summer v3.1, Unit 1495 and retrofits | 525 | 7305 | Rate Constraint in lbs/MMBtu | FALSE | L | Annual | Emissions at Affected Plants NOX | Thousand Tons | 0.032861 | 0.032755 | 0.032637 | 0.020361 | 0 | 0 | 0
IL Fac. Spec. - NOX Rate Summer v3.1, Unit 1495 and retrofits | 525 | 7305 | Rate Constraint in lbs/MMBtu | FALSE | L | Annual | Allowances Purchased NOX | Thousand Tons | 0 | 0 | 0 | 0 | 0 | 0 | 0
IL Fac. Spec. - NOX Rate Summer v3.1, Unit 1495 and retrofits | 525 | 7305 | Rate Constraint in lbs/MMBtu | FALSE | L | Annual | Allowances Sold NOX | Thousand Tons | 0 | 0 | 0 | 0 | 0 | 0 | 0
IL Fac. Spec. - NOX Rate Summer v3.1, Unit 1495 and retrofits | 525 | 7305 | Rate Constraint in lbs/MMBtu | FALSE | L | Annual | Allowances Banked | Thousand Tons | 0 | 0 | 0 | 0 | 0 | 0 | 0
IL Fac. Spec. - NOX Rate Summer v3.1, Unit 1495 and retrofits | 525 | 7305 | Rate Constraint in lbs/MMBtu | FALSE | L | Annual | Allowances Withdrawn (1:1) | Thousand Tons | 0 | 0 | 0 | 0 | 0 | 0 | 0
IL Fac. Spec. - NOX Rate Summer v3.1, Unit 1495 and retrofits | 525 | 7305 | Rate Constraint in lbs/MMBtu | FALSE | L | Annual | Allowances Withdrawn (n:1) | Thousand Tons | 0 | 0 | 0 | 0 | 0 | 0 | 0
IL Fac. Spec. - NOX Rate Summer v3.1, Unit 1495 and retrofits | 525 | 7305 | Rate Constraint in lbs/MMBtu | FALSE | L | Annual | Net Emissions Allowance Position | Thousand Tons | 0.032861 | 0.032755 | 0.032637 | 0.020361 | 0 | 0 | 0
IL Fac. Spec. - NOX Rate Summer v3.1, Unit 1495 and retrofits | 525 | 7305 | Rate Constraint in lbs/MMBtu | FALSE | L | Annual | Fuel Consumed | TBtu | 0.77459 | 0.77209 | 0.7693 | 0.47995 | 0 | 0 | 0
IL Fac. Spec. - NOX Rate Summer v3.1, Unit 1495 and retrofits | 525 | 7305 | Rate Constraint in lbs/MMBtu | FALSE | L | Annual | Rate | lb/MMBtu | 0.084848 | 0.084848 | 0.084848 | 0.084848 | 0 | 0 | 0
IL Fac. Spec. - NOX Rate Summer v3.1, Unit 1495 and retrofits | 525 | 7305 | Rate Constraint in lbs/MMBtu | FALSE | L | Annual | Generation | TWh | 0.10936 | 0.10901 | 0.10861 | 0.06776 | 0 | 0 | 0
IL Fac. Spec. - NOX Rate Summer v3.1, Unit 1495 and retrofits | 525 | 7305 | Rate Constraint in lbs/MMBtu | FALSE | L | Annual | Qualifying Generation | TWh | 0.10936 | 0.10901 | 0.10861 | 0.06776 | 0 | 0 | 0
IL Fac. Spec. - NOX Rate Summer v3.1, Unit 1495 and retrofits | 525 | 7305 | Rate Constraint in lbs/MMBtu | FALSE | L | Annual | Rate | lb/MWh | 0.60098 | 0.60098 | 0.60098 | 0.60098 | 0 | 0 | 0
IL Fac. Spec. - NOX Rate Summer v3.1, Unit 1495 and retrofits | 525 | 7305 | Rate Constraint in lbs/MMBtu | FALSE | L | Annual | Constraint Shadow Price | US2022$/Ton | 0 | 0 | 0 | 0 | 0 | 0 | 0
IL Fac. Spec. - NOX Rate Summer v3.1, Unit 1496 and retrofits | 526 | 7305 | Rate Constraint in lbs/MMBtu | FALSE | L | Annual | Seasons Included | Seasons | Summer | Summer | Summer | Summer | Summer | Summer | Summer
IL Fac. Spec. - NOX Rate Summer v3.1, Unit 1496 and retrofits | 526 | 7305 | Rate Constraint in lbs/MMBtu | FALSE | L | Annual | Standard NOX | lb/MMBtu | 0.25 | 0.25 | 0.25 | 0.25 | 0.25 | 0.25 | 0.25
IL Fac. Spec. - NOX Rate Summer v3.1, Unit 1496 and retrofits | 526 | 7305 | Rate Constraint in lbs/MMBtu | FALSE | L | Annual | Emissions at Affected Plants NOX | Thousand Tons | 0.032861 | 0.032755 | 0.032637 | 0.020361 | 0 | 0 | 0
IL Fac. Spec. - NOX Rate Summer v3.1, Unit 1496 and retrofits | 526 | 7305 | Rate Constraint in lbs/MMBtu | FALSE | L | Annual | Allowances Purchased NOX | Thousand Tons | 0 | 0 | 0 | 0 | 0 | 0 | 0
IL Fac. Spec. - NOX Rate Summer v3.1, Unit 1496 and retrofits | 526 | 7305 | Rate Constraint in lbs/MMBtu | FALSE | L | Annual | Allowances Sold NOX | Thousand Tons | 0 | 0 | 0 | 0 | 0 | 0 | 0
IL Fac. Spec. - NOX Rate Summer v3.1, Unit 1496 and retrofits | 526 | 7305 | Rate Constraint in lbs/MMBtu | FALSE | L | Annual | Allowances Banked | Thousand Tons | 0 | 0 | 0 | 0 | 0 | 0 | 0
IL Fac. Spec. - NOX Rate Summer v3.1, Unit 1496 and retrofits | 526 | 7305 | Rate Constraint in lbs/MMBtu | FALSE | L | Annual | Allowances Withdrawn (1:1) | Thousand Tons | 0 | 0 | 0 | 0 | 0 | 0 | 0
IL Fac. Spec. - NOX Rate Summer v3.1, Unit 1496 and retrofits | 526 | 7305 | Rate Constraint in lbs/MMBtu | FALSE | L | Annual | Allowances Withdrawn (n:1) | Thousand Tons | 0 | 0 | 0 | 0 | 0 | 0 | 0
IL Fac. Spec. - NOX Rate Summer v3.1, Unit 1496 and retrofits | 526 | 7305 | Rate Constraint in lbs/MMBtu | FALSE | L | Annual | Net Emissions Allowance Position | Thousand Tons | 0.032861 | 0.032755 | 0.032637 | 0.020361 | 0 | 0 | 0
IL Fac. Spec. - NOX Rate Summer v3.1, Unit 1496 and retrofits | 526 | 7305 | Rate Constraint in lbs/MMBtu | FALSE | L | Annual | Fuel Consumed | TBtu | 0.77459 | 0.77209 | 0.7693 | 0.47995 | 0 | 0 | 0
IL Fac. Spec. - NOX Rate Summer v3.1, Unit 1496 and retrofits | 526 | 7305 | Rate Constraint in lbs/MMBtu | FALSE | L | Annual | Rate | lb/MMBtu | 0.084848 | 0.084848 | 0.084848 | 0.084848 | 0 | 0 | 0
IL Fac. Spec. - NOX Rate Summer v3.1, Unit 1496 and retrofits | 526 | 7305 | Rate Constraint in lbs/MMBtu | FALSE | L | Annual | Generation | TWh | 0.10936 | 0.10901 | 0.10861 | 0.06776 | 0 | 0 | 0
IL Fac. Spec. - NOX Rate Summer v3.1, Unit 1496 and retrofits | 526 | 7305 | Rate Constraint in lbs/MMBtu | FALSE | L | Annual | Qualifying Generation | TWh | 0.10936 | 0.10901 | 0.10861 | 0.06776 | 0 | 0 | 0
IL Fac. Spec. - NOX Rate Summer v3.1, Unit 1496 and retrofits | 526 | 7305 | Rate Constraint in lbs/MMBtu | FALSE | L | Annual | Rate | lb/MWh | 0.60098 | 0.60098 | 0.60098 | 0.60098 | 0 | 0 | 0
IL Fac. Spec. - NOX Rate Summer v3.1, Unit 1496 and retrofits | 526 | 7305 | Rate Constraint in lbs/MMBtu | FALSE | L | Annual | Constraint Shadow Price | US2022$/Ton | 0 | 0 | 0 | 0 | 0 | 0 | 0
IL Fac. Spec. - NOX Rate Summer v3.1, Unit 1497 and retrofits | 527 | 7305 | Rate Constraint in lbs/MMBtu | FALSE | L | Annual | Seasons Included | Seasons | Summer | Summer | Summer | Summer | Summer | Summer | Summer
IL Fac. Spec. - NOX Rate Summer v3.1, Unit 1497 and retrofits | 527 | 7305 | Rate Constraint in lbs/MMBtu | FALSE | L | Annual | Standard NOX | lb/MMBtu | 0.25 | 0.25 | 0.25 | 0.25 | 0.25 | 0.25 | 0.25
IL Fac. Spec. - NOX Rate Summer v3.1, Unit 1497 and retrofits | 527 | 7305 | Rate Constraint in lbs/MMBtu | FALSE | L | Annual | Emissions at Affected Plants NOX | Thousand Tons | 0.046305 | 0.046155 | 0.045989 | 0.028691 | 0.0046222 | 0.0020308 | 0.0046249
IL Fac. Spec. - NOX Rate Summer v3.1, Unit 1497 and retrofits | 527 | 7305 | Rate Constraint in lbs/MMBtu | FALSE | L | Annual | Allowances Purchased NOX | Thousand Tons | 0 | 0 | 0 | 0 | 0 | 0 | 0
IL Fac. Spec. - NOX Rate Summer v3.1, Unit 1497 and retrofits | 527 | 7305 | Rate Constraint in lbs/MMBtu | FALSE | L | Annual | Allowances Sold NOX | Thousand Tons | 0 | 0 | 0 | 0 | 0 | 0 | 0
IL Fac. Spec. - NOX Rate Summer v3.1, Unit 1497 and retrofits | 527 | 7305 | Rate Constraint in lbs/MMBtu | FALSE | L | Annual | Allowances Banked | Thousand Tons | 0 | 0 | 0 | 0 | 0 | 0 | 0
IL Fac. Spec. - NOX Rate Summer v3.1, Unit 1497 and retrofits | 527 | 7305 | Rate Constraint in lbs/MMBtu | FALSE | L | Annual | Allowances Withdrawn (1:1) | Thousand Tons | 0 | 0 | 0 | 0 | 0 | 0 | 0
IL Fac. Spec. - NOX Rate Summer v3.1, Unit 1497 and retrofits | 527 | 7305 | Rate Constraint in lbs/MMBtu | FALSE | L | Annual | Allowances Withdrawn (n:1) | Thousand Tons | 0 | 0 | 0 | 0 | 0 | 0 | 0
IL Fac. Spec. - NOX Rate Summer v3.1, Unit 1497 and retrofits | 527 | 7305 | Rate Constraint in lbs/MMBtu | FALSE | L | Annual | Net Emissions Allowance Position | Thousand Tons | 0.046305 | 0.046155 | 0.045989 | 0.028691 | 0.0046222 | 0.0020308 | 0.0046249
IL Fac. Spec. - NOX Rate Summer v3.1, Unit 1497 and retrofits | 527 | 7305 | Rate Constraint in lbs/MMBtu | FALSE | L | Annual | Fuel Consumed | TBtu | 1.0915 | 1.0879 | 1.084 | 0.67629 | 0.10895 | 0.047868 | 0.10902
IL Fac. Spec. - NOX Rate Summer v3.1, Unit 1497 and retrofits | 527 | 7305 | Rate Constraint in lbs/MMBtu | FALSE | L | Annual | Rate | lb/MMBtu | 0.084848 | 0.084848 | 0.084848 | 0.084848 | 0.084848 | 0.084848 | 0.084848
IL Fac. Spec. - NOX Rate Summer v3.1, Unit 1497 and retrofits | 527 | 7305 | Rate Constraint in lbs/MMBtu | FALSE | L | Annual | Generation | TWh | 0.1541 | 0.1536 | 0.15305 | 0.09548 | 0.015382 | 0.0067582 | 0.015391
IL Fac. Spec. - NOX Rate Summer v3.1, Unit 1497 and retrofits | 527 | 7305 | Rate Constraint in lbs/MMBtu | FALSE | L | Annual | Qualifying Generation | TWh | 0.1541 | 0.1536 | 0.15305 | 0.09548 | 0.015382 | 0.0067582 | 0.015391
IL Fac. Spec. - NOX Rate Summer v3.1, Unit 1497 and retrofits | 527 | 7305 | Rate Constraint in lbs/MMBtu | FALSE | L | Annual | Rate | lb/MWh | 0.60098 | 0.60098 | 0.60098 | 0.60098 | 0.60098 | 0.60098 | 0.60098
IL Fac. Spec. - NOX Rate Summer v3.1, Unit 1497 and retrofits | 527 | 7305 | Rate Constraint in lbs/MMBtu | FALSE | L | Annual | Constraint Shadow Price | US2022$/Ton | 0 | 0 | 0 | 0 | 0 | 0 | 0
IL Fac. Spec. - NOX Rate Summer v3.1, Unit 1498 and retrofits | 528 | 7305 | Rate Constraint in lbs/MMBtu | FALSE | L | Annual | Seasons Included | Seasons | Summer | Summer | Summer | Summer | Summer | Summer | Summer
IL Fac. Spec. - NOX Rate Summer v3.1, Unit 1498 and retrofits | 528 | 7305 | Rate Constraint in lbs/MMBtu | FALSE | L | Annual | Standard NOX | lb/MMBtu | 0.25 | 0.25 | 0.25 | 0.25 | 0.25 | 0.25 | 0.25
IL Fac. Spec. - NOX Rate Summer v3.1, Unit 1498 and retrofits | 528 | 7305 | Rate Constraint in lbs/MMBtu | FALSE | L | Annual | Emissions at Affected Plants NOX | Thousand Tons | 0.069715 | 0.069715 | 0.069715 | 0.057849 | 0.0008642 | 0.0008642 | 0.00086452
IL Fac. Spec. - NOX Rate Summer v3.1, Unit 1498 and retrofits | 528 | 7305 | Rate Constraint in lbs/MMBtu | FALSE | L | Annual | Allowances Purchased NOX | Thousand Tons | 0 | 0 | 0 | 0 | 0 | 0 | 0
IL Fac. Spec. - NOX Rate Summer v3.1, Unit 1498 and retrofits | 528 | 7305 | Rate Constraint in lbs/MMBtu | FALSE | L | Annual | Allowances Sold NOX | Thousand Tons | 0 | 0 | 0 | 0 | 0 | 0 | 0
IL Fac. Spec. - NOX Rate Summer v3.1, Unit 1498 and retrofits | 528 | 7305 | Rate Constraint in lbs/MMBtu | FALSE | L | Annual | Allowances Banked | Thousand Tons | 0 | 0 | 0 | 0 | 0 | 0 | 0
IL Fac. Spec. - NOX Rate Summer v3.1, Unit 1498 and retrofits | 528 | 7305 | Rate Constraint in lbs/MMBtu | FALSE | L | Annual | Allowances Withdrawn (1:1) | Thousand Tons | 0 | 0 | 0 | 0 | 0 | 0 | 0
IL Fac. Spec. - NOX Rate Summer v3.1, Unit 1498 and retrofits | 528 | 7305 | Rate Constraint in lbs/MMBtu | FALSE | L | Annual | Allowances Withdrawn (n:1) | Thousand Tons | 0 | 0 | 0 | 0 | 0 | 0 | 0
IL Fac. Spec. - NOX Rate Summer v3.1, Unit 1498 and retrofits | 528 | 7305 | Rate Constraint in lbs/MMBtu | FALSE | L | Annual | Net Emissions Allowance Position | Thousand Tons | 0.069715 | 0.069715 | 0.069715 | 0.057849 | 0.0008642 | 0.0008642 | 0.00086452
IL Fac. Spec. - NOX Rate Summer v3.1, Unit 1498 and retrofits | 528 | 7305 | Rate Constraint in lbs/MMBtu | FALSE | L | Annual | Fuel Consumed | TBtu | 12.6755 | 12.6755 | 12.6755 | 10.518 | 0.15713 | 0.15713 | 0.15718
IL Fac. Spec. - NOX Rate Summer v3.1, Unit 1498 and retrofits | 528 | 7305 | Rate Constraint in lbs/MMBtu | FALSE | L | Annual | Rate | lb/MMBtu | 0.011 | 0.011 | 0.011 | 0.011 | 0.011 | 0.011 | 0.011
IL Fac. Spec. - NOX Rate Summer v3.1, Unit 1498 and retrofits | 528 | 7305 | Rate Constraint in lbs/MMBtu | FALSE | L | Annual | Generation | TWh | 1.9899 | 1.9899 | 1.9899 | 1.6512 | 0.024667 | 0.024667 | 0.024676
IL Fac. Spec. - NOX Rate Summer v3.1, Unit 1498 and retrofits | 528 | 7305 | Rate Constraint in lbs/MMBtu | FALSE | L | Annual | Qualifying Generation | TWh | 1.9899 | 1.9899 | 1.9899 | 1.6512 | 0.024667 | 0.024667 | 0.024676
IL Fac. Spec. - NOX Rate Summer v3.1, Unit 1498 and retrofits | 528 | 7305 | Rate Constraint in lbs/MMBtu | FALSE | L | Annual | Rate | lb/MWh | 0.07007 | 0.07007 | 0.07007 | 0.07007 | 0.07007 | 0.07007 | 0.07007
IL Fac. Spec. - NOX Rate Summer v3.1, Unit 1498 and retrofits | 528 | 7305 | Rate Constraint in lbs/MMBtu | FALSE | L | Annual | Constraint Shadow Price | US2022$/Ton | 0 | 0 | 0 | 0 | 0 | 0 | 0
IL Fac. Spec. - NOX Rate Summer v3.1, Unit 1499 and retrofits | 529 | 7305 | Rate Constraint in lbs/MMBtu | FALSE | L | Annual | Seasons Included | Seasons | Summer | Summer | Summer | Summer | Summer | Summer | Summer
IL Fac. Spec. - NOX Rate Summer v3.1, Unit 1499 and retrofits | 529 | 7305 | Rate Constraint in lbs/MMBtu | FALSE | L | Annual | Standard NOX | lb/MMBtu | 0.25 | 0.25 | 0.25 | 0.25 | 0.25 | 0.25 | 0.25
IL Fac. Spec. - NOX Rate Summer v3.1, Unit 1499 and retrofits | 529 | 7305 | Rate Constraint in lbs/MMBtu | FALSE | L | Annual | Emissions at Affected Plants NOX | Thousand Tons | 0.069715 | 0.069715 | 0.057667 | 0.057527 | 0 | 0 | 0
IL Fac. Spec. - NOX Rate Summer v3.1, Unit 1499 and retrofits | 529 | 7305 | Rate Constraint in lbs/MMBtu | FALSE | L | Annual | Allowances Purchased NOX | Thousand Tons | 0 | 0 | 0 | 0 | 0 | 0 | 0
IL Fac. Spec. - NOX Rate Summer v3.1, Unit 1499 and retrofits | 529 | 7305 | Rate Constraint in lbs/MMBtu | FALSE | L | Annual | Allowances Sold NOX | Thousand Tons | 0 | 0 | 0 | 0 | 0 | 0 | 0
IL Fac. Spec. - NOX Rate Summer v3.1, Unit 1499 and retrofits | 529 | 7305 | Rate Constraint in lbs/MMBtu | FALSE | L | Annual | Allowances Banked | Thousand Tons | 0 | 0 | 0 | 0 | 0 | 0 | 0
IL Fac. Spec. - NOX Rate Summer v3.1, Unit 1499 and retrofits | 529 | 7305 | Rate Constraint in lbs/MMBtu | FALSE | L | Annual | Allowances Withdrawn (1:1) | Thousand Tons | 0 | 0 | 0 | 0 | 0 | 0 | 0
IL Fac. Spec. - NOX Rate Summer v3.1, Unit 1499 and retrofits | 529 | 7305 | Rate Constraint in lbs/MMBtu | FALSE | L | Annual | Allowances Withdrawn (n:1) | Thousand Tons | 0 | 0 | 0 | 0 | 0 | 0 | 0
IL Fac. Spec. - NOX Rate Summer v3.1, Unit 1499 and retrofits | 529 | 7305 | Rate Constraint in lbs/MMBtu | FALSE | L | Annual | Net Emissions Allowance Position | Thousand Tons | 0.069715 | 0.069715 | 0.057667 | 0.057527 | 0 | 0 | 0
IL Fac. Spec. - NOX Rate Summer v3.1, Unit 1499 and retrofits | 529 | 7305 | Rate Constraint in lbs/MMBtu | FALSE | L | Annual | Fuel Consumed | TBtu | 12.6755 | 12.6755 | 10.4848 | 10.4594 | 0 | 0 | 0
IL Fac. Spec. - NOX Rate Summer v3.1, Unit 1499 and retrofits | 529 | 7305 | Rate Constraint in lbs/MMBtu | FALSE | L | Annual | Rate | lb/MMBtu | 0.011 | 0.011 | 0.011 | 0.011 | 0 | 0 | 0
IL Fac. Spec. - NOX Rate Summer v3.1, Unit 1499 and retrofits | 529 | 7305 | Rate Constraint in lbs/MMBtu | FALSE | L | Annual | Generation | TWh | 1.9899 | 1.9899 | 1.646 | 1.642 | 0 | 0 | 0
IL Fac. Spec. - NOX Rate Summer v3.1, Unit 1499 and retrofits | 529 | 7305 | Rate Constraint in lbs/MMBtu | FALSE | L | Annual | Qualifying Generation | TWh | 1.9899 | 1.9899 | 1.646 | 1.642 | 0 | 0 | 0
IL Fac. Spec. - NOX Rate Summer v3.1, Unit 1499 and retrofits | 529 | 7305 | Rate Constraint in lbs/MMBtu | FALSE | L | Annual | Rate | lb/MWh | 0.07007 | 0.07007 | 0.07007 | 0.07007 | 0 | 0 | 0
IL Fac. Spec. - NOX Rate Summer v3.1, Unit 1499 and retrofits | 529 | 7305 | Rate Constraint in lbs/MMBtu | FALSE | L | Annual | Constraint Shadow Price | US2022$/Ton | 0 | 0 | 0 | 0 | 0 | 0 | 0
IL Fac. Spec. - NOX Rate Summer v3.1, Unit 1637 and retrofits | 530 | 7305 | Rate Constraint in lbs/MMBtu | FALSE | L | Annual | Seasons Included | Seasons | Summer | Summer | Summer | Summer | Summer | Summer | Summer
IL Fac. Spec. - NOX Rate Summer v3.1, Unit 1637 and retrofits | 530 | 7305 | Rate Constraint in lbs/MMBtu | FALSE | L | Annual | Standard NOX | lb/MMBtu | 0.25 | 0.25 | 0.25 | 0.25 | 0.25 | 0.25 | 0.25
IL Fac. Spec. - NOX Rate Summer v3.1, Unit 1637 and retrofits | 530 | 7305 | Rate Constraint in lbs/MMBtu | FALSE | L | Annual | Emissions at Affected Plants NOX | Thousand Tons | 0.022807 | 0.01713 | 0.0099873 | 0.010695 | 0 | 0 | 0
IL Fac. Spec. - NOX Rate Summer v3.1, Unit 1637 and retrofits | 530 | 7305 | Rate Constraint in lbs/MMBtu | FALSE | L | Annual | Allowances Purchased NOX | Thousand Tons | 0 | 0 | 0 | 0 | 0 | 0 | 0
IL Fac. Spec. - NOX Rate Summer v3.1, Unit 1637 and retrofits | 530 | 7305 | Rate Constraint in lbs/MMBtu | FALSE | L | Annual | Allowances Sold NOX | Thousand Tons | 0 | 0 | 0 | 0 | 0 | 0 | 0
IL Fac. Spec. - NOX Rate Summer v3.1, Unit 1637 and retrofits | 530 | 7305 | Rate Constraint in lbs/MMBtu | FALSE | L | Annual | Allowances Banked | Thousand Tons | 0 | 0 | 0 | 0 | 0 | 0 | 0
IL Fac. Spec. - NOX Rate Summer v3.1, Unit 1637 and retrofits | 530 | 7305 | Rate Constraint in lbs/MMBtu | FALSE | L | Annual | Allowances Withdrawn (1:1) | Thousand Tons | 0 | 0 | 0 | 0 | 0 | 0 | 0
IL Fac. Spec. - NOX Rate Summer v3.1, Unit 1637 and retrofits | 530 | 7305 | Rate Constraint in lbs/MMBtu | FALSE | L | Annual | Allowances Withdrawn (n:1) | Thousand Tons | 0 | 0 | 0 | 0 | 0 | 0 | 0
IL Fac. Spec. - NOX Rate Summer v3.1, Unit 1637 and retrofits | 530 | 7305 | Rate Constraint in lbs/MMBtu | FALSE | L | Annual | Net Emissions Allowance Position | Thousand Tons | 0.022807 | 0.01713 | 0.0099873 | 0.010695 | 0 | 0 | 0
IL Fac. Spec. - NOX Rate Summer v3.1, Unit 1637 and retrofits | 530 | 7305 | Rate Constraint in lbs/MMBtu | FALSE | L | Annual | Fuel Consumed | TBtu | 3.8011 | 2.855 | 1.6645 | 1.7826 | 0 | 0 | 0
IL Fac. Spec. - NOX Rate Summer v3.1, Unit 1637 and retrofits | 530 | 7305 | Rate Constraint in lbs/MMBtu | FALSE | L | Annual | Rate | lb/MMBtu | 0.012 | 0.012 | 0.012 | 0.012 | 0 | 0 | 0
IL Fac. Spec. - NOX Rate Summer v3.1, Unit 1637 and retrofits | 530 | 7305 | Rate Constraint in lbs/MMBtu | FALSE | L | Annual | Generation | TWh | 0.49468 | 0.37155 | 0.21662 | 0.23198 | 0 | 0 | 0
IL Fac. Spec. - NOX Rate Summer v3.1, Unit 1637 and retrofits | 530 | 7305 | Rate Constraint in lbs/MMBtu | FALSE | L | Annual | Qualifying Generation | TWh | 0.49468 | 0.37155 | 0.21662 | 0.23198 | 0 | 0 | 0
IL Fac. Spec. - NOX Rate Summer v3.1, Unit 1637 and retrofits | 530 | 7305 | Rate Constraint in lbs/MMBtu | FALSE | L | Annual | Rate | lb/MWh | 0.092208 | 0.092208 | 0.092208 | 0.092208 | 0 | 0 | 0
IL Fac. Spec. - NOX Rate Summer v3.1, Unit 1637 and retrofits | 530 | 7305 | Rate Constraint in lbs/MMBtu | FALSE | L | Annual | Constraint Shadow Price | US2022$/Ton | 0 | 0 | 0 | 0 | 0 | 0 | 0
IL Fac. Spec. - NOX Rate Summer v3.1, Unit 1638 and retrofits | 531 | 7305 | Rate Constraint in lbs/MMBtu | FALSE | L | Annual | Seasons Included | Seasons | Summer | Summer | Summer | Summer | Summer | Summer | Summer
IL Fac. Spec. - NOX Rate Summer v3.1, Unit 1638 and retrofits | 531 | 7305 | Rate Constraint in lbs/MMBtu | FALSE | L | Annual | Standard NOX | lb/MMBtu | 0.25 | 0.25 | 0.25 | 0.25 | 0.25 | 0.25 | 0.25
IL Fac. Spec. - NOX Rate Summer v3.1, Unit 1638 and retrofits | 531 | 7305 | Rate Constraint in lbs/MMBtu | FALSE | L | Annual | Emissions at Affected Plants NOX | Thousand Tons | 0.016523 | 0.016517 | 0.0096299 | 0.010313 | 0 | 0 | 0
IL Fac. Spec. - NOX Rate Summer v3.1, Unit 1638 and retrofits | 531 | 7305 | Rate Constraint in lbs/MMBtu | FALSE | L | Annual | Allowances Purchased NOX | Thousand Tons | 0 | 0 | 0 | 0 | 0 | 0 | 0
IL Fac. Spec. - NOX Rate Summer v3.1, Unit 1638 and retrofits | 531 | 7305 | Rate Constraint in lbs/MMBtu | FALSE | L | Annual | Allowances Sold NOX | Thousand Tons | 0 | 0 | 0 | 0 | 0 | 0 | 0
IL Fac. Spec. - NOX Rate Summer v3.1, Unit 1638 and retrofits | 531 | 7305 | Rate Constraint in lbs/MMBtu | FALSE | L | Annual | Allowances Banked | Thousand Tons | 0 | 0 | 0 | 0 | 0 | 0 | 0
IL Fac. Spec. - NOX Rate Summer v3.1, Unit 1638 and retrofits | 531 | 7305 | Rate Constraint in lbs/MMBtu | FALSE | L | Annual | Allowances Withdrawn (1:1) | Thousand Tons | 0 | 0 | 0 | 0 | 0 | 0 | 0
IL Fac. Spec. - NOX Rate Summer v3.1, Unit 1638 and retrofits | 531 | 7305 | Rate Constraint in lbs/MMBtu | FALSE | L | Annual | Allowances Withdrawn (n:1) | Thousand Tons | 0 | 0 | 0 | 0 | 0 | 0 | 0
IL Fac. Spec. - NOX Rate Summer v3.1, Unit 1638 and retrofits | 531 | 7305 | Rate Constraint in lbs/MMBtu | FALSE | L | Annual | Net Emissions Allowance Position | Thousand Tons | 0.016523 | 0.016517 | 0.0096299 | 0.010313 | 0 | 0 | 0
IL Fac. Spec. - NOX Rate Summer v3.1, Unit 1638 and retrofits | 531 | 7305 | Rate Constraint in lbs/MMBtu | FALSE | L | Annual | Fuel Consumed | TBtu | 2.7538 | 2.7528 | 1.605 | 1.7188 | 0 | 0 | 0
IL Fac. Spec. - NOX Rate Summer v3.1, Unit 1638 and retrofits | 531 | 7305 | Rate Constraint in lbs/MMBtu | FALSE | L | Annual | Rate | lb/MMBtu | 0.012 | 0.012 | 0.012 | 0.012 | 0 | 0 | 0
IL Fac. Spec. - NOX Rate Summer v3.1, Unit 1638 and retrofits | 531 | 7305 | Rate Constraint in lbs/MMBtu | FALSE | L | Annual | Generation | TWh | 0.35838 | 0.35825 | 0.20887 | 0.22368 | 0 | 0 | 0
IL Fac. Spec. - NOX Rate Summer v3.1, Unit 1638 and retrofits | 531 | 7305 | Rate Constraint in lbs/MMBtu | FALSE | L | Annual | Qualifying Generation | TWh | 0.35838 | 0.35825 | 0.20887 | 0.22368 | 0 | 0 | 0
IL Fac. Spec. - NOX Rate Summer v3.1, Unit 1638 and retrofits | 531 | 7305 | Rate Constraint in lbs/MMBtu | FALSE | L | Annual | Rate | lb/MWh | 0.092208 | 0.092208 | 0.092208 | 0.092208 | 0 | 0 | 0
IL Fac. Spec. - NOX Rate Summer v3.1, Unit 1638 and retrofits | 531 | 7305 | Rate Constraint in lbs/MMBtu | FALSE | L | Annual | Constraint Shadow Price | US2022$/Ton | 0 | 0 | 0 | 0 | 0 | 0 | 0
IL Fac. Spec. - NOX Rate Summer v3.1, Unit 1639 and retrofits | 532 | 7305 | Rate Constraint in lbs/MMBtu | FALSE | L | Annual | Seasons Included | Seasons | Summer | Summer | Summer | Summer | Summer | Summer | Summer
IL Fac. Spec. - NOX Rate Summer v3.1, Unit 1639 and retrofits | 532 | 7305 | Rate Constraint in lbs/MMBtu | FALSE | L | Annual | Standard NOX | lb/MMBtu | 0.25 | 0.25 | 0.25 | 0.25 | 0.25 | 0.25 | 0.25
IL Fac. Spec. - NOX Rate Summer v3.1, Unit 1639 and retrofits | 532 | 7305 | Rate Constraint in lbs/MMBtu | FALSE | L | Annual | Emissions at Affected Plants NOX | Thousand Tons | 0.036535 | 0.036337 | 0.012666 | 0.01346 | 0 | 0 | 0
IL Fac. Spec. - NOX Rate Summer v3.1, Unit 1639 and retrofits | 532 | 7305 | Rate Constraint in lbs/MMBtu | FALSE | L | Annual | Allowances Purchased NOX | Thousand Tons | 0 | 0 | 0 | 0 | 0 | 0 | 0
IL Fac. Spec. - NOX Rate Summer v3.1, Unit 1639 and retrofits | 532 | 7305 | Rate Constraint in lbs/MMBtu | FALSE | L | Annual | Allowances Sold NOX | Thousand Tons | 0 | 0 | 0 | 0 | 0 | 0 | 0
IL Fac. Spec. - NOX Rate Summer v3.1, Unit 1639 and retrofits | 532 | 7305 | Rate Constraint in lbs/MMBtu | FALSE | L | Annual | Allowances Banked | Thousand Tons | 0 | 0 | 0 | 0 | 0 | 0 | 0
IL Fac. Spec. - NOX Rate Summer v3.1, Unit 1639 and retrofits | 532 | 7305 | Rate Constraint in lbs/MMBtu | FALSE | L | Annual | Allowances Withdrawn (1:1) | Thousand Tons | 0 | 0 | 0 | 0 | 0 | 0 | 0
IL Fac. Spec. - NOX Rate Summer v3.1, Unit 1639 and retrofits | 532 | 7305 | Rate Constraint in lbs/MMBtu | FALSE | L | Annual | Allowances Withdrawn (n:1) | Thousand Tons | 0 | 0 | 0 | 0 | 0 | 0 | 0
IL Fac. Spec. - NOX Rate Summer v3.1, Unit 1639 and retrofits | 532 | 7305 | Rate Constraint in lbs/MMBtu | FALSE | L | Annual | Net Emissions Allowance Position | Thousand Tons | 0.036535 | 0.036337 | 0.012666 | 0.01346 | 0 | 0 | 0
IL Fac. Spec. - NOX Rate Summer v3.1, Unit 1639 and retrofits | 532 | 7305 | Rate Constraint in lbs/MMBtu | FALSE | L | Annual | Fuel Consumed | TBtu | 6.0892 | 6.0562 | 2.1111 | 2.2433 | 0 | 0 | 0
IL Fac. Spec. - NOX Rate Summer v3.1, Unit 1639 and retrofits | 532 | 7305 | Rate Constraint in lbs/MMBtu | FALSE | L | Annual | Rate | lb/MMBtu | 0.012 | 0.012 | 0.012 | 0.012 | 0 | 0 | 0
IL Fac. Spec. - NOX Rate Summer v3.1, Unit 1639 and retrofits | 532 | 7305 | Rate Constraint in lbs/MMBtu | FALSE | L | Annual | Generation | TWh | 0.79245 | 0.78816 | 0.27473 | 0.29195 | 0 | 0 | 0
IL Fac. Spec. - NOX Rate Summer v3.1, Unit 1639 and retrofits | 532 | 7305 | Rate Constraint in lbs/MMBtu | FALSE | L | Annual | Qualifying Generation | TWh | 0.79245 | 0.78816 | 0.27473 | 0.29195 | 0 | 0 | 0
IL Fac. Spec. - NOX Rate Summer v3.1, Unit 1639 and retrofits | 532 | 7305 | Rate Constraint in lbs/MMBtu | FALSE | L | Annual | Rate | lb/MWh | 0.092208 | 0.092208 | 0.092208 | 0.092208 | 0 | 0 | 0
IL Fac. Spec. - NOX Rate Summer v3.1, Unit 1639 and retrofits | 532 | 7305 | Rate Constraint in lbs/MMBtu | FALSE | L | Annual | Constraint Shadow Price | US2022$/Ton | 0 | 0 | 0 | 0 | 0 | 0 | 0
IL Fac. Spec. - NOX Rate Summer v3.1, Unit 1642 and retrofits | 533 | 7305 | Rate Constraint in lbs/MMBtu | FALSE | L | Annual | Seasons Included | Seasons | Summer | Summer | Summer | Summer | Summer | Summer | Summer
IL Fac. Spec. - NOX Rate Summer v3.1, Unit 1642 and retrofits | 533 | 7305 | Rate Constraint in lbs/MMBtu | FALSE | L | Annual | Standard NOX | lb/MMBtu | 0.25 | 0.25 | 0.25 | 0.25 | 0.25 | 0.25 | 0.25
IL Fac. Spec. - NOX Rate Summer v3.1, Unit 1642 and retrofits | 533 | 7305 | Rate Constraint in lbs/MMBtu | FALSE | L | Annual | Emissions at Affected Plants NOX | Thousand Tons | 0.0028078 | 0 | 0 | 0 | 0 | 0 | 0
IL Fac. Spec. - NOX Rate Summer v3.1, Unit 1642 and retrofits | 533 | 7305 | Rate Constraint in lbs/MMBtu | FALSE | L | Annual | Allowances Purchased NOX | Thousand Tons | 0 | 0 | 0 | 0 | 0 | 0 | 0
IL Fac. Spec. - NOX Rate Summer v3.1, Unit 1642 and retrofits | 533 | 7305 | Rate Constraint in lbs/MMBtu | FALSE | L | Annual | Allowances Sold NOX | Thousand Tons | 0 | 0 | 0 | 0 | 0 | 0 | 0
IL Fac. Spec. - NOX Rate Summer v3.1, Unit 1642 and retrofits | 533 | 7305 | Rate Constraint in lbs/MMBtu | FALSE | L | Annual | Allowances Banked | Thousand Tons | 0 | 0 | 0 | 0 | 0 | 0 | 0
IL Fac. Spec. - NOX Rate Summer v3.1, Unit 1642 and retrofits | 533 | 7305 | Rate Constraint in lbs/MMBtu | FALSE | L | Annual | Allowances Withdrawn (1:1) | Thousand Tons | 0 | 0 | 0 | 0 | 0 | 0 | 0
IL Fac. Spec. - NOX Rate Summer v3.1, Unit 1642 and retrofits | 533 | 7305 | Rate Constraint in lbs/MMBtu | FALSE | L | Annual | Allowances Withdrawn (n:1) | Thousand Tons | 0 | 0 | 0 | 0 | 0 | 0 | 0
IL Fac. Spec. - NOX Rate Summer v3.1, Unit 1642 and retrofits | 533 | 7305 | Rate Constraint in lbs/MMBtu | FALSE | L | Annual | Net Emissions Allowance Position | Thousand Tons | 0.0028078 | 0 | 0 | 0 | 0 | 0 | 0
IL Fac. Spec. - NOX Rate Summer v3.1, Unit 1642 and retrofits | 533 | 7305 | Rate Constraint in lbs/MMBtu | FALSE | L | Annual | Fuel Consumed | TBtu | 0.077616 | 0 | 0 | 0 | 0 | 0 | 0
IL Fac. Spec. - NOX Rate Summer v3.1, Unit 1642 and retrofits | 533 | 7305 | Rate Constraint in lbs/MMBtu | FALSE | L | Annual | Rate | lb/MMBtu | 0.07235 | 0 | 0 | 0 | 0 | 0 | 0
IL Fac. Spec. - NOX Rate Summer v3.1, Unit 1642 and retrofits | 533 | 7305 | Rate Constraint in lbs/MMBtu | FALSE | L | Annual | Generation | TWh | 0.0051744 | 0 | 0 | 0 | 0 | 0 | 0
IL Fac. Spec. - NOX Rate Summer v3.1, Unit 1642 and retrofits | 533 | 7305 | Rate Constraint in lbs/MMBtu | FALSE | L | Annual | Qualifying Generation | TWh | 0.0051744 | 0 | 0 | 0 | 0 | 0 | 0
IL Fac. Spec. - NOX Rate Summer v3.1, Unit 1642 and retrofits | 533 | 7305 | Rate Constraint in lbs/MMBtu | FALSE | L | Annual | Rate | lb/MWh | 1.0853 | 0 | 0 | 0 | 0 | 0 | 0
IL Fac. Spec. - NOX Rate Summer v3.1, Unit 1642 and retrofits | 533 | 7305 | Rate Constraint in lbs/MMBtu | FALSE | L | Annual | Constraint Shadow Price | US2022$/Ton | 0 | 0 | 0 | 0 | 0 | 0 | 0
IL Fac. Spec. - NOX Rate Summer v3.1, Unit 1643 and retrofits | 534 | 7305 | Rate Constraint in lbs/MMBtu | FALSE | L | Annual | Seasons Included | Seasons | Summer | Summer | Summer | Summer | Summer | Summer | Summer
IL Fac. Spec. - NOX Rate Summer v3.1, Unit 1643 and retrofits | 534 | 7305 | Rate Constraint in lbs/MMBtu | FALSE | L | Annual | Standard NOX | lb/MMBtu | 0.25 | 0.25 | 0.25 | 0.25 | 0.25 | 0.25 | 0.25
IL Fac. Spec. - NOX Rate Summer v3.1, Unit 1643 and retrofits | 534 | 7305 | Rate Constraint in lbs/MMBtu | FALSE | L | Annual | Emissions at Affected Plants NOX | Thousand Tons | 0.0027806 | 0 | 0 | 0 | 0 | 0 | 0
IL Fac. Spec. - NOX Rate Summer v3.1, Unit 1643 and retrofits | 534 | 7305 | Rate Constraint in lbs/MMBtu | FALSE | L | Annual | Allowances Purchased NOX | Thousand Tons | 0 | 0 | 0 | 0 | 0 | 0 | 0
IL Fac. Spec. - NOX Rate Summer v3.1, Unit 1643 and retrofits | 534 | 7305 | Rate Constraint in lbs/MMBtu | FALSE | L | Annual | Allowances Sold NOX | Thousand Tons | 0 | 0 | 0 | 0 | 0 | 0 | 0
IL Fac. Spec. - NOX Rate Summer v3.1, Unit 1643 and retrofits | 534 | 7305 | Rate Constraint in lbs/MMBtu | FALSE | L | Annual | Allowances Banked | Thousand Tons | 0 | 0 | 0 | 0 | 0 | 0 | 0
IL Fac. Spec. - NOX Rate Summer v3.1, Unit 1643 and retrofits | 534 | 7305 | Rate Constraint in lbs/MMBtu | FALSE | L | Annual | Allowances Withdrawn (1:1) | Thousand Tons | 0 | 0 | 0 | 0 | 0 | 0 | 0
IL Fac. Spec. - NOX Rate Summer v3.1, Unit 1643 and retrofits | 534 | 7305 | Rate Constraint in lbs/MMBtu | FALSE | L | Annual | Allowances Withdrawn (n:1) | Thousand Tons | 0 | 0 | 0 | 0 | 0 | 0 | 0
IL Fac. Spec. - NOX Rate Summer v3.1, Unit 1643 and retrofits | 534 | 7305 | Rate Constraint in lbs/MMBtu | FALSE | L | Annual | Net Emissions Allowance Position | Thousand Tons | 0.0027806 | 0 | 0 | 0 | 0 | 0 | 0
IL Fac. Spec. - NOX Rate Summer v3.1, Unit 1643 and retrofits | 534 | 7305 | Rate Constraint in lbs/MMBtu | FALSE | L | Annual | Fuel Consumed | TBtu | 0.076652 | 0 | 0 | 0 | 0 | 0 | 0
IL Fac. Spec. - NOX Rate Summer v3.1, Unit 1643 and retrofits | 534 | 7305 | Rate Constraint in lbs/MMBtu | FALSE | L | Annual | Rate | lb/MMBtu | 0.07255 | 0 | 0 | 0 | 0 | 0 | 0
IL Fac. Spec. - NOX Rate Summer v3.1, Unit 1643 and retrofits | 534 | 7305 | Rate Constraint in lbs/MMBtu | FALSE | L | Annual | Generation | TWh | 0.0051101 | 0 | 0 | 0 | 0 | 0 | 0
IL Fac. Spec. - NOX Rate Summer v3.1, Unit 1643 and retrofits | 534 | 7305 | Rate Constraint in lbs/MMBtu | FALSE | L | Annual | Qualifying Generation | TWh | 0.0051101 | 0 | 0 | 0 | 0 | 0 | 0
IL Fac. Spec. - NOX Rate Summer v3.1, Unit 1643 and retrofits | 534 | 7305 | Rate Constraint in lbs/MMBtu | FALSE | L | Annual | Rate | lb/MWh | 1.0882 | 0 | 0 | 0 | 0 | 0 | 0
IL Fac. Spec. - NOX Rate Summer v3.1, Unit 1643 and retrofits | 534 | 7305 | Rate Constraint in lbs/MMBtu | FALSE | L | Annual | Constraint Shadow Price | US2022$/Ton | 0 | 0 | 0 | 0 | 0 | 0 | 0
IL Fac. Spec. - NOX Rate Summer v3.1, Unit 2497 and retrofits | 535 | 7305 | Rate Constraint in lbs/MMBtu | FALSE | L | Annual | Seasons Included | Seasons | Summer | Summer | Summer | Summer | Summer | Summer | Summer
IL Fac. Spec. - NOX Rate Summer v3.1, Unit 2497 and retrofits | 535 | 7305 | Rate Constraint in lbs/MMBtu | FALSE | L | Annual | Standard NOX | lb/MMBtu | 0.25 | 0.25 | 0.25 | 0.25 | 0.25 | 0.25 | 0.25
IL Fac. Spec. - NOX Rate Summer v3.1, Unit 2497 and retrofits | 535 | 7305 | Rate Constraint in lbs/MMBtu | FALSE | L | Annual | Emissions at Affected Plants NOX | Thousand Tons | 0.1582 | 0.15833 | 0.22699 | 0.22699 | 0 | 0 | 0
IL Fac. Spec. - NOX Rate Summer v3.1, Unit 2497 and retrofits | 535 | 7305 | Rate Constraint in lbs/MMBtu | FALSE | L | Annual | Allowances Purchased NOX | Thousand Tons | 0 | 0 | 0 | 0 | 0 | 0 | 0
IL Fac. Spec. - NOX Rate Summer v3.1, Unit 2497 and retrofits | 535 | 7305 | Rate Constraint in lbs/MMBtu | FALSE | L | Annual | Allowances Sold NOX | Thousand Tons | 0 | 0 | 0 | 0 | 0 | 0 | 0
IL Fac. Spec. - NOX Rate Summer v3.1, Unit 2497 and retrofits | 535 | 7305 | Rate Constraint in lbs/MMBtu | FALSE | L | Annual | Allowances Banked | Thousand Tons | 0 | 0 | 0 | 0 | 0 | 0 | 0
IL Fac. Spec. - NOX Rate Summer v3.1, Unit 2497 and retrofits | 535 | 7305 | Rate Constraint in lbs/MMBtu | FALSE | L | Annual | Allowances Withdrawn (1:1) | Thousand Tons | 0 | 0 | 0 | 0 | 0 | 0 | 0
IL Fac. Spec. - NOX Rate Summer v3.1, Unit 2497 and retrofits | 535 | 7305 | Rate Constraint in lbs/MMBtu | FALSE | L | Annual | Allowances Withdrawn (n:1) | Thousand Tons | 0 | 0 | 0 | 0 | 0 | 0 | 0
IL Fac. Spec. - NOX Rate Summer v3.1, Unit 2497 and retrofits | 535 | 7305 | Rate Constraint in lbs/MMBtu | FALSE | L | Annual | Net Emissions Allowance Position | Thousand Tons | 0.1582 | 0.15833 | 0.22699 | 0.22699 | 0 | 0 | 0
IL Fac. Spec. - NOX Rate Summer v3.1, Unit 2497 and retrofits | 535 | 7305 | Rate Constraint in lbs/MMBtu | FALSE | L | Annual | Fuel Consumed | TBtu | 4.775 | 4.779 | 6.8514 | 6.8514 | 0 | 0 | 0
IL Fac. Spec. - NOX Rate Summer v3.1, Unit 2497 and retrofits | 535 | 7305 | Rate Constraint in lbs/MMBtu | FALSE | L | Annual | Rate | lb/MMBtu | 0.06626 | 0.06626 | 0.06626 | 0.06626 | 0 | 0 | 0
IL Fac. Spec. - NOX Rate Summer v3.1, Unit 2497 and retrofits | 535 | 7305 | Rate Constraint in lbs/MMBtu | FALSE | L | Annual | Generation | TWh | 0.41703 | 0.41738 | 0.38823 | 0.38823 | 0 | 0 | 0
IL Fac. Spec. - NOX Rate Summer v3.1, Unit 2497 and retrofits | 535 | 7305 | Rate Constraint in lbs/MMBtu | FALSE | L | Annual | Qualifying Generation | TWh | 0.41703 | 0.41738 | 0.38823 | 0.38823 | 0 | 0 | 0
IL Fac. Spec. - NOX Rate Summer v3.1, Unit 2497 and retrofits | 535 | 7305 | Rate Constraint in lbs/MMBtu | FALSE | L | Annual | Rate | lb/MWh | 0.75868 | 0.75868 | 1.1693 | 1.1693 | 0 | 0 | 0
IL Fac. Spec. - NOX Rate Summer v3.1, Unit 2497 and retrofits | 535 | 7305 | Rate Constraint in lbs/MMBtu | FALSE | L | Annual | Constraint Shadow Price | US2022$/Ton | 0 | 0 | 0 | 0 | 0 | 0 | 0
IL Fac. Spec. - NOX Rate Summer v3.1, Unit 3423 and retrofits | 536 | 7305 | Rate Constraint in lbs/MMBtu | FALSE | L | Annual | Seasons Included | Seasons | Summer | Summer | Summer | Summer | Summer | Summer | Summer
IL Fac. Spec. - NOX Rate Summer v3.1, Unit 3423 and retrofits | 536 | 7305 | Rate Constraint in lbs/MMBtu | FALSE | L | Annual | Standard NOX | lb/MMBtu | 0.25 | 0.25 | 0.25 | 0.25 | 0.25 | 0.25 | 0.25
IL Fac. Spec. - NOX Rate Summer v3.1, Unit 3423 and retrofits | 536 | 7305 | Rate Constraint in lbs/MMBtu | FALSE | L | Annual | Emissions at Affected Plants NOX | Thousand Tons | 0.63908 | 0.66147 | 0 | 0 | 0 | 0 | 0
IL Fac. Spec. - NOX Rate Summer v3.1, Unit 3423 and retrofits | 536 | 7305 | Rate Constraint in lbs/MMBtu | FALSE | L | Annual | Allowances Purchased NOX | Thousand Tons | 0 | 0 | 0 | 0 | 0 | 0 | 0
IL Fac. Spec. - NOX Rate Summer v3.1, Unit 3423 and retrofits | 536 | 7305 | Rate Constraint in lbs/MMBtu | FALSE | L | Annual | Allowances Sold NOX | Thousand Tons | 0 | 0 | 0 | 0 | 0 | 0 | 0
IL Fac. Spec. - NOX Rate Summer v3.1, Unit 3423 and retrofits | 536 | 7305 | Rate Constraint in lbs/MMBtu | FALSE | L | Annual | Allowances Banked | Thousand Tons | 0 | 0 | 0 | 0 | 0 | 0 | 0
IL Fac. Spec. - NOX Rate Summer v3.1, Unit 3423 and retrofits | 536 | 7305 | Rate Constraint in lbs/MMBtu | FALSE | L | Annual | Allowances Withdrawn (1:1) | Thousand Tons | 0 | 0 | 0 | 0 | 0 | 0 | 0
IL Fac. Spec. - NOX Rate Summer v3.1, Unit 3423 and retrofits | 536 | 7305 | Rate Constraint in lbs/MMBtu | FALSE | L | Annual | Allowances Withdrawn (n:1) | Thousand Tons | 0 | 0 | 0 | 0 | 0 | 0 | 0
IL Fac. Spec. - NOX Rate Summer v3.1, Unit 3423 and retrofits | 536 | 7305 | Rate Constraint in lbs/MMBtu | FALSE | L | Annual | Net Emissions Allowance Position | Thousand Tons | 0.63908 | 0.66147 | 0 | 0 | 0 | 0 | 0
IL Fac. Spec. - NOX Rate Summer v3.1, Unit 3423 and retrofits | 536 | 7305 | Rate Constraint in lbs/MMBtu | FALSE | L | Annual | Fuel Consumed | TBtu | 20.8782 | 21.6095 | 0 | 0 | 0 | 0 | 0
IL Fac. Spec. - NOX Rate Summer v3.1, Unit 3423 and retrofits | 536 | 7305 | Rate Constraint in lbs/MMBtu | FALSE | L | Annual | Rate | lb/MMBtu | 0.06122 | 0.06122 | 0 | 0 | 0 | 0 | 0
IL Fac. Spec. - NOX Rate Summer v3.1, Unit 3423 and retrofits | 536 | 7305 | Rate Constraint in lbs/MMBtu | FALSE | L | Annual | Generation | TWh | 2.2232 | 2.3011 | 0 | 0 | 0 | 0 | 0
IL Fac. Spec. - NOX Rate Summer v3.1, Unit 3423 and retrofits | 536 | 7305 | Rate Constraint in lbs/MMBtu | FALSE | L | Annual | Qualifying Generation | TWh | 2.2232 | 2.3011 | 0 | 0 | 0 | 0 | 0
IL Fac. Spec. - NOX Rate Summer v3.1, Unit 3423 and retrofits | 536 | 7305 | Rate Constraint in lbs/MMBtu | FALSE | L | Annual | Rate | lb/MWh | 0.57492 | 0.57492 | 0 | 0 | 0 | 0 | 0
IL Fac. Spec. - NOX Rate Summer v3.1, Unit 3423 and retrofits | 536 | 7305 | Rate Constraint in lbs/MMBtu | FALSE | L | Annual | Constraint Shadow Price | US2022$/Ton | 0 | 0 | 0 | 0 | 0 | 0 | 0
IL Fac. Spec. - NOX Rate Summer v3.1, Unit 3424 and retrofits | 537 | 7305 | Rate Constraint in lbs/MMBtu | FALSE | L | Annual | Seasons Included | Seasons | Summer | Summer | Summer | Summer | Summer | Summer | Summer
IL Fac. Spec. - NOX Rate Summer v3.1, Unit 3424 and retrofits | 537 | 7305 | Rate Constraint in lbs/MMBtu | FALSE | L | Annual | Standard NOX | lb/MMBtu | 0.25 | 0.25 | 0.25 | 0.25 | 0.25 | 0.25 | 0.25
IL Fac. Spec. - NOX Rate Summer v3.1, Unit 3424 and retrofits | 537 | 7305 | Rate Constraint in lbs/MMBtu | FALSE | L | Annual | Emissions at Affected Plants NOX | Thousand Tons | 0.63332 | 0.70326 | 0 | 0 | 0 | 0 | 0
IL Fac. Spec. - NOX Rate Summer v3.1, Unit 3424 and retrofits | 537 | 7305 | Rate Constraint in lbs/MMBtu | FALSE | L | Annual | Allowances Purchased NOX | Thousand Tons | 0 | 0 | 0 | 0 | 0 | 0 | 0
IL Fac. Spec. - NOX Rate Summer v3.1, Unit 3424 and retrofits | 537 | 7305 | Rate Constraint in lbs/MMBtu | FALSE | L | Annual | Allowances Sold NOX | Thousand Tons | 0 | 0 | 0 | 0 | 0 | 0 | 0
IL Fac. Spec. - NOX Rate Summer v3.1, Unit 3424 and retrofits | 537 | 7305 | Rate Constraint in lbs/MMBtu | FALSE | L | Annual | Allowances Banked | Thousand Tons | 0 | 0 | 0 | 0 | 0 | 0 | 0
IL Fac. Spec. - NOX Rate Summer v3.1, Unit 3424 and retrofits | 537 | 7305 | Rate Constraint in lbs/MMBtu | FALSE | L | Annual | Allowances Withdrawn (1:1) | Thousand Tons | 0 | 0 | 0 | 0 | 0 | 0 | 0
IL Fac. Spec. - NOX Rate Summer v3.1, Unit 3424 and retrofits | 537 | 7305 | Rate Constraint in lbs/MMBtu | FALSE | L | Annual | Allowances Withdrawn (n:1) | Thousand Tons | 0 | 0 | 0 | 0 | 0 | 0 | 0
IL Fac. Spec. - NOX Rate Summer v3.1, Unit 3424 and retrofits | 537 | 7305 | Rate Constraint in lbs/MMBtu | FALSE | L | Annual | Net Emissions Allowance Position | Thousand Tons | 0.63332 | 0.70326 | 0 | 0 | 0 | 0 | 0
IL Fac. Spec. - NOX Rate Summer v3.1, Unit 3424 and retrofits | 537 | 7305 | Rate Constraint in lbs/MMBtu | FALSE | L | Annual | Fuel Consumed | TBtu | 20.7782 | 23.0729 | 0 | 0 | 0 | 0 | 0
IL Fac. Spec. - NOX Rate Summer v3.1, Unit 3424 and retrofits | 537 | 7305 | Rate Constraint in lbs/MMBtu | FALSE | L | Annual | Rate | lb/MMBtu | 0.06096 | 0.06096 | 0 | 0 | 0 | 0 | 0
IL Fac. Spec. - NOX Rate Summer v3.1, Unit 3424 and retrofits | 537 | 7305 | Rate Constraint in lbs/MMBtu | FALSE | L | Annual | Generation | TWh | 2.2232 | 2.4687 | 0 | 0 | 0 | 0 | 0
IL Fac. Spec. - NOX Rate Summer v3.1, Unit 3424 and retrofits | 537 | 7305 | Rate Constraint in lbs/MMBtu | FALSE | L | Annual | Qualifying Generation | TWh | 2.2232 | 2.4687 | 0 | 0 | 0 | 0 | 0
IL Fac. Spec. - NOX Rate Summer v3.1, Unit 3424 and retrofits | 537 | 7305 | Rate Constraint in lbs/MMBtu | FALSE | L | Annual | Rate | lb/MWh | 0.56973 | 0.56973 | 0 | 0 | 0 | 0 | 0
IL Fac. Spec. - NOX Rate Summer v3.1, Unit 3424 and retrofits | 537 | 7305 | Rate Constraint in lbs/MMBtu | FALSE | L | Annual | Constraint Shadow Price | US2022$/Ton | 0 | 0 | 0 | 0 | 0 | 0 | 0
IL Facility Average - NOX Rate Summer v3.1 | 538 | 7306 | Rate Constraint in lbs/MMBtu | FALSE | L | Annual | Seasons Included | Seasons | Summer | Summer | Summer | Summer | Summer | Summer | Summer
IL Facility Average - NOX Rate Summer v3.1 | 538 | 7306 | Rate Constraint in lbs/MMBtu | FALSE | L | Annual | Standard NOX | lb/MMBtu | 0.25 | 0.25 | 0.25 | 0.25 | 0.25 | 0.25 | 0.25
IL Facility Average - NOX Rate Summer v3.1 | 538 | 7306 | Rate Constraint in lbs/MMBtu | FALSE | L | Annual | Emissions at Affected Plants NOX | Thousand Tons | 0.22464 | 0.045528 | 0.0092511 | 0 | 0 | 0 | 0
IL Facility Average - NOX Rate Summer v3.1 | 538 | 7306 | Rate Constraint in lbs/MMBtu | FALSE | L | Annual | Allowances Purchased NOX | Thousand Tons | 0 | 0 | 0 | 0 | 0 | 0 | 0
IL Facility Average - NOX Rate Summer v3.1 | 538 | 7306 | Rate Constraint in lbs/MMBtu | FALSE | L | Annual | Allowances Sold NOX | Thousand Tons | 0 | 0 | 0 | 0 | 0 | 0 | 0
IL Facility Average - NOX Rate Summer v3.1 | 538 | 7306 | Rate Constraint in lbs/MMBtu | FALSE | L | Annual | Allowances Banked | Thousand Tons | 0 | 0 | 0 | 0 | 0 | 0 | 0
IL Facility Average - NOX Rate Summer v3.1 | 538 | 7306 | Rate Constraint in lbs/MMBtu | FALSE | L | Annual | Allowances Withdrawn (1:1) | Thousand Tons | 0 | 0 | 0 | 0 | 0 | 0 | 0
IL Facility Average - NOX Rate Summer v3.1 | 538 | 7306 | Rate Constraint in lbs/MMBtu | FALSE | L | Annual | Allowances Withdrawn (n:1) | Thousand Tons | 0 | 0 | 0 | 0 | 0 | 0 | 0
IL Facility Average - NOX Rate Summer v3.1 | 538 | 7306 | Rate Constraint in lbs/MMBtu | FALSE | L | Annual | Net Emissions Allowance Position | Thousand Tons | 0.22464 | 0.045528 | 0.0092511 | 0 | 0 | 0 | 0
IL Facility Average - NOX Rate Summer v3.1 | 538 | 7306 | Rate Constraint in lbs/MMBtu | FALSE | L | Annual | Fuel Consumed | TBtu | 6.1253 | 1.4238 | 0.29638 | 0 | 0 | 0 | 0
IL Facility Average - NOX Rate Summer v3.1 | 538 | 7306 | Rate Constraint in lbs/MMBtu | FALSE | L | Annual | Rate | lb/MMBtu | 0.073347 | 0.063955 | 0.062428 | 0 | 0 | 0 | 0
IL Facility Average - NOX Rate Summer v3.1 | 538 | 7306 | Rate Constraint in lbs/MMBtu | FALSE | L | Annual | Generation | TWh | 0.53083 | 0.12459 | 0.025751 | 0 | 0 | 0 | 0
IL Facility Average - NOX Rate Summer v3.1 | 538 | 7306 | Rate Constraint in lbs/MMBtu | FALSE | L | Annual | Qualifying Generation | TWh | 0.53083 | 0.12459 | 0.025751 | 0 | 0 | 0 | 0
IL Facility Average - NOX Rate Summer v3.1 | 538 | 7306 | Rate Constraint in lbs/MMBtu | FALSE | L | Annual | Rate | lb/MWh | 0.84636 | 0.73083 | 0.71851 | 0 | 0 | 0 | 0
IL Facility Average - NOX Rate Summer v3.1 | 538 | 7306 | Rate Constraint in lbs/MMBtu | FALSE | L | Annual | Constraint Shadow Price | US2022$/Ton | 0 | 0 | 0 | 0 | 0 | 0 | 0
Jim Bridger 1,2- NOX Cap Annual v7.23 | 539 | 7971 | Rate Constraint in MTons | FALSE | L | Annual | Seasons Included | Seasons | Winter, Spring, Summer, Fall | Winter, Spring, Summer, Fall | Winter, Spring, Summer, Fall | Winter, Spring, Summer, Fall | Winter, Spring, Summer, Fall | Winter, Spring, Summer, Fall | Winter, Spring, Summer, Fall
Jim Bridger 1,2- NOX Cap Annual v7.23 | 539 | 7971 | Rate Constraint in MTons | FALSE | L | Annual | Standard NOX | Thousand Tons | 1314 | 1314 | 1314 | 1314 | 1314 | 1314 | 1314
Jim Bridger 1,2- NOX Cap Annual v7.23 | 539 | 7971 | Rate Constraint in MTons | FALSE | L | Annual | Emissions at Affected Plants NOX | Thousand Tons | 0.37418 | 0.99149 | 0.92232 | 0.019423 | 0.019423 | 0.019423 | 0.019423
Jim Bridger 1,2- NOX Cap Annual v7.23 | 539 | 7971 | Rate Constraint in MTons | FALSE | L | Annual | Allowances Purchased NOX | Thousand Tons | 0 | 0 | 0 | 0 | 0 | 0 | 0
Jim Bridger 1,2- NOX Cap Annual v7.23 | 539 | 7971 | Rate Constraint in MTons | FALSE | L | Annual | Allowances Sold NOX | Thousand Tons | 0 | 0 | 0 | 0 | 0 | 0 | 0
Jim Bridger 1,2- NOX Cap Annual v7.23 | 539 | 7971 | Rate Constraint in MTons | FALSE | L | Annual | Allowances Banked | Thousand Tons | 0 | 0 | 0 | 0 | 0 | 0 | 0
Jim Bridger 1,2- NOX Cap Annual v7.23 | 539 | 7971 | Rate Constraint in MTons | FALSE | L | Annual | Allowances Withdrawn (1:1) | Thousand Tons | 0 | 0 | 0 | 0 | 0 | 0 | 0
Jim Bridger 1,2- NOX Cap Annual v7.23 | 539 | 7971 | Rate Constraint in MTons | FALSE | L | Annual | Allowances Withdrawn (n:1) | Thousand Tons | 0 | 0 | 0 | 0 | 0 | 0 | 0
Jim Bridger 1,2- NOX Cap Annual v7.23 | 539 | 7971 | Rate Constraint in MTons | FALSE | L | Annual | Net Emissions Allowance Position | Thousand Tons | 0.37418 | 0.99149 | 0.92232 | 0.019423 | 0.019423 | 0.019423 | 0.019423
Jim Bridger 1,2- NOX Cap Annual v7.23 | 539 | 7971 | Rate Constraint in MTons | FALSE | L | Annual | Fuel Consumed | TBtu | 13.3663 | 36.0074 | 33.4705 | 0.71239 | 0.71239 | 0.71239 | 0.71239
Jim Bridger 1,2- NOX Cap Annual v7.23 | 539 | 7971 | Rate Constraint in MTons | FALSE | L | Annual | Rate | lb/MMBtu | 0.055989 | 0.055072 | 0.055113 | 0.05453 | 0.05453 | 0.05453 | 0.05453
Jim Bridger 1,2- NOX Cap Annual v7.23 | 539 | 7971 | Rate Constraint in MTons | FALSE | L | Annual | Generation | TWh | 1.2732 | 3.4367 | 3.0033 | 0.045476 | 0.045476 | 0.045476 | 0.045476
Jim Bridger 1,2- NOX Cap Annual v7.23 | 539 | 7971 | Rate Constraint in MTons | FALSE | L | Annual | Qualifying Generation | TWh | 1.2732 | 3.4367 | 3.0033 | 0.045476 | 0.045476 | 0.045476 | 0.045476
Jim Bridger 1,2- NOX Cap Annual v7.23 | 539 | 7971 | Rate Constraint in MTons | FALSE | L | Annual | Rate | lb/MWh | 0.5878 | 0.57701 | 0.6142 | 0.85423 | 0.85423 | 0.85423 | 0.85423
Jim Bridger 1,2- NOX Cap Annual v7.23 | 539 | 7971 | Rate Constraint in MTons | FALSE | L | Annual | Constraint Shadow Price | US2022$/Ton | 0 | 0 | 0 | 0 | 0 | 0 | 0
Kansas Nearman Unit 1NOx Rate Annual v4.10 | 540 | 7320 | Rate Constraint in lbs/MMBtu | FALSE | L | Annual | Seasons Included | Seasons | Winter, Spring, Summer, Fall | Winter, Spring, Summer, Fall | Winter, Spring, Summer, Fall | Winter, Spring, Summer, Fall | Winter, Spring, Summer, Fall | Winter, Spring, Summer, Fall | Winter, Spring, Summer, Fall
Kansas Nearman Unit 1NOx Rate Annual v4.10 | 540 | 7320 | Rate Constraint in lbs/MMBtu | FALSE | L | Annual | Standard NOX | lb/MMBtu | 0.26 | 0.26 | 0.26 | 0.26 | 0.26 | 0.26 | 0.26
Kansas Nearman Unit 1NOx Rate Annual v4.10 | 540 | 7320 | Rate Constraint in lbs/MMBtu | FALSE | L | Annual | Emissions at Affected Plants NOX | Thousand Tons | 1.1932 | 1.3664 | 0 | 0 | 0 | 0 | 0
Kansas Nearman Unit 1NOx Rate Annual v4.10 | 540 | 7320 | Rate Constraint in lbs/MMBtu | FALSE | L | Annual | Allowances Purchased NOX | Thousand Tons | 0 | 0 | 0 | 0 | 0 | 0 | 0
Kansas Nearman Unit 1NOx Rate Annual v4.10 | 540 | 7320 | Rate Constraint in lbs/MMBtu | FALSE | L | Annual | Allowances Sold NOX | Thousand Tons | 0 | 0 | 0 | 0 | 0 | 0 | 0
Kansas Nearman Unit 1NOx Rate Annual v4.10 | 540 | 7320 | Rate Constraint in lbs/MMBtu | FALSE | L | Annual | Allowances Banked | Thousand Tons | 0 | 0 | 0 | 0 | 0 | 0 | 0
Kansas Nearman Unit 1NOx Rate Annual v4.10 | 540 | 7320 | Rate Constraint in lbs/MMBtu | FALSE | L | Annual | Allowances Withdrawn (1:1) | Thousand Tons | 0 | 0 | 0 | 0 | 0 | 0 | 0
Kansas Nearman Unit 1NOx Rate Annual v4.10 | 540 | 7320 | Rate Constraint in lbs/MMBtu | FALSE | L | Annual | Allowances Withdrawn (n:1) | Thousand Tons | 0 | 0 | 0 | 0 | 0 | 0 | 0
Kansas Nearman Unit 1NOx Rate Annual v4.10 | 540 | 7320 | Rate Constraint in lbs/MMBtu | FALSE | L | Annual | Net Emissions Allowance Position | Thousand Tons | 1.1932 | 1.3664 | 0 | 0 | 0 | 0 | 0
Kansas Nearman Unit 1NOx Rate Annual v4.10 | 540 | 7320 | Rate Constraint in lbs/MMBtu | FALSE | L | Annual | Fuel Consumed | TBtu | 10.9794 | 12.5733 | 0 | 0 | 0 | 0 | 0
Kansas Nearman Unit 1NOx Rate Annual v4.10 | 540 | 7320 | Rate Constraint in lbs/MMBtu | FALSE | L | Annual | Rate | lb/MMBtu | 0.21735 | 0.21735 | 0 | 0 | 0 | 0 | 0
Kansas Nearman Unit 1NOx Rate Annual v4.10 | 540 | 7320 | Rate Constraint in lbs/MMBtu | FALSE | L | Annual | Generation | TWh | 0.96091 | 1.1004 | 0 | 0 | 0 | 0 | 0
Kansas Nearman Unit 1NOx Rate Annual v4.10 | 540 | 7320 | Rate Constraint in lbs/MMBtu | FALSE | L | Annual | Qualifying Generation | TWh | 0.96091 | 1.1004 | 0 | 0 | 0 | 0 | 0
Kansas Nearman Unit 1NOx Rate Annual v4.10 | 540 | 7320 | Rate Constraint in lbs/MMBtu | FALSE | L | Annual | Rate | lb/MWh | 2.4834 | 2.4834 | 0 | 0 | 0 | 0 | 0
Kansas Nearman Unit 1NOx Rate Annual v4.10 | 540 | 7320 | Rate Constraint in lbs/MMBtu | FALSE | L | Annual | Constraint Shadow Price | US2022$/Ton | 0 | 0 | 0 | 0 | 0 | 0 | 0
KS La Cygne NOX Rate Annual v5.14 | 541 | 7274 | Rate Constraint in lbs/MMBtu | FALSE | L | Annual | Seasons Included | Seasons | Winter, Spring, Summer, Fall | Winter, Spring, Summer, Fall | Winter, Spring, Summer, Fall | Winter, Spring, Summer, Fall | Winter, Spring, Summer, Fall | Winter, Spring, Summer, Fall | Winter, Spring, Summer, Fall
KS La Cygne NOX Rate Annual v5.14 | 541 | 7274 | Rate Constraint in lbs/MMBtu | FALSE | L | Annual | Standard NOX | lb/MMBtu | 0.13 | 0.13 | 0.13 | 0.13 | 0.13 | 0.13 | 0.13
KS La Cygne NOX Rate Annual v5.14 | 541 | 7274 | Rate Constraint in lbs/MMBtu | FALSE | L | Annual | Emissions at Affected Plants NOX | Thousand Tons | 3.5458 | 3.7121 | 0 | 0 | 0 | 0 | 0
KS La Cygne NOX Rate Annual v5.14 | 541 | 7274 | Rate Constraint in lbs/MMBtu | FALSE | L | Annual | Allowances Purchased NOX | Thousand Tons | 0 | 0 | 0 | 0 | 0 | 0 | 0
KS La Cygne NOX Rate Annual v5.14 | 541 | 7274 | Rate Constraint in lbs/MMBtu | FALSE | L | Annual | Allowances Sold NOX | Thousand Tons | 0 | 0 | 0 | 0 | 0 | 0 | 0
KS La Cygne NOX Rate Annual v5.14 | 541 | 7274 | Rate Constraint in lbs/MMBtu | FALSE | L | Annual | Allowances Banked | Thousand Tons | 0 | 0 | 0 | 0 | 0 | 0 | 0
KS La Cygne NOX Rate Annual v5.14 | 541 | 7274 | Rate Constraint in lbs/MMBtu | FALSE | L | Annual | Allowances Withdrawn (1:1) | Thousand Tons | 0 | 0 | 0 | 0 | 0 | 0 | 0
KS La Cygne NOX Rate Annual v5.14 | 541 | 7274 | Rate Constraint in lbs/MMBtu | FALSE | L | Annual | Allowances Withdrawn (n:1) | Thousand Tons | 0 | 0 | 0 | 0 | 0 | 0 | 0
KS La Cygne NOX Rate Annual v5.14 | 541 | 7274 | Rate Constraint in lbs/MMBtu | FALSE | L | Annual | Net Emissions Allowance Position | Thousand Tons | 3.5458 | 3.7121 | 0 | 0 | 0 | 0 | 0
KS La Cygne NOX Rate Annual v5.14 | 541 | 7274 | Rate Constraint in lbs/MMBtu | FALSE | L | Annual | Fuel Consumed | TBtu | 76.5511 | 80.5815 | 0 | 0 | 0 | 0 | 0
KS La Cygne NOX Rate Annual v5.14 | 541 | 7274 | Rate Constraint in lbs/MMBtu | FALSE | L | Annual | Rate | lb/MMBtu | 0.092639 | 0.092134 | 0 | 0 | 0 | 0 | 0
KS La Cygne NOX Rate Annual v5.14 | 541 | 7274 | Rate Constraint in lbs/MMBtu | FALSE | L | Annual | Generation | TWh | 6.9453 | 7.3035 | 0 | 0 | 0 | 0 | 0
KS La Cygne NOX Rate Annual v5.14 | 541 | 7274 | Rate Constraint in lbs/MMBtu | FALSE | L | Annual | Qualifying Generation | TWh | 6.9453 | 7.3035 | 0 | 0 | 0 | 0 | 0
KS La Cygne NOX Rate Annual v5.14 | 541 | 7274 | Rate Constraint in lbs/MMBtu | FALSE | L | Annual | Rate | lb/MWh | 1.0211 | 1.0165 | 0 | 0 | 0 | 0 | 0
KS La Cygne NOX Rate Annual v5.14 | 541 | 7274 | Rate Constraint in lbs/MMBtu | FALSE | L | Annual | Constraint Shadow Price | US2022$/Ton | 0 | 0 | 0 | 0 | 0 | 0 | 0
KS La Cygne SO2 Rate Annual v5.14 | 542 | 7275 | Rate Constraint in lbs/MMBtu | FALSE | L | Annual | Seasons Included | Seasons | Winter, Spring, Summer, Fall | Winter, Spring, Summer, Fall | Winter, Spring, Summer, Fall | Winter, Spring, Summer, Fall | Winter, Spring, Summer, Fall | Winter, Spring, Summer, Fall | Winter, Spring, Summer, Fall
KS La Cygne SO2 Rate Annual v5.14 | 542 | 7275 | Rate Constraint in lbs/MMBtu | FALSE | L | Annual | Standard SO2 | lb/MMBtu | 0.1 | 0.1 | 0.1 | 0.1 | 0.1 | 0.1 | 0.1
KS La Cygne SO2 Rate Annual v5.14 | 542 | 7275 | Rate Constraint in lbs/MMBtu | FALSE | L | Annual | Emissions at Affected Plants SO2 | Thousand Tons | 2.1872 | 2.3023 | 0 | 0 | 0 | 0 | 0
KS La Cygne SO2 Rate Annual v5.14 | 542 | 7275 | Rate Constraint in lbs/MMBtu | FALSE | L | Annual | Allowances Purchased SO2 | Thousand Tons | 0 | 0 | 0 | 0 | 0 | 0 | 0
KS La Cygne SO2 Rate Annual v5.14 | 542 | 7275 | Rate Constraint in lbs/MMBtu | FALSE | L | Annual | Allowances Sold SO2 | Thousand Tons | 0 | 0 | 0 | 0 | 0 | 0 | 0
KS La Cygne SO2 Rate Annual v5.14 | 542 | 7275 | Rate Constraint in lbs/MMBtu | FALSE | L | Annual | Allowances Banked | Thousand Tons | 0 | 0 | 0 | 0 | 0 | 0 | 0
KS La Cygne SO2 Rate Annual v5.14 | 542 | 7275 | Rate Constraint in lbs/MMBtu | FALSE | L | Annual | Allowances Withdrawn (1:1) | Thousand Tons | 0 | 0 | 0 | 0 | 0 | 0 | 0
KS La Cygne SO2 Rate Annual v5.14 | 542 | 7275 | Rate Constraint in lbs/MMBtu | FALSE | L | Annual | Allowances Withdrawn (n:1) | Thousand Tons | 0 | 0 | 0 | 0 | 0 | 0 | 0
KS La Cygne SO2 Rate Annual v5.14 | 542 | 7275 | Rate Constraint in lbs/MMBtu | FALSE | L | Annual | Net Emissions Allowance Position | Thousand Tons | 2.1872 | 2.3023 | 0 | 0 | 0 | 0 | 0
KS La Cygne SO2 Rate Annual v5.14 | 542 | 7275 | Rate Constraint in lbs/MMBtu | FALSE | L | Annual | Fuel Consumed | TBtu | 76.5511 | 80.5815 | 0 | 0 | 0 | 0 | 0
KS La Cygne SO2 Rate Annual v5.14 | 542 | 7275 | Rate Constraint in lbs/MMBtu | FALSE | L | Annual | Rate | lb/MMBtu | 0.057143 | 0.057143 | 0 | 0 | 0 | 0 | 0
KS La Cygne SO2 Rate Annual v5.14 | 542 | 7275 | Rate Constraint in lbs/MMBtu | FALSE | L | Annual | Generation | TWh | 6.9453 | 7.3035 | 0 | 0 | 0 | 0 | 0
KS La Cygne SO2 Rate Annual v5.14 | 542 | 7275 | Rate Constraint in lbs/MMBtu | FALSE | L | Annual | Qualifying Generation | TWh | 6.9453 | 7.3035 | 0 | 0 | 0 | 0 | 0
KS La Cygne SO2 Rate Annual v5.14 | 542 | 7275 | Rate Constraint in lbs/MMBtu | FALSE | L | Annual | Rate | lb/MWh | 0.62982 | 0.63048 | 0 | 0 | 0 | 0 | 0
KS La Cygne SO2 Rate Annual v5.14 | 542 | 7275 | Rate Constraint in lbs/MMBtu | FALSE | L | Annual | Constraint Shadow Price | US2022$/Ton | 0 | 0 | 0 | 0 | 0 | 0 | 0
KY Bluegrass - NOX Cap Annual v6.21 | 543 | 7743 | Rate Constraint in MTons | FALSE | L | Annual | Seasons Included | Seasons | Winter, Spring, Summer, Fall | Winter, Spring, Summer, Fall | Winter, Spring, Summer, Fall | Winter, Spring, Summer, Fall | Winter, Spring, Summer, Fall | Winter, Spring, Summer, Fall | Winter, Spring, Summer, Fall
KY Bluegrass - NOX Cap Annual v6.21 | 543 | 7743 | Rate Constraint in MTons | FALSE | L | Annual | Standard NOX | Thousand Tons | 0.095 | 0.095 | 0.095 | 0.095 | 0.095 | 0.095 | 0.095
KY Bluegrass - NOX Cap Annual v6.21 | 543 | 7743 | Rate Constraint in MTons | FALSE | L | Annual | Emissions at Affected Plants NOX | Thousand Tons | 0.08064 | 0.056681 | 0.021229 | 0.0042162 | 0 | 0 | 0
KY Bluegrass - NOX Cap Annual v6.21 | 543 | 7743 | Rate Constraint in MTons | FALSE | L | Annual | Allowances Purchased NOX | Thousand Tons | 0 | 0 | 0 | 0 | 0 | 0 | 0
KY Bluegrass - NOX Cap Annual v6.21 | 543 | 7743 | Rate Constraint in MTons | FALSE | L | Annual | Allowances Sold NOX | Thousand Tons | 0 | 0 | 0 | 0 | 0 | 0 | 0
KY Bluegrass - NOX Cap Annual v6.21 | 543 | 7743 | Rate Constraint in MTons | FALSE | L | Annual | Allowances Banked | Thousand Tons | 0 | 0 | 0 | 0 | 0 | 0 | 0
KY Bluegrass - NOX Cap Annual v6.21 | 543 | 7743 | Rate Constraint in MTons | FALSE | L | Annual | Allowances Withdrawn (1:1) | Thousand Tons | 0 | 0 | 0 | 0 | 0 | 0 | 0
KY Bluegrass - NOX Cap Annual v6.21 | 543 | 7743 | Rate Constraint in MTons | FALSE | L | Annual | Allowances Withdrawn (n:1) | Thousand Tons | 0 | 0 | 0 | 0 | 0 | 0 | 0
KY Bluegrass - NOX Cap Annual v6.21 | 543 | 7743 | Rate Constraint in MTons | FALSE | L | Annual | Net Emissions Allowance Position | Thousand Tons | 0.08064 | 0.056681 | 0.021229 | 0.0042162 | 0 | 0 | 0
KY Bluegrass - NOX Cap Annual v6.21 | 543 | 7743 | Rate Constraint in MTons | FALSE | L | Annual | Fuel Consumed | TBtu | 3.2382 | 2.1943 | 0.81401 | 0.14251 | 0 | 0 | 0
KY Bluegrass - NOX Cap Annual v6.21 | 543 | 7743 | Rate Constraint in MTons | FALSE | L | Annual | Rate | lb/MMBtu | 0.049805 | 0.051661 | 0.052158 | 0.059169 | 0 | 0 | 0
KY Bluegrass - NOX Cap Annual v6.21 | 543 | 7743 | Rate Constraint in MTons | FALSE | L | Annual | Generation | TWh | 0.29192 | 0.19781 | 0.073381 | 0.012847 | 0 | 0 | 0
KY Bluegrass - NOX Cap Annual v6.21 | 543 | 7743 | Rate Constraint in MTons | FALSE | L | Annual | Qualifying Generation | TWh | 0.29192 | 0.19781 | 0.073381 | 0.012847 | 0 | 0 | 0
KY Bluegrass - NOX Cap Annual v6.21 | 543 | 7743 | Rate Constraint in MTons | FALSE | L | Annual | Rate | lb/MWh | 0.55249 | 0.57308 | 0.57859 | 0.65636 | 0 | 0 | 0
KY Bluegrass - NOX Cap Annual v6.21 | 543 | 7743 | Rate Constraint in MTons | FALSE | L | Annual | Constraint Shadow Price | US2022$/Ton | 0 | 0 | 0 | 0 | 0 | 0 | 0
KY Paddys Run - NOX Cap Annual v6.21 | 544 | 7741 | Rate Constraint in MTons | FALSE | L | Annual | Seasons Included | Seasons | Winter, Spring, Summer, Fall | Winter, Spring, Summer, Fall | Winter, Spring, Summer, Fall | Winter, Spring, Summer, Fall | Winter, Spring, Summer, Fall | Winter, Spring, Summer, Fall | Winter, Spring, Summer, Fall
KY Paddys Run - NOX Cap Annual v6.21 | 544 | 7741 | Rate Constraint in MTons | FALSE | L | Annual | Standard NOX | Thousand Tons | 0.1 | 0.1 | 0.1 | 0.1 | 0.1 | 0.1 | 0.1
KY Paddys Run - NOX Cap Annual v6.21 | 544 | 7741 | Rate Constraint in MTons | FALSE | L | Annual | Emissions at Affected Plants NOX | Thousand Tons | 0.1 | 0.078451 | 0.1 | 0.027207 | 0 | 0 | 0
KY Paddys Run - NOX Cap Annual v6.21 | 544 | 7741 | Rate Constraint in MTons | FALSE | L | Annual | Allowances Purchased NOX | Thousand Tons | 0 | 0 | 0 | 0 | 0 | 0 | 0
KY Paddys Run - NOX Cap Annual v6.21 | 544 | 7741 | Rate Constraint in MTons | FALSE | L | Annual | Allowances Sold NOX | Thousand Tons | 0 | 0 | 0 | 0 | 0 | 0 | 0
KY Paddys Run - NOX Cap Annual v6.21 | 544 | 7741 | Rate Constraint in MTons | FALSE | L | Annual | Allowances Banked | Thousand Tons | 0 | 0 | 0 | 0 | 0 | 0 | 0
KY Paddys Run - NOX Cap Annual v6.21 | 544 | 7741 | Rate Constraint in MTons | FALSE | L | Annual | Allowances Withdrawn (1:1) | Thousand Tons | 0 | 0 | 0 | 0 | 0 | 0 | 0
KY Paddys Run - NOX Cap Annual v6.21 | 544 | 7741 | Rate Constraint in MTons | FALSE | L | Annual | Allowances Withdrawn (n:1) | Thousand Tons | 0 | 0 | 0 | 0 | 0 | 0 | 0
KY Paddys Run - NOX Cap Annual v6.21 | 544 | 7741 | Rate Constraint in MTons | FALSE | L | Annual | Net Emissions Allowance Position | Thousand Tons | 0.1 | 0.078451 | 0.1 | 0.027207 | 0 | 0 | 0
KY Paddys Run - NOX Cap Annual v6.21 | 544 | 7741 | Rate Constraint in MTons | FALSE | L | Annual | Fuel Consumed | TBtu | 1.6558 | 0.87257 | 1.5891 | 0.30933 | 0 | 0 | 0
KY Paddys Run - NOX Cap Annual v6.21 | 544 | 7741 | Rate Constraint in MTons | FALSE | L | Annual | Rate | lb/MMBtu | 0.12079 | 0.17982 | 0.12585 | 0.17591 | 0 | 0 | 0
KY Paddys Run - NOX Cap Annual v6.21 | 544 | 7741 | Rate Constraint in MTons | FALSE | L | Annual | Generation | TWh | 0.14894 | 0.07849 | 0.14295 | 0.027825 | 0 | 0 | 0
KY Paddys Run - NOX Cap Annual v6.21 | 544 | 7741 | Rate Constraint in MTons | FALSE | L | Annual | Qualifying Generation | TWh | 0.14894 | 0.07849 | 0.14295 | 0.027825 | 0 | 0 | 0
KY Paddys Run - NOX Cap Annual v6.21 | 544 | 7741 | Rate Constraint in MTons | FALSE | L | Annual | Rate | lb/MWh | 1.3428 | 1.999 | 1.3991 | 1.9556 | 0 | 0 | 0
KY Paddys Run - NOX Cap Annual v6.21 | 544 | 7741 | Rate Constraint in MTons | FALSE | L | Annual | Constraint Shadow Price | US2022$/Ton | 320.1288 | 0 | 228.1695 | 0 | 0 | 0 | 0
LA Big Cajun 1 CT- NOx Summer v4.10 | 545 | 7519 | Rate Constraint in lbs/MMBtu | FALSE | L | Annual | Seasons Included | Seasons | Summer | Summer | Summer | Summer | Summer | Summer | Summer
LA Big Cajun 1 CT- NOx Summer v4.10 | 545 | 7519 | Rate Constraint in lbs/MMBtu | FALSE | L | Annual | Standard NOX | lb/MMBtu | 0.2 | 0.2 | 0.2 | 0.2 | 0.2 | 0.2 | 0.2
LA Big Cajun 1 CT- NOx Summer v4.10 | 545 | 7519 | Rate Constraint in lbs/MMBtu | FALSE | L | Annual | Emissions at Affected Plants NOX | Thousand Tons | 0.00095057 | 0.001037 | 0.0038887 | 0.00025925 | 0 | 0 | 0
LA Big Cajun 1 CT- NOx Summer v4.10 | 545 | 7519 | Rate Constraint in lbs/MMBtu | FALSE | L | Annual | Allowances Purchased NOX | Thousand Tons | 0 | 0 | 0 | 0 | 0 | 0 | 0
LA Big Cajun 1 CT- NOx Summer v4.10 | 545 | 7519 | Rate Constraint in lbs/MMBtu | FALSE | L | Annual | Allowances Sold NOX | Thousand Tons | 0 | 0 | 0 | 0 | 0 | 0 | 0
LA Big Cajun 1 CT- NOx Summer v4.10 | 545 | 7519 | Rate Constraint in lbs/MMBtu | FALSE | L | Annual | Allowances Banked | Thousand Tons | 0 | 0 | 0 | 0 | 0 | 0 | 0
LA Big Cajun 1 CT- NOx Summer v4.10 | 545 | 7519 | Rate Constraint in lbs/MMBtu | FALSE | L | Annual | Allowances Withdrawn (1:1) | Thousand Tons | 0 | 0 | 0 | 0 | 0 | 0 | 0
LA Big Cajun 1 CT- NOx Summer v4.10 | 545 | 7519 | Rate Constraint in lbs/MMBtu | FALSE | L | Annual | Allowances Withdrawn (n:1) | Thousand Tons | 0 | 0 | 0 | 0 | 0 | 0 | 0
LA Big Cajun 1 CT- NOx Summer v4.10 | 545 | 7519 | Rate Constraint in lbs/MMBtu | FALSE | L | Annual | Net Emissions Allowance Position | Thousand Tons | 0.00095057 | 0.001037 | 0.0038887 | 0.00025925 | 0 | 0 | 0
LA Big Cajun 1 CT- NOx Summer v4.10 | 545 | 7519 | Rate Constraint in lbs/MMBtu | FALSE | L | Annual | Fuel Consumed | TBtu | 0.026174 | 0.028553 | 0.10707 | 0.0071383 | 0 | 0 | 0
LA Big Cajun 1 CT- NOx Summer v4.10 | 545 | 7519 | Rate Constraint in lbs/MMBtu | FALSE | L | Annual | Rate | lb/MMBtu | 0.072635 | 0.072635 | 0.072635 | 0.072635 | 0 | 0 | 0
LA Big Cajun 1 CT- NOx Summer v4.10 | 545 | 7519 | Rate Constraint in lbs/MMBtu | FALSE | L | Annual | Generation | TWh | 0.0020693 | 0.0022574 | 0.0084654 | 0.00056436 | 0 | 0 | 0
LA Big Cajun 1 CT- NOx Summer v4.10 | 545 | 7519 | Rate Constraint in lbs/MMBtu | FALSE | L | Annual | Qualifying Generation | TWh | 0.0020693 | 0.0022574 | 0.0084654 | 0.00056436 | 0 | 0 | 0
LA Big Cajun 1 CT- NOx Summer v4.10 | 545 | 7519 | Rate Constraint in lbs/MMBtu | FALSE | L | Annual | Rate | lb/MWh | 0.91872 | 0.91872 | 0.91872 | 0.91872 | 0 | 0 | 0
LA Big Cajun 1 CT- NOx Summer v4.10 | 545 | 7519 | Rate Constraint in lbs/MMBtu | FALSE | L | Annual | Constraint Shadow Price | US2022$/Ton | 0 | 0 | 0 | 0 | 0 | 0 | 0
LA Big Cajun 1 OGS- NOx Summer v4.10 | 546 | 7520 | Rate Constraint in lbs/MMBtu | FALSE | L | Annual | Seasons Included | Seasons | Summer | Summer | Summer | Summer | Summer | Summer | Summer
LA Big Cajun 1 OGS- NOx Summer v4.10 | 546 | 7520 | Rate Constraint in lbs/MMBtu | FALSE | L | Annual | Standard NOX | lb/MMBtu | 0.1 | 0.1 | 0.1 | 0.1 | 0.1 | 0.1 | 0.1
LA Big Cajun 1 OGS- NOx Summer v4.10 | 546 | 7520 | Rate Constraint in lbs/MMBtu | FALSE | L | Annual | Emissions at Affected Plants NOX | Thousand Tons | 0 | 0 | 0 | 0 | 0 | 0 | 0
LA Big Cajun 1 OGS- NOx Summer v4.10 | 546 | 7520 | Rate Constraint in lbs/MMBtu | FALSE | L | Annual | Allowances Purchased NOX | Thousand Tons | 0 | 0 | 0 | 0 | 0 | 0 | 0
LA Big Cajun 1 OGS- NOx Summer v4.10 | 546 | 7520 | Rate Constraint in lbs/MMBtu | FALSE | L | Annual | Allowances Sold NOX | Thousand Tons | 0 | 0 | 0 | 0 | 0 | 0 | 0
LA Big Cajun 1 OGS- NOx Summer v4.10 | 546 | 7520 | Rate Constraint in lbs/MMBtu | FALSE | L | Annual | Allowances Banked | Thousand Tons | 0 | 0 | 0 | 0 | 0 | 0 | 0
LA Big Cajun 1 OGS- NOx Summer v4.10 | 546 | 7520 | Rate Constraint in lbs/MMBtu | FALSE | L | Annual | Allowances Withdrawn (1:1) | Thousand Tons | 0 | 0 | 0 | 0 | 0 | 0 | 0
LA Big Cajun 1 OGS- NOx Summer v4.10 | 546 | 7520 | Rate Constraint in lbs/MMBtu | FALSE | L | Annual | Allowances Withdrawn (n:1) | Thousand Tons | 0 | 0 | 0 | 0 | 0 | 0 | 0
LA Big Cajun 1 OGS- NOx Summer v4.10 | 546 | 7520 | Rate Constraint in lbs/MMBtu | FALSE | L | Annual | Net Emissions Allowance Position | Thousand Tons | 0 | 0 | 0 | 0 | 0 | 0 | 0
LA Big Cajun 1 OGS- NOx Summer v4.10 | 546 | 7520 | Rate Constraint in lbs/MMBtu | FALSE | L | Annual | Fuel Consumed | TBtu | 0 | 0 | 0 | 0 | 0 | 0 | 0
LA Big Cajun 1 OGS- NOx Summer v4.10 | 546 | 7520 | Rate Constraint in lbs/MMBtu | FALSE | L | Annual | Rate | lb/MMBtu | 0 | 0 | 0 | 0 | 0 | 0 | 0
LA Big Cajun 1 OGS- NOx Summer v4.10 | 546 | 7520 | Rate Constraint in lbs/MMBtu | FALSE | L | Annual | Generation | TWh | 0 | 0 | 0 | 0 | 0 | 0 | 0
LA Big Cajun 1 OGS- NOx Summer v4.10 | 546 | 7520 | Rate Constraint in lbs/MMBtu | FALSE | L | Annual | Qualifying Generation | TWh | 0 | 0 | 0 | 0 | 0 | 0 | 0
LA Big Cajun 1 OGS- NOx Summer v4.10 | 546 | 7520 | Rate Constraint in lbs/MMBtu | FALSE | L | Annual | Rate | lb/MWh | 0 | 0 | 0 | 0 | 0 | 0 | 0
LA Big Cajun 1 OGS- NOx Summer v4.10 | 546 | 7520 | Rate Constraint in lbs/MMBtu | FALSE | L | Annual | Constraint Shadow Price | US2022$/Ton | 0 | 0 | 0 | 0 | 0 | 0 | 0
LA Big Cajun 2- NOx Summer v4.10 | 547 | 7521 | Rate Constraint in lbs/MMBtu | FALSE | L | Annual | Seasons Included | Seasons | Summer | Summer | Summer | Summer | Summer | Summer | Summer
LA Big Cajun 2- NOx Summer v4.10 | 547 | 7521 | Rate Constraint in lbs/MMBtu | FALSE | L | Annual | Standard NOX | lb/MMBtu | 0.21 | 0.21 | 0.21 | 0.21 | 0.21 | 0.21 | 0.21
LA Big Cajun 2- NOx Summer v4.10 | 547 | 7521 | Rate Constraint in lbs/MMBtu | FALSE | L | Annual | Emissions at Affected Plants NOX | Thousand Tons | 0 | 0 | 0 | 0 | 0 | 0 | 0
LA Big Cajun 2- NOx Summer v4.10 | 547 | 7521 | Rate Constraint in lbs/MMBtu | FALSE | L | Annual | Allowances Purchased NOX | Thousand Tons | 0 | 0 | 0 | 0 | 0 | 0 | 0
LA Big Cajun 2- NOx Summer v4.10 | 547 | 7521 | Rate Constraint in lbs/MMBtu | FALSE | L | Annual | Allowances Sold NOX | Thousand Tons | 0 | 0 | 0 | 0 | 0 | 0 | 0
LA Big Cajun 2- NOx Summer v4.10 | 547 | 7521 | Rate Constraint in lbs/MMBtu | FALSE | L | Annual | Allowances Banked | Thousand Tons | 0 | 0 | 0 | 0 | 0 | 0 | 0
LA Big Cajun 2- NOx Summer v4.10 | 547 | 7521 | Rate Constraint in lbs/MMBtu | FALSE | L | Annual | Allowances Withdrawn (1:1) | Thousand Tons | 0 | 0 | 0 | 0 | 0 | 0 | 0
LA Big Cajun 2- NOx Summer v4.10 | 547 | 7521 | Rate Constraint in lbs/MMBtu | FALSE | L | Annual | Allowances Withdrawn (n:1) | Thousand Tons | 0 | 0 | 0 | 0 | 0 | 0 | 0
LA Big Cajun 2- NOx Summer v4.10 | 547 | 7521 | Rate Constraint in lbs/MMBtu | FALSE | L | Annual | Net Emissions Allowance Position | Thousand Tons | 0 | 0 | 0 | 0 | 0 | 0 | 0
LA Big Cajun 2- NOx Summer v4.10 | 547 | 7521 | Rate Constraint in lbs/MMBtu | FALSE | L | Annual | Fuel Consumed | TBtu | 0 | 0 | 0 | 0 | 0 | 0 | 0
LA Big Cajun 2- NOx Summer v4.10 | 547 | 7521 | Rate Constraint in lbs/MMBtu | FALSE | L | Annual | Rate | lb/MMBtu | 0 | 0 | 0 | 0 | 0 | 0 | 0
LA Big Cajun 2- NOx Summer v4.10 | 547 | 7521 | Rate Constraint in lbs/MMBtu | FALSE | L | Annual | Generation | TWh | 0 | 0 | 0 | 0 | 0 | 0 | 0
LA Big Cajun 2- NOx Summer v4.10 | 547 | 7521 | Rate Constraint in lbs/MMBtu | FALSE | L | Annual | Qualifying Generation | TWh | 0 | 0 | 0 | 0 | 0 | 0 | 0
LA Big Cajun 2- NOx Summer v4.10 | 547 | 7521 | Rate Constraint in lbs/MMBtu | FALSE | L | Annual | Rate | lb/MWh | 0 | 0 | 0 | 0 | 0 | 0 | 0
LA Big Cajun 2- NOx Summer v4.10 | 547 | 7521 | Rate Constraint in lbs/MMBtu | FALSE | L | Annual | Constraint Shadow Price | US2022$/Ton | 0 | 0 | 0 | 0 | 0 | 0 | 0
LA Carville Energy LLC -Nox Summer v5.12 | 548 | 7522 | Rate Constraint in lbs/MMBtu | FALSE | L | Annual | Seasons Included | Seasons | Summer | Summer | Summer | Summer | Summer | Summer | Summer
LA Carville Energy LLC -Nox Summer v5.12 | 548 | 7522 | Rate Constraint in lbs/MMBtu | FALSE | L | Annual | Standard NOX | lb/MMBtu | 0.2 | 0.2 | 0.2 | 0.2 | 0.2 | 0.2 | 0.2
LA Carville Energy LLC -Nox Summer v5.12 | 548 | 7522 | Rate Constraint in lbs/MMBtu | FALSE | L | Annual | Emissions at Affected Plants NOX | Thousand Tons | 0.10923 | 0.10923 | 0.23677 | 0.23677 | 0.23677 | 0.23677 | 0.23677
LA Carville Energy LLC -Nox Summer v5.12 | 548 | 7522 | Rate Constraint in lbs/MMBtu | FALSE | L | Annual | Allowances Purchased NOX | Thousand Tons | 0 | 0 | 0 | 0 | 0 | 0 | 0
LA Carville Energy LLC -Nox Summer v5.12 | 548 | 7522 | Rate Constraint in lbs/MMBtu | FALSE | L | Annual | Allowances Sold NOX | Thousand Tons | 0 | 0 | 0 | 0 | 0 | 0 | 0
LA Carville Energy LLC -Nox Summer v5.12 | 548 | 7522 | Rate Constraint in lbs/MMBtu | FALSE | L | Annual | Allowances Banked | Thousand Tons | 0 | 0 | 0 | 0 | 0 | 0 | 0
LA Carville Energy LLC -Nox Summer v5.12 | 548 | 7522 | Rate Constraint in lbs/MMBtu | FALSE | L | Annual | Allowances Withdrawn (1:1) | Thousand Tons | 0 | 0 | 0 | 0 | 0 | 0 | 0
LA Carville Energy LLC -Nox Summer v5.12 | 548 | 7522 | Rate Constraint in lbs/MMBtu | FALSE | L | Annual | Allowances Withdrawn (n:1) | Thousand Tons | 0 | 0 | 0 | 0 | 0 | 0 | 0
LA Carville Energy LLC -Nox Summer v5.12 | 548 | 7522 | Rate Constraint in lbs/MMBtu | FALSE | L | Annual | Net Emissions Allowance Position | Thousand Tons | 0.10923 | 0.10923 | 0.23677 | 0.23677 | 0.23677 | 0.23677 | 0.23677
LA Carville Energy LLC -Nox Summer v5.12 | 548 | 7522 | Rate Constraint in lbs/MMBtu | FALSE | L | Annual | Fuel Consumed | TBtu | 5.1633 | 5.1633 | 11.1921 | 11.1921 | 11.1921 | 11.1921 | 11.1921
LA Carville Energy LLC -Nox Summer v5.12 | 548 | 7522 | Rate Constraint in lbs/MMBtu | FALSE | L | Annual | Rate | lb/MMBtu | 0.04231 | 0.04231 | 0.04231 | 0.04231 | 0.04231 | 0.04231 | 0.04231
LA Carville Energy LLC -Nox Summer v5.12 | 548 | 7522 | Rate Constraint in lbs/MMBtu | FALSE | L | Annual | Generation | TWh | 0.78792 | 0.78792 | 1.7079 | 1.7079 | 1.7079 | 1.7079 | 1.7079
LA Carville Energy LLC -Nox Summer v5.12 | 548 | 7522 | Rate Constraint in lbs/MMBtu | FALSE | L | Annual | Qualifying Generation | TWh | 0.78792 | 0.78792 | 1.7079 | 1.7079 | 1.7079 | 1.7079 | 1.7079
LA Carville Energy LLC -Nox Summer v5.12 | 548 | 7522 | Rate Constraint in lbs/MMBtu | FALSE | L | Annual | Rate | lb/MWh | 0.27725 | 0.27725 | 0.27725 | 0.27725 | 0.27725 | 0.27725 | 0.27725
LA Carville Energy LLC -Nox Summer v5.12 | 548 | 7522 | Rate Constraint in lbs/MMBtu | FALSE | L | Annual | Constraint Shadow Price | US2022$/Ton | 0 | 0 | 0 | 0 | 0 | 0 | 0
LA Formosa Plastics High - NOx Summer v4.10 | 549 | 7523 | Rate Constraint in lbs/MMBtu | FALSE | L | Annual | Seasons Included | Seasons | Summer | Summer | Summer | Summer | Summer | Summer | Summer
LA Formosa Plastics High - NOx Summer v4.10 | 549 | 7523 | Rate Constraint in lbs/MMBtu | FALSE | L | Annual | Standard NOX | lb/MMBtu | 0.52663 | 0.52663 | 0.52663 | 0.52663 | 0.52663 | 0.52663 | 0.52663
LA Formosa Plastics High - NOx Summer v4.10 | 549 | 7523 | Rate Constraint in lbs/MMBtu | FALSE | L | Annual | Emissions at Affected Plants NOX | Thousand Tons | 0.052399 | 0.052399 | 0.035974 | 0.024159 | 0.011216 | 0.01123 | 0.011216
LA Formosa Plastics High - NOx Summer v4.10 | 549 | 7523 | Rate Constraint in lbs/MMBtu | FALSE | L | Annual | Allowances Purchased NOX | Thousand Tons | 0 | 0 | 0 | 0 | 0 | 0 | 0
LA Formosa Plastics High - NOx Summer v4.10 | 549 | 7523 | Rate Constraint in lbs/MMBtu | FALSE | L | Annual | Allowances Sold NOX | Thousand Tons | 0 | 0 | 0 | 0 | 0 | 0 | 0
LA Formosa Plastics High - NOx Summer v4.10 | 549 | 7523 | Rate Constraint in lbs/MMBtu | FALSE | L | Annual | Allowances Banked | Thousand Tons | 0 | 0 | 0 | 0 | 0 | 0 | 0
LA Formosa Plastics High - NOx Summer v4.10 | 549 | 7523 | Rate Constraint in lbs/MMBtu | FALSE | L | Annual | Allowances Withdrawn (1:1) | Thousand Tons | 0 | 0 | 0 | 0 | 0 | 0 | 0
LA Formosa Plastics High - NOx Summer v4.10 | 549 | 7523 | Rate Constraint in lbs/MMBtu | FALSE | L | Annual | Allowances Withdrawn (n:1) | Thousand Tons | 0 | 0 | 0 | 0 | 0 | 0 | 0
LA Formosa Plastics High - NOx Summer v4.10 | 549 | 7523 | Rate Constraint in lbs/MMBtu | FALSE | L | Annual | Net Emissions Allowance Position | Thousand Tons | 0.052399 | 0.052399 | 0.035974 | 0.024159 | 0.011216 | 0.01123 | 0.011216
LA Formosa Plastics High - NOx Summer v4.10 | 549 | 7523 | Rate Constraint in lbs/MMBtu | FALSE | L | Annual | Fuel Consumed | TBtu | 0.39633 | 0.39633 | 0.2721 | 0.18273 | 0.084835 | 0.084943 | 0.084835
LA Formosa Plastics High - NOx Summer v4.10 | 549 | 7523 | Rate Constraint in lbs/MMBtu | FALSE | L | Annual | Rate | lb/MMBtu | 0.26442 | 0.26442 | 0.26442 | 0.26442 | 0.26442 | 0.26442 | 0.26442
LA Formosa Plastics High - NOx Summer v4.10 | 549 | 7523 | Rate Constraint in lbs/MMBtu | FALSE | L | Annual | Generation | TWh | 0.047751 | 0.047751 | 0.032783 | 0.022016 | 0.010221 | 0.010234 | 0.010221
LA Formosa Plastics High - NOx Summer v4.10 | 549 | 7523 | Rate Constraint in lbs/MMBtu | FALSE | L | Annual | Qualifying Generation | TWh | 0.047751 | 0.047751 | 0.032783 | 0.022016 | 0.010221 | 0.010234 | 0.010221
LA Formosa Plastics High - NOx Summer v4.10 | 549 | 7523 | Rate Constraint in lbs/MMBtu | FALSE | L | Annual | Rate | lb/MWh | 2.1947 | 2.1947 | 2.1947 | 2.1947 | 2.1947 | 2.1947 | 2.1947
LA Formosa Plastics High - NOx Summer v4.10 | 549 | 7523 | Rate Constraint in lbs/MMBtu | FALSE | L | Annual | Constraint Shadow Price | US2022$/Ton | 0 | 0 | 0 | 0 | 0 | 0 | 0
LA Formosa Plastics Low - NOx Summer v4.10 | 550 | 7524 | Rate Constraint in lbs/MMBtu | FALSE | L | Annual | Seasons Included | Seasons | Summer | Summer | Summer | Summer | Summer | Summer | Summer
LA Formosa Plastics Low - NOx Summer v4.10 | 550 | 7524 | Rate Constraint in lbs/MMBtu | FALSE | L | Annual | Standard NOX | lb/MMBtu | 0.28506 | 0.28506 | 0.28506 | 0.28506 | 0.28506 | 0.28506 | 0.28506
LA Formosa Plastics Low - NOx Summer v4.10 | 550 | 7524 | Rate Constraint in lbs/MMBtu | FALSE | L | Annual | Emissions at Affected Plants NOX | Thousand Tons | 0.00071454 | 0.00071454 | 0.020992 | 0.0099264 | 0.010023 | 0.025685 | 0.027887
LA Formosa Plastics Low - NOx Summer v4.10 | 550 | 7524 | Rate Constraint in lbs/MMBtu | FALSE | L | Annual | Allowances Purchased NOX | Thousand Tons | 0 | 0 | 0 | 0 | 0 | 0 | 0
LA Formosa Plastics Low - NOx Summer v4.10 | 550 | 7524 | Rate Constraint in lbs/MMBtu | FALSE | L | Annual | Allowances Sold NOX | Thousand Tons | 0 | 0 | 0 | 0 | 0 | 0 | 0
LA Formosa Plastics Low - NOx Summer v4.10 | 550 | 7524 | Rate Constraint in lbs/MMBtu | FALSE | L | Annual | Allowances Banked | Thousand Tons | 0 | 0 | 0 | 0 | 0 | 0 | 0
LA Formosa Plastics Low - NOx Summer v4.10 | 550 | 7524 | Rate Constraint in lbs/MMBtu | FALSE | L | Annual | Allowances Withdrawn (1:1) | Thousand Tons | 0 | 0 | 0 | 0 | 0 | 0 | 0
LA Formosa Plastics Low - NOx Summer v4.10 | 550 | 7524 | Rate Constraint in lbs/MMBtu | FALSE | L | Annual | Allowances Withdrawn (n:1) | Thousand Tons | 0 | 0 | 0 | 0 | 0 | 0 | 0
LA Formosa Plastics Low - NOx Summer v4.10 | 550 | 7524 | Rate Constraint in lbs/MMBtu | FALSE | L | Annual | Net Emissions Allowance Position | Thousand Tons | 0.00071454 | 0.00071454 | 0.020992 | 0.0099264 | 0.010023 | 0.025685 | 0.027887
LA Formosa Plastics Low - NOx Summer v4.10 | 550 | 7524 | Rate Constraint in lbs/MMBtu | FALSE | L | Annual | Fuel Consumed | TBtu | 0.018812 | 0.018812 | 0.55266 | 0.26133 | 0.26387 | 0.67621 | 0.73417
LA Formosa Plastics Low - NOx Summer v4.10 | 550 | 7524 | Rate Constraint in lbs/MMBtu | FALSE | L | Annual | Rate | lb/MMBtu | 0.075968 | 0.075968 | 0.075968 | 0.075968 | 0.075968 | 0.075968 | 0.075968
LA Formosa Plastics Low - NOx Summer v4.10 | 550 | 7524 | Rate Constraint in lbs/MMBtu | FALSE | L | Annual | Generation | TWh | 0.0021623 | 0.0021623 | 0.063524 | 0.030038 | 0.03033 | 0.077725 | 0.084387
LA Formosa Plastics Low - NOx Summer v4.10 | 550 | 7524 | Rate Constraint in lbs/MMBtu | FALSE | L | Annual | Qualifying Generation | TWh | 0.0021623 | 0.0021623 | 0.063524 | 0.030038 | 0.03033 | 0.077725 | 0.084387
LA Formosa Plastics Low - NOx Summer v4.10 | 550 | 7524 | Rate Constraint in lbs/MMBtu | FALSE | L | Annual | Rate | lb/MWh | 0.66092 | 0.66092 | 0.66092 | 0.66092 | 0.66092 | 0.66092 | 0.66092
LA Formosa Plastics Low - NOx Summer v4.10 | 550 | 7524 | Rate Constraint in lbs/MMBtu | FALSE | L | Annual | Constraint Shadow Price | US2022$/Ton | 0 | 0 | 0 | 0 | 0 | 0 | 0
LA Geismar Cogen -Nox Summer v5.12 | 551 | 7525 | Rate Constraint in lbs/MMBtu | FALSE | L | Annual | Seasons Included | Seasons | Summer | Summer | Summer | Summer | Summer | Summer | Summer
LA Geismar Cogen -Nox Summer v5.12 | 551 | 7525 | Rate Constraint in lbs/MMBtu | FALSE | L | Annual | Standard NOX | lb/MMBtu | 0.2 | 0.2 | 0.2 | 0.2 | 0.2 | 0.2 | 0.2
LA Geismar Cogen -Nox Summer v5.12 | 551 | 7525 | Rate Constraint in lbs/MMBtu | FALSE | L | Annual | Emissions at Affected Plants NOX | Thousand Tons | 0.0037611 | 0.003302 | 0.02234 | 0.010564 | 0.010667 | 0.027334 | 0.029677
LA Geismar Cogen -Nox Summer v5.12 | 551 | 7525 | Rate Constraint in lbs/MMBtu | FALSE | L | Annual | Allowances Purchased NOX | Thousand Tons | 0 | 0 | 0 | 0 | 0 | 0 | 0
LA Geismar Cogen -Nox Summer v5.12 | 551 | 7525 | Rate Constraint in lbs/MMBtu | FALSE | L | Annual | Allowances Sold NOX | Thousand Tons | 0 | 0 | 0 | 0 | 0 | 0 | 0
LA Geismar Cogen -Nox Summer v5.12 | 551 | 7525 | Rate Constraint in lbs/MMBtu | FALSE | L | Annual | Allowances Banked | Thousand Tons | 0 | 0 | 0 | 0 | 0 | 0 | 0
LA Geismar Cogen -Nox Summer v5.12 | 551 | 7525 | Rate Constraint in lbs/MMBtu | FALSE | L | Annual | Allowances Withdrawn (1:1) | Thousand Tons | 0 | 0 | 0 | 0 | 0 | 0 | 0
LA Geismar Cogen -Nox Summer v5.12 | 551 | 7525 | Rate Constraint in lbs/MMBtu | FALSE | L | Annual | Allowances Withdrawn (n:1) | Thousand Tons | 0 | 0 | 0 | 0 | 0 | 0 | 0
LA Geismar Cogen -Nox Summer v5.12 | 551 | 7525 | Rate Constraint in lbs/MMBtu | FALSE | L | Annual | Net Emissions Allowance Position | Thousand Tons | 0.0037611 | 0.003302 | 0.02234 | 0.010564 | 0.010667 | 0.027334 | 0.029677
LA Geismar Cogen -Nox Summer v5.12 | 551 | 7525 | Rate Constraint in lbs/MMBtu | FALSE | L | Annual | Fuel Consumed | TBtu | 0.1034 | 0.090781 | 0.61419 | 0.29043 | 0.29325 | 0.75149 | 0.8159
LA Geismar Cogen -Nox Summer v5.12 | 551 | 7525 | Rate Constraint in lbs/MMBtu | FALSE | L | Annual | Rate | lb/MMBtu | 0.072747 | 0.072747 | 0.072747 | 0.072747 | 0.072747 | 0.072747 | 0.072747
LA Geismar Cogen -Nox Summer v5.12 | 551 | 7525 | Rate Constraint in lbs/MMBtu | FALSE | L | Annual | Generation | TWh | 0.011885 | 0.010435 | 0.070596 | 0.033382 | 0.033707 | 0.086378 | 0.093782
LA Geismar Cogen -Nox Summer v5.12 | 551 | 7525 | Rate Constraint in lbs/MMBtu | FALSE | L | Annual | Qualifying Generation | TWh | 0.011885 | 0.010435 | 0.070596 | 0.033382 | 0.033707 | 0.086378 | 0.093782
LA Geismar Cogen -Nox Summer v5.12 | 551 | 7525 | Rate Constraint in lbs/MMBtu | FALSE | L | Annual | Rate | lb/MWh | 0.6329 | 0.6329 | 0.6329 | 0.6329 | 0.6329 | 0.6329 | 0.6329
LA Geismar Cogen -Nox Summer v5.12 | 551 | 7525 | Rate Constraint in lbs/MMBtu | FALSE | L | Annual | Constraint Shadow Price | US2022$/Ton | 0 | 0 | 0 | 0 | 0 | 0 | 0
LA Georgia Gulf Plaquemine -Nox Summer v5.12 | 552 | 7526 | Rate Constraint in lbs/MMBtu | FALSE | L | Annual | Seasons Included | Seasons | Summer | Summer | Summer | Summer | Summer | Summer | Summer
LA Georgia Gulf Plaquemine -Nox Summer v5.12 | 552 | 7526 | Rate Constraint in lbs/MMBtu | FALSE | L | Annual | Standard NOX | lb/MMBtu | 0.2 | 0.2 | 0.2 | 0.2 | 0.2 | 0.2 | 0.2
LA Georgia Gulf Plaquemine -Nox Summer v5.12 | 552 | 7526 | Rate Constraint in lbs/MMBtu | FALSE | L | Annual | Emissions at Affected Plants NOX | Thousand Tons | 0.0046674 | 0.0047936 | 0.07685 | 0.028888 | 0.058701 | 0.13899 | 0.17426
LA Georgia Gulf Plaquemine -Nox Summer v5.12 | 552 | 7526 | Rate Constraint in lbs/MMBtu | FALSE | L | Annual | Allowances Purchased NOX | Thousand Tons | 0 | 0 | 0 | 0 | 0 | 0 | 0
LA Georgia Gulf Plaquemine -Nox Summer v5.12 | 552 | 7526 | Rate Constraint in lbs/MMBtu | FALSE | L | Annual | Allowances Sold NOX | Thousand Tons | 0 | 0 | 0 | 0 | 0 | 0 | 0
LA Georgia Gulf Plaquemine -Nox Summer v5.12 | 552 | 7526 | Rate Constraint in lbs/MMBtu | FALSE | L | Annual | Allowances Banked | Thousand Tons | 0 | 0 | 0 | 0 | 0 | 0 | 0
LA Georgia Gulf Plaquemine -Nox Summer v5.12 | 552 | 7526 | Rate Constraint in lbs/MMBtu | FALSE | L | Annual | Allowances Withdrawn (1:1) | Thousand Tons | 0 | 0 | 0 | 0 | 0 | 0 | 0
LA Georgia Gulf Plaquemine -Nox Summer v5.12 | 552 | 7526 | Rate Constraint in lbs/MMBtu | FALSE | L | Annual | Allowances Withdrawn (n:1) | Thousand Tons | 0 | 0 | 0 | 0 | 0 | 0 | 0
LA Georgia Gulf Plaquemine -Nox Summer v5.12 | 552 | 7526 | Rate Constraint in lbs/MMBtu | FALSE | L | Annual | Net Emissions Allowance Position | Thousand Tons | 0.0046674 | 0.0047936 | 0.07685 | 0.028888 | 0.058701 | 0.13899 | 0.17426
LA Georgia Gulf Plaquemine -Nox Summer v5.12 | 552 | 7526 | Rate Constraint in lbs/MMBtu | FALSE | L | Annual | Fuel Consumed | TBtu | 0.064881 | 0.066635 | 1.0683 | 0.40156 | 0.81599 | 1.9321 | 2.4223
LA Georgia Gulf Plaquemine -Nox Summer v5.12 | 552 | 7526 | Rate Constraint in lbs/MMBtu | FALSE | L | Annual | Rate | lb/MMBtu | 0.14388 | 0.14388 | 0.14388 | 0.14388 | 0.14388 | 0.14388 | 0.14388
LA Georgia Gulf Plaquemine -Nox Summer v5.12 | 552 | 7526 | Rate Constraint in lbs/MMBtu | FALSE | L | Annual | Generation | TWh | 0.0074576 | 0.0076592 | 0.12279 | 0.046157 | 0.093792 | 0.22208 | 0.27843
LA Georgia Gulf Plaquemine -Nox Summer v5.12 | 552 | 7526 | Rate Constraint in lbs/MMBtu | FALSE | L | Annual | Qualifying Generation | TWh | 0.0074576 | 0.0076592 | 0.12279 | 0.046157 | 0.093792 | 0.22208 | 0.27843
LA Georgia Gulf Plaquemine -Nox Summer v5.12 | 552 | 7526 | Rate Constraint in lbs/MMBtu | FALSE | L | Annual | Rate | lb/MWh | 1.2517 | 1.2517 | 1.2517 | 1.2517 | 1.2517 | 1.2517 | 1.2517
LA Georgia Gulf Plaquemine -Nox Summer v5.12 | 552 | 7526 | Rate Constraint in lbs/MMBtu | FALSE | L | Annual | Constraint Shadow Price | US2022$/Ton | 0 | 0 | 0 | 0 | 0 | 0 | 0
LA Louisiana 1 - NOx Summer v4.10 | 553 | 7527 | Rate Constraint in lbs/MMBtu | FALSE | L | Annual | Seasons Included | Seasons | Summer | Summer | Summer | Summer | Summer | Summer | Summer
LA Louisiana 1 - NOx Summer v4.10 | 553 | 7527 | Rate Constraint in lbs/MMBtu | FALSE | L | Annual | Standard NOX | lb/MMBtu | 0.24144 | 0.24144 | 0.24144 | 0.24144 | 0.24144 | 0.24144 | 0.24144
LA Louisiana 1 - NOx Summer v4.10 | 553 | 7527 | Rate Constraint in lbs/MMBtu | FALSE | L | Annual | Emissions at Affected Plants NOX | Thousand Tons | 0.22528 | 0.21375 | 0.56515 | 0.56515 | 0.48738 | 0.40767 | 0.42961
LA Louisiana 1 - NOx Summer v4.10 | 553 | 7527 | Rate Constraint in lbs/MMBtu | FALSE | L | Annual | Allowances Purchased NOX | Thousand Tons | 0 | 0 | 0 | 0 | 0 | 0 | 0
LA Louisiana 1 - NOx Summer v4.10 | 553 | 7527 | Rate Constraint in lbs/MMBtu | FALSE | L | Annual | Allowances Sold NOX | Thousand Tons | 0 | 0 | 0 | 0 | 0 | 0 | 0
LA Louisiana 1 - NOx Summer v4.10 | 553 | 7527 | Rate Constraint in lbs/MMBtu | FALSE | L | Annual | Allowances Banked | Thousand Tons | 0 | 0 | 0 | 0 | 0 | 0 | 0
LA Louisiana 1 - NOx Summer v4.10 | 553 | 7527 | Rate Constraint in lbs/MMBtu | FALSE | L | Annual | Allowances Withdrawn (1:1) | Thousand Tons | 0 | 0 | 0 | 0 | 0 | 0 | 0
LA Louisiana 1 - NOx Summer v4.10 | 553 | 7527 | Rate Constraint in lbs/MMBtu | FALSE | L | Annual | Allowances Withdrawn (n:1) | Thousand Tons | 0 | 0 | 0 | 0 | 0 | 0 | 0
LA Louisiana 1 - NOx Summer v4.10 | 553 | 7527 | Rate Constraint in lbs/MMBtu | FALSE | L | Annual | Net Emissions Allowance Position | Thousand Tons | 0.22528 | 0.21375 | 0.56515 | 0.56515 | 0.48738 | 0.40767 | 0.42961
LA Louisiana 1 - NOx Summer v4.10 | 553 | 7527 | Rate Constraint in lbs/MMBtu | FALSE | L | Annual | Fuel Consumed | TBtu | 2.1848 | 2.0677 | 5.637 | 5.637 | 4.847 | 4.0374 | 4.2603
LA Louisiana 1 - NOx Summer v4.10 | 553 | 7527 | Rate Constraint in lbs/MMBtu | FALSE | L | Annual | Rate | lb/MMBtu | 0.20623 | 0.20675 | 0.20052 | 0.20052 | 0.2011 | 0.20195 | 0.20168
LA Louisiana 1 - NOx Summer v4.10 | 553 | 7527 | Rate Constraint in lbs/MMBtu | FALSE | L | Annual | Generation | TWh | 0.48028 | 0.45453 | 1.2392 | 1.2392 | 1.0655 | 0.88753 | 0.93653
LA Louisiana 1 - NOx Summer v4.10 | 553 | 7527 | Rate Constraint in lbs/MMBtu | FALSE | L | Annual | Qualifying Generation | TWh | 0.48028 | 0.45453 | 1.2392 | 1.2392 | 1.0655 | 0.88753 | 0.93653
LA Louisiana 1 - NOx Summer v4.10 | 553 | 7527 | Rate Constraint in lbs/MMBtu | FALSE | L | Annual | Rate | lb/MWh | 0.93812 | 0.94053 | 0.91215 | 0.91215 | 0.91483 | 0.91866 | 0.91746
LA Louisiana 1 - NOx Summer v4.10 | 553 | 7527 | Rate Constraint in lbs/MMBtu | FALSE | L | Annual | Constraint Shadow Price | US2022$/Ton | 0 | 0 | 0 | 0 | 0 | 0 | 0
LA New Roads - NOx Summer v4.10 | 554 | 7528 | Rate Constraint in lbs/MMBtu | FALSE | L | Annual | Seasons Included | Seasons | Summer | Summer | Summer | Summer | Summer | Summer | Summer
LA New Roads - NOx Summer v4.10 | 554 | 7528 | Rate Constraint in lbs/MMBtu | FALSE | L | Annual | Standard NOX | lb/MMBtu | 0.2 | 0.2 | 0.2 | 0.2 | 0.2 | 0.2 | 0.2
LA New Roads - NOx Summer v4.10 | 554 | 7528 | Rate Constraint in lbs/MMBtu | FALSE | L | Annual | Emissions at Affected Plants NOX | Thousand Tons | 0.0017816 | 0.0017903 | 0.00039299 | 2.6199e-05 | 0 | 0 | 0
LA New Roads - NOx Summer v4.10 | 554 | 7528 | Rate Constraint in lbs/MMBtu | FALSE | L | Annual | Allowances Purchased NOX | Thousand Tons | 0 | 0 | 0 | 0 | 0 | 0 | 0
LA New Roads - NOx Summer v4.10 | 554 | 7528 | Rate Constraint in lbs/MMBtu | FALSE | L | Annual | Allowances Sold NOX | Thousand Tons | 0 | 0 | 0 | 0 | 0 | 0 | 0
LA New Roads - NOx Summer v4.10 | 554 | 7528 | Rate Constraint in lbs/MMBtu | FALSE | L | Annual | Allowances Banked | Thousand Tons | 0 | 0 | 0 | 0 | 0 | 0 | 0
LA New Roads - NOx Summer v4.10 | 554 | 7528 | Rate Constraint in lbs/MMBtu | FALSE | L | Annual | Allowances Withdrawn (1:1) | Thousand Tons | 0 | 0 | 0 | 0 | 0 | 0 | 0
LA New Roads - NOx Summer v4.10 | 554 | 7528 | Rate Constraint in lbs/MMBtu | FALSE | L | Annual | Allowances Withdrawn (n:1) | Thousand Tons | 0 | 0 | 0 | 0 | 0 | 0 | 0
LA New Roads - NOx Summer v4.10 | 554 | 7528 | Rate Constraint in lbs/MMBtu | FALSE | L | Annual | Net Emissions Allowance Position | Thousand Tons | 0.0017816 | 0.0017903 | 0.00039299 | 2.6199e-05 | 0 | 0 | 0
LA New Roads - NOx Summer v4.10 | 554 | 7528 | Rate Constraint in lbs/MMBtu | FALSE | L | Annual | Fuel Consumed | TBtu | 0.017816 | 0.017904 | 0.0039301 | 0.00026201 | 0 | 0 | 0
LA New Roads - NOx Summer v4.10 | 554 | 7528 | Rate Constraint in lbs/MMBtu | FALSE | L | Annual | Rate | lb/MMBtu | 0.19999 | 0.19999 | 0.19999 | 0.19999 | 0 | 0 | 0
LA New Roads - NOx Summer v4.10 | 554 | 7528 | Rate Constraint in lbs/MMBtu | FALSE | L | Annual | Generation | TWh | 0.0013482 | 0.0013548 | 0.0002974 | 1.9827e-05 | 0 | 0 | 0
LA New Roads - NOx Summer v4.10 | 554 | 7528 | Rate Constraint in lbs/MMBtu | FALSE | L | Annual | Qualifying Generation | TWh | 0.0013482 | 0.0013548 | 0.0002974 | 1.9827e-05 | 0 | 0 | 0
LA New Roads - NOx Summer v4.10 | 554 | 7528 | Rate Constraint in lbs/MMBtu | FALSE | L | Annual | Rate | lb/MWh | 2.6428 | 2.6428 | 2.6428 | 2.6428 | 0 | 0 | 0
LA New Roads - NOx Summer v4.10 | 554 | 7528 | Rate Constraint in lbs/MMBtu | FALSE | L | Annual | Constraint Shadow Price | US2022$/Ton | 0 | 0 | 0 | 0 | 0 | 0 | 0
LA Plaquemine Cogeneration Plant -Nox Summer v5.12 | 555 | 7529 | Rate Constraint in lbs/MMBtu | FALSE | L | Annual | Seasons Included | Seasons | Summer | Summer | Summer | Summer | Summer | Summer | Summer
LA Plaquemine Cogeneration Plant -Nox Summer v5.12 | 555 | 7529 | Rate Constraint in lbs/MMBtu | FALSE | L | Annual | Standard NOX | lb/MMBtu | 0.2 | 0.2 | 0.2 | 0.2 | 0.2 | 0.2 | 0.2
LA Plaquemine Cogeneration Plant -Nox Summer v5.12 | 555 | 7529 | Rate Constraint in lbs/MMBtu | FALSE | L | Annual | Emissions at Affected Plants NOX | Thousand Tons | 0.085848 | 0.085107 | 0.085973 | 0.054222 | 0.029068 | 0.029328 | 0.029328
LA Plaquemine Cogeneration Plant -Nox Summer v5.12 | 555 | 7529 | Rate Constraint in lbs/MMBtu | FALSE | L | Annual | Allowances Purchased NOX | Thousand Tons | 0 | 0 | 0 | 0 | 0 | 0 | 0
LA Plaquemine Cogeneration Plant -Nox Summer v5.12 | 555 | 7529 | Rate Constraint in lbs/MMBtu | FALSE | L | Annual | Allowances Sold NOX | Thousand Tons | 0 | 0 | 0 | 0 | 0 | 0 | 0
LA Plaquemine Cogeneration Plant -Nox Summer v5.12 | 555 | 7529 | Rate Constraint in lbs/MMBtu | FALSE | L | Annual | Allowances Banked | Thousand Tons | 0 | 0 | 0 | 0 | 0 | 0 | 0
LA Plaquemine Cogeneration Plant -Nox Summer v5.12 | 555 | 7529 | Rate Constraint in lbs/MMBtu | FALSE | L | Annual | Allowances Withdrawn (1:1) | Thousand Tons | 0 | 0 | 0 | 0 | 0 | 0 | 0
LA Plaquemine Cogeneration Plant -Nox Summer v5.12 | 555 | 7529 | Rate Constraint in lbs/MMBtu | FALSE | L | Annual | Allowances Withdrawn (n:1) | Thousand Tons | 0 | 0 | 0 | 0 | 0 | 0 | 0
LA Plaquemine Cogeneration Plant -Nox Summer v5.12 | 555 | 7529 | Rate Constraint in lbs/MMBtu | FALSE | L | Annual | Net Emissions Allowance Position | Thousand Tons | 0.085848 | 0.085107 | 0.085973 | 0.054222 | 0.029068 | 0.029328 | 0.029328
LA Plaquemine Cogeneration Plant -Nox Summer v5.12 | 555 | 7529 | Rate Constraint in lbs/MMBtu | FALSE | L | Annual | Fuel Consumed | TBtu | 12.7224 | 12.6126 | 12.741 | 8.0355 | 4.3077 | 4.3464 | 4.3464
LA Plaquemine Cogeneration Plant -Nox Summer v5.12 | 555 | 7529 | Rate Constraint in lbs/MMBtu | FALSE | L | Annual | Rate | lb/MMBtu | 0.013496 | 0.013496 | 0.013496 | 0.013496 | 0.013496 | 0.013496 | 0.013496
LA Plaquemine Cogeneration Plant -Nox Summer v5.12 | 555 | 7529 | Rate Constraint in lbs/MMBtu | FALSE | L | Annual | Generation | TWh | 1.633 | 1.6189 | 1.6353 | 1.0314 | 0.55291 | 0.55787 | 0.55787
LA Plaquemine Cogeneration Plant -Nox Summer v5.12 | 555 | 7529 | Rate Constraint in lbs/MMBtu | FALSE | L | Annual | Qualifying Generation | TWh | 1.633 | 1.6189 | 1.6353 | 1.0314 | 0.55291 | 0.55787 | 0.55787
LA Plaquemine Cogeneration Plant -Nox Summer v5.12 | 555 | 7529 | Rate Constraint in lbs/MMBtu | FALSE | L | Annual | Rate | lb/MWh | 0.10514 | 0.10514 | 0.10514 | 0.10514 | 0.10514 | 0.10514 | 0.10514
LA Plaquemine Cogeneration Plant -Nox Summer v5.12 | 555 | 7529 | Rate Constraint in lbs/MMBtu | FALSE | L | Annual | Constraint Shadow Price | US2022$/Ton | 0 | 0 | 0 | 0 | 0 | 0 | 0
LA Shell Chemical - NOx Summer v4.10 | 556 | 7530 | Rate Constraint in lbs/MMBtu | FALSE | L | Annual | Seasons Included | Seasons | Summer | Summer | Summer | Summer | Summer | Summer | Summer
LA Shell Chemical - NOx Summer v4.10 | 556 | 7530 | Rate Constraint in lbs/MMBtu | FALSE | L | Annual | Standard NOX | lb/MMBtu | 0.29434 | 0.29434 | 0.29434 | 0.29434 | 0.29434 | 0.29434 | 0.29434
LA Shell Chemical - NOx Summer v4.10 | 556 | 7530 | Rate Constraint in lbs/MMBtu | FALSE | L | Annual | Emissions at Affected Plants NOX | Thousand Tons | 7.8224e-05 | 0.00082821 | 0.085029 | 0.040207 | 0.040598 | 0.10404 | 0.11295
LA Shell Chemical - NOx Summer v4.10 | 556 | 7530 | Rate Constraint in lbs/MMBtu | FALSE | L | Annual | Allowances Purchased NOX | Thousand Tons | 0 | 0 | 0 | 0 | 0 | 0 | 0
LA Shell Chemical - NOx Summer v4.10 | 556 | 7530 | Rate Constraint in lbs/MMBtu | FALSE | L | Annual | Allowances Sold NOX | Thousand Tons | 0 | 0 | 0 | 0 | 0 | 0 | 0
LA Shell Chemical - NOx Summer v4.10 | 556 | 7530 | Rate Constraint in lbs/MMBtu | FALSE | L | Annual | Allowances Banked | Thousand Tons | 0 | 0 | 0 | 0 | 0 | 0 | 0
LA Shell Chemical - NOx Summer v4.10 | 556 | 7530 | Rate Constraint in lbs/MMBtu | FALSE | L | Annual | Allowances Withdrawn (1:1) | Thousand Tons | 0 | 0 | 0 | 0 | 0 | 0 | 0
LA Shell Chemical - NOx Summer v4.10 | 556 | 7530 | Rate Constraint in lbs/MMBtu | FALSE | L | Annual | Allowances Withdrawn (n:1) | Thousand Tons | 0 | 0 | 0 | 0 | 0 | 0 | 0
LA Shell Chemical - NOx Summer v4.10 | 556 | 7530 | Rate Constraint in lbs/MMBtu | FALSE | L | Annual | Net Emissions Allowance Position | Thousand Tons | 7.8224e-05 | 0.00082821 | 0.085029 | 0.040207 | 0.040598 | 0.10404 | 0.11295
LA Shell Chemical - NOx Summer v4.10 | 556 | 7530 | Rate Constraint in lbs/MMBtu | FALSE | L | Annual | Fuel Consumed | TBtu | 0.00053154 | 0.0056277 | 0.57778 | 0.27321 | 0.27587 | 0.70694 | 0.76754
LA Shell Chemical - NOx Summer v4.10 | 556 | 7530 | Rate Constraint in lbs/MMBtu | FALSE | L | Annual | Rate | lb/MMBtu | 0.29433 | 0.29433 | 0.29433 | 0.29433 | 0.29433 | 0.29433 | 0.29433
LA Shell Chemical - NOx Summer v4.10 | 556 | 7530 | Rate Constraint in lbs/MMBtu | FALSE | L | Annual | Generation | TWh | 6.1096e-05 | 0.00064687 | 0.066411 | 0.031403 | 0.031709 | 0.081258 | 0.088223
LA Shell Chemical - NOx Summer v4.10 | 556 | 7530 | Rate Constraint in lbs/MMBtu | FALSE | L | Annual | Qualifying Generation | TWh | 6.1096e-05 | 0.00064687 | 0.066411 | 0.031403 | 0.031709 | 0.081258 | 0.088223
LA Shell Chemical - NOx Summer v4.10 | 556 | 7530 | Rate Constraint in lbs/MMBtu | FALSE | L | Annual | Rate | lb/MWh | 2.5607 | 2.5607 | 2.5607 | 2.5607 | 2.5607 | 2.5607 | 2.5607
LA Shell Chemical - NOx Summer v4.10 | 556 | 7530 | Rate Constraint in lbs/MMBtu | FALSE | L | Annual | Constraint Shadow Price | US2022$/Ton | 0 | 0 | 0 | 0 | 0 | 0 | 0
Louisiana Coal Units - SO2 Rate Annual v3.1, Unit 2604 and retrofits | 557 | 7321 | Rate Constraint in lbs/MMBtu | FALSE | L | Annual | Seasons Included | Seasons | Winter, Spring, Summer, Fall | Winter, Spring, Summer, Fall | Winter, Spring, Summer, Fall | Winter, Spring, Summer, Fall | Winter, Spring, Summer, Fall | Winter, Spring, Summer, Fall | Winter, Spring, Summer, Fall
Louisiana Coal Units - SO2 Rate Annual v3.1, Unit 2604 and retrofits | 557 | 7321 | Rate Constraint in lbs/MMBtu | FALSE | L | Annual | Standard SO2 | lb/MMBtu | 1.2 | 1.2 | 1.2 | 1.2 | 1.2 | 1.2 | 1.2
Louisiana Coal Units - SO2 Rate Annual v3.1, Unit 2604 and retrofits | 557 | 7321 | Rate Constraint in lbs/MMBtu | FALSE | L | Annual | Emissions at Affected Plants SO2 | Thousand Tons | 0.81341 | 0 | 0 | 0 | 0 | 0 | 0
Louisiana Coal Units - SO2 Rate Annual v3.1, Unit 2604 and retrofits | 557 | 7321 | Rate Constraint in lbs/MMBtu | FALSE | L | Annual | Allowances Purchased SO2 | Thousand Tons | 0 | 0 | 0 | 0 | 0 | 0 | 0
Louisiana Coal Units - SO2 Rate Annual v3.1, Unit 2604 and retrofits | 557 | 7321 | Rate Constraint in lbs/MMBtu | FALSE | L | Annual | Allowances Sold SO2 | Thousand Tons | 0 | 0 | 0 | 0 | 0 | 0 | 0
Louisiana Coal Units - SO2 Rate Annual v3.1, Unit 2604 and retrofits | 557 | 7321 | Rate Constraint in lbs/MMBtu | FALSE | L | Annual | Allowances Banked | Thousand Tons | 0 | 0 | 0 | 0 | 0 | 0 | 0
Louisiana Coal Units - SO2 Rate Annual v3.1, Unit 2604 and retrofits | 557 | 7321 | Rate Constraint in lbs/MMBtu | FALSE | L | Annual | Allowances Withdrawn (1:1) | Thousand Tons | 0 | 0 | 0 | 0 | 0 | 0 | 0
Louisiana Coal Units - SO2 Rate Annual v3.1, Unit 2604 and retrofits | 557 | 7321 | Rate Constraint in lbs/MMBtu | FALSE | L | Annual | Allowances Withdrawn (n:1) | Thousand Tons | 0 | 0 | 0 | 0 | 0 | 0 | 0
Louisiana Coal Units - SO2 Rate Annual v3.1, Unit 2604 and retrofits | 557 | 7321 | Rate Constraint in lbs/MMBtu | FALSE | L | Annual | Net Emissions Allowance Position | Thousand Tons | 0.81341 | 0 | 0 | 0 | 0 | 0 | 0
Louisiana Coal Units - SO2 Rate Annual v3.1, Unit 2604 and retrofits | 557 | 7321 | Rate Constraint in lbs/MMBtu | FALSE | L | Annual | Fuel Consumed | TBtu | 3.6217 | 0 | 0 | 0 | 0 | 0 | 0
Louisiana Coal Units - SO2 Rate Annual v3.1, Unit 2604 and retrofits | 557 | 7321 | Rate Constraint in lbs/MMBtu | FALSE | L | Annual | Rate | lb/MMBtu | 0.44919 | 0 | 0 | 0 | 0 | 0 | 0
Louisiana Coal Units - SO2 Rate Annual v3.1, Unit 2604 and retrofits | 557 | 7321 | Rate Constraint in lbs/MMBtu | FALSE | L | Annual | Generation | TWh | 0.34697 | 0 | 0 | 0 | 0 | 0 | 0
Louisiana Coal Units - SO2 Rate Annual v3.1, Unit 2604 and retrofits | 557 | 7321 | Rate Constraint in lbs/MMBtu | FALSE | L | Annual | Qualifying Generation | TWh | 0.34697 | 0 | 0 | 0 | 0 | 0 | 0
Louisiana Coal Units - SO2 Rate Annual v3.1, Unit 2604 and retrofits | 557 | 7321 | Rate Constraint in lbs/MMBtu | FALSE | L | Annual | Rate | lb/MWh | 4.6887 | 0 | 0 | 0 | 0 | 0 | 0
Louisiana Coal Units - SO2 Rate Annual v3.1, Unit 2604 and retrofits | 557 | 7321 | Rate Constraint in lbs/MMBtu | FALSE | L | Annual | Constraint Shadow Price | US2022$/Ton | 0 | 0 | 0 | 0 | 0 | 0 | 0
Louisiana Coal Units - SO2 Rate Annual v3.1, Unit 2621 and retrofits | 558 | 7321 | Rate Constraint in lbs/MMBtu | FALSE | L | Annual | Seasons Included | Seasons | Winter, Spring, Summer, Fall | Winter, Spring, Summer, Fall | Winter, Spring, Summer, Fall | Winter, Spring, Summer, Fall | Winter, Spring, Summer, Fall | Winter, Spring, Summer, Fall | Winter, Spring, Summer, Fall
Louisiana Coal Units - SO2 Rate Annual v3.1, Unit 2621 and retrofits | 558 | 7321 | Rate Constraint in lbs/MMBtu | FALSE | L | Annual | Standard SO2 | lb/MMBtu | 1.2 | 1.2 | 1.2 | 1.2 | 1.2 | 1.2 | 1.2
Louisiana Coal Units - SO2 Rate Annual v3.1, Unit 2621 and retrofits | 558 | 7321 | Rate Constraint in lbs/MMBtu | FALSE | L | Annual | Emissions at Affected Plants SO2 | Thousand Tons | 0 | 0 | 0 | 0 | 0 | 0 | 0
Louisiana Coal Units - SO2 Rate Annual v3.1, Unit 2621 and retrofits | 558 | 7321 | Rate Constraint in lbs/MMBtu | FALSE | L | Annual | Allowances Purchased SO2 | Thousand Tons | 0 | 0 | 0 | 0 | 0 | 0 | 0
Louisiana Coal Units - SO2 Rate Annual v3.1, Unit 2621 and retrofits | 558 | 7321 | Rate Constraint in lbs/MMBtu | FALSE | L | Annual | Allowances Sold SO2 | Thousand Tons | 0 | 0 | 0 | 0 | 0 | 0 | 0
Louisiana Coal Units - SO2 Rate Annual v3.1, Unit 2621 and retrofits | 558 | 7321 | Rate Constraint in lbs/MMBtu | FALSE | L | Annual | Allowances Banked | Thousand Tons | 0 | 0 | 0 | 0 | 0 | 0 | 0
Louisiana Coal Units - SO2 Rate Annual v3.1, Unit 2621 and retrofits | 558 | 7321 | Rate Constraint in lbs/MMBtu | FALSE | L | Annual | Allowances Withdrawn (1:1) | Thousand Tons | 0 | 0 | 0 | 0 | 0 | 0 | 0
Louisiana Coal Units - SO2 Rate Annual v3.1, Unit 2621 and retrofits | 558 | 7321 | Rate Constraint in lbs/MMBtu | FALSE | L | Annual | Allowances Withdrawn (n:1) | Thousand Tons | 0 | 0 | 0 | 0 | 0 | 0 | 0
Louisiana Coal Units - SO2 Rate Annual v3.1, Unit 2621 and retrofits | 558 | 7321 | Rate Constraint in lbs/MMBtu | FALSE | L | Annual | Net Emissions Allowance Position | Thousand Tons | 0 | 0 | 0 | 0 | 0 | 0 | 0
Louisiana Coal Units - SO2 Rate Annual v3.1, Unit 2621 and retrofits | 558 | 7321 | Rate Constraint in lbs/MMBtu | FALSE | L | Annual | Fuel Consumed | TBtu | 0 | 0 | 0 | 0 | 0 | 0 | 0
Louisiana Coal Units - SO2 Rate Annual v3.1, Unit 2621 and retrofits | 558 | 7321 | Rate Constraint in lbs/MMBtu | FALSE | L | Annual | Rate | lb/MMBtu | 0 | 0 | 0 | 0 | 0 | 0 | 0
Louisiana Coal Units - SO2 Rate Annual v3.1, Unit 2621 and retrofits | 558 | 7321 | Rate Constraint in lbs/MMBtu | FALSE | L | Annual | Generation | TWh | 0 | 0 | 0 | 0 | 0 | 0 | 0
Louisiana Coal Units - SO2 Rate Annual v3.1, Unit 2621 and retrofits | 558 | 7321 | Rate Constraint in lbs/MMBtu | FALSE | L | Annual | Qualifying Generation | TWh | 0 | 0 | 0 | 0 | 0 | 0 | 0
Louisiana Coal Units - SO2 Rate Annual v3.1, Unit 2621 and retrofits | 558 | 7321 | Rate Constraint in lbs/MMBtu | FALSE | L | Annual | Rate | lb/MWh | 0 | 0 | 0 | 0 | 0 | 0 | 0
Louisiana Coal Units - SO2 Rate Annual v3.1, Unit 2621 and retrofits | 558 | 7321 | Rate Constraint in lbs/MMBtu | FALSE | L | Annual | Constraint Shadow Price | US2022$/Ton | 0 | 0 | 0 | 0 | 0 | 0 | 0
Louisiana Coal Units - SO2 Rate Annual v3.1, Unit 3152 and retrofits | 559 | 7321 | Rate Constraint in lbs/MMBtu | FALSE | L | Annual | Seasons Included | Seasons | Winter, Spring, Summer, Fall | Winter, Spring, Summer, Fall | Winter, Spring, Summer, Fall | Winter, Spring, Summer, Fall | Winter, Spring, Summer, Fall | Winter, Spring, Summer, Fall | Winter, Spring, Summer, Fall
Louisiana Coal Units - SO2 Rate Annual v3.1, Unit 3152 and retrofits | 559 | 7321 | Rate Constraint in lbs/MMBtu | FALSE | L | Annual | Standard SO2 | lb/MMBtu | 1.2 | 1.2 | 1.2 | 1.2 | 1.2 | 1.2 | 1.2
Louisiana Coal Units - SO2 Rate Annual v3.1, Unit 3152 and retrofits | 559 | 7321 | Rate Constraint in lbs/MMBtu | FALSE | L | Annual | Emissions at Affected Plants SO2 | Thousand Tons | 0 | 0 | 0 | 0 | 0 | 0 | 0
Louisiana Coal Units - SO2 Rate Annual v3.1, Unit 3152 and retrofits | 559 | 7321 | Rate Constraint in lbs/MMBtu | FALSE | L | Annual | Allowances Purchased SO2 | Thousand Tons | 0 | 0 | 0 | 0 | 0 | 0 | 0
Louisiana Coal Units - SO2 Rate Annual v3.1, Unit 3152 and retrofits | 559 | 7321 | Rate Constraint in lbs/MMBtu | FALSE | L | Annual | Allowances Sold SO2 | Thousand Tons | 0 | 0 | 0 | 0 | 0 | 0 | 0
Louisiana Coal Units - SO2 Rate Annual v3.1, Unit 3152 and retrofits | 559 | 7321 | Rate Constraint in lbs/MMBtu | FALSE | L | Annual | Allowances Banked | Thousand Tons | 0 | 0 | 0 | 0 | 0 | 0 | 0
Louisiana Coal Units - SO2 Rate Annual v3.1, Unit 3152 and retrofits | 559 | 7321 | Rate Constraint in lbs/MMBtu | FALSE | L | Annual | Allowances Withdrawn (1:1) | Thousand Tons | 0 | 0 | 0 | 0 | 0 | 0 | 0
Louisiana Coal Units - SO2 Rate Annual v3.1, Unit 3152 and retrofits | 559 | 7321 | Rate Constraint in lbs/MMBtu | FALSE | L | Annual | Allowances Withdrawn (n:1) | Thousand Tons | 0 | 0 | 0 | 0 | 0 | 0 | 0
Louisiana Coal Units - SO2 Rate Annual v3.1, Unit 3152 and retrofits | 559 | 7321 | Rate Constraint in lbs/MMBtu | FALSE | L | Annual | Net Emissions Allowance Position | Thousand Tons | 0 | 0 | 0 | 0 | 0 | 0 | 0
Louisiana Coal Units - SO2 Rate Annual v3.1, Unit 3152 and retrofits | 559 | 7321 | Rate Constraint in lbs/MMBtu | FALSE | L | Annual | Fuel Consumed | TBtu | 0 | 0 | 0 | 0 | 0 | 0 | 0
Louisiana Coal Units - SO2 Rate Annual v3.1, Unit 3152 and retrofits | 559 | 7321 | Rate Constraint in lbs/MMBtu | FALSE | L | Annual | Rate | lb/MMBtu | 0 | 0 | 0 | 0 | 0 | 0 | 0
Louisiana Coal Units - SO2 Rate Annual v3.1, Unit 3152 and retrofits | 559 | 7321 | Rate Constraint in lbs/MMBtu | FALSE | L | Annual | Generation | TWh | 0 | 0 | 0 | 0 | 0 | 0 | 0
Louisiana Coal Units - SO2 Rate Annual v3.1, Unit 3152 and retrofits | 559 | 7321 | Rate Constraint in lbs/MMBtu | FALSE | L | Annual | Qualifying Generation | TWh | 0 | 0 | 0 | 0 | 0 | 0 | 0
Louisiana Coal Units - SO2 Rate Annual v3.1, Unit 3152 and retrofits | 559 | 7321 | Rate Constraint in lbs/MMBtu | FALSE | L | Annual | Rate | lb/MWh | 0 | 0 | 0 | 0 | 0 | 0 | 0
Louisiana Coal Units - SO2 Rate Annual v3.1, Unit 3152 and retrofits | 559 | 7321 | Rate Constraint in lbs/MMBtu | FALSE | L | Annual | Constraint Shadow Price | US2022$/Ton | 0 | 0 | 0 | 0 | 0 | 0 | 0
Louisiana Coal Units - SO2 Rate Annual v3.1, Unit 3153 and retrofits | 560 | 7321 | Rate Constraint in lbs/MMBtu | FALSE | L | Annual | Seasons Included | Seasons | Winter, Spring, Summer, Fall | Winter, Spring, Summer, Fall | Winter, Spring, Summer, Fall | Winter, Spring, Summer, Fall | Winter, Spring, Summer, Fall | Winter, Spring, Summer, Fall | Winter, Spring, Summer, Fall
Louisiana Coal Units - SO2 Rate Annual v3.1, Unit 3153 and retrofits | 560 | 7321 | Rate Constraint in lbs/MMBtu | FALSE | L | Annual | Standard SO2 | lb/MMBtu | 1.2 | 1.2 | 1.2 | 1.2 | 1.2 | 1.2 | 1.2
Louisiana Coal Units - SO2 Rate Annual v3.1, Unit 3153 and retrofits | 560 | 7321 | Rate Constraint in lbs/MMBtu | FALSE | L | Annual | Emissions at Affected Plants SO2 | Thousand Tons | 0 | 0 | 0 | 0 | 0 | 0 | 0
Louisiana Coal Units - SO2 Rate Annual v3.1, Unit 3153 and retrofits | 560 | 7321 | Rate Constraint in lbs/MMBtu | FALSE | L | Annual | Allowances Purchased SO2 | Thousand Tons | 0 | 0 | 0 | 0 | 0 | 0 | 0
Louisiana Coal Units - SO2 Rate Annual v3.1, Unit 3153 and retrofits | 560 | 7321 | Rate Constraint in lbs/MMBtu | FALSE | L | Annual | Allowances Sold SO2 | Thousand Tons | 0 | 0 | 0 | 0 | 0 | 0 | 0
Louisiana Coal Units - SO2 Rate Annual v3.1, Unit 3153 and retrofits | 560 | 7321 | Rate Constraint in lbs/MMBtu | FALSE | L | Annual | Allowances Banked | Thousand Tons | 0 | 0 | 0 | 0 | 0 | 0 | 0
Louisiana Coal Units - SO2 Rate Annual v3.1, Unit 3153 and retrofits | 560 | 7321 | Rate Constraint in lbs/MMBtu | FALSE | L | Annual | Allowances Withdrawn (1:1) | Thousand Tons | 0 | 0 | 0 | 0 | 0 | 0 | 0
Louisiana Coal Units - SO2 Rate Annual v3.1, Unit 3153 and retrofits | 560 | 7321 | Rate Constraint in lbs/MMBtu | FALSE | L | Annual | Allowances Withdrawn (n:1) | Thousand Tons | 0 | 0 | 0 | 0 | 0 | 0 | 0
Louisiana Coal Units - SO2 Rate Annual v3.1, Unit 3153 and retrofits | 560 | 7321 | Rate Constraint in lbs/MMBtu | FALSE | L | Annual | Net Emissions Allowance Position | Thousand Tons | 0 | 0 | 0 | 0 | 0 | 0 | 0
Louisiana Coal Units - SO2 Rate Annual v3.1, Unit 3153 and retrofits | 560 | 7321 | Rate Constraint in lbs/MMBtu | FALSE | L | Annual | Fuel Consumed | TBtu | 0 | 0 | 0 | 0 | 0 | 0 | 0
Louisiana Coal Units - SO2 Rate Annual v3.1, Unit 3153 and retrofits | 560 | 7321 | Rate Constraint in lbs/MMBtu | FALSE | L | Annual | Rate | lb/MMBtu | 0 | 0 | 0 | 0 | 0 | 0 | 0
Louisiana Coal Units - SO2 Rate Annual v3.1, Unit 3153 and retrofits | 560 | 7321 | Rate Constraint in lbs/MMBtu | FALSE | L | Annual | Generation | TWh | 0 | 0 | 0 | 0 | 0 | 0 | 0
Louisiana Coal Units - SO2 Rate Annual v3.1, Unit 3153 and retrofits | 560 | 7321 | Rate Constraint in lbs/MMBtu | FALSE | L | Annual | Qualifying Generation | TWh | 0 | 0 | 0 | 0 | 0 | 0 | 0
Louisiana Coal Units - SO2 Rate Annual v3.1, Unit 3153 and retrofits | 560 | 7321 | Rate Constraint in lbs/MMBtu | FALSE | L | Annual | Rate | lb/MWh | 0 | 0 | 0 | 0 | 0 | 0 | 0
Louisiana Coal Units - SO2 Rate Annual v3.1, Unit 3153 and retrofits | 560 | 7321 | Rate Constraint in lbs/MMBtu | FALSE | L | Annual | Constraint Shadow Price | US2022$/Ton | 0 | 0 | 0 | 0 | 0 | 0 | 0
Louisiana Coal Units - SO2 Rate Annual v3.1, Unit 3448 and retrofits | 561 | 7321 | Rate Constraint in lbs/MMBtu | FALSE | L | Annual | Seasons Included | Seasons | Winter, Spring, Summer, Fall | Winter, Spring, Summer, Fall | Winter, Spring, Summer, Fall | Winter, Spring, Summer, Fall | Winter, Spring, Summer, Fall | Winter, Spring, Summer, Fall | Winter, Spring, Summer, Fall
Louisiana Coal Units - SO2 Rate Annual v3.1, Unit 3448 and retrofits | 561 | 7321 | Rate Constraint in lbs/MMBtu | FALSE | L | Annual | Standard SO2 | lb/MMBtu | 1.2 | 1.2 | 1.2 | 1.2 | 1.2 | 1.2 | 1.2
Louisiana Coal Units - SO2 Rate Annual v3.1, Unit 3448 and retrofits | 561 | 7321 | Rate Constraint in lbs/MMBtu | FALSE | L | Annual | Emissions at Affected Plants SO2 | Thousand Tons | 1.5576 | 2.1203 | 6.5975 | 6.5975 | 0 | 0 | 0
Louisiana Coal Units - SO2 Rate Annual v3.1, Unit 3448 and retrofits | 561 | 7321 | Rate Constraint in lbs/MMBtu | FALSE | L | Annual | Allowances Purchased SO2 | Thousand Tons | 0 | 0 | 0 | 0 | 0 | 0 | 0
Louisiana Coal Units - SO2 Rate Annual v3.1, Unit 3448 and retrofits | 561 | 7321 | Rate Constraint in lbs/MMBtu | FALSE | L | Annual | Allowances Sold SO2 | Thousand Tons | 0 | 0 | 0 | 0 | 0 | 0 | 0
Louisiana Coal Units - SO2 Rate Annual v3.1, Unit 3448 and retrofits | 561 | 7321 | Rate Constraint in lbs/MMBtu | FALSE | L | Annual | Allowances Banked | Thousand Tons | 0 | 0 | 0 | 0 | 0 | 0 | 0
Louisiana Coal Units - SO2 Rate Annual v3.1, Unit 3448 and retrofits | 561 | 7321 | Rate Constraint in lbs/MMBtu | FALSE | L | Annual | Allowances Withdrawn (1:1) | Thousand Tons | 0 | 0 | 0 | 0 | 0 | 0 | 0
Louisiana Coal Units - SO2 Rate Annual v3.1, Unit 3448 and retrofits | 561 | 7321 | Rate Constraint in lbs/MMBtu | FALSE | L | Annual | Allowances Withdrawn (n:1) | Thousand Tons | 0 | 0 | 0 | 0 | 0 | 0 | 0
Louisiana Coal Units - SO2 Rate Annual v3.1, Unit 3448 and retrofits | 561 | 7321 | Rate Constraint in lbs/MMBtu | FALSE | L | Annual | Net Emissions Allowance Position | Thousand Tons | 1.5576 | 2.1203 | 6.5975 | 6.5975 | 0 | 0 | 0
Louisiana Coal Units - SO2 Rate Annual v3.1, Unit 3448 and retrofits | 561 | 7321 | Rate Constraint in lbs/MMBtu | FALSE | L | Annual | Fuel Consumed | TBtu | 5.0571 | 6.8841 | 21.4203 | 21.4203 | 0 | 0 | 0
Louisiana Coal Units - SO2 Rate Annual v3.1, Unit 3448 and retrofits | 561 | 7321 | Rate Constraint in lbs/MMBtu | FALSE | L | Annual | Rate | lb/MMBtu | 0.616 | 0.616 | 0.616 | 0.616 | 0 | 0 | 0
Louisiana Coal Units - SO2 Rate Annual v3.1, Unit 3448 and retrofits | 561 | 7321 | Rate Constraint in lbs/MMBtu | FALSE | L | Annual | Generation | TWh | 0.49691 | 0.67643 | 1.4475 | 1.4475 | 0 | 0 | 0
Louisiana Coal Units - SO2 Rate Annual v3.1, Unit 3448 and retrofits | 561 | 7321 | Rate Constraint in lbs/MMBtu | FALSE | L | Annual | Qualifying Generation | TWh | 0.49691 | 0.67643 | 1.4475 | 1.4475 | 0 | 0 | 0
Louisiana Coal Units - SO2 Rate Annual v3.1, Unit 3448 and retrofits | 561 | 7321 | Rate Constraint in lbs/MMBtu | FALSE | L | Annual | Rate | lb/MWh | 6.269 | 6.269 | 9.1154 | 9.1154 | 0 | 0 | 0
Louisiana Coal Units - SO2 Rate Annual v3.1, Unit 3448 and retrofits | 561 | 7321 | Rate Constraint in lbs/MMBtu | FALSE | L | Annual | Constraint Shadow Price | US2022$/Ton | 0 | 0 | 0 | 0 | 0 | 0 | 0
Louisiana Coal Units - SO2 Rate Annual v3.1, Unit 3449 and retrofits | 562 | 7321 | Rate Constraint in lbs/MMBtu | FALSE | L | Annual | Seasons Included | Seasons | Winter, Spring, Summer, Fall | Winter, Spring, Summer, Fall | Winter, Spring, Summer, Fall | Winter, Spring, Summer, Fall | Winter, Spring, Summer, Fall | Winter, Spring, Summer, Fall | Winter, Spring, Summer, Fall
Louisiana Coal Units - SO2 Rate Annual v3.1, Unit 3449 and retrofits | 562 | 7321 | Rate Constraint in lbs/MMBtu | FALSE | L | Annual | Standard SO2 | lb/MMBtu | 1.2 | 1.2 | 1.2 | 1.2 | 1.2 | 1.2 | 1.2
Louisiana Coal Units - SO2 Rate Annual v3.1, Unit 3449 and retrofits | 562 | 7321 | Rate Constraint in lbs/MMBtu | FALSE | L | Annual | Emissions at Affected Plants SO2 | Thousand Tons | 1.5576 | 4.5429 | 6.5975 | 6.5975 | 0 | 0 | 0
Louisiana Coal Units - SO2 Rate Annual v3.1, Unit 3449 and retrofits | 562 | 7321 | Rate Constraint in lbs/MMBtu | FALSE | L | Annual | Allowances Purchased SO2 | Thousand Tons | 0 | 0 | 0 | 0 | 0 | 0 | 0
Louisiana Coal Units - SO2 Rate Annual v3.1, Unit 3449 and retrofits | 562 | 7321 | Rate Constraint in lbs/MMBtu | FALSE | L | Annual | Allowances Sold SO2 | Thousand Tons | 0 | 0 | 0 | 0 | 0 | 0 | 0
Louisiana Coal Units - SO2 Rate Annual v3.1, Unit 3449 and retrofits | 562 | 7321 | Rate Constraint in lbs/MMBtu | FALSE | L | Annual | Allowances Banked | Thousand Tons | 0 | 0 | 0 | 0 | 0 | 0 | 0
Louisiana Coal Units - SO2 Rate Annual v3.1, Unit 3449 and retrofits | 562 | 7321 | Rate Constraint in lbs/MMBtu | FALSE | L | Annual | Allowances Withdrawn (1:1) | Thousand Tons | 0 | 0 | 0 | 0 | 0 | 0 | 0
Louisiana Coal Units - SO2 Rate Annual v3.1, Unit 3449 and retrofits | 562 | 7321 | Rate Constraint in lbs/MMBtu | FALSE | L | Annual | Allowances Withdrawn (n:1) | Thousand Tons | 0 | 0 | 0 | 0 | 0 | 0 | 0
Louisiana Coal Units - SO2 Rate Annual v3.1, Unit 3449 and retrofits | 562 | 7321 | Rate Constraint in lbs/MMBtu | FALSE | L | Annual | Net Emissions Allowance Position | Thousand Tons | 1.5576 | 4.5429 | 6.5975 | 6.5975 | 0 | 0 | 0
Louisiana Coal Units - SO2 Rate Annual v3.1, Unit 3449 and retrofits | 562 | 7321 | Rate Constraint in lbs/MMBtu | FALSE | L | Annual | Fuel Consumed | TBtu | 5.0571 | 14.7496 | 21.4203 | 21.4203 | 0 | 0 | 0
Louisiana Coal Units - SO2 Rate Annual v3.1, Unit 3449 and retrofits | 562 | 7321 | Rate Constraint in lbs/MMBtu | FALSE | L | Annual | Rate | lb/MMBtu | 0.616 | 0.616 | 0.616 | 0.616 | 0 | 0 | 0
Louisiana Coal Units - SO2 Rate Annual v3.1, Unit 3449 and retrofits | 562 | 7321 | Rate Constraint in lbs/MMBtu | FALSE | L | Annual | Generation | TWh | 0.49691 | 1.0937 | 1.4475 | 1.4475 | 0 | 0 | 0
Louisiana Coal Units - SO2 Rate Annual v3.1, Unit 3449 and retrofits | 562 | 7321 | Rate Constraint in lbs/MMBtu | FALSE | L | Annual | Qualifying Generation | TWh | 0.49691 | 1.0937 | 1.4475 | 1.4475 | 0 | 0 | 0
Louisiana Coal Units - SO2 Rate Annual v3.1, Unit 3449 and retrofits | 562 | 7321 | Rate Constraint in lbs/MMBtu | FALSE | L | Annual | Rate | lb/MWh | 6.269 | 8.3075 | 9.1154 | 9.1154 | 0 | 0 | 0
Louisiana Coal Units - SO2 Rate Annual v3.1, Unit 3449 and retrofits | 562 | 7321 | Rate Constraint in lbs/MMBtu | FALSE | L | Annual | Constraint Shadow Price | US2022$/Ton | 0 | 0 | 0 | 0 | 0 | 0 | 0
Louisiana Coal Units - SO2 Rate Annual v3.1, Unit 3456 and retrofits | 563 | 7321 | Rate Constraint in lbs/MMBtu | FALSE | L | Annual | Seasons Included | Seasons | Winter, Spring, Summer, Fall | Winter, Spring, Summer, Fall | Winter, Spring, Summer, Fall | Winter, Spring, Summer, Fall | Winter, Spring, Summer, Fall | Winter, Spring, Summer, Fall | Winter, Spring, Summer, Fall
Louisiana Coal Units - SO2 Rate Annual v3.1, Unit 3456 and retrofits | 563 | 7321 | Rate Constraint in lbs/MMBtu | FALSE | L | Annual | Standard SO2 | lb/MMBtu | 1.2 | 1.2 | 1.2 | 1.2 | 1.2 | 1.2 | 1.2
Louisiana Coal Units - SO2 Rate Annual v3.1, Unit 3456 and retrofits | 563 | 7321 | Rate Constraint in lbs/MMBtu | FALSE | L | Annual | Emissions at Affected Plants SO2 | Thousand Tons | 1.6206 | 1.7509 | 0.5831 | 0 | 0 | 0 | 0
Louisiana Coal Units - SO2 Rate Annual v3.1, Unit 3456 and retrofits | 563 | 7321 | Rate Constraint in lbs/MMBtu | FALSE | L | Annual | Allowances Purchased SO2 | Thousand Tons | 0 | 0 | 0 | 0 | 0 | 0 | 0
Louisiana Coal Units - SO2 Rate Annual v3.1, Unit 3456 and retrofits | 563 | 7321 | Rate Constraint in lbs/MMBtu | FALSE | L | Annual | Allowances Sold SO2 | Thousand Tons | 0 | 0 | 0 | 0 | 0 | 0 | 0
Louisiana Coal Units - SO2 Rate Annual v3.1, Unit 3456 and retrofits | 563 | 7321 | Rate Constraint in lbs/MMBtu | FALSE | L | Annual | Allowances Banked | Thousand Tons | 0 | 0 | 0 | 0 | 0 | 0 | 0
Louisiana Coal Units - SO2 Rate Annual v3.1, Unit 3456 and retrofits | 563 | 7321 | Rate Constraint in lbs/MMBtu | FALSE | L | Annual | Allowances Withdrawn (1:1) | Thousand Tons | 0 | 0 | 0 | 0 | 0 | 0 | 0
Louisiana Coal Units - SO2 Rate Annual v3.1, Unit 3456 and retrofits | 563 | 7321 | Rate Constraint in lbs/MMBtu | FALSE | L | Annual | Allowances Withdrawn (n:1) | Thousand Tons | 0 | 0 | 0 | 0 | 0 | 0 | 0
Louisiana Coal Units - SO2 Rate Annual v3.1, Unit 3456 and retrofits | 563 | 7321 | Rate Constraint in lbs/MMBtu | FALSE | L | Annual | Net Emissions Allowance Position | Thousand Tons | 1.6206 | 1.7509 | 0.5831 | 0 | 0 | 0 | 0
Louisiana Coal Units - SO2 Rate Annual v3.1, Unit 3456 and retrofits | 563 | 7321 | Rate Constraint in lbs/MMBtu | FALSE | L | Annual | Fuel Consumed | TBtu | 3.9013 | 4.2149 | 1.4037 | 0 | 0 | 0 | 0
Louisiana Coal Units - SO2 Rate Annual v3.1, Unit 3456 and retrofits | 563 | 7321 | Rate Constraint in lbs/MMBtu | FALSE | L | Annual | Rate | lb/MMBtu | 0.8308 | 0.8308 | 0.8308 | 0 | 0 | 0 | 0
Louisiana Coal Units - SO2 Rate Annual v3.1, Unit 3456 and retrofits | 563 | 7321 | Rate Constraint in lbs/MMBtu | FALSE | L | Annual | Generation | TWh | 0.31739 | 0.3429 | 0.1142 | 0 | 0 | 0 | 0
Louisiana Coal Units - SO2 Rate Annual v3.1, Unit 3456 and retrofits | 563 | 7321 | Rate Constraint in lbs/MMBtu | FALSE | L | Annual | Qualifying Generation | TWh | 0.31739 | 0.3429 | 0.1142 | 0 | 0 | 0 | 0
Louisiana Coal Units - SO2 Rate Annual v3.1, Unit 3456 and retrofits | 563 | 7321 | Rate Constraint in lbs/MMBtu | FALSE | L | Annual | Rate | lb/MWh | 10.2122 | 10.2122 | 10.2122 | 0 | 0 | 0 | 0
Louisiana Coal Units - SO2 Rate Annual v3.1, Unit 3456 and retrofits | 563 | 7321 | Rate Constraint in lbs/MMBtu | FALSE | L | Annual | Constraint Shadow Price | US2022$/Ton | 0 | 0 | 0 | 0 | 0 | 0 | 0
Louisiana Coal Units - SO2 Rate Annual v3.1, Unit 3457 and retrofits | 564 | 7321 | Rate Constraint in lbs/MMBtu | FALSE | L | Annual | Seasons Included | Seasons | Winter, Spring, Summer, Fall | Winter, Spring, Summer, Fall | Winter, Spring, Summer, Fall | Winter, Spring, Summer, Fall | Winter, Spring, Summer, Fall | Winter, Spring, Summer, Fall | Winter, Spring, Summer, Fall
Louisiana Coal Units - SO2 Rate Annual v3.1, Unit 3457 and retrofits | 564 | 7321 | Rate Constraint in lbs/MMBtu | FALSE | L | Annual | Standard SO2 | lb/MMBtu | 1.2 | 1.2 | 1.2 | 1.2 | 1.2 | 1.2 | 1.2
Louisiana Coal Units - SO2 Rate Annual v3.1, Unit 3457 and retrofits | 564 | 7321 | Rate Constraint in lbs/MMBtu | FALSE | L | Annual | Emissions at Affected Plants SO2 | Thousand Tons | 1.5496 | 1.6742 | 0.55757 | 0 | 0 | 0 | 0
Louisiana Coal Units - SO2 Rate Annual v3.1, Unit 3457 and retrofits | 564 | 7321 | Rate Constraint in lbs/MMBtu | FALSE | L | Annual | Allowances Purchased SO2 | Thousand Tons | 0 | 0 | 0 | 0 | 0 | 0 | 0
Louisiana Coal Units - SO2 Rate Annual v3.1, Unit 3457 and retrofits | 564 | 7321 | Rate Constraint in lbs/MMBtu | FALSE | L | Annual | Allowances Sold SO2 | Thousand Tons | 0 | 0 | 0 | 0 | 0 | 0 | 0
Louisiana Coal Units - SO2 Rate Annual v3.1, Unit 3457 and retrofits | 564 | 7321 | Rate Constraint in lbs/MMBtu | FALSE | L | Annual | Allowances Banked | Thousand Tons | 0 | 0 | 0 | 0 | 0 | 0 | 0
Louisiana Coal Units - SO2 Rate Annual v3.1, Unit 3457 and retrofits | 564 | 7321 | Rate Constraint in lbs/MMBtu | FALSE | L | Annual | Allowances Withdrawn (1:1) | Thousand Tons | 0 | 0 | 0 | 0 | 0 | 0 | 0
Louisiana Coal Units - SO2 Rate Annual v3.1, Unit 3457 and retrofits | 564 | 7321 | Rate Constraint in lbs/MMBtu | FALSE | L | Annual | Allowances Withdrawn (n:1) | Thousand Tons | 0 | 0 | 0 | 0 | 0 | 0 | 0
Louisiana Coal Units - SO2 Rate Annual v3.1, Unit 3457 and retrofits | 564 | 7321 | Rate Constraint in lbs/MMBtu | FALSE | L | Annual | Net Emissions Allowance Position | Thousand Tons | 1.5496 | 1.6742 | 0.55757 | 0 | 0 | 0 | 0
Louisiana Coal Units - SO2 Rate Annual v3.1, Unit 3457 and retrofits | 564 | 7321 | Rate Constraint in lbs/MMBtu | FALSE | L | Annual | Fuel Consumed | TBtu | 3.7404 | 4.0411 | 1.3458 | 0 | 0 | 0 | 0
Louisiana Coal Units - SO2 Rate Annual v3.1, Unit 3457 and retrofits | 564 | 7321 | Rate Constraint in lbs/MMBtu | FALSE | L | Annual | Rate | lb/MMBtu | 0.82859 | 0.82859 | 0.82859 | 0 | 0 | 0 | 0
Louisiana Coal Units - SO2 Rate Annual v3.1, Unit 3457 and retrofits | 564 | 7321 | Rate Constraint in lbs/MMBtu | FALSE | L | Annual | Generation | TWh | 0.3043 | 0.32876 | 0.10949 | 0 | 0 | 0 | 0
Louisiana Coal Units - SO2 Rate Annual v3.1, Unit 3457 and retrofits | 564 | 7321 | Rate Constraint in lbs/MMBtu | FALSE | L | Annual | Qualifying Generation | TWh | 0.3043 | 0.32876 | 0.10949 | 0 | 0 | 0 | 0
Louisiana Coal Units - SO2 Rate Annual v3.1, Unit 3457 and retrofits | 564 | 7321 | Rate Constraint in lbs/MMBtu | FALSE | L | Annual | Rate | lb/MWh | 10.1851 | 10.1851 | 10.1851 | 0 | 0 | 0 | 0
Louisiana Coal Units - SO2 Rate Annual v3.1, Unit 3457 and retrofits | 564 | 7321 | Rate Constraint in lbs/MMBtu | FALSE | L | Annual | Constraint Shadow Price | US2022$/Ton | 0 | 0 | 0 | 0 | 0 | 0 | 0
MA - CO2 Cap Annual v6.21 | 565 | 7738 | Rate Constraint in MTons | FALSE | L | Annual | Seasons Included | Seasons | Winter, Spring, Summer, Fall | Winter, Spring, Summer, Fall | Winter, Spring, Summer, Fall | Winter, Spring, Summer, Fall | Winter, Spring, Summer, Fall | Winter, Spring, Summer, Fall | Winter, Spring, Summer, Fall
MA - CO2 Cap Annual v6.21 | 565 | 7738 | Rate Constraint in MTons | FALSE | L | Annual | Standard CO2 | Thousand Tons | NA | 14228.6304 | 10671.4728 | 7114.3152 | 5691.4522 | 4268.5891 | 4268.5891
MA - CO2 Cap Annual v6.21 | 565 | 7738 | Rate Constraint in MTons | FALSE | L | Annual | Emissions at Affected Plants CO2 | Thousand Tons | 0 | 6231.1099 | 5248.6792 | 5032.038 | 4411.8468 | 4140.3527 | 4268.5891
MA - CO2 Cap Annual v6.21 | 565 | 7738 | Rate Constraint in MTons | FALSE | L | Annual | Allowances Purchased CO2 | Thousand Tons | 0 | 0 | 0 | 0 | 0 | 0 | 0
MA - CO2 Cap Annual v6.21 | 565 | 7738 | Rate Constraint in MTons | FALSE | L | Annual | Allowances Sold CO2 | Thousand Tons | 0 | 0 | 0 | 0 | 0 | 0 | 0
MA - CO2 Cap Annual v6.21 | 565 | 7738 | Rate Constraint in MTons | FALSE | L | Annual | Allowances Banked | Thousand Tons | 0 | 0 | 0 | 0 | 0 | 0 | 0
MA - CO2 Cap Annual v6.21 | 565 | 7738 | Rate Constraint in MTons | FALSE | L | Annual | Allowances Withdrawn (1:1) | Thousand Tons | 0 | 0 | 0 | 0 | 0 | 0 | 0
MA - CO2 Cap Annual v6.21 | 565 | 7738 | Rate Constraint in MTons | FALSE | L | Annual | Allowances Withdrawn (n:1) | Thousand Tons | 0 | 0 | 0 | 0 | 0 | 0 | 0
MA - CO2 Cap Annual v6.21 | 565 | 7738 | Rate Constraint in MTons | FALSE | L | Annual | Net Emissions Allowance Position | Thousand Tons | 0 | 6231.1099 | 5248.6792 | 5032.038 | 4411.8468 | 4140.3527 | 4268.5891
MA - CO2 Cap Annual v6.21 | 565 | 7738 | Rate Constraint in MTons | FALSE | L | Annual | Fuel Consumed | TBtu | 0 | 106.7468 | 91.84 | 88.2606 | 76.4757 | 71.4784 | 73.2505
MA - CO2 Cap Annual v6.21 | 565 | 7738 | Rate Constraint in MTons | FALSE | L | Annual | Rate | lb/MMBtu | 0 | 116.7456 | 114.3006 | 114.0268 | 115.379 | 115.8491 | 116.5478
MA - CO2 Cap Annual v6.21 | 565 | 7738 | Rate Constraint in MTons | FALSE | L | Annual | Generation | TWh | 0 | 12.349 | 10.2018 | 9.5115 | 8.1096 | 7.6477 | 7.8557
MA - CO2 Cap Annual v6.21 | 565 | 7738 | Rate Constraint in MTons | FALSE | L | Annual | Qualifying Generation | TWh | 0 | 12.349 | 10.2018 | 9.5115 | 8.1096 | 7.6477 | 7.8557
MA - CO2 Cap Annual v6.21 | 565 | 7738 | Rate Constraint in MTons | FALSE | L | Annual | Rate | lb/MWh | 0 | 1009.1667 | 1028.968 | 1058.0955 | 1088.0546 | 1082.7722 | 1086.7531
MA - CO2 Cap Annual v6.21 | 565 | 7738 | Rate Constraint in MTons | FALSE | L | Annual | Constraint Shadow Price | US2022$/Ton | 0 | 0 | 0 | 0 | 0 | 0 | 0.81333
MA- CO2 Cap Annual v6.20 | 566 | 7665 | Rate Constraint in MTons | FALSE | L | Annual | Seasons Included | Seasons | Winter, Spring, Summer, Fall | Winter, Spring, Summer, Fall | Winter, Spring, Summer, Fall | Winter, Spring, Summer, Fall | Winter, Spring, Summer, Fall | Winter, Spring, Summer, Fall | Winter, Spring, Summer, Fall
MA- CO2 Cap Annual v6.20 | 566 | 7665 | Rate Constraint in MTons | FALSE | L | Annual | Standard CO2 | Thousand Tons | 7280.0444 | 6786.4828 | 5799.3598 | 4565.4561 | 3331.5523 | 2122.3266 | 1974.2582
MA- CO2 Cap Annual v6.20 | 566 | 7665 | Rate Constraint in MTons | FALSE | L | Annual | Emissions at Affected Plants CO2 | Thousand Tons | 3427.1507 | 3226.2403 | 2383.4246 | 2435.036 | 2416.0614 | 2220.6316 | 2404.3515
MA- CO2 Cap Annual v6.20 | 566 | 7665 | Rate Constraint in MTons | FALSE | L | Annual | Allowances Purchased CO2 | Thousand Tons | 0 | 0 | 0 | 0 | 0 | 0 | 0
MA- CO2 Cap Annual v6.20 | 566 | 7665 | Rate Constraint in MTons | FALSE | L | Annual | Allowances Sold CO2 | Thousand Tons | 0 | 0 | 0 | 0 | 0 | 0 | 0
MA- CO2 Cap Annual v6.20 | 566 | 7665 | Rate Constraint in MTons | FALSE | L | Annual | Allowances Banked | Thousand Tons | 0 | 0 | 3043.6375 | 0 | 583.6964 | 0 | 0
MA- CO2 Cap Annual v6.20 | 566 | 7665 | Rate Constraint in MTons | FALSE | L | Annual | Allowances Withdrawn (1:1) | Thousand Tons | 0 | 0 | 0 | -4565.4561 | 0 | -98.305 | -430.0933
MA- CO2 Cap Annual v6.20 | 566 | 7665 | Rate Constraint in MTons | FALSE | L | Annual | Allowances Withdrawn (n:1) | Thousand Tons | 0 | 0 | 0 | 0 | 0 | 0 | 0
MA- CO2 Cap Annual v6.20 | 566 | 7665 | Rate Constraint in MTons | FALSE | L | Annual | Net Emissions Allowance Position | Thousand Tons | 3427.1507 | 3226.2403 | 5427.0621 | -2130.4201 | 2999.7578 | 2122.3266 | 1974.2581
MA- CO2 Cap Annual v6.20 | 566 | 7665 | Rate Constraint in MTons | FALSE | L | Annual | Fuel Consumed | TBtu | 52.9217 | 49.7818 | 36.7237 | 38.0284 | 37.0408 | 33.6461 | 36.3882
MA- CO2 Cap Annual v6.20 | 566 | 7665 | Rate Constraint in MTons | FALSE | L | Annual | Rate | lb/MMBtu | 129.5179 | 129.6152 | 129.8031 | 128.0641 | 130.4541 | 131.9995 | 132.15
MA- CO2 Cap Annual v6.20 | 566 | 7665 | Rate Constraint in MTons | FALSE | L | Annual | Generation | TWh | 7.4243 | 6.9579 | 5.0795 | 5.0958 | 5.0281 | 4.6796 | 5.0352
MA- CO2 Cap Annual v6.20 | 566 | 7665 | Rate Constraint in MTons | FALSE | L | Annual | Qualifying Generation | TWh | 7.4243 | 6.9579 | 5.0795 | 5.0958 | 5.0281 | 4.6796 | 5.0352
MA- CO2 Cap Annual v6.20 | 566 | 7665 | Rate Constraint in MTons | FALSE | L | Annual | Rate | lb/MWh | 923.2259 | 927.3634 | 938.4562 | 955.6952 | 961.0166 | 949.0613 | 955.02
MA- CO2 Cap Annual v6.20 | 566 | 7665 | Rate Constraint in MTons | FALSE | L | Annual | Constraint Shadow Price | US2022$/Ton | 0 | 0 | 0 | 0 | 0 | 0 | 0
MA Fac. Spec. - Canal NOx v3.1 | 567 | 7531 | Rate Constraint in lbs/MWh | FALSE | L | Annual | Seasons Included | Seasons | Winter, Spring, Summer, Fall | Winter, Spring, Summer, Fall | Winter, Spring, Summer, Fall | Winter, Spring, Summer, Fall | Winter, Spring, Summer, Fall | Winter, Spring, Summer, Fall | Winter, Spring, Summer, Fall
MA Fac. Spec. - Canal NOx v3.1 | 567 | 7531 | Rate Constraint in lbs/MWh | FALSE | L | Annual | Standard NOX | lb/MWh | 1.5 | 1.5 | 1.5 | 1.5 | 1.5 | 1.5 | 1.5
MA Fac. Spec. - Canal NOx v3.1 | 567 | 7531 | Rate Constraint in lbs/MWh | FALSE | L | Annual | Emissions at Affected Plants NOX | Thousand Tons | 0.00022342 | 0 | 0.0030949 | 0.00015076 | 0 | 0 | 0.0015838
MA Fac. Spec. - Canal NOx v3.1 | 567 | 7531 | Rate Constraint in lbs/MWh | FALSE | L | Annual | Allowances Purchased NOX | Thousand Tons | 0 | 0 | 0 | 0 | 0 | 0 | 0
MA Fac. Spec. - Canal NOx v3.1 | 567 | 7531 | Rate Constraint in lbs/MWh | FALSE | L | Annual | Allowances Sold NOX | Thousand Tons | 0 | 0 | 0 | 0 | 0 | 0 | 0
MA Fac. Spec. - Canal NOx v3.1 | 567 | 7531 | Rate Constraint in lbs/MWh | FALSE | L | Annual | Allowances Banked | Thousand Tons | 0 | 0 | 0 | 0 | 0 | 0 | 0
MA Fac. Spec. - Canal NOx v3.1 | 567 | 7531 | Rate Constraint in lbs/MWh | FALSE | L | Annual | Allowances Withdrawn (1:1) | Thousand Tons | 0 | 0 | 0 | 0 | 0 | 0 | 0
MA Fac. Spec. - Canal NOx v3.1 | 567 | 7531 | Rate Constraint in lbs/MWh | FALSE | L | Annual | Allowances Withdrawn (n:1) | Thousand Tons | 0 | 0 | 0 | 0 | 0 | 0 | 0
MA Fac. Spec. - Canal NOx v3.1 | 567 | 7531 | Rate Constraint in lbs/MWh | FALSE | L | Annual | Net Emissions Allowance Position | Thousand Tons | 0.00022342 | 0 | 0.0030949 | 0.00015076 | 0 | 0 | 0.0015838
MA Fac. Spec. - Canal NOx v3.1 | 567 | 7531 | Rate Constraint in lbs/MWh | FALSE | L | Annual | Fuel Consumed | TBtu | 0.014786 | 0 | 0.20483 | 0.0099778 | 0 | 0 | 0.10482
MA Fac. Spec. - Canal NOx v3.1 | 567 | 7531 | Rate Constraint in lbs/MWh | FALSE | L | Annual | Rate | lb/MMBtu | 0.03022 | 0 | 0.03022 | 0.03022 | 0 | 0 | 0.03022
MA Fac. Spec. - Canal NOx v3.1 | 567 | 7531 | Rate Constraint in lbs/MWh | FALSE | L | Annual | Generation | TWh | 0.0013761 | 0 | 0.019062 | 0.0009286 | 0 | 0 | 0.0097554
MA Fac. Spec. - Canal NOx v3.1 | 567 | 7531 | Rate Constraint in lbs/MWh | FALSE | L | Annual | Qualifying Generation | TWh | 0.0013761 | 0 | 0.019062 | 0.0009286 | 0 | 0 | 0.0097554
MA Fac. Spec. - Canal NOx v3.1 | 567 | 7531 | Rate Constraint in lbs/MWh | FALSE | L | Annual | Constraint Shadow Price | US2022$/Ton | 0 | 0 | 0 | 0 | 0 | 0 | 0
MA Fac. Spec. - Canal SO2 Annual v3.1 | 568 | 7532 | Rate Constraint in lbs/MWh | FALSE | L | Annual | Seasons Included | Seasons | Winter, Spring, Summer, Fall | Winter, Spring, Summer, Fall | Winter, Spring, Summer, Fall | Winter, Spring, Summer, Fall | Winter, Spring, Summer, Fall | Winter, Spring, Summer, Fall | Winter, Spring, Summer, Fall
MA Fac. Spec. - Canal SO2 Annual v3.1 | 568 | 7532 | Rate Constraint in lbs/MWh | FALSE | L | Annual | Standard SO2 | lb/MWh | 3 | 3 | 3 | 3 | 3 | 3 | 3
MA Fac. Spec. - Canal SO2 Annual v3.1 | 568 | 7532 | Rate Constraint in lbs/MWh | FALSE | L | Annual | Emissions at Affected Plants SO2 | Thousand Tons | 0 | 0 | 0 | 0 | 0 | 0 | 0
MA Fac. Spec. - Canal SO2 Annual v3.1 | 568 | 7532 | Rate Constraint in lbs/MWh | FALSE | L | Annual | Allowances Purchased SO2 | Thousand Tons | 0 | 0 | 0 | 0 | 0 | 0 | 0
MA Fac. Spec. - Canal SO2 Annual v3.1 | 568 | 7532 | Rate Constraint in lbs/MWh | FALSE | L | Annual | Allowances Sold SO2 | Thousand Tons | 0 | 0 | 0 | 0 | 0 | 0 | 0
MA Fac. Spec. - Canal SO2 Annual v3.1 | 568 | 7532 | Rate Constraint in lbs/MWh | FALSE | L | Annual | Allowances Banked | Thousand Tons | 0 | 0 | 0 | 0 | 0 | 0 | 0
MA Fac. Spec. - Canal SO2 Annual v3.1 | 568 | 7532 | Rate Constraint in lbs/MWh | FALSE | L | Annual | Allowances Withdrawn (1:1) | Thousand Tons | 0 | 0 | 0 | 0 | 0 | 0 | 0
MA Fac. Spec. - Canal SO2 Annual v3.1 | 568 | 7532 | Rate Constraint in lbs/MWh | FALSE | L | Annual | Allowances Withdrawn (n:1) | Thousand Tons | 0 | 0 | 0 | 0 | 0 | 0 | 0
MA Fac. Spec. - Canal SO2 Annual v3.1 | 568 | 7532 | Rate Constraint in lbs/MWh | FALSE | L | Annual | Net Emissions Allowance Position | Thousand Tons | 0 | 0 | 0 | 0 | 0 | 0 | 0
MA Fac. Spec. - Canal SO2 Annual v3.1 | 568 | 7532 | Rate Constraint in lbs/MWh | FALSE | L | Annual | Fuel Consumed | TBtu | 0 | 0 | 0 | 0 | 0 | 0 | 0
MA Fac. Spec. - Canal SO2 Annual v3.1 | 568 | 7532 | Rate Constraint in lbs/MWh | FALSE | L | Annual | Rate | lb/MMBtu | 0 | 0 | 0 | 0 | 0 | 0 | 0
MA Fac. Spec. - Canal SO2 Annual v3.1 | 568 | 7532 | Rate Constraint in lbs/MWh | FALSE | L | Annual | Generation | TWh | 0 | 0 | 0 | 0 | 0 | 0 | 0
MA Fac. Spec. - Canal SO2 Annual v3.1 | 568 | 7532 | Rate Constraint in lbs/MWh | FALSE | L | Annual | Qualifying Generation | TWh | 0 | 0 | 0 | 0 | 0 | 0 | 0
MA Fac. Spec. - Canal SO2 Annual v3.1 | 568 | 7532 | Rate Constraint in lbs/MWh | FALSE | L | Annual | Constraint Shadow Price | US2022$/Ton | 229.2405 | 0 | 0 | 0 | 0 | 264.5417 | 539.8594
MA Fac. Spec. - MER Output Annual v3.1 | 569 | 7335 | Rate Constraint in lbs/MWh | FALSE | L | Annual | Seasons Included | Seasons | Winter, Spring, Summer, Fall | Winter, Spring, Summer, Fall | Winter, Spring, Summer, Fall | Winter, Spring, Summer, Fall | Winter, Spring, Summer, Fall | Winter, Spring, Summer, Fall | Winter, Spring, Summer, Fall
MA Fac. Spec. - MER Output Annual v3.1 | 569 | 7335 | Rate Constraint in lbs/MWh | FALSE | L | Annual | Standard MER | lb/MWh | 2.5e-06 | 2.5e-06 | 2.5e-06 | 2.5e-06 | 2.5e-06 | 2.5e-06 | 2.5e-06
MA Fac. Spec. - MER Output Annual v3.1 | 569 | 7335 | Rate Constraint in lbs/MWh | FALSE | L | Annual | Emissions at Affected Plants MER | lbs | 0 | 0 | 0 | 0 | 0 | 0 | 0
MA Fac. Spec. - MER Output Annual v3.1 | 569 | 7335 | Rate Constraint in lbs/MWh | FALSE | L | Annual | Allowances Purchased MER | lbs | 0 | 0 | 0 | 0 | 0 | 0 | 0
MA Fac. Spec. - MER Output Annual v3.1 | 569 | 7335 | Rate Constraint in lbs/MWh | FALSE | L | Annual | Allowances Sold MER | lbs | 0 | 0 | 0 | 0 | 0 | 0 | 0
MA Fac. Spec. - MER Output Annual v3.1 | 569 | 7335 | Rate Constraint in lbs/MWh | FALSE | L | Annual | Allowances Banked | lbs | 0 | 0 | 0 | 0 | 0 | 0 | 0
MA Fac. Spec. - MER Output Annual v3.1 | 569 | 7335 | Rate Constraint in lbs/MWh | FALSE | L | Annual | Allowances Withdrawn (1:1) | lbs | 0 | 0 | 0 | 0 | 0 | 0 | 0
MA Fac. Spec. - MER Output Annual v3.1 | 569 | 7335 | Rate Constraint in lbs/MWh | FALSE | L | Annual | Allowances Withdrawn (n:1) | lbs | 0 | 0 | 0 | 0 | 0 | 0 | 0
MA Fac. Spec. - MER Output Annual v3.1 | 569 | 7335 | Rate Constraint in lbs/MWh | FALSE | L | Annual | Net Emissions Allowance Position | lbs | 0 | 0 | 0 | 0 | 0 | 0 | 0
MA Fac. Spec. - MER Output Annual v3.1 | 569 | 7335 | Rate Constraint in lbs/MWh | FALSE | L | Annual | Fuel Consumed | TBtu | 0 | 0 | 0 | 0 | 0 | 0 | 0
MA Fac. Spec. - MER Output Annual v3.1 | 569 | 7335 | Rate Constraint in lbs/MWh | FALSE | L | Annual | Rate | lb/MMBtu | 0 | 0 | 0 | 0 | 0 | 0 | 0
MA Fac. Spec. - MER Output Annual v3.1 | 569 | 7335 | Rate Constraint in lbs/MWh | FALSE | L | Annual | Generation | TWh | 0 | 0 | 0 | 0 | 0 | 0 | 0
MA Fac. Spec. - MER Output Annual v3.1 | 569 | 7335 | Rate Constraint in lbs/MWh | FALSE | L | Annual | Qualifying Generation | TWh | 0 | 0 | 0 | 0 | 0 | 0 | 0
MA Fac. Spec. - MER Output Annual v3.1 | 569 | 7335 | Rate Constraint in lbs/MWh | FALSE | L | Annual | Constraint Shadow Price | US2022$/Lb | 0 | 0 | 0 | 0 | 0 | 0 | 0
MD Coal-fired EGUs NOx rate - Raven v5.16 | 570 | 7333 | Rate Constraint in lbs/MMBtu | FALSE | L | Annual | Seasons Included | Seasons | Summer | Summer | Summer | Summer | Summer | Summer | Summer
MD Coal-fired EGUs NOx rate - Raven v5.16 | 570 | 7333 | Rate Constraint in lbs/MMBtu | FALSE | L | Annual | Standard NOX | lb/MMBtu | 0.15 | 0.15 | 0.15 | 0.15 | 0.15 | 0.15 | 0.15
MD Coal-fired EGUs NOx rate - Raven v5.16 | 570 | 7333 | Rate Constraint in lbs/MMBtu | FALSE | L | Annual | Emissions at Affected Plants NOX | Thousand Tons | 0 | 0 | 0 | 0 | 0 | 0 | 0
MD Coal-fired EGUs NOx rate - Raven v5.16 | 570 | 7333 | Rate Constraint in lbs/MMBtu | FALSE | L | Annual | Allowances Purchased NOX | Thousand Tons | 0 | 0 | 0 | 0 | 0 | 0 | 0
MD Coal-fired EGUs NOx rate - Raven v5.16 | 570 | 7333 | Rate Constraint in lbs/MMBtu | FALSE | L | Annual | Allowances Sold NOX | Thousand Tons | 0 | 0 | 0 | 0 | 0 | 0 | 0
MD Coal-fired EGUs NOx rate - Raven v5.16 | 570 | 7333 | Rate Constraint in lbs/MMBtu | FALSE | L | Annual | Allowances Banked | Thousand Tons | 0 | 0 | 0 | 0 | 0 | 0 | 0
MD Coal-fired EGUs NOx rate - Raven v5.16 | 570 | 7333 | Rate Constraint in lbs/MMBtu | FALSE | L | Annual | Allowances Withdrawn (1:1) | Thousand Tons | 0 | 0 | 0 | 0 | 0 | 0 | 0
MD Coal-fired EGUs NOx rate - Raven v5.16 | 570 | 7333 | Rate Constraint in lbs/MMBtu | FALSE | L | Annual | Allowances Withdrawn (n:1) | Thousand Tons | 0 | 0 | 0 | 0 | 0 | 0 | 0
MD Coal-fired EGUs NOx rate - Raven v5.16 | 570 | 7333 | Rate Constraint in lbs/MMBtu | FALSE | L | Annual | Net Emissions Allowance Position | Thousand Tons | 0 | 0 | 0 | 0 | 0 | 0 | 0
MD Coal-fired EGUs NOx rate - Raven v5.16 | 570 | 7333 | Rate Constraint in lbs/MMBtu | FALSE | L | Annual | Fuel Consumed | TBtu | 0 | 0 | 0 | 0 | 0 | 0 | 0
MD Coal-fired EGUs NOx rate - Raven v5.16 | 570 | 7333 | Rate Constraint in lbs/MMBtu | FALSE | L | Annual | Rate | lb/MMBtu | 0 | 0 | 0 | 0 | 0 | 0 | 0
MD Coal-fired EGUs NOx rate - Raven v5.16 | 570 | 7333 | Rate Constraint in lbs/MMBtu | FALSE | L | Annual | Generation | TWh | 0 | 0 | 0 | 0 | 0 | 0 | 0
MD Coal-fired EGUs NOx rate - Raven v5.16 | 570 | 7333 | Rate Constraint in lbs/MMBtu | FALSE | L | Annual | Qualifying Generation | TWh | 0 | 0 | 0 | 0 | 0 | 0 | 0
MD Coal-fired EGUs NOx rate - Raven v5.16 | 570 | 7333 | Rate Constraint in lbs/MMBtu | FALSE | L | Annual | Rate | lb/MWh | 0 | 0 | 0 | 0 | 0 | 0 | 0
MD Coal-fired EGUs NOx rate - Raven v5.16 | 570 | 7333 | Rate Constraint in lbs/MMBtu | FALSE | L | Annual | Constraint Shadow Price | US2022$/Ton | 0 | 0 | 0 | 0 | 0 | 0 | 0
MD Healthy Air Act - Constellation NOx Cap Ann 4.1 | 571 | 7330 | Rate Constraint in MTons | FALSE | L | Annual | Seasons Included | Seasons | Winter, Spring, Summer, Fall | Winter, Spring, Summer, Fall | Winter, Spring, Summer, Fall | Winter, Spring, Summer, Fall | Winter, Spring, Summer, Fall | Winter, Spring, Summer, Fall | Winter, Spring, Summer, Fall
MD Healthy Air Act - Constellation NOx Cap Ann 4.1 | 571 | 7330 | Rate Constraint in MTons | FALSE | L | Annual | Standard NOX | Thousand Tons | 8.026 | 8.026 | 8.026 | 8.026 | 8.026 | 8.026 | 8.026
MD Healthy Air Act - Constellation NOx Cap Ann 4.1 | 571 | 7330 | Rate Constraint in MTons | FALSE | L | Annual | Emissions at Affected Plants NOX | Thousand Tons | 0 | 0 | 0 | 0 | 0 | 0 | 0
MD Healthy Air Act - Constellation NOx Cap Ann 4.1 | 571 | 7330 | Rate Constraint in MTons | FALSE | L | Annual | Allowances Purchased NOX | Thousand Tons | 0 | 0 | 0 | 0 | 0 | 0 | 0
MD Healthy Air Act - Constellation NOx Cap Ann 4.1 | 571 | 7330 | Rate Constraint in MTons | FALSE | L | Annual | Allowances Sold NOX | Thousand Tons | 0 | 0 | 0 | 0 | 0 | 0 | 0
MD Healthy Air Act - Constellation NOx Cap Ann 4.1 | 571 | 7330 | Rate Constraint in MTons | FALSE | L | Annual | Allowances Banked | Thousand Tons | 0 | 0 | 0 | 0 | 0 | 0 | 0
MD Healthy Air Act - Constellation NOx Cap Ann 4.1 | 571 | 7330 | Rate Constraint in MTons | FALSE | L | Annual | Allowances Withdrawn (1:1) | Thousand Tons | 0 | 0 | 0 | 0 | 0 | 0 | 0
MD Healthy Air Act - Constellation NOx Cap Ann 4.1 | 571 | 7330 | Rate Constraint in MTons | FALSE | L | Annual | Allowances Withdrawn (n:1) | Thousand Tons | 0 | 0 | 0 | 0 | 0 | 0 | 0
MD Healthy Air Act - Constellation NOx Cap Ann 4.1 | 571 | 7330 | Rate Constraint in MTons | FALSE | L | Annual | Net Emissions Allowance Position | Thousand Tons | 0 | 0 | 0 | 0 | 0 | 0 | 0
MD Healthy Air Act - Constellation NOx Cap Ann 4.1 | 571 | 7330 | Rate Constraint in MTons | FALSE | L | Annual | Fuel Consumed | TBtu | 0 | 0 | 0 | 0 | 0 | 0 | 0
MD Healthy Air Act - Constellation NOx Cap Ann 4.1 | 571 | 7330 | Rate Constraint in MTons | FALSE | L | Annual | Rate | lb/MMBtu | 0 | 0 | 0 | 0 | 0 | 0 | 0
MD Healthy Air Act - Constellation NOx Cap Ann 4.1 | 571 | 7330 | Rate Constraint in MTons | FALSE | L | Annual | Generation | TWh | 0 | 0 | 0 | 0 | 0 | 0 | 0
MD Healthy Air Act - Constellation NOx Cap Ann 4.1 | 571 | 7330 | Rate Constraint in MTons | FALSE | L | Annual | Qualifying Generation | TWh | 0 | 0 | 0 | 0 | 0 | 0 | 0
MD Healthy Air Act - Constellation NOx Cap Ann 4.1 | 571 | 7330 | Rate Constraint in MTons | FALSE | L | Annual | Rate | lb/MWh | 0 | 0 | 0 | 0 | 0 | 0 | 0
MD Healthy Air Act - Constellation NOx Cap Ann 4.1 | 571 | 7330 | Rate Constraint in MTons | FALSE | L | Annual | Constraint Shadow Price | US2022$/Ton | 0 | 0 | 0 | 0 | 0 | 0 | 0
MD Healthy Air Act - Constellation NOx Cap Sum 4.1 | 572 | 7328 | Rate Constraint in MTons | FALSE | L | Annual | Seasons Included | Seasons | Summer | Summer | Summer | Summer | Summer | Summer | Summer
MD Healthy Air Act - Constellation NOx Cap Sum 4.1 | 572 | 7328 | Rate Constraint in MTons | FALSE | L | Annual | Standard NOX | Thousand Tons | 3.63 | 3.63 | 3.63 | 3.63 | 3.63 | 3.63 | 3.63
MD Healthy Air Act - Constellation NOx Cap Sum 4.1 | 572 | 7328 | Rate Constraint in MTons | FALSE | L | Annual | Emissions at Affected Plants NOX | Thousand Tons | 0 | 0 | 0 | 0 | 0 | 0 | 0
MD Healthy Air Act - Constellation NOx Cap Sum 4.1 | 572 | 7328 | Rate Constraint in MTons | FALSE | L | Annual | Allowances Purchased NOX | Thousand Tons | 0 | 0 | 0 | 0 | 0 | 0 | 0
MD Healthy Air Act - Constellation NOx Cap Sum 4.1 | 572 | 7328 | Rate Constraint in MTons | FALSE | L | Annual | Allowances Sold NOX | Thousand Tons | 0 | 0 | 0 | 0 | 0 | 0 | 0
MD Healthy Air Act - Constellation NOx Cap Sum 4.1 | 572 | 7328 | Rate Constraint in MTons | FALSE | L | Annual | Allowances Banked | Thousand Tons | 0 | 0 | 0 | 0 | 0 | 0 | 0
MD Healthy Air Act - Constellation NOx Cap Sum 4.1 | 572 | 7328 | Rate Constraint in MTons | FALSE | L | Annual | Allowances Withdrawn (1:1) | Thousand Tons | 0 | 0 | 0 | 0 | 0 | 0 | 0
MD Healthy Air Act - Constellation NOx Cap Sum 4.1 | 572 | 7328 | Rate Constraint in MTons | FALSE | L | Annual | Allowances Withdrawn (n:1) | Thousand Tons | 0 | 0 | 0 | 0 | 0 | 0 | 0
MD Healthy Air Act - Constellation NOx Cap Sum 4.1 | 572 | 7328 | Rate Constraint in MTons | FALSE | L | Annual | Net Emissions Allowance Position | Thousand Tons | 0 | 0 | 0 | 0 | 0 | 0 | 0
MD Healthy Air Act - Constellation NOx Cap Sum 4.1 | 572 | 7328 | Rate Constraint in MTons | FALSE | L | Annual | Fuel Consumed | TBtu | 0 | 0 | 0 | 0 | 0 | 0 | 0
MD Healthy Air Act - Constellation NOx Cap Sum 4.1 | 572 | 7328 | Rate Constraint in MTons | FALSE | L | Annual | Rate | lb/MMBtu | 0 | 0 | 0 | 0 | 0 | 0 | 0
MD Healthy Air Act - Constellation NOx Cap Sum 4.1 | 572 | 7328 | Rate Constraint in MTons | FALSE | L | Annual | Generation | TWh | 0 | 0 | 0 | 0 | 0 | 0 | 0
MD Healthy Air Act - Constellation NOx Cap Sum 4.1 | 572 | 7328 | Rate Constraint in MTons | FALSE | L | Annual | Qualifying Generation | TWh | 0 | 0 | 0 | 0 | 0 | 0 | 0
MD Healthy Air Act - Constellation NOx Cap Sum 4.1 | 572 | 7328 | Rate Constraint in MTons | FALSE | L | Annual | Rate | lb/MWh | 0 | 0 | 0 | 0 | 0 | 0 | 0
MD Healthy Air Act - Constellation NOx Cap Sum 4.1 | 572 | 7328 | Rate Constraint in MTons | FALSE | L | Annual | Constraint Shadow Price | US2022$/Ton | 0 | 0 | 0 | 0 | 0 | 0 | 0
MD Healthy Air Act - Constellation SO2 Cap Ann 4.1 | 573 | 7326 | Rate Constraint in MTons | FALSE | L | Annual | Seasons Included | Seasons | Winter, Spring, Summer, Fall | Winter, Spring, Summer, Fall | Winter, Spring, Summer, Fall | Winter, Spring, Summer, Fall | Winter, Spring, Summer, Fall | Winter, Spring, Summer, Fall | Winter, Spring, Summer, Fall
MD Healthy Air Act - Constellation SO2 Cap Ann 4.1 | 573 | 7326 | Rate Constraint in MTons | FALSE | L | Annual | Standard SO2 | Thousand Tons | 17.926 | 17.926 | 17.926 | 17.926 | 17.926 | 17.926 | 17.926
MD Healthy Air Act - Constellation SO2 Cap Ann 4.1 | 573 | 7326 | Rate Constraint in MTons | FALSE | L | Annual | Emissions at Affected Plants SO2 | Thousand Tons | 0 | 0 | 0 | 0 | 0 | 0 | 0
MD Healthy Air Act - Constellation SO2 Cap Ann 4.1 | 573 | 7326 | Rate Constraint in MTons | FALSE | L | Annual | Allowances Purchased SO2 | Thousand Tons | 0 | 0 | 0 | 0 | 0 | 0 | 0
MD Healthy Air Act - Constellation SO2 Cap Ann 4.1 | 573 | 7326 | Rate Constraint in MTons | FALSE | L | Annual | Allowances Sold SO2 | Thousand Tons | 0 | 0 | 0 | 0 | 0 | 0 | 0
MD Healthy Air Act - Constellation SO2 Cap Ann 4.1 | 573 | 7326 | Rate Constraint in MTons | FALSE | L | Annual | Allowances Banked | Thousand Tons | 0 | 0 | 0 | 0 | 0 | 0 | 0
MD Healthy Air Act - Constellation SO2 Cap Ann 4.1 | 573 | 7326 | Rate Constraint in MTons | FALSE | L | Annual | Allowances Withdrawn (1:1) | Thousand Tons | 0 | 0 | 0 | 0 | 0 | 0 | 0
MD Healthy Air Act - Constellation SO2 Cap Ann 4.1 | 573 | 7326 | Rate Constraint in MTons | FALSE | L | Annual | Allowances Withdrawn (n:1) | Thousand Tons | 0 | 0 | 0 | 0 | 0 | 0 | 0
MD Healthy Air Act - Constellation SO2 Cap Ann 4.1 | 573 | 7326 | Rate Constraint in MTons | FALSE | L | Annual | Net Emissions Allowance Position | Thousand Tons | 0 | 0 | 0 | 0 | 0 | 0 | 0
MD Healthy Air Act - Constellation SO2 Cap Ann 4.1 | 573 | 7326 | Rate Constraint in MTons | FALSE | L | Annual | Fuel Consumed | TBtu | 0 | 0 | 0 | 0 | 0 | 0 | 0
MD Healthy Air Act - Constellation SO2 Cap Ann 4.1 | 573 | 7326 | Rate Constraint in MTons | FALSE | L | Annual | Rate | lb/MMBtu | 0 | 0 | 0 | 0 | 0 | 0 | 0
MD Healthy Air Act - Constellation SO2 Cap Ann 4.1 | 573 | 7326 | Rate Constraint in MTons | FALSE | L | Annual | Generation | TWh | 0 | 0 | 0 | 0 | 0 | 0 | 0
MD Healthy Air Act - Constellation SO2 Cap Ann 4.1 | 573 | 7326 | Rate Constraint in MTons | FALSE | L | Annual | Qualifying Generation | TWh | 0 | 0 | 0 | 0 | 0 | 0 | 0
MD Healthy Air Act - Constellation SO2 Cap Ann 4.1 | 573 | 7326 | Rate Constraint in MTons | FALSE | L | Annual | Rate | lb/MWh | 0 | 0 | 0 | 0 | 0 | 0 | 0
MD Healthy Air Act - Constellation SO2 Cap Ann 4.1 | 573 | 7326 | Rate Constraint in MTons | FALSE | L | Annual | Constraint Shadow Price | US2022$/Ton | 0 | 0 | 0 | 0 | 0 | 0 | 0
MD Healthy Air Act - MER Removal Annual v3.1 | 574 | 7332 | MACT Fuel Choice Floor in lbs/MMBtu | FALSE | L | Annual | Seasons Included | Seasons | Winter, Spring, Summer, Fall | Winter, Spring, Summer, Fall | Winter, Spring, Summer, Fall | Winter, Spring, Summer, Fall | Winter, Spring, Summer, Fall | Winter, Spring, Summer, Fall | Winter, Spring, Summer, Fall
MD Healthy Air Act - MER Removal Annual v3.1 | 574 | 7332 | MACT Fuel Choice Floor in lbs/MMBtu | FALSE | L | Annual | Emission Floor | lbs/MMBtu | 0 | 0 | 0 | 0 | 0 | 0 | 0
MD Healthy Air Act - MER Removal Annual v3.1 | 574 | 7332 | MACT Fuel Choice Floor in lbs/MMBtu | FALSE | L | Annual | Emissions at Affected Plants MER | lbs | 0 | 0 | 0 | 0 | 0 | 0 | 0
MD Healthy Air Act - MER Removal Annual v3.1 | 574 | 7332 | MACT Fuel Choice Floor in lbs/MMBtu | FALSE | L | Annual | Allowances Purchased MER | lbs | 0 | 0 | 0 | 0 | 0 | 0 | 0
MD Healthy Air Act - MER Removal Annual v3.1 | 574 | 7332 | MACT Fuel Choice Floor in lbs/MMBtu | FALSE | L | Annual | Allowances Sold MER | lbs | 0 | 0 | 0 | 0 | 0 | 0 | 0
MD Healthy Air Act - MER Removal Annual v3.1 | 574 | 7332 | MACT Fuel Choice Floor in lbs/MMBtu | FALSE | L | Annual | Allowances Banked | lbs | 0 | 0 | 0 | 0 | 0 | 0 | 0
MD Healthy Air Act - MER Removal Annual v3.1 | 574 | 7332 | MACT Fuel Choice Floor in lbs/MMBtu | FALSE | L | Annual | Allowances Withdrawn (1:1) | lbs | 0 | 0 | 0 | 0 | 0 | 0 | 0
MD Healthy Air Act - MER Removal Annual v3.1 | 574 | 7332 | MACT Fuel Choice Floor in lbs/MMBtu | FALSE | L | Annual | Allowances Withdrawn (n:1) | lbs | 0 | 0 | 0 | 0 | 0 | 0 | 0
MD Healthy Air Act - MER Removal Annual v3.1 | 574 | 7332 | MACT Fuel Choice Floor in lbs/MMBtu | FALSE | L | Annual | Net Emissions Allowance Position | lbs | 0 | 0 | 0 | 0 | 0 | 0 | 0
MD Healthy Air Act - MER Removal Annual v3.1 | 574 | 7332 | MACT Fuel Choice Floor in lbs/MMBtu | FALSE | L | Annual | Fuel Consumed | TBtu | 0 | 0 | 0 | 0 | 0 | 0 | 0
MD Healthy Air Act - MER Removal Annual v3.1 | 574 | 7332 | MACT Fuel Choice Floor in lbs/MMBtu | FALSE | L | Annual | Rate | lb/MMBtu | 0 | 0 | 0 | 0 | 0 | 0 | 0
MD Healthy Air Act - MER Removal Annual v3.1 | 574 | 7332 | MACT Fuel Choice Floor in lbs/MMBtu | FALSE | L | Annual | Generation | TWh | 0 | 0 | 0 | 0 | 0 | 0 | 0
MD Healthy Air Act - MER Removal Annual v3.1 | 574 | 7332 | MACT Fuel Choice Floor in lbs/MMBtu | FALSE | L | Annual | Qualifying Generation | TWh | 0 | 0 | 0 | 0 | 0 | 0 | 0
MD Healthy Air Act - MER Removal Annual v3.1 | 574 | 7332 | MACT Fuel Choice Floor in lbs/MMBtu | FALSE | L | Annual | Constraint Shadow Price | US2022$/Lb | 0 | 0 | 0 | 0 | 0 | 0 | 0
ME Fac. Spec. - NOX 0.15 Rate Annual v3.1, Unit 2403 and retrofits | 575 | 7323 | Rate Constraint in lbs/MMBtu | FALSE | L | Annual | Seasons Included | Seasons | Winter, Spring, Summer, Fall | Winter, Spring, Summer, Fall | Winter, Spring, Summer, Fall | Winter, Spring, Summer, Fall | Winter, Spring, Summer, Fall | Winter, Spring, Summer, Fall | Winter, Spring, Summer, Fall
ME Fac. Spec. - NOX 0.15 Rate Annual v3.1, Unit 2403 and retrofits | 575 | 7323 | Rate Constraint in lbs/MMBtu | FALSE | L | Annual | Standard NOX | lb/MMBtu | 0.15 | 0.15 | 0.15 | 0.15 | 0.15 | 0.15 | 0.15
ME Fac. Spec. - NOX 0.15 Rate Annual v3.1, Unit 2403 and retrofits | 575 | 7323 | Rate Constraint in lbs/MMBtu | FALSE | L | Annual | Emissions at Affected Plants NOX | Thousand Tons | 0 | 0 | 0 | 0 | 0 | 0 | 0
ME Fac. Spec. - NOX 0.15 Rate Annual v3.1, Unit 2403 and retrofits | 575 | 7323 | Rate Constraint in lbs/MMBtu | FALSE | L | Annual | Allowances Purchased NOX | Thousand Tons | 0 | 0 | 0 | 0 | 0 | 0 | 0
ME Fac. Spec. - NOX 0.15 Rate Annual v3.1, Unit 2403 and retrofits | 575 | 7323 | Rate Constraint in lbs/MMBtu | FALSE | L | Annual | Allowances Sold NOX | Thousand Tons | 0 | 0 | 0 | 0 | 0 | 0 | 0
ME Fac. Spec. - NOX 0.15 Rate Annual v3.1, Unit 2403 and retrofits | 575 | 7323 | Rate Constraint in lbs/MMBtu | FALSE | L | Annual | Allowances Banked | Thousand Tons | 0 | 0 | 0 | 0 | 0 | 0 | 0
ME Fac. Spec. - NOX 0.15 Rate Annual v3.1, Unit 2403 and retrofits | 575 | 7323 | Rate Constraint in lbs/MMBtu | FALSE | L | Annual | Allowances Withdrawn (1:1) | Thousand Tons | 0 | 0 | 0 | 0 | 0 | 0 | 0
ME Fac. Spec. - NOX 0.15 Rate Annual v3.1, Unit 2403 and retrofits | 575 | 7323 | Rate Constraint in lbs/MMBtu | FALSE | L | Annual | Allowances Withdrawn (n:1) | Thousand Tons | 0 | 0 | 0 | 0 | 0 | 0 | 0
ME Fac. Spec. - NOX 0.15 Rate Annual v3.1, Unit 2403 and retrofits | 575 | 7323 | Rate Constraint in lbs/MMBtu | FALSE | L | Annual | Net Emissions Allowance Position | Thousand Tons | 0 | 0 | 0 | 0 | 0 | 0 | 0
ME Fac. Spec. - NOX 0.15 Rate Annual v3.1, Unit 2403 and retrofits | 575 | 7323 | Rate Constraint in lbs/MMBtu | FALSE | L | Annual | Fuel Consumed | TBtu | 0 | 0 | 0 | 0 | 0 | 0 | 0
ME Fac. Spec. - NOX 0.15 Rate Annual v3.1, Unit 2403 and retrofits | 575 | 7323 | Rate Constraint in lbs/MMBtu | FALSE | L | Annual | Rate | lb/MMBtu | 0 | 0 | 0 | 0 | 0 | 0 | 0
ME Fac. Spec. - NOX 0.15 Rate Annual v3.1, Unit 2403 and retrofits | 575 | 7323 | Rate Constraint in lbs/MMBtu | FALSE | L | Annual | Generation | TWh | 0 | 0 | 0 | 0 | 0 | 0 | 0
ME Fac. Spec. - NOX 0.15 Rate Annual v3.1, Unit 2403 and retrofits | 575 | 7323 | Rate Constraint in lbs/MMBtu | FALSE | L | Annual | Qualifying Generation | TWh | 0 | 0 | 0 | 0 | 0 | 0 | 0
ME Fac. Spec. - NOX 0.15 Rate Annual v3.1, Unit 2403 and retrofits | 575 | 7323 | Rate Constraint in lbs/MMBtu | FALSE | L | Annual | Rate | lb/MWh | 0 | 0 | 0 | 0 | 0 | 0 | 0
ME Fac. Spec. - NOX 0.15 Rate Annual v3.1, Unit 2403 and retrofits | 575 | 7323 | Rate Constraint in lbs/MMBtu | FALSE | L | Annual | Constraint Shadow Price | US2022$/Ton | 0 | 0 | 0 | 0 | 0 | 0 | 0
ME Fac. Spec. - NOX 0.15 Rate Annual v3.1, Unit 2404 and retrofits | 576 | 7323 | Rate Constraint in lbs/MMBtu | FALSE | L | Annual | Seasons Included | Seasons | Winter, Spring, Summer, Fall | Winter, Spring, Summer, Fall | Winter, Spring, Summer, Fall | Winter, Spring, Summer, Fall | Winter, Spring, Summer, Fall | Winter, Spring, Summer, Fall | Winter, Spring, Summer, Fall
ME Fac. Spec. - NOX 0.15 Rate Annual v3.1, Unit 2404 and retrofits | 576 | 7323 | Rate Constraint in lbs/MMBtu | FALSE | L | Annual | Standard NOX | lb/MMBtu | 0.15 | 0.15 | 0.15 | 0.15 | 0.15 | 0.15 | 0.15
ME Fac. Spec. - NOX 0.15 Rate Annual v3.1, Unit 2404 and retrofits | 576 | 7323 | Rate Constraint in lbs/MMBtu | FALSE | L | Annual | Emissions at Affected Plants NOX | Thousand Tons | 0 | 0 | 0 | 0 | 0 | 0 | 0
ME Fac. Spec. - NOX 0.15 Rate Annual v3.1, Unit 2404 and retrofits | 576 | 7323 | Rate Constraint in lbs/MMBtu | FALSE | L | Annual | Allowances Purchased NOX | Thousand Tons | 0 | 0 | 0 | 0 | 0 | 0 | 0
ME Fac. Spec. - NOX 0.15 Rate Annual v3.1, Unit 2404 and retrofits | 576 | 7323 | Rate Constraint in lbs/MMBtu | FALSE | L | Annual | Allowances Sold NOX | Thousand Tons | 0 | 0 | 0 | 0 | 0 | 0 | 0
ME Fac. Spec. - NOX 0.15 Rate Annual v3.1, Unit 2404 and retrofits | 576 | 7323 | Rate Constraint in lbs/MMBtu | FALSE | L | Annual | Allowances Banked | Thousand Tons | 0 | 0 | 0 | 0 | 0 | 0 | 0
ME Fac. Spec. - NOX 0.15 Rate Annual v3.1, Unit 2404 and retrofits | 576 | 7323 | Rate Constraint in lbs/MMBtu | FALSE | L | Annual | Allowances Withdrawn (1:1) | Thousand Tons | 0 | 0 | 0 | 0 | 0 | 0 | 0
ME Fac. Spec. - NOX 0.15 Rate Annual v3.1, Unit 2404 and retrofits | 576 | 7323 | Rate Constraint in lbs/MMBtu | FALSE | L | Annual | Allowances Withdrawn (n:1) | Thousand Tons | 0 | 0 | 0 | 0 | 0 | 0 | 0
ME Fac. Spec. - NOX 0.15 Rate Annual v3.1, Unit 2404 and retrofits | 576 | 7323 | Rate Constraint in lbs/MMBtu | FALSE | L | Annual | Net Emissions Allowance Position | Thousand Tons | 0 | 0 | 0 | 0 | 0 | 0 | 0
ME Fac. Spec. - NOX 0.15 Rate Annual v3.1, Unit 2404 and retrofits | 576 | 7323 | Rate Constraint in lbs/MMBtu | FALSE | L | Annual | Fuel Consumed | TBtu | 0 | 0 | 0 | 0 | 0 | 0 | 0
ME Fac. Spec. - NOX 0.15 Rate Annual v3.1, Unit 2404 and retrofits | 576 | 7323 | Rate Constraint in lbs/MMBtu | FALSE | L | Annual | Rate | lb/MMBtu | 0 | 0 | 0 | 0 | 0 | 0 | 0
ME Fac. Spec. - NOX 0.15 Rate Annual v3.1, Unit 2404 and retrofits | 576 | 7323 | Rate Constraint in lbs/MMBtu | FALSE | L | Annual | Generation | TWh | 0 | 0 | 0 | 0 | 0 | 0 | 0
ME Fac. Spec. - NOX 0.15 Rate Annual v3.1, Unit 2404 and retrofits | 576 | 7323 | Rate Constraint in lbs/MMBtu | FALSE | L | Annual | Qualifying Generation | TWh | 0 | 0 | 0 | 0 | 0 | 0 | 0
ME Fac. Spec. - NOX 0.15 Rate Annual v3.1, Unit 2404 and retrofits | 576 | 7323 | Rate Constraint in lbs/MMBtu | FALSE | L | Annual | Rate | lb/MWh | 0 | 0 | 0 | 0 | 0 | 0 | 0
ME Fac. Spec. - NOX 0.15 Rate Annual v3.1, Unit 2404 and retrofits | 576 | 7323 | Rate Constraint in lbs/MMBtu | FALSE | L | Annual | Constraint Shadow Price | US2022$/Ton | 0 | 0 | 0 | 0 | 0 | 0 | 0
ME Fac. Spec. - NOx 0.20 Rate Annual v3.1, Unit 1135 and retrofits | 577 | 7324 | Rate Constraint in lbs/MMBtu | FALSE | L | Annual | Seasons Included | Seasons | Winter, Spring, Summer, Fall | Winter, Spring, Summer, Fall | Winter, Spring, Summer, Fall | Winter, Spring, Summer, Fall | Winter, Spring, Summer, Fall | Winter, Spring, Summer, Fall | Winter, Spring, Summer, Fall
ME Fac. Spec. - NOx 0.20 Rate Annual v3.1, Unit 1135 and retrofits | 577 | 7324 | Rate Constraint in lbs/MMBtu | FALSE | L | Annual | Standard NOX | lb/MMBtu | 0.2 | 0.2 | 0.2 | 0.2 | 0.2 | 0.2 | 0.2
ME Fac. Spec. - NOx 0.20 Rate Annual v3.1, Unit 1135 and retrofits | 577 | 7324 | Rate Constraint in lbs/MMBtu | FALSE | L | Annual | Emissions at Affected Plants NOX | Thousand Tons | 0 | 0 | 0 | 0 | 0 | 0 | 0
ME Fac. Spec. - NOx 0.20 Rate Annual v3.1, Unit 1135 and retrofits | 577 | 7324 | Rate Constraint in lbs/MMBtu | FALSE | L | Annual | Allowances Purchased NOX | Thousand Tons | 0 | 0 | 0 | 0 | 0 | 0 | 0
ME Fac. Spec. - NOx 0.20 Rate Annual v3.1, Unit 1135 and retrofits | 577 | 7324 | Rate Constraint in lbs/MMBtu | FALSE | L | Annual | Allowances Sold NOX | Thousand Tons | 0 | 0 | 0 | 0 | 0 | 0 | 0
ME Fac. Spec. - NOx 0.20 Rate Annual v3.1, Unit 1135 and retrofits | 577 | 7324 | Rate Constraint in lbs/MMBtu | FALSE | L | Annual | Allowances Banked | Thousand Tons | 0 | 0 | 0 | 0 | 0 | 0 | 0
ME Fac. Spec. - NOx 0.20 Rate Annual v3.1, Unit 1135 and retrofits | 577 | 7324 | Rate Constraint in lbs/MMBtu | FALSE | L | Annual | Allowances Withdrawn (1:1) | Thousand Tons | 0 | 0 | 0 | 0 | 0 | 0 | 0
ME Fac. Spec. - NOx 0.20 Rate Annual v3.1, Unit 1135 and retrofits | 577 | 7324 | Rate Constraint in lbs/MMBtu | FALSE | L | Annual | Allowances Withdrawn (n:1) | Thousand Tons | 0 | 0 | 0 | 0 | 0 | 0 | 0
ME Fac. Spec. - NOx 0.20 Rate Annual v3.1, Unit 1135 and retrofits | 577 | 7324 | Rate Constraint in lbs/MMBtu | FALSE | L | Annual | Net Emissions Allowance Position | Thousand Tons | 0 | 0 | 0 | 0 | 0 | 0 | 0
ME Fac. Spec. - NOx 0.20 Rate Annual v3.1, Unit 1135 and retrofits | 577 | 7324 | Rate Constraint in lbs/MMBtu | FALSE | L | Annual | Fuel Consumed | TBtu | 0 | 0 | 0 | 0 | 0 | 0 | 0
ME Fac. Spec. - NOx 0.20 Rate Annual v3.1, Unit 1135 and retrofits | 577 | 7324 | Rate Constraint in lbs/MMBtu | FALSE | L | Annual | Rate | lb/MMBtu | 0 | 0 | 0 | 0 | 0 | 0 | 0
ME Fac. Spec. - NOx 0.20 Rate Annual v3.1, Unit 1135 and retrofits | 577 | 7324 | Rate Constraint in lbs/MMBtu | FALSE | L | Annual | Generation | TWh | 0 | 0 | 0 | 0 | 0 | 0 | 0
ME Fac. Spec. - NOx 0.20 Rate Annual v3.1, Unit 1135 and retrofits | 577 | 7324 | Rate Constraint in lbs/MMBtu | FALSE | L | Annual | Qualifying Generation | TWh | 0 | 0 | 0 | 0 | 0 | 0 | 0
ME Fac. Spec. - NOx 0.20 Rate Annual v3.1, Unit 1135 and retrofits | 577 | 7324 | Rate Constraint in lbs/MMBtu | FALSE | L | Annual | Rate | lb/MWh | 0 | 0 | 0 | 0 | 0 | 0 | 0
ME Fac. Spec. - NOx 0.20 Rate Annual v3.1, Unit 1135 and retrofits | 577 | 7324 | Rate Constraint in lbs/MMBtu | FALSE | L | Annual | Constraint Shadow Price | US2022$/Ton | 0 | 0 | 0 | 0 | 0 | 0 | 0
ME Fac. Spec. - NOx 0.20 Rate Annual v3.1, Unit 1136 and retrofits | 578 | 7324 | Rate Constraint in lbs/MMBtu | FALSE | L | Annual | Seasons Included | Seasons | Winter, Spring, Summer, Fall | Winter, Spring, Summer, Fall | Winter, Spring, Summer, Fall | Winter, Spring, Summer, Fall | Winter, Spring, Summer, Fall | Winter, Spring, Summer, Fall | Winter, Spring, Summer, Fall
ME Fac. Spec. - NOx 0.20 Rate Annual v3.1, Unit 1136 and retrofits | 578 | 7324 | Rate Constraint in lbs/MMBtu | FALSE | L | Annual | Standard NOX | lb/MMBtu | 0.2 | 0.2 | 0.2 | 0.2 | 0.2 | 0.2 | 0.2
ME Fac. Spec. - NOx 0.20 Rate Annual v3.1, Unit 1136 and retrofits | 578 | 7324 | Rate Constraint in lbs/MMBtu | FALSE | L | Annual | Emissions at Affected Plants NOX | Thousand Tons | 0 | 0 | 0 | 0 | 0 | 0 | 0
ME Fac. Spec. - NOx 0.20 Rate Annual v3.1, Unit 1136 and retrofits | 578 | 7324 | Rate Constraint in lbs/MMBtu | FALSE | L | Annual | Allowances Purchased NOX | Thousand Tons | 0 | 0 | 0 | 0 | 0 | 0 | 0
ME Fac. Spec. - NOx 0.20 Rate Annual v3.1, Unit 1136 and retrofits | 578 | 7324 | Rate Constraint in lbs/MMBtu | FALSE | L | Annual | Allowances Sold NOX | Thousand Tons | 0 | 0 | 0 | 0 | 0 | 0 | 0
ME Fac. Spec. - NOx 0.20 Rate Annual v3.1, Unit 1136 and retrofits | 578 | 7324 | Rate Constraint in lbs/MMBtu | FALSE | L | Annual | Allowances Banked | Thousand Tons | 0 | 0 | 0 | 0 | 0 | 0 | 0
ME Fac. Spec. - NOx 0.20 Rate Annual v3.1, Unit 1136 and retrofits | 578 | 7324 | Rate Constraint in lbs/MMBtu | FALSE | L | Annual | Allowances Withdrawn (1:1) | Thousand Tons | 0 | 0 | 0 | 0 | 0 | 0 | 0
ME Fac. Spec. - NOx 0.20 Rate Annual v3.1, Unit 1136 and retrofits | 578 | 7324 | Rate Constraint in lbs/MMBtu | FALSE | L | Annual | Allowances Withdrawn (n:1) | Thousand Tons | 0 | 0 | 0 | 0 | 0 | 0 | 0
ME Fac. Spec. - NOx 0.20 Rate Annual v3.1, Unit 1136 and retrofits | 578 | 7324 | Rate Constraint in lbs/MMBtu | FALSE | L | Annual | Net Emissions Allowance Position | Thousand Tons | 0 | 0 | 0 | 0 | 0 | 0 | 0
ME Fac. Spec. - NOx 0.20 Rate Annual v3.1, Unit 1136 and retrofits | 578 | 7324 | Rate Constraint in lbs/MMBtu | FALSE | L | Annual | Fuel Consumed | TBtu | 0 | 0 | 0 | 0 | 0 | 0 | 0
ME Fac. Spec. - NOx 0.20 Rate Annual v3.1, Unit 1136 and retrofits | 578 | 7324 | Rate Constraint in lbs/MMBtu | FALSE | L | Annual | Rate | lb/MMBtu | 0 | 0 | 0 | 0 | 0 | 0 | 0
ME Fac. Spec. - NOx 0.20 Rate Annual v3.1, Unit 1136 and retrofits | 578 | 7324 | Rate Constraint in lbs/MMBtu | FALSE | L | Annual | Generation | TWh | 0 | 0 | 0 | 0 | 0 | 0 | 0
ME Fac. Spec. - NOx 0.20 Rate Annual v3.1, Unit 1136 and retrofits | 578 | 7324 | Rate Constraint in lbs/MMBtu | FALSE | L | Annual | Qualifying Generation | TWh | 0 | 0 | 0 | 0 | 0 | 0 | 0
ME Fac. Spec. - NOx 0.20 Rate Annual v3.1, Unit 1136 and retrofits | 578 | 7324 | Rate Constraint in lbs/MMBtu | FALSE | L | Annual | Rate | lb/MWh | 0 | 0 | 0 | 0 | 0 | 0 | 0
ME Fac. Spec. - NOx 0.20 Rate Annual v3.1, Unit 1136 and retrofits | 578 | 7324 | Rate Constraint in lbs/MMBtu | FALSE | L | Annual | Constraint Shadow Price | US2022$/Ton | 0 | 0 | 0 | 0 | 0 | 0 | 0
ME Mercury Cap Annual v3.1 | 579 | 7325 | Rate Constraint in MTons | FALSE | L | Annual | Seasons Included | Seasons | Winter, Spring, Summer, Fall | Winter, Spring, Summer, Fall | Winter, Spring, Summer, Fall | Winter, Spring, Summer, Fall | Winter, Spring, Summer, Fall | Winter, Spring, Summer, Fall | Winter, Spring, Summer, Fall
ME Mercury Cap Annual v3.1 | 579 | 7325 | Rate Constraint in MTons | FALSE | L | Annual | Standard MER | lbs | 26 | 26 | 26 | 26 | 26 | 26 | 26
ME Mercury Cap Annual v3.1 | 579 | 7325 | Rate Constraint in MTons | FALSE | L | Annual | Emissions at Affected Plants MER | lbs | 0 | 0 | 0 | 0 | 0 | 0 | 0
ME Mercury Cap Annual v3.1 | 579 | 7325 | Rate Constraint in MTons | FALSE | L | Annual | Allowances Purchased MER | lbs | 0 | 0 | 0 | 0 | 0 | 0 | 0
ME Mercury Cap Annual v3.1 | 579 | 7325 | Rate Constraint in MTons | FALSE | L | Annual | Allowances Sold MER | lbs | 0 | 0 | 0 | 0 | 0 | 0 | 0
ME Mercury Cap Annual v3.1 | 579 | 7325 | Rate Constraint in MTons | FALSE | L | Annual | Allowances Banked | lbs | 0 | 0 | 0 | 0 | 0 | 0 | 0
ME Mercury Cap Annual v3.1 | 579 | 7325 | Rate Constraint in MTons | FALSE | L | Annual | Allowances Withdrawn (1:1) | lbs | 0 | 0 | 0 | 0 | 0 | 0 | 0
ME Mercury Cap Annual v3.1 | 579 | 7325 | Rate Constraint in MTons | FALSE | L | Annual | Allowances Withdrawn (n:1) | lbs | 0 | 0 | 0 | 0 | 0 | 0 | 0
ME Mercury Cap Annual v3.1 | 579 | 7325 | Rate Constraint in MTons | FALSE | L | Annual | Net Emissions Allowance Position | lbs | 0 | 0 | 0 | 0 | 0 | 0 | 0
ME Mercury Cap Annual v3.1 | 579 | 7325 | Rate Constraint in MTons | FALSE | L | Annual | Fuel Consumed | TBtu | 0 | 0 | 0 | 0 | 0 | 0 | 0
ME Mercury Cap Annual v3.1 | 579 | 7325 | Rate Constraint in MTons | FALSE | L | Annual | Rate | lb/MMBtu | 0 | 0 | 0 | 0 | 0 | 0 | 0
ME Mercury Cap Annual v3.1 | 579 | 7325 | Rate Constraint in MTons | FALSE | L | Annual | Generation | TWh | 0 | 0 | 0 | 0 | 0 | 0 | 0
ME Mercury Cap Annual v3.1 | 579 | 7325 | Rate Constraint in MTons | FALSE | L | Annual | Qualifying Generation | TWh | 0 | 0 | 0 | 0 | 0 | 0 | 0
ME Mercury Cap Annual v3.1 | 579 | 7325 | Rate Constraint in MTons | FALSE | L | Annual | Rate | lb/MWh | 0 | 0 | 0 | 0 | 0 | 0 | 0
ME Mercury Cap Annual v3.1 | 579 | 7325 | Rate Constraint in MTons | FALSE | L | Annual | Constraint Shadow Price | US2022$/Lb | 0 | 0 | 0 | 0 | 0 | 0 | 0
MI Hg Rule - MER Annual Reduction v4.10 | 580 | 7336 | MACT Fuel Choice Floor in lbs/MMBtu | FALSE | L | Annual | Seasons Included | Seasons | Winter, Spring, Summer, Fall | Winter, Spring, Summer, Fall | Winter, Spring, Summer, Fall | Winter, Spring, Summer, Fall | Winter, Spring, Summer, Fall | Winter, Spring, Summer, Fall | Winter, Spring, Summer, Fall
MI Hg Rule - MER Annual Reduction v4.10 | 580 | 7336 | MACT Fuel Choice Floor in lbs/MMBtu | FALSE | L | Annual | Emission Floor | lbs/MMBtu | 8.07e-07 | 8.07e-07 | 8.07e-07 | 8.07e-07 | 8.07e-07 | 8.07e-07 | 8.07e-07
MI Hg Rule - MER Annual Reduction v4.10 | 580 | 7336 | MACT Fuel Choice Floor in lbs/MMBtu | FALSE | L | Annual | Emissions at Affected Plants MER | lbs | 6.4191 | 0 | 0 | 0 | 0 | 0 | 0
MI Hg Rule - MER Annual Reduction v4.10 | 580 | 7336 | MACT Fuel Choice Floor in lbs/MMBtu | FALSE | L | Annual | Allowances Purchased MER | lbs | 0 | 0 | 0 | 0 | 0 | 0 | 0
MI Hg Rule - MER Annual Reduction v4.10 | 580 | 7336 | MACT Fuel Choice Floor in lbs/MMBtu | FALSE | L | Annual | Allowances Sold MER | lbs | 0 | 0 | 0 | 0 | 0 | 0 | 0
MI Hg Rule - MER Annual Reduction v4.10 | 580 | 7336 | MACT Fuel Choice Floor in lbs/MMBtu | FALSE | L | Annual | Allowances Banked | lbs | 0 | 0 | 0 | 0 | 0 | 0 | 0
MI Hg Rule - MER Annual Reduction v4.10 | 580 | 7336 | MACT Fuel Choice Floor in lbs/MMBtu | FALSE | L | Annual | Allowances Withdrawn (1:1) | lbs | 0 | 0 | 0 | 0 | 0 | 0 | 0
MI Hg Rule - MER Annual Reduction v4.10 | 580 | 7336 | MACT Fuel Choice Floor in lbs/MMBtu | FALSE | L | Annual | Allowances Withdrawn (n:1) | lbs | 0 | 0 | 0 | 0 | 0 | 0 | 0
MI Hg Rule - MER Annual Reduction v4.10 | 580 | 7336 | MACT Fuel Choice Floor in lbs/MMBtu | FALSE | L | Annual | Net Emissions Allowance Position | lbs | 6.4191 | 0 | 0 | 0 | 0 | 0 | 0
MI Hg Rule - MER Annual Reduction v4.10 | 580 | 7336 | MACT Fuel Choice Floor in lbs/MMBtu | FALSE | L | Annual | Fuel Consumed | TBtu | 34.4223 | 0 | 0 | 0 | 0 | 0 | 0
MI Hg Rule - MER Annual Reduction v4.10 | 580 | 7336 | MACT Fuel Choice Floor in lbs/MMBtu | FALSE | L | Annual | Rate | lb/MMBtu | 1.8648e-07 | 0 | 0 | 0 | 0 | 0 | 0
MI Hg Rule - MER Annual Reduction v4.10 | 580 | 7336 | MACT Fuel Choice Floor in lbs/MMBtu | FALSE | L | Annual | Generation | TWh | 3.3857 | 0 | 0 | 0 | 0 | 0 | 0
MI Hg Rule - MER Annual Reduction v4.10 | 580 | 7336 | MACT Fuel Choice Floor in lbs/MMBtu | FALSE | L | Annual | Qualifying Generation | TWh | 3.3857 | 0 | 0 | 0 | 0 | 0 | 0
MI Hg Rule - MER Annual Reduction v4.10 | 580 | 7336 | MACT Fuel Choice Floor in lbs/MMBtu | FALSE | L | Annual | Constraint Shadow Price | US2022$/Lb | 0 | 0 | 0 | 0 | 0 | 0 | 0
MN Hg Emis Red Act - MER Removal Annual v3.1 | 581 | 7337 | MACT Fuel Choice Floor in lbs/MMBtu | FALSE | L | Annual | Seasons Included | Seasons | Winter, Spring, Summer, Fall | Winter, Spring, Summer, Fall | Winter, Spring, Summer, Fall | Winter, Spring, Summer, Fall | Winter, Spring, Summer, Fall | Winter, Spring, Summer, Fall | Winter, Spring, Summer, Fall
MN Hg Emis Red Act - MER Removal Annual v3.1 | 581 | 7337 | MACT Fuel Choice Floor in lbs/MMBtu | FALSE | L | Annual | Emission Floor | lbs/MMBtu | 0 | 0 | 0 | 0 | 0 | 0 | 0
MN Hg Emis Red Act - MER Removal Annual v3.1 | 581 | 7337 | MACT Fuel Choice Floor in lbs/MMBtu | FALSE | L | Annual | Emissions at Affected Plants MER | lbs | 42.4283 | 25.9245 | 0 | 0 | 0 | 0 | 0
MN Hg Emis Red Act - MER Removal Annual v3.1 | 581 | 7337 | MACT Fuel Choice Floor in lbs/MMBtu | FALSE | L | Annual | Allowances Purchased MER | lbs | 0 | 0 | 0 | 0 | 0 | 0 | 0
MN Hg Emis Red Act - MER Removal Annual v3.1 | 581 | 7337 | MACT Fuel Choice Floor in lbs/MMBtu | FALSE | L | Annual | Allowances Sold MER | lbs | 0 | 0 | 0 | 0 | 0 | 0 | 0
MN Hg Emis Red Act - MER Removal Annual v3.1 | 581 | 7337 | MACT Fuel Choice Floor in lbs/MMBtu | FALSE | L | Annual | Allowances Banked | lbs | 0 | 0 | 0 | 0 | 0 | 0 | 0
MN Hg Emis Red Act - MER Removal Annual v3.1 | 581 | 7337 | MACT Fuel Choice Floor in lbs/MMBtu | FALSE | L | Annual | Allowances Withdrawn (1:1) | lbs | 0 | 0 | 0 | 0 | 0 | 0 | 0
MN Hg Emis Red Act - MER Removal Annual v3.1 | 581 | 7337 | MACT Fuel Choice Floor in lbs/MMBtu | FALSE | L | Annual | Allowances Withdrawn (n:1) | lbs | 0 | 0 | 0 | 0 | 0 | 0 | 0
MN Hg Emis Red Act - MER Removal Annual v3.1 | 581 | 7337 | MACT Fuel Choice Floor in lbs/MMBtu | FALSE | L | Annual | Net Emissions Allowance Position | lbs | 42.4283 | 25.9245 | 0 | 0 | 0 | 0 | 0
MN Hg Emis Red Act - MER Removal Annual v3.1 | 581 | 7337 | MACT Fuel Choice Floor in lbs/MMBtu | FALSE | L | Annual | Fuel Consumed | TBtu | 81.3996 | 52.4432 | 0 | 0 | 0 | 0 | 0
MN Hg Emis Red Act - MER Removal Annual v3.1 | 581 | 7337 | MACT Fuel Choice Floor in lbs/MMBtu | FALSE | L | Annual | Rate | lb/MMBtu | 5.2123e-07 | 4.9433e-07 | 0 | 0 | 0 | 0 | 0
MN Hg Emis Red Act - MER Removal Annual v3.1 | 581 | 7337 | MACT Fuel Choice Floor in lbs/MMBtu | FALSE | L | Annual | Generation | TWh | 8.2009 | 5.2349 | 0 | 0 | 0 | 0 | 0
MN Hg Emis Red Act - MER Removal Annual v3.1 | 581 | 7337 | MACT Fuel Choice Floor in lbs/MMBtu | FALSE | L | Annual | Qualifying Generation | TWh | 8.2009 | 5.2349 | 0 | 0 | 0 | 0 | 0
MN Hg Emis Red Act - MER Removal Annual v3.1 | 581 | 7337 | MACT Fuel Choice Floor in lbs/MMBtu | FALSE | L | Annual | Constraint Shadow Price | US2022$/Lb | 0 | 0 | 0 | 0 | 0 | 0 | 0
MT Hg Rate Lignite Annual v3.1 | 582 | 7342 | Rate Constraint in lbs/MMBtu | FALSE | L | Annual | Seasons Included | Seasons | Winter, Spring, Summer, Fall | Winter, Spring, Summer, Fall | Winter, Spring, Summer, Fall | Winter, Spring, Summer, Fall | Winter, Spring, Summer, Fall | Winter, Spring, Summer, Fall | Winter, Spring, Summer, Fall
MT Hg Rate Lignite Annual v3.1 | 582 | 7342 | Rate Constraint in lbs/MMBtu | FALSE | L | Annual | Standard MER | lb/MMBtu | 1.5e-06 | 1.5e-06 | 1.5e-06 | 1.5e-06 | 1.5e-06 | 1.5e-06 | 1.5e-06
MT Hg Rate Lignite Annual v3.1 | 582 | 7342 | Rate Constraint in lbs/MMBtu | FALSE | L | Annual | Emissions at Affected Plants MER | lbs | 0 | 0 | 0 | 0 | 0 | 0 | 0
MT Hg Rate Lignite Annual v3.1 | 582 | 7342 | Rate Constraint in lbs/MMBtu | FALSE | L | Annual | Allowances Purchased MER | lbs | 0 | 0 | 0 | 0 | 0 | 0 | 0
MT Hg Rate Lignite Annual v3.1 | 582 | 7342 | Rate Constraint in lbs/MMBtu | FALSE | L | Annual | Allowances Sold MER | lbs | 0 | 0 | 0 | 0 | 0 | 0 | 0
MT Hg Rate Lignite Annual v3.1 | 582 | 7342 | Rate Constraint in lbs/MMBtu | FALSE | L | Annual | Allowances Banked | lbs | 0 | 0 | 0 | 0 | 0 | 0 | 0
MT Hg Rate Lignite Annual v3.1 | 582 | 7342 | Rate Constraint in lbs/MMBtu | FALSE | L | Annual | Allowances Withdrawn (1:1) | lbs | 0 | 0 | 0 | 0 | 0 | 0 | 0
MT Hg Rate Lignite Annual v3.1 | 582 | 7342 | Rate Constraint in lbs/MMBtu | FALSE | L | Annual | Allowances Withdrawn (n:1) | lbs | 0 | 0 | 0 | 0 | 0 | 0 | 0
MT Hg Rate Lignite Annual v3.1 | 582 | 7342 | Rate Constraint in lbs/MMBtu | FALSE | L | Annual | Net Emissions Allowance Position | lbs | 0 | 0 | 0 | 0 | 0 | 0 | 0
MT Hg Rate Lignite Annual v3.1 | 582 | 7342 | Rate Constraint in lbs/MMBtu | FALSE | L | Annual | Fuel Consumed | TBtu | 0 | 0 | 0 | 0 | 0 | 0 | 0
MT Hg Rate Lignite Annual v3.1 | 582 | 7342 | Rate Constraint in lbs/MMBtu | FALSE | L | Annual | Rate | lb/MMBtu | 0 | 0 | 0 | 0 | 0 | 0 | 0
MT Hg Rate Lignite Annual v3.1 | 582 | 7342 | Rate Constraint in lbs/MMBtu | FALSE | L | Annual | Generation | TWh | 0 | 0 | 0 | 0 | 0 | 0 | 0
MT Hg Rate Lignite Annual v3.1 | 582 | 7342 | Rate Constraint in lbs/MMBtu | FALSE | L | Annual | Qualifying Generation | TWh | 0 | 0 | 0 | 0 | 0 | 0 | 0
MT Hg Rate Lignite Annual v3.1 | 582 | 7342 | Rate Constraint in lbs/MMBtu | FALSE | L | Annual | Rate | lb/MWh | 0 | 0 | 0 | 0 | 0 | 0 | 0
MT Hg Rate Lignite Annual v3.1 | 582 | 7342 | Rate Constraint in lbs/MMBtu | FALSE | L | Annual | Constraint Shadow Price | US2022$/Lb | 382.1855 | 411.4661 | 476.0641 | 573.2024 | 0 | 0 | 0
MT Hg Rate Non Lignite Annual v3.1 | 583 | 7341 | Rate Constraint in lbs/MMBtu | FALSE | L | Annual | Seasons Included | Seasons | Winter, Spring, Summer, Fall | Winter, Spring, Summer, Fall | Winter, Spring, Summer, Fall | Winter, Spring, Summer, Fall | Winter, Spring, Summer, Fall | Winter, Spring, Summer, Fall | Winter, Spring, Summer, Fall
MT Hg Rate Non Lignite Annual v3.1 | 583 | 7341 | Rate Constraint in lbs/MMBtu | FALSE | L | Annual | Standard MER | lb/MMBtu | 9e-07 | 9e-07 | 9e-07 | 9e-07 | 9e-07 | 9e-07 | 9e-07
MT Hg Rate Non Lignite Annual v3.1 | 583 | 7341 | Rate Constraint in lbs/MMBtu | FALSE | L | Annual | Emissions at Affected Plants MER | lbs | 56.6519 | 57.0715 | 57.5128 | 53.9113 | 22.3291 | 18.2816 | 29.7661
MT Hg Rate Non Lignite Annual v3.1 | 583 | 7341 | Rate Constraint in lbs/MMBtu | FALSE | L | Annual | Allowances Purchased MER | lbs | 0 | 0 | 0 | 0 | 0 | 0 | 0
MT Hg Rate Non Lignite Annual v3.1 | 583 | 7341 | Rate Constraint in lbs/MMBtu | FALSE | L | Annual | Allowances Sold MER | lbs | 0 | 0 | 0 | 0 | 0 | 0 | 0
MT Hg Rate Non Lignite Annual v3.1 | 583 | 7341 | Rate Constraint in lbs/MMBtu | FALSE | L | Annual | Allowances Banked | lbs | 0 | 0 | 0 | 0 | 0 | 15.2612 | 0
MT Hg Rate Non Lignite Annual v3.1 | 583 | 7341 | Rate Constraint in lbs/MMBtu | FALSE | L | Annual | Allowances Withdrawn (1:1) | lbs | 0 | 0 | 0 | 0 | 0 | 0 | 0
MT Hg Rate Non Lignite Annual v3.1 | 583 | 7341 | Rate Constraint in lbs/MMBtu | FALSE | L | Annual | Allowances Withdrawn (n:1) | lbs | 0 | 0 | 0 | 0 | 0 | 0 | 0
MT Hg Rate Non Lignite Annual v3.1 | 583 | 7341 | Rate Constraint in lbs/MMBtu | FALSE | L | Annual | Net Emissions Allowance Position | lbs | 56.6519 | 57.0715 | 57.5128 | 53.9113 | 22.3291 | 33.5428 | 29.7661
MT Hg Rate Non Lignite Annual v3.1 | 583 | 7341 | Rate Constraint in lbs/MMBtu | FALSE | L | Annual | Fuel Consumed | TBtu | 119.9534 | 122.0965 | 121.5524 | 109.6724 | 45.7421 | 37.2698 | 60.9175
MT Hg Rate Non Lignite Annual v3.1 | 583 | 7341 | Rate Constraint in lbs/MMBtu | FALSE | L | Annual | Rate | lb/MMBtu | 4.7228e-07 | 4.6743e-07 | 4.7315e-07 | 4.9157e-07 | 4.8815e-07 | 4.9052e-07 | 4.8863e-07
MT Hg Rate Non Lignite Annual v3.1 | 583 | 7341 | Rate Constraint in lbs/MMBtu | FALSE | L | Annual | Generation | TWh | 10.9894 | 11.1945 | 11.0081 | 9.9078 | 4.2204 | 3.444 | 5.6357
MT Hg Rate Non Lignite Annual v3.1 | 583 | 7341 | Rate Constraint in lbs/MMBtu | FALSE | L | Annual | Qualifying Generation | TWh | 10.9894 | 11.1945 | 11.0081 | 9.9078 | 4.2204 | 3.444 | 5.6357
MT Hg Rate Non Lignite Annual v3.1 | 583 | 7341 | Rate Constraint in lbs/MMBtu | FALSE | L | Annual | Rate | lb/MWh | 5.1551e-06 | 5.0982e-06 | 5.2246e-06 | 5.4413e-06 | 5.2907e-06 | 5.3083e-06 | 5.2817e-06
MT Hg Rate Non Lignite Annual v3.1 | 583 | 7341 | Rate Constraint in lbs/MMBtu | FALSE | L | Annual | Constraint Shadow Price | US2022$/Lb | 0 | 0 | 0 | 0 | 0 | 0 | 0
NC - CO2 Cap Annual v6.21 | 584 | 7737 | Rate Constraint in MTons | FALSE | L | Annual | Seasons Included | Seasons | Winter, Spring, Summer, Fall | Winter, Spring, Summer, Fall | Winter, Spring, Summer, Fall | Winter, Spring, Summer, Fall | Winter, Spring, Summer, Fall | Winter, Spring, Summer, Fall | Winter, Spring, Summer, Fall
NC - CO2 Cap Annual v6.21 | 584 | 7737 | Rate Constraint in MTons | FALSE | L | Annual | Standard CO2 | Thousand Tons | NA | 24956.762 | 24956.762 | 24956.762 | 24956.762 | 24956.762 | 24956.762
NC - CO2 Cap Annual v6.21 | 584 | 7737 | Rate Constraint in MTons | FALSE | L | Annual | Emissions at Affected Plants CO2 | Thousand Tons | 0 | 24956.762 | 24495.0027 | 24956.762 | 20293.316 | 18079.7266 | 24956.762
NC - CO2 Cap Annual v6.21 | 584 | 7737 | Rate Constraint in MTons | FALSE | L | Annual | Allowances Purchased CO2 | Thousand Tons | 0 | 0 | 0 | 0 | 0 | 0 | 0
NC - CO2 Cap Annual v6.21 | 584 | 7737 | Rate Constraint in MTons | FALSE | L | Annual | Allowances Sold CO2 | Thousand Tons | 0 | 0 | 0 | 0 | 0 | 0 | 0
NC - CO2 Cap Annual v6.21 | 584 | 7737 | Rate Constraint in MTons | FALSE | L | Annual | Allowances Banked | Thousand Tons | 0 | 0 | 0 | 0 | 0 | 0 | 0
NC - CO2 Cap Annual v6.21 | 584 | 7737 | Rate Constraint in MTons | FALSE | L | Annual | Allowances Withdrawn (1:1) | Thousand Tons | 0 | 0 | 0 | 0 | 0 | 0 | 0
NC - CO2 Cap Annual v6.21 | 584 | 7737 | Rate Constraint in MTons | FALSE | L | Annual | Allowances Withdrawn (n:1) | Thousand Tons | 0 | 0 | 0 | 0 | 0 | 0 | 0
NC - CO2 Cap Annual v6.21 | 584 | 7737 | Rate Constraint in MTons | FALSE | L | Annual | Net Emissions Allowance Position | Thousand Tons | 0 | 24956.762 | 24495.0027 | 24956.762 | 20293.316 | 18079.7266 | 24956.762
NC - CO2 Cap Annual v6.21 | 584 | 7737 | Rate Constraint in MTons | FALSE | L | Annual | Fuel Consumed | TBtu | 0 | 396.092 | 412.2887 | 420.5977 | 341.1502 | 309.6826 | 427.1896
NC - CO2 Cap Annual v6.21 | 584 | 7737 | Rate Constraint in MTons | FALSE | L | Annual | Rate | lb/MMBtu | 0 | 126.015 | 118.8245 | 118.6728 | 118.97 | 116.763 | 116.8416
NC - CO2 Cap Annual v6.21 | 584 | 7737 | Rate Constraint in MTons | FALSE | L | Annual | Generation | TWh | 0 | 76.5407 | 79.9227 | 82.9076 | 69.3856 | 67.2956 | 105.7224
NC - CO2 Cap Annual v6.21 | 584 | 7737 | Rate Constraint in MTons | FALSE | L | Annual | Qualifying Generation | TWh | 0 | 56.3623 | 59.9109 | 61.3236 | 49.6692 | 44.1476 | 63.4866
NC - CO2 Cap Annual v6.21 | 584 | 7737 | Rate Constraint in MTons | FALSE | L | Annual | Rate | lb/MWh | 0 | 885.5838 | 817.715 | 813.937 | 817.1388 | 819.0586 | 786.2051
NC - CO2 Cap Annual v6.21 | 584 | 7737 | Rate Constraint in MTons | FALSE | L | Annual | Constraint Shadow Price | US2022$/Ton | 0 | 3.2593 | 0 | 0 | 0 | 0 | 6.1306
New Hampshire MER Removal Annual v3.1 | 585 | 7346 | MACT Fuel Choice Floor in lbs/MMBtu | FALSE | L | Annual | Seasons Included | Seasons | Winter, Spring, Summer, Fall | Winter, Spring, Summer, Fall | Winter, Spring, Summer, Fall | Winter, Spring, Summer, Fall | Winter, Spring, Summer, Fall | Winter, Spring, Summer, Fall | Winter, Spring, Summer, Fall
New Hampshire MER Removal Annual v3.1 | 585 | 7346 | MACT Fuel Choice Floor in lbs/MMBtu | FALSE | L | Annual | Emission Floor | lbs/MMBtu | 0 | 0 | 0 | 0 | 0 | 0 | 0
New Hampshire MER Removal Annual v3.1 | 585 | 7346 | MACT Fuel Choice Floor in lbs/MMBtu | FALSE | L | Annual | Emissions at Affected Plants MER | lbs | 0 | 0 | 0 | 0 | 0 | 0 | 0
New Hampshire MER Removal Annual v3.1 | 585 | 7346 | MACT Fuel Choice Floor in lbs/MMBtu | FALSE | L | Annual | Allowances Purchased MER | lbs | 0 | 0 | 0 | 0 | 0 | 0 | 0
New Hampshire MER Removal Annual v3.1 | 585 | 7346 | MACT Fuel Choice Floor in lbs/MMBtu | FALSE | L | Annual | Allowances Sold MER | lbs | 0 | 0 | 0 | 0 | 0 | 0 | 0
New Hampshire MER Removal Annual v3.1 | 585 | 7346 | MACT Fuel Choice Floor in lbs/MMBtu | FALSE | L | Annual | Allowances Banked | lbs | 0 | 0 | 0 | 0 | 0 | 0 | 0
New Hampshire MER Removal Annual v3.1 | 585 | 7346 | MACT Fuel Choice Floor in lbs/MMBtu | FALSE | L | Annual | Allowances Withdrawn (1:1) | lbs | 0 | 0 | 0 | 0 | 0 | 0 | 0
New Hampshire MER Removal Annual v3.1 | 585 | 7346 | MACT Fuel Choice Floor in lbs/MMBtu | FALSE | L | Annual | Allowances Withdrawn (n:1) | lbs | 0 | 0 | 0 | 0 | 0 | 0 | 0
New Hampshire MER Removal Annual v3.1 | 585 | 7346 | MACT Fuel Choice Floor in lbs/MMBtu | FALSE | L | Annual | Net Emissions Allowance Position | lbs | 0 | 0 | 0 | 0 | 0 | 0 | 0
New Hampshire MER Removal Annual v3.1 | 585 | 7346 | MACT Fuel Choice Floor in lbs/MMBtu | FALSE | L | Annual | Fuel Consumed | TBtu | 0 | 0 | 0 | 0 | 0 | 0 | 0
New Hampshire MER Removal Annual v3.1 | 585 | 7346 | MACT Fuel Choice Floor in lbs/MMBtu | FALSE | L | Annual | Rate | lb/MMBtu | 0 | 0 | 0 | 0 | 0 | 0 | 0
New Hampshire MER Removal Annual v3.1 | 585 | 7346 | MACT Fuel Choice Floor in lbs/MMBtu | FALSE | L | Annual | Generation | TWh | 0 | 0 | 0 | 0 | 0 | 0 | 0
New Hampshire MER Removal Annual v3.1 | 585 | 7346 | MACT Fuel Choice Floor in lbs/MMBtu | FALSE | L | Annual | Qualifying Generation | TWh | 0 | 0 | 0 | 0 | 0 | 0 | 0
New Hampshire MER Removal Annual v3.1 | 585 | 7346 | MACT Fuel Choice Floor in lbs/MMBtu | FALSE | L | Annual | Constraint Shadow Price | US2022$/Lb | 0 | 0 | 0 | 0 | 0 | 0 | 0
New Hampshire 6 Unit - NOX Cap Annual v3.1 | 586 | 7343 | Rate Constraint in MTons | FALSE | L | Annual | Seasons Included | Seasons | Winter, Spring, Summer, Fall | Winter, Spring, Summer, Fall | Winter, Spring, Summer, Fall | Winter, Spring, Summer, Fall | Winter, Spring, Summer, Fall | Winter, Spring, Summer, Fall | Winter, Spring, Summer, Fall
New Hampshire 6 Unit - NOX Cap Annual v3.1 | 586 | 7343 | Rate Constraint in MTons | FALSE | L | Annual | Standard NOX | Thousand Tons | 3.64 | 3.64 | 3.64 | 3.64 | 3.64 | 3.64 | 3.64
New Hampshire 6 Unit - NOX Cap Annual v3.1 | 586 | 7343 | Rate Constraint in MTons | FALSE | L | Annual | Emissions at Affected Plants NOX | Thousand Tons | 0 | 0 | 0 | 0 | 0 | 0 | 0
New Hampshire 6 Unit - NOX Cap Annual v3.1 | 586 | 7343 | Rate Constraint in MTons | FALSE | L | Annual | Allowances Purchased NOX | Thousand Tons | 0 | 0 | 0 | 0 | 0 | 0 | 0
New Hampshire 6 Unit - NOX Cap Annual v3.1 | 586 | 7343 | Rate Constraint in MTons | FALSE | L | Annual | Allowances Sold NOX | Thousand Tons | 0 | 0 | 0 | 0 | 0 | 0 | 0
New Hampshire 6 Unit - NOX Cap Annual v3.1 | 586 | 7343 | Rate Constraint in MTons | FALSE | L | Annual | Allowances Banked | Thousand Tons | 0 | 0 | 2.4267 | 0 | 3.0333 | 0 | 0
New Hampshire 6 Unit - NOX Cap Annual v3.1 | 586 | 7343 | Rate Constraint in MTons | FALSE | L | Annual | Allowances Withdrawn (1:1) | Thousand Tons | 0 | 0 | 0 | -3.64 | 0 | -3.64 | 0
New Hampshire 6 Unit - NOX Cap Annual v3.1 | 586 | 7343 | Rate Constraint in MTons | FALSE | L | Annual | Allowances Withdrawn (n:1) | Thousand Tons | 0 | 0 | 0 | 0 | 0 | 0 | 0
New Hampshire 6 Unit - NOX Cap Annual v3.1 | 586 | 7343 | Rate Constraint in MTons | FALSE | L | Annual | Net Emissions Allowance Position | Thousand Tons | 0 | 0 | 2.4267 | -3.64 | 3.0333 | -3.64 | 0
New Hampshire 6 Unit - NOX Cap Annual v3.1 | 586 | 7343 | Rate Constraint in MTons | FALSE | L | Annual | Fuel Consumed | TBtu | 0 | 0 | 0 | 0 | 0 | 0 | 0
New Hampshire 6 Unit - NOX Cap Annual v3.1 | 586 | 7343 | Rate Constraint in MTons | FALSE | L | Annual | Rate | lb/MMBtu | 0 | 0 | 0 | 0 | 0 | 0 | 0
New Hampshire 6 Unit - NOX Cap Annual v3.1 | 586 | 7343 | Rate Constraint in MTons | FALSE | L | Annual | Generation | TWh | 0 | 0 | 0 | 0 | 0 | 0 | 0
New Hampshire 6 Unit - NOX Cap Annual v3.1 | 586 | 7343 | Rate Constraint in MTons | FALSE | L | Annual | Qualifying Generation | TWh | 0 | 0 | 0 | 0 | 0 | 0 | 0
New Hampshire 6 Unit - NOX Cap Annual v3.1 | 586 | 7343 | Rate Constraint in MTons | FALSE | L | Annual | Rate | lb/MWh | 0 | 0 | 0 | 0 | 0 | 0 | 0
New Hampshire 6 Unit - NOX Cap Annual v3.1 | 586 | 7343 | Rate Constraint in MTons | FALSE | L | Annual | Constraint Shadow Price | US2022$/Ton | 0 | 0 | 0 | 0 | 0 | 0 | 0
New Hampshire 6 Unit - SO2 Cap Annual v3.1 | 587 | 7344 | Rate Constraint in MTons | FALSE | L | Annual | Seasons Included | Seasons | Winter, Spring, Summer, Fall | Winter, Spring, Summer, Fall | Winter, Spring, Summer, Fall | Winter, Spring, Summer, Fall | Winter, Spring, Summer, Fall | Winter, Spring, Summer, Fall | Winter, Spring, Summer, Fall
New Hampshire 6 Unit - SO2 Cap Annual v3.1 | 587 | 7344 | Rate Constraint in MTons | FALSE | L | Annual | Standard SO2 | Thousand Tons | 7.29 | 7.29 | 7.29 | 7.29 | 7.29 | 7.29 | 7.29
New Hampshire 6 Unit - SO2 Cap Annual v3.1 | 587 | 7344 | Rate Constraint in MTons | FALSE | L | Annual | Emissions at Affected Plants SO2 | Thousand Tons | 0 | 0 | 0 | 0 | 0 | 0 | 0
New Hampshire 6 Unit - SO2 Cap Annual v3.1 | 587 | 7344 | Rate Constraint in MTons | FALSE | L | Annual | Allowances Purchased SO2 | Thousand Tons | 0 | 0 | 0 | 0 | 0 | 0 | 0
New Hampshire 6 Unit - SO2 Cap Annual v3.1 | 587 | 7344 | Rate Constraint in MTons | FALSE | L | Annual | Allowances Sold SO2 | Thousand Tons | 0 | 0 | 0 | 0 | 0 | 0 | 0
New Hampshire 6 Unit - SO2 Cap Annual v3.1 | 587 | 7344 | Rate Constraint in MTons | FALSE | L | Annual | Allowances Banked | Thousand Tons | 0 | 0 | 7.29 | 0 | 0 | 0 | 0
New Hampshire 6 Unit - SO2 Cap Annual v3.1 | 587 | 7344 | Rate Constraint in MTons | FALSE | L | Annual | Allowances Withdrawn (1:1) | Thousand Tons | 0 | 0 | 0 | 0 | -7.29 | 0 | 0
New Hampshire 6 Unit - SO2 Cap Annual v3.1 | 587 | 7344 | Rate Constraint in MTons | FALSE | L | Annual | Allowances Withdrawn (n:1) | Thousand Tons | 0 | 0 | 0 | 0 | 0 | 0 | 0
New Hampshire 6 Unit - SO2 Cap Annual v3.1 | 587 | 7344 | Rate Constraint in MTons | FALSE | L | Annual | Net Emissions Allowance Position | Thousand Tons | 0 | 0 | 7.29 | 0 | -7.29 | 0 | 0
New Hampshire 6 Unit - SO2 Cap Annual v3.1 | 587 | 7344 | Rate Constraint in MTons | FALSE | L | Annual | Fuel Consumed | TBtu | 0 | 0 | 0 | 0 | 0 | 0 | 0
New Hampshire 6 Unit - SO2 Cap Annual v3.1 | 587 | 7344 | Rate Constraint in MTons | FALSE | L | Annual | Rate | lb/MMBtu | 0 | 0 | 0 | 0 | 0 | 0 | 0
New Hampshire 6 Unit - SO2 Cap Annual v3.1 | 587 | 7344 | Rate Constraint in MTons | FALSE | L | Annual | Generation | TWh | 0 | 0 | 0 | 0 | 0 | 0 | 0
New Hampshire 6 Unit - SO2 Cap Annual v3.1 | 587 | 7344 | Rate Constraint in MTons | FALSE | L | Annual | Qualifying Generation | TWh | 0 | 0 | 0 | 0 | 0 | 0 | 0
New Hampshire 6 Unit - SO2 Cap Annual v3.1 | 587 | 7344 | Rate Constraint in MTons | FALSE | L | Annual | Rate | lb/MWh | 0 | 0 | 0 | 0 | 0 | 0 | 0
New Hampshire 6 Unit - SO2 Cap Annual v3.1 | 587 | 7344 | Rate Constraint in MTons | FALSE | L | Annual | Constraint Shadow Price | US2022$/Ton | 0 | 0 | 0 | 0 | 0 | 0 | 0
New Hampshire State - NOX Cap Summer v3.1 | 588 | 7345 | Rate Constraint in MTons | FALSE | L | Annual | Seasons Included | Seasons | Summer | Summer | Summer | Summer | Summer | Summer | Summer
New Hampshire State - NOX Cap Summer v3.1 | 588 | 7345 | Rate Constraint in MTons | FALSE | L | Annual | Standard NOX | Thousand Tons | 2.4 | 2.4 | 2.4 | 2.4 | 2.4 | 2.4 | 2.4
New Hampshire State - NOX Cap Summer v3.1 | 588 | 7345 | Rate Constraint in MTons | FALSE | L | Annual | Emissions at Affected Plants NOX | Thousand Tons | 0.089596 | 0.067518 | 0.048954 | 0.048996 | 0.048785 | 0.047771 | 0.047856
New Hampshire State - NOX Cap Summer v3.1 | 588 | 7345 | Rate Constraint in MTons | FALSE | L | Annual | Allowances Purchased NOX | Thousand Tons | 0 | 0 | 0 | 0 | 0 | 0 | 0
New Hampshire State - NOX Cap Summer v3.1 | 588 | 7345 | Rate Constraint in MTons | FALSE | L | Annual | Allowances Sold NOX | Thousand Tons | 0 | 0 | 0 | 0 | 0 | 0 | 0
New Hampshire State - NOX Cap Summer v3.1 | 588 | 7345 | Rate Constraint in MTons | FALSE | L | Annual | Allowances Banked | Thousand Tons | 0 | 0 | 1.6 | 3.6 | 0.83981 | 2.3522 | 0
New Hampshire State - NOX Cap Summer v3.1 | 588 | 7345 | Rate Constraint in MTons | FALSE | L | Annual | Allowances Withdrawn (1:1) | Thousand Tons | 0 | 0 | 0 | -2.4 | -2.4 | 0 | -2.4
New Hampshire State - NOX Cap Summer v3.1 | 588 | 7345 | Rate Constraint in MTons | FALSE | L | Annual | Allowances Withdrawn (n:1) | Thousand Tons | 0 | 0 | 0 | 0 | 0 | 0 | 0
New Hampshire State - NOX Cap Summer v3.1 | 588 | 7345 | Rate Constraint in MTons | FALSE | L | Annual | Net Emissions Allowance Position | Thousand Tons | 0.089596 | 0.067518 | 1.649 | 1.249 | -1.5114 | 2.4 | -2.3521
New Hampshire State - NOX Cap Summer v3.1 | 588 | 7345 | Rate Constraint in MTons | FALSE | L | Annual | Fuel Consumed | TBtu | 18.2224 | 13.7781 | 9.5213 | 9.5295 | 9.4884 | 9.2913 | 9.3077
New Hampshire State - NOX Cap Summer v3.1 | 588 | 7345 | Rate Constraint in MTons | FALSE | L | Annual | Rate | lb/MMBtu | 0.0098336 | 0.0098008 | 0.010283 | 0.010283 | 0.010283 | 0.010283 | 0.010283
New Hampshire State - NOX Cap Summer v3.1 | 588 | 7345 | Rate Constraint in MTons | FALSE | L | Annual | Generation | TWh | 2.4604 | 1.8607 | 1.2815 | 1.2826 | 1.2771 | 1.2505 | 1.2527
New Hampshire State - NOX Cap Summer v3.1 | 588 | 7345 | Rate Constraint in MTons | FALSE | L | Annual | Qualifying Generation | TWh | 2.4604 | 1.8607 | 1.2815 | 1.2826 | 1.2771 | 1.2505 | 1.2527
New Hampshire State - NOX Cap Summer v3.1 | 588 | 7345 | Rate Constraint in MTons | FALSE | L | Annual | Rate | lb/MWh | 0.072831 | 0.072571 | 0.076402 | 0.076402 | 0.076402 | 0.076402 | 0.076402
New Hampshire State - NOX Cap Summer v3.1 | 588 | 7345 | Rate Constraint in MTons | FALSE | L | Annual | Constraint Shadow Price | US2022$/Ton | 0 | 0 | 0 | 0 | 0 | 0 | 0
New Jersey - MER Removal Annual v3.1 | 589 | 7348 | MACT Fuel Choice Floor in lbs/MMBtu | FALSE | L | Annual | Seasons Included | Seasons | Winter, Spring, Summer, Fall | Winter, Spring, Summer, Fall | Winter, Spring, Summer, Fall | Winter, Spring, Summer, Fall | Winter, Spring, Summer, Fall | Winter, Spring, Summer, Fall | Winter, Spring, Summer, Fall
New Jersey - MER Removal Annual v3.1 | 589 | 7348 | MACT Fuel Choice Floor in lbs/MMBtu | FALSE | L | Annual | Emission Floor | lbs/MMBtu | 0 | 0 | 0 | 0 | 0 | 0 | 0
New Jersey - MER Removal Annual v3.1 | 589 | 7348 | MACT Fuel Choice Floor in lbs/MMBtu | FALSE | L | Annual | Emissions at Affected Plants MER | lbs | 0 | 0 | 0 | 0 | 0 | 0 | 0
New Jersey - MER Removal Annual v3.1 | 589 | 7348 | MACT Fuel Choice Floor in lbs/MMBtu | FALSE | L | Annual | Allowances Purchased MER | lbs | 0 | 0 | 0 | 0 | 0 | 0 | 0
New Jersey - MER Removal Annual v3.1 | 589 | 7348 | MACT Fuel Choice Floor in lbs/MMBtu | FALSE | L | Annual | Allowances Sold MER | lbs | 0 | 0 | 0 | 0 | 0 | 0 | 0
New Jersey - MER Removal Annual v3.1 | 589 | 7348 | MACT Fuel Choice Floor in lbs/MMBtu | FALSE | L | Annual | Allowances Banked | lbs | 0 | 0 | 0 | 0 | 0 | 0 | 0
New Jersey - MER Removal Annual v3.1 | 589 | 7348 | MACT Fuel Choice Floor in lbs/MMBtu | FALSE | L | Annual | Allowances Withdrawn (1:1) | lbs | 0 | 0 | 0 | 0 | 0 | 0 | 0
New Jersey - MER Removal Annual v3.1 | 589 | 7348 | MACT Fuel Choice Floor in lbs/MMBtu | FALSE | L | Annual | Allowances Withdrawn (n:1) | lbs | 0 | 0 | 0 | 0 | 0 | 0 | 0
New Jersey - MER Removal Annual v3.1 | 589 | 7348 | MACT Fuel Choice Floor in lbs/MMBtu | FALSE | L | Annual | Net Emissions Allowance Position | lbs | 0 | 0 | 0 | 0 | 0 | 0 | 0
New Jersey - MER Removal Annual v3.1 | 589 | 7348 | MACT Fuel Choice Floor in lbs/MMBtu | FALSE | L | Annual | Fuel Consumed | TBtu | 0 | 0 | 0 | 0 | 0 | 0 | 0
New Jersey - MER Removal Annual v3.1 | 589 | 7348 | MACT Fuel Choice Floor in lbs/MMBtu | FALSE | L | Annual | Rate | lb/MMBtu | 0 | 0 | 0 | 0 | 0 | 0 | 0
New Jersey - MER Removal Annual v3.1 | 589 | 7348 | MACT Fuel Choice Floor in lbs/MMBtu | FALSE | L | Annual | Generation | TWh | 0 | 0 | 0 | 0 | 0 | 0 | 0
New Jersey - MER Removal Annual v3.1 | 589 | 7348 | MACT Fuel Choice Floor in lbs/MMBtu | FALSE | L | Annual | Qualifying Generation | TWh | 0 | 0 | 0 | 0 | 0 | 0 | 0
New Jersey - MER Removal Annual v3.1 | 589 | 7348 | MACT Fuel Choice Floor in lbs/MMBtu | FALSE | L | Annual | Constraint Shadow Price | US2022$/Lb | 0 | 0 | 0 | 0 | 0 | 0 | 0
Newington Station 1 - SO2 Rate v5.12 | 590 | 7347 | Rate Constraint in lbs/MMBtu | FALSE | L | Annual | Seasons Included | Seasons | Winter, Spring, Summer, Fall | Winter, Spring, Summer, Fall | Winter, Spring, Summer, Fall | Winter, Spring, Summer, Fall | Winter, Spring, Summer, Fall | Winter, Spring, Summer, Fall | Winter, Spring, Summer, Fall
Newington Station 1 - SO2 Rate v5.12 | 590 | 7347 | Rate Constraint in lbs/MMBtu | FALSE | L | Annual | Standard SO2 | lb/MMBtu | 0.5 | 0.5 | 0.5 | 0.5 | 0.5 | 0.5 | 0.5
Newington Station 1 - SO2 Rate v5.12 | 590 | 7347 | Rate Constraint in lbs/MMBtu | FALSE | L | Annual | Emissions at Affected Plants SO2 | Thousand Tons | 0 | 0 | 0 | 0 | 0 | 0 | 0
Newington Station 1 - SO2 Rate v5.12 | 590 | 7347 | Rate Constraint in lbs/MMBtu | FALSE | L | Annual | Allowances Purchased SO2 | Thousand Tons | 0 | 0 | 0 | 0 | 0 | 0 | 0
Newington Station 1 - SO2 Rate v5.12 | 590 | 7347 | Rate Constraint in lbs/MMBtu | FALSE | L | Annual | Allowances Sold SO2 | Thousand Tons | 0 | 0 | 0 | 0 | 0 | 0 | 0
Newington Station 1 - SO2 Rate v5.12 | 590 | 7347 | Rate Constraint in lbs/MMBtu | FALSE | L | Annual | Allowances Banked | Thousand Tons | 0 | 0 | 0 | 0 | 0 | 0 | 0
Newington Station 1 - SO2 Rate v5.12 | 590 | 7347 | Rate Constraint in lbs/MMBtu | FALSE | L | Annual | Allowances Withdrawn (1:1) | Thousand Tons | 0 | 0 | 0 | 0 | 0 | 0 | 0
Newington Station 1 - SO2 Rate v5.12 | 590 | 7347 | Rate Constraint in lbs/MMBtu | FALSE | L | Annual | Allowances Withdrawn (n:1) | Thousand Tons | 0 | 0 | 0 | 0 | 0 | 0 | 0
Newington Station 1 - SO2 Rate v5.12 | 590 | 7347 | Rate Constraint in lbs/MMBtu | FALSE | L | Annual | Net Emissions Allowance Position | Thousand Tons | 0 | 0 | 0 | 0 | 0 | 0 | 0
Newington Station 1 - SO2 Rate v5.12 | 590 | 7347 | Rate Constraint in lbs/MMBtu | FALSE | L | Annual | Fuel Consumed | TBtu | 0 | 0 | 0 | 0 | 0 | 0 | 0
Newington Station 1 - SO2 Rate v5.12 | 590 | 7347 | Rate Constraint in lbs/MMBtu | FALSE | L | Annual | Rate | lb/MMBtu | 0 | 0 | 0 | 0 | 0 | 0 | 0
Newington Station 1 - SO2 Rate v5.12 | 590 | 7347 | Rate Constraint in lbs/MMBtu | FALSE | L | Annual | Generation | TWh | 0 | 0 | 0 | 0 | 0 | 0 | 0
Newington Station 1 - SO2 Rate v5.12 | 590 | 7347 | Rate Constraint in lbs/MMBtu | FALSE | L | Annual | Qualifying Generation | TWh | 0 | 0 | 0 | 0 | 0 | 0 | 0
Newington Station 1 - SO2 Rate v5.12 | 590 | 7347 | Rate Constraint in lbs/MMBtu | FALSE | L | Annual | Rate | lb/MWh | 0 | 0 | 0 | 0 | 0 | 0 | 0
Newington Station 1 - SO2 Rate v5.12 | 590 | 7347 | Rate Constraint in lbs/MMBtu | FALSE | L | Annual | Constraint Shadow Price | US2022$/Ton | 0 | 0 | 0 | 0 | 0 | 0 | 0
NJ SO2 Constraint v5.14 | 591 | 7349 | Rate Constraint in lbs/MMBtu | FALSE | L | Annual | Seasons Included | Seasons | Winter, Spring, Summer, Fall | Winter, Spring, Summer, Fall | Winter, Spring, Summer, Fall | Winter, Spring, Summer, Fall | Winter, Spring, Summer, Fall | Winter, Spring, Summer, Fall | Winter, Spring, Summer, Fall
NJ SO2 Constraint v5.14 | 591 | 7349 | Rate Constraint in lbs/MMBtu | FALSE | L | Annual | Standard SO2 | lb/MMBtu | 0.15 | 0.15 | 0.15 | 0.15 | 0.15 | 0.15 | 0.15
NJ SO2 Constraint v5.14 | 591 | 7349 | Rate Constraint in lbs/MMBtu | FALSE | L | Annual | Emissions at Affected Plants SO2 | Thousand Tons | 0 | 0 | 0 | 0 | 0 | 0 | 0
NJ SO2 Constraint v5.14 | 591 | 7349 | Rate Constraint in lbs/MMBtu | FALSE | L | Annual | Allowances Purchased SO2 | Thousand Tons | 0 | 0 | 0 | 0 | 0 | 0 | 0
NJ SO2 Constraint v5.14 | 591 | 7349 | Rate Constraint in lbs/MMBtu | FALSE | L | Annual | Allowances Sold SO2 | Thousand Tons | 0 | 0 | 0 | 0 | 0 | 0 | 0
NJ SO2 Constraint v5.14 | 591 | 7349 | Rate Constraint in lbs/MMBtu | FALSE | L | Annual | Allowances Banked | Thousand Tons | 0 | 0 | 0 | 0 | 0 | 0 | 0
NJ SO2 Constraint v5.14 | 591 | 7349 | Rate Constraint in lbs/MMBtu | FALSE | L | Annual | Allowances Withdrawn (1:1) | Thousand Tons | 0 | 0 | 0 | 0 | 0 | 0 | 0
NJ SO2 Constraint v5.14 | 591 | 7349 | Rate Constraint in lbs/MMBtu | FALSE | L | Annual | Allowances Withdrawn (n:1) | Thousand Tons | 0 | 0 | 0 | 0 | 0 | 0 | 0
NJ SO2 Constraint v5.14 | 591 | 7349 | Rate Constraint in lbs/MMBtu | FALSE | L | Annual | Net Emissions Allowance Position | Thousand Tons | 0 | 0 | 0 | 0 | 0 | 0 | 0
NJ SO2 Constraint v5.14 | 591 | 7349 | Rate Constraint in lbs/MMBtu | FALSE | L | Annual | Fuel Consumed | TBtu | 0 | 0 | 0 | 0 | 0 | 0 | 0
NJ SO2 Constraint v5.14 | 591 | 7349 | Rate Constraint in lbs/MMBtu | FALSE | L | Annual | Rate | lb/MMBtu | 0 | 0 | 0 | 0 | 0 | 0 | 0
NJ SO2 Constraint v5.14 | 591 | 7349 | Rate Constraint in lbs/MMBtu | FALSE | L | Annual | Generation | TWh | 0 | 0 | 0 | 0 | 0 | 0 | 0
NJ SO2 Constraint v5.14 | 591 | 7349 | Rate Constraint in lbs/MMBtu | FALSE | L | Annual | Qualifying Generation | TWh | 0 | 0 | 0 | 0 | 0 | 0 | 0
NJ SO2 Constraint v5.14 | 591 | 7349 | Rate Constraint in lbs/MMBtu | FALSE | L | Annual | Rate | lb/MWh | 0 | 0 | 0 | 0 | 0 | 0 | 0
NJ SO2 Constraint v5.14 | 591 | 7349 | Rate Constraint in lbs/MMBtu | FALSE | L | Annual | Constraint Shadow Price | US2022$/Ton | 23222.9189 | 21464.6012 | 14801.7004 | 8747.8925 | 8670.7955 | 8424.8655 | 11771.9942
NODA Covanta Bristol 1 NOX Cap Annual v5.15 | 592 | 7255 | Rate Constraint in MTons | FALSE | L | Annual | Seasons Included | Seasons | Winter, Spring, Summer, Fall | Winter, Spring, Summer, Fall | Winter, Spring, Summer, Fall | Winter, Spring, Summer, Fall | Winter, Spring, Summer, Fall | Winter, Spring, Summer, Fall | Winter, Spring, Summer, Fall
NODA Covanta Bristol 1 NOX Cap Annual v5.15 | 592 | 7255 | Rate Constraint in MTons | FALSE | L | Annual | Standard NOX | Thousand Tons | 0.112 | 0.112 | 0.112 | 0.112 | 0.112 | 0.112 | 0.112
NODA Covanta Bristol 1 NOX Cap Annual v5.15 | 592 | 7255 | Rate Constraint in MTons | FALSE | L | Annual | Emissions at Affected Plants NOX | Thousand Tons | 0.10182 | 0.10182 | 0.10182 | 0 | 0 | 0 | 0
NODA Covanta Bristol 1 NOX Cap Annual v5.15 | 592 | 7255 | Rate Constraint in MTons | FALSE | L | Annual | Allowances Purchased NOX | Thousand Tons | 0 | 0 | 0 | 0 | 0 | 0 | 0
NODA Covanta Bristol 1 NOX Cap Annual v5.15 | 592 | 7255 | Rate Constraint in MTons | FALSE | L | Annual | Allowances Sold NOX | Thousand Tons | 0 | 0 | 0 | 0 | 0 | 0 | 0
NODA Covanta Bristol 1 NOX Cap Annual v5.15 | 592 | 7255 | Rate Constraint in MTons | FALSE | L | Annual | Allowances Banked | Thousand Tons | 0 | 0 | 0 | 0 | 0 | 0 | 0
NODA Covanta Bristol 1 NOX Cap Annual v5.15 | 592 | 7255 | Rate Constraint in MTons | FALSE | L | Annual | Allowances Withdrawn (1:1) | Thousand Tons | 0 | 0 | 0 | 0 | 0 | 0 | 0
NODA Covanta Bristol 1 NOX Cap Annual v5.15 | 592 | 7255 | Rate Constraint in MTons | FALSE | L | Annual | Allowances Withdrawn (n:1) | Thousand Tons | 0 | 0 | 0 | 0 | 0 | 0 | 0
NODA Covanta Bristol 1 NOX Cap Annual v5.15 | 592 | 7255 | Rate Constraint in MTons | FALSE | L | Annual | Net Emissions Allowance Position | Thousand Tons | 0.10182 | 0.10182 | 0.10182 | 0 | 0 | 0 | 0
NODA Covanta Bristol 1 NOX Cap Annual v5.15 | 592 | 7255 | Rate Constraint in MTons | FALSE | L | Annual | Fuel Consumed | TBtu | 0.93936 | 0.93936 | 0.93936 | 0 | 0 | 0 | 0
NODA Covanta Bristol 1 NOX Cap Annual v5.15 | 592 | 7255 | Rate Constraint in MTons | FALSE | L | Annual | Rate | lb/MMBtu | 0.21679 | 0.21679 | 0.21679 | 0 | 0 | 0 | 0
NODA Covanta Bristol 1 NOX Cap Annual v5.15 | 592 | 7255 | Rate Constraint in MTons | FALSE | L | Annual | Generation | TWh | 0.050699 | 0.050699 | 0.050699 | 0 | 0 | 0 | 0
NODA Covanta Bristol 1 NOX Cap Annual v5.15 | 592 | 7255 | Rate Constraint in MTons | FALSE | L | Annual | Qualifying Generation | TWh | 0.050699 | 0.050699 | 0.050699 | 0 | 0 | 0 | 0
NODA Covanta Bristol 1 NOX Cap Annual v5.15 | 592 | 7255 | Rate Constraint in MTons | FALSE | L | Annual | Rate | lb/MWh | 4.0167 | 4.0167 | 4.0167 | 0 | 0 | 0 | 0
NODA Covanta Bristol 1 NOX Cap Annual v5.15 | 592 | 7255 | Rate Constraint in MTons | FALSE | L | Annual | Constraint Shadow Price | US2022$/Ton | 0 | 0 | 0 | 0 | 0 | 0 | 0
NODA Covanta Bristol 2 NOX Cap Annual v5.15 | 593 | 7256 | Rate Constraint in MTons | FALSE | L | Annual | Seasons Included | Seasons | Winter, Spring, Summer, Fall | Winter, Spring, Summer, Fall | Winter, Spring, Summer, Fall | Winter, Spring, Summer, Fall | Winter, Spring, Summer, Fall | Winter, Spring, Summer, Fall | Winter, Spring, Summer, Fall
NODA Covanta Bristol 2 NOX Cap Annual v5.15 | 593 | 7256 | Rate Constraint in MTons | FALSE | L | Annual | Standard NOX | Thousand Tons | 0.1917 | 0.1917 | 0.1917 | 0.1917 | 0.1917 | 0.1917 | 0.1917
NODA Covanta Bristol 2 NOX Cap Annual v5.15 | 593 | 7256 | Rate Constraint in MTons | FALSE | L | Annual | Emissions at Affected Plants NOX | Thousand Tons | 0.12298 | 0.12298 | 0.12298 | 0 | 0 | 0 | 0
NODA Covanta Bristol 2 NOX Cap Annual v5.15 | 593 | 7256 | Rate Constraint in MTons | FALSE | L | Annual | Allowances Purchased NOX | Thousand Tons | 0 | 0 | 0 | 0 | 0 | 0 | 0
NODA Covanta Bristol 2 NOX Cap Annual v5.15 | 593 | 7256 | Rate Constraint in MTons | FALSE | L | Annual | Allowances Sold NOX | Thousand Tons | 0 | 0 | 0 | 0 | 0 | 0 | 0
NODA Covanta Bristol 2 NOX Cap Annual v5.15 | 593 | 7256 | Rate Constraint in MTons | FALSE | L | Annual | Allowances Banked | Thousand Tons | 0 | 0 | 0 | 0 | 0 | 0 | 0
NODA Covanta Bristol 2 NOX Cap Annual v5.15 | 593 | 7256 | Rate Constraint in MTons | FALSE | L | Annual | Allowances Withdrawn (1:1) | Thousand Tons | 0 | 0 | 0 | 0 | 0 | 0 | 0
NODA Covanta Bristol 2 NOX Cap Annual v5.15 | 593 | 7256 | Rate Constraint in MTons | FALSE | L | Annual | Allowances Withdrawn (n:1) | Thousand Tons | 0 | 0 | 0 | 0 | 0 | 0 | 0
NODA Covanta Bristol 2 NOX Cap Annual v5.15 | 593 | 7256 | Rate Constraint in MTons | FALSE | L | Annual | Net Emissions Allowance Position | Thousand Tons | 0.12298 | 0.12298 | 0.12298 | 0 | 0 | 0 | 0
NODA Covanta Bristol 2 NOX Cap Annual v5.15 | 593 | 7256 | Rate Constraint in MTons | FALSE | L | Annual | Fuel Consumed | TBtu | 0.93936 | 0.93936 | 0.93936 | 0 | 0 | 0 | 0
NODA Covanta Bristol 2 NOX Cap Annual v5.15 | 593 | 7256 | Rate Constraint in MTons | FALSE | L | Annual | Rate | lb/MMBtu | 0.26183 | 0.26183 | 0.26183 | 0 | 0 | 0 | 0
NODA Covanta Bristol 2 NOX Cap Annual v5.15 | 593 | 7256 | Rate Constraint in MTons | FALSE | L | Annual | Generation | TWh | 0.050699 | 0.050699 | 0.050699 | 0 | 0 | 0 | 0
NODA Covanta Bristol 2 NOX Cap Annual v5.15 | 593 | 7256 | Rate Constraint in MTons | FALSE | L | Annual | Qualifying Generation | TWh | 0.050699 | 0.050699 | 0.050699 | 0 | 0 | 0 | 0
NODA Covanta Bristol 2 NOX Cap Annual v5.15 | 593 | 7256 | Rate Constraint in MTons | FALSE | L | Annual | Rate | lb/MWh | 4.8512 | 4.8512 | 4.8512 | 0 | 0 | 0 | 0
NODA Covanta Bristol 2 NOX Cap Annual v5.15 | 593 | 7256 | Rate Constraint in MTons | FALSE | L | Annual | Constraint Shadow Price | US2022$/Ton | 0 | 0 | 0 | 0 | 0 | 0 | 0
NODA Kemper County IGCC SO2 Cap Annual v5.15 | 594 | 7262 | Rate Constraint in MTons | FALSE | L | Annual | Seasons Included | Seasons | Winter, Spring, Summer, Fall | Winter, Spring, Summer, Fall | Winter, Spring, Summer, Fall | Winter, Spring, Summer, Fall | Winter, Spring, Summer, Fall | Winter, Spring, Summer, Fall | Winter, Spring, Summer, Fall
NODA Kemper County IGCC SO2 Cap Annual v5.15 | 594 | 7262 | Rate Constraint in MTons | FALSE | L | Annual | Standard SO2 | Thousand Tons | 0.116 | 0.116 | 0.116 | 0.116 | 0.116 | 0.116 | 0.116
NODA Kemper County IGCC SO2 Cap Annual v5.15 | 594 | 7262 | Rate Constraint in MTons | FALSE | L | Annual | Emissions at Affected Plants SO2 | Thousand Tons | 0 | 0 | 0 | 0 | 0 | 0 | 0
NODA Kemper County IGCC SO2 Cap Annual v5.15 | 594 | 7262 | Rate Constraint in MTons | FALSE | L | Annual | Allowances Purchased SO2 | Thousand Tons | 0 | 0 | 0 | 0 | 0 | 0 | 0
NODA Kemper County IGCC SO2 Cap Annual v5.15 | 594 | 7262 | Rate Constraint in MTons | FALSE | L | Annual | Allowances Sold SO2 | Thousand Tons | 0 | 0 | 0 | 0 | 0 | 0 | 0
NODA Kemper County IGCC SO2 Cap Annual v5.15 | 594 | 7262 | Rate Constraint in MTons | FALSE | L | Annual | Allowances Banked | Thousand Tons | 0 | 0 | 0 | 0 | 0 | 0 | 0
NODA Kemper County IGCC SO2 Cap Annual v5.15 | 594 | 7262 | Rate Constraint in MTons | FALSE | L | Annual | Allowances Withdrawn (1:1) | Thousand Tons | 0 | 0 | 0 | 0 | 0 | 0 | 0
NODA Kemper County IGCC SO2 Cap Annual v5.15 | 594 | 7262 | Rate Constraint in MTons | FALSE | L | Annual | Allowances Withdrawn (n:1) | Thousand Tons | 0 | 0 | 0 | 0 | 0 | 0 | 0
NODA Kemper County IGCC SO2 Cap Annual v5.15 | 594 | 7262 | Rate Constraint in MTons | FALSE | L | Annual | Net Emissions Allowance Position | Thousand Tons | 0 | 0 | 0 | 0 | 0 | 0 | 0
NODA Kemper County IGCC SO2 Cap Annual v5.15 | 594 | 7262 | Rate Constraint in MTons | FALSE | L | Annual | Fuel Consumed | TBtu | 9.6668 | 8.1246 | 8.965 | 5.5422 | 0.70202 | 0 | 0.94854
NODA Kemper County IGCC SO2 Cap Annual v5.15 | 594 | 7262 | Rate Constraint in MTons | FALSE | L | Annual | Rate | lb/MMBtu | 0 | 0 | 0 | 0 | 0 | 0 | 0
NODA Kemper County IGCC SO2 Cap Annual v5.15 | 594 | 7262 | Rate Constraint in MTons | FALSE | L | Annual | Generation | TWh | 1.2713 | 1.0685 | 1.179 | 0.72885 | 0.092322 | 0 | 0.12474
NODA Kemper County IGCC SO2 Cap Annual v5.15 | 594 | 7262 | Rate Constraint in MTons | FALSE | L | Annual | Qualifying Generation | TWh | 1.2713 | 1.0685 | 1.179 | 0.72885 | 0.092322 | 0 | 0.12474
NODA Kemper County IGCC SO2 Cap Annual v5.15 | 594 | 7262 | Rate Constraint in MTons | FALSE | L | Annual | Rate | lb/MWh | 0 | 0 | 0 | 0 | 0 | 0 | 0
NODA Kemper County IGCC SO2 Cap Annual v5.15 | 594 | 7262 | Rate Constraint in MTons | FALSE | L | Annual | Constraint Shadow Price | US2022$/Ton | 0 | 0 | 0 | 0 | 0 | 0 | 0
NODA Marshalltown NOx Cap Annual v5.15 | 595 | 7252 | Rate Constraint in MTons | FALSE | L | Annual | Seasons Included | Seasons | Winter, Spring, Summer, Fall | Winter, Spring, Summer, Fall | Winter, Spring, Summer, Fall | Winter, Spring, Summer, Fall | Winter, Spring, Summer, Fall | Winter, Spring, Summer, Fall | Winter, Spring, Summer, Fall
NODA Marshalltown NOx Cap Annual v5.15 | 595 | 7252 | Rate Constraint in MTons | FALSE | L | Annual | Standard NOX | Thousand Tons | 0.229 | 0.229 | 0.229 | 0.229 | 0.229 | 0.229 | 0.229
NODA Marshalltown NOx Cap Annual v5.15 | 595 | 7252 | Rate Constraint in MTons | FALSE | L | Annual | Emissions at Affected Plants NOX | Thousand Tons | 0.062818 | 0.075272 | 0.042939 | 0.014843 | 0.0076815 | 0.0076815 | 0.0076815
NODA Marshalltown NOx Cap Annual v5.15 | 595 | 7252 | Rate Constraint in MTons | FALSE | L | Annual | Allowances Purchased NOX | Thousand Tons | 0 | 0 | 0 | 0 | 0 | 0 | 0
NODA Marshalltown NOx Cap Annual v5.15 | 595 | 7252 | Rate Constraint in MTons | FALSE | L | Annual | Allowances Sold NOX | Thousand Tons | 0 | 0 | 0 | 0 | 0 | 0 | 0
NODA Marshalltown NOx Cap Annual v5.15 | 595 | 7252 | Rate Constraint in MTons | FALSE | L | Annual | Allowances Banked | Thousand Tons | 0 | 0 | 0 | 0 | 0 | 0 | 0
NODA Marshalltown NOx Cap Annual v5.15 | 595 | 7252 | Rate Constraint in MTons | FALSE | L | Annual | Allowances Withdrawn (1:1) | Thousand Tons | 0 | 0 | 0 | 0 | 0 | 0 | 0
NODA Marshalltown NOx Cap Annual v5.15 | 595 | 7252 | Rate Constraint in MTons | FALSE | L | Annual | Allowances Withdrawn (n:1) | Thousand Tons | 0 | 0 | 0 | 0 | 0 | 0 | 0
NODA Marshalltown NOx Cap Annual v5.15 | 595 | 7252 | Rate Constraint in MTons | FALSE | L | Annual | Net Emissions Allowance Position | Thousand Tons | 0.062818 | 0.075272 | 0.042939 | 0.014843 | 0.0076815 | 0.0076815 | 0.0076815
NODA Marshalltown NOx Cap Annual v5.15 | 595 | 7252 | Rate Constraint in MTons | FALSE | L | Annual | Fuel Consumed | TBtu | 25.5878 | 30.6607 | 17.4905 | 6.046 | 3.1289 | 3.1289 | 3.1289
NODA Marshalltown NOx Cap Annual v5.15 | 595 | 7252 | Rate Constraint in MTons | FALSE | L | Annual | Rate | lb/MMBtu | 0.00491 | 0.00491 | 0.00491 | 0.00491 | 0.00491 | 0.00491 | 0.00491
NODA Marshalltown NOx Cap Annual v5.15 | 595 | 7252 | Rate Constraint in MTons | FALSE | L | Annual | Generation | TWh | 3.6034 | 4.3178 | 2.4631 | 0.85143 | 0.44063 | 0.44063 | 0.44063
NODA Marshalltown NOx Cap Annual v5.15 | 595 | 7252 | Rate Constraint in MTons | FALSE | L | Annual | Qualifying Generation | TWh | 3.6034 | 4.3178 | 2.4631 | 0.85143 | 0.44063 | 0.44063 | 0.44063
NODA Marshalltown NOx Cap Annual v5.15 | 595 | 7252 | Rate Constraint in MTons | FALSE | L | Annual | Rate | lb/MWh | 0.034866 | 0.034866 | 0.034866 | 0.034866 | 0.034866 | 0.034866 | 0.034866
NODA Marshalltown NOx Cap Annual v5.15 | 595 | 7252 | Rate Constraint in MTons | FALSE | L | Annual | Constraint Shadow Price | US2022$/Ton | 0 | 0 | 0 | 0 | 0 | 0 | 0
NODA Nacogdoches SO2 Cap Annual v5.15 | 596 | 7253 | Rate Constraint in MTons | FALSE | L | Annual | Seasons Included | Seasons | Winter, Spring, Summer, Fall | Winter, Spring, Summer, Fall | Winter, Spring, Summer, Fall | Winter, Spring, Summer, Fall | Winter, Spring, Summer, Fall | Winter, Spring, Summer, Fall | Winter, Spring, Summer, Fall
NODA Nacogdoches SO2 Cap Annual v5.15 | 596 | 7253 | Rate Constraint in MTons | FALSE | L | Annual | Standard SO2 | Thousand Tons | 0.277 | 0.277 | 0.277 | 0.277 | 0.277 | 0.277 | 0.277
NODA Nacogdoches SO2 Cap Annual v5.15 | 596 | 7253 | Rate Constraint in MTons | FALSE | L | Annual | Emissions at Affected Plants SO2 | Thousand Tons | 0 | 0 | 0 | 0 | 0 | 0 | 0
NODA Nacogdoches SO2 Cap Annual v5.15 | 596 | 7253 | Rate Constraint in MTons | FALSE | L | Annual | Allowances Purchased SO2 | Thousand Tons | 0 | 0 | 0 | 0 | 0 | 0 | 0
NODA Nacogdoches SO2 Cap Annual v5.15 | 596 | 7253 | Rate Constraint in MTons | FALSE | L | Annual | Allowances Sold SO2 | Thousand Tons | 0 | 0 | 0 | 0 | 0 | 0 | 0
NODA Nacogdoches SO2 Cap Annual v5.15 | 596 | 7253 | Rate Constraint in MTons | FALSE | L | Annual | Allowances Banked | Thousand Tons | 0 | 0 | 0 | 0 | 0 | 0 | 0
NODA Nacogdoches SO2 Cap Annual v5.15 | 596 | 7253 | Rate Constraint in MTons | FALSE | L | Annual | Allowances Withdrawn (1:1) | Thousand Tons | 0 | 0 | 0 | 0 | 0 | 0 | 0
NODA Nacogdoches SO2 Cap Annual v5.15 | 596 | 7253 | Rate Constraint in MTons | FALSE | L | Annual | Allowances Withdrawn (n:1) | Thousand Tons | 0 | 0 | 0 | 0 | 0 | 0 | 0
NODA Nacogdoches SO2 Cap Annual v5.15 | 596 | 7253 | Rate Constraint in MTons | FALSE | L | Annual | Net Emissions Allowance Position | Thousand Tons | 0 | 0 | 0 | 0 | 0 | 0 | 0
NODA Nacogdoches SO2 Cap Annual v5.15 | 596 | 7253 | Rate Constraint in MTons | FALSE | L | Annual | Fuel Consumed | TBtu | 0 | 0 | 0 | 0 | 0 | 0 | 0
NODA Nacogdoches SO2 Cap Annual v5.15 | 596 | 7253 | Rate Constraint in MTons | FALSE | L | Annual | Rate | lb/MMBtu | 0 | 0 | 0 | 0 | 0 | 0 | 0
NODA Nacogdoches SO2 Cap Annual v5.15 | 596 | 7253 | Rate Constraint in MTons | FALSE | L | Annual | Generation | TWh | 0 | 0 | 0 | 0 | 0 | 0 | 0
NODA Nacogdoches SO2 Cap Annual v5.15 | 596 | 7253 | Rate Constraint in MTons | FALSE | L | Annual | Qualifying Generation | TWh | 0 | 0 | 0 | 0 | 0 | 0 | 0
NODA Nacogdoches SO2 Cap Annual v5.15 | 596 | 7253 | Rate Constraint in MTons | FALSE | L | Annual | Rate | lb/MWh | 0 | 0 | 0 | 0 | 0 | 0 | 0
NODA Nacogdoches SO2 Cap Annual v5.15 | 596 | 7253 | Rate Constraint in MTons | FALSE | L | Annual | Constraint Shadow Price | US2022$/Ton | 0 | 0 | 0 | 0 | 0 | 0 | 0
NODA Newark NOx Cap Annual v5.15 | 597 | 7249 | Rate Constraint in MTons | FALSE | L | Annual | Seasons Included | Seasons | Winter, Spring, Summer, Fall | Winter, Spring, Summer, Fall | Winter, Spring, Summer, Fall | Winter, Spring, Summer, Fall | Winter, Spring, Summer, Fall | Winter, Spring, Summer, Fall | Winter, Spring, Summer, Fall
NODA Newark NOx Cap Annual v5.15 | 597 | 7249 | Rate Constraint in MTons | FALSE | L | Annual | Standard NOX | Thousand Tons | 0.278 | 0.278 | 0.278 | 0.278 | 0.278 | 0.278 | 0.278
NODA Newark NOx Cap Annual v5.15 | 597 | 7249 | Rate Constraint in MTons | FALSE | L | Annual | Emissions at Affected Plants NOX | Thousand Tons | 0.093919 | 0.097931 | 0.0893 | 0.049885 | 0.067296 | 0.072292 | 0.09798
NODA Newark NOx Cap Annual v5.15 | 597 | 7249 | Rate Constraint in MTons | FALSE | L | Annual | Allowances Purchased NOX | Thousand Tons | 0 | 0 | 0 | 0 | 0 | 0 | 0
NODA Newark NOx Cap Annual v5.15 | 597 | 7249 | Rate Constraint in MTons | FALSE | L | Annual | Allowances Sold NOX | Thousand Tons | 0 | 0 | 0 | 0 | 0 | 0 | 0
NODA Newark NOx Cap Annual v5.15 | 597 | 7249 | Rate Constraint in MTons | FALSE | L | Annual | Allowances Banked | Thousand Tons | 0 | 0 | 0 | 0 | 0 | 0 | 0
NODA Newark NOx Cap Annual v5.15 | 597 | 7249 | Rate Constraint in MTons | FALSE | L | Annual | Allowances Withdrawn (1:1) | Thousand Tons | 0 | 0 | 0 | 0 | 0 | 0 | 0
NODA Newark NOx Cap Annual v5.15 | 597 | 7249 | Rate Constraint in MTons | FALSE | L | Annual | Allowances Withdrawn (n:1) | Thousand Tons | 0 | 0 | 0 | 0 | 0 | 0 | 0
NODA Newark NOx Cap Annual v5.15 | 597 | 7249 | Rate Constraint in MTons | FALSE | L | Annual | Net Emissions Allowance Position | Thousand Tons | 0.093919 | 0.097931 | 0.0893 | 0.049885 | 0.067296 | 0.072292 | 0.09798
NODA Newark NOx Cap Annual v5.15 | 597 | 7249 | Rate Constraint in MTons | FALSE | L | Annual | Fuel Consumed | TBtu | 31.1505 | 32.4811 | 29.6186 | 16.5457 | 22.3205 | 23.9775 | 32.4975
NODA Newark NOx Cap Annual v5.15 | 597 | 7249 | Rate Constraint in MTons | FALSE | L | Annual | Rate | lb/MMBtu | 0.00603 | 0.00603 | 0.00603 | 0.00603 | 0.00603 | 0.00603 | 0.00603
NODA Newark NOx Cap Annual v5.15 | 597 | 7249 | Rate Constraint in MTons | FALSE | L | Annual | Generation | TWh | 4.4185 | 4.6073 | 4.2012 | 2.3469 | 3.166 | 3.4011 | 4.6096
NODA Newark NOx Cap Annual v5.15 | 597 | 7249 | Rate Constraint in MTons | FALSE | L | Annual | Qualifying Generation | TWh | 4.4185 | 4.6073 | 4.2012 | 2.3469 | 3.166 | 3.4011 | 4.6096
NODA Newark NOx Cap Annual v5.15 | 597 | 7249 | Rate Constraint in MTons | FALSE | L | Annual | Rate | lb/MWh | 0.042511 | 0.042511 | 0.042511 | 0.042511 | 0.042511 | 0.042511 | 0.042511
NODA Newark NOx Cap Annual v5.15 | 597 | 7249 | Rate Constraint in MTons | FALSE | L | Annual | Constraint Shadow Price | US2022$/Ton | 0 | 0 | 0 | 0 | 0 | 0 | 0
NODA West Deptford NOx Cap Annual v5.15 | 598 | 7250 | Rate Constraint in MTons | FALSE | L | Annual | Seasons Included | Seasons | Winter, Spring, Summer, Fall | Winter, Spring, Summer, Fall | Winter, Spring, Summer, Fall | Winter, Spring, Summer, Fall | Winter, Spring, Summer, Fall | Winter, Spring, Summer, Fall | Winter, Spring, Summer, Fall
NODA West Deptford NOx Cap Annual v5.15 | 598 | 7250 | Rate Constraint in MTons | FALSE | L | Annual | Standard NOX | Thousand Tons | 0.717 | 0.717 | 0.717 | 0.717 | 0.717 | 0.717 | 0.717
NODA West Deptford NOx Cap Annual v5.15 | 598 | 7250 | Rate Constraint in MTons | FALSE | L | Annual | Emissions at Affected Plants NOX | Thousand Tons | 0.077303 | 0.073381 | 0.061064 | 0.047365 | 0.052846 | 0.064002 | 0.072912
NODA West Deptford NOx Cap Annual v5.15 | 598 | 7250 | Rate Constraint in MTons | FALSE | L | Annual | Allowances Purchased NOX | Thousand Tons | 0 | 0 | 0 | 0 | 0 | 0 | 0
NODA West Deptford NOx Cap Annual v5.15 | 598 | 7250 | Rate Constraint in MTons | FALSE | L | Annual | Allowances Sold NOX | Thousand Tons | 0 | 0 | 0 | 0 | 0 | 0 | 0
NODA West Deptford NOx Cap Annual v5.15 | 598 | 7250 | Rate Constraint in MTons | FALSE | L | Annual | Allowances Banked | Thousand Tons | 0 | 0 | 0 | 0 | 0 | 0 | 0
NODA West Deptford NOx Cap Annual v5.15 | 598 | 7250 | Rate Constraint in MTons | FALSE | L | Annual | Allowances Withdrawn (1:1) | Thousand Tons | 0 | 0 | 0 | 0 | 0 | 0 | 0
NODA West Deptford NOx Cap Annual v5.15 | 598 | 7250 | Rate Constraint in MTons | FALSE | L | Annual | Allowances Withdrawn (n:1) | Thousand Tons | 0 | 0 | 0 | 0 | 0 | 0 | 0
NODA West Deptford NOx Cap Annual v5.15 | 598 | 7250 | Rate Constraint in MTons | FALSE | L | Annual | Net Emissions Allowance Position | Thousand Tons | 0.077303 | 0.073381 | 0.061064 | 0.047365 | 0.052846 | 0.064002 | 0.072912
NODA West Deptford NOx Cap Annual v5.15 | 598 | 7250 | Rate Constraint in MTons | FALSE | L | Annual | Fuel Consumed | TBtu | 25.2211 | 23.9415 | 19.9229 | 15.4536 | 17.2417 | 20.8815 | 23.7887
NODA West Deptford NOx Cap Annual v5.15 | 598 | 7250 | Rate Constraint in MTons | FALSE | L | Annual | Rate | lb/MMBtu | 0.00613 | 0.00613 | 0.00613 | 0.00613 | 0.00613 | 0.00613 | 0.00613
NODA West Deptford NOx Cap Annual v5.15 | 598 | 7250 | Rate Constraint in MTons | FALSE | L | Annual | Generation | TWh | 3.5653 | 3.3844 | 2.8164 | 2.1846 | 2.4373 | 2.9519 | 3.3628
NODA West Deptford NOx Cap Annual v5.15 | 598 | 7250 | Rate Constraint in MTons | FALSE | L | Annual | Qualifying Generation | TWh | 3.5653 | 3.3844 | 2.8164 | 2.1846 | 2.4373 | 2.9519 | 3.3628
NODA West Deptford NOx Cap Annual v5.15 | 598 | 7250 | Rate Constraint in MTons | FALSE | L | Annual | Rate | lb/MWh | 0.043364 | 0.043364 | 0.043364 | 0.043364 | 0.043364 | 0.043364 | 0.043364
NODA West Deptford NOx Cap Annual v5.15 | 598 | 7250 | Rate Constraint in MTons | FALSE | L | Annual | Constraint Shadow Price | US2022$/Ton | 0 | 0 | 0 | 0 | 0 | 0 | 0
NODA Wheelabrator Lisbon 1 NOX Cap Annual v5.15 | 599 | 7260 | Rate Constraint in MTons | FALSE | L | Annual | Seasons Included | Seasons | Winter, Spring, Summer, Fall | Winter, Spring, Summer, Fall | Winter, Spring, Summer, Fall | Winter, Spring, Summer, Fall | Winter, Spring, Summer, Fall | Winter, Spring, Summer, Fall | Winter, Spring, Summer, Fall
NODA Wheelabrator Lisbon 1 NOX Cap Annual v5.15 | 599 | 7260 | Rate Constraint in MTons | FALSE | L | Annual | Standard NOX | Thousand Tons | 0.148 | 0.148 | 0.148 | 0.148 | 0.148 | 0.148 | 0.148
NODA Wheelabrator Lisbon 1 NOX Cap Annual v5.15 | 599 | 7260 | Rate Constraint in MTons | FALSE | L | Annual | Emissions at Affected Plants NOX | Thousand Tons | 0.1311 | 0.1311 | 0.1311 | 0 | 0 | 0 | 0
NODA Wheelabrator Lisbon 1 NOX Cap Annual v5.15 | 599 | 7260 | Rate Constraint in MTons | FALSE | L | Annual | Allowances Purchased NOX | Thousand Tons | 0 | 0 | 0 | 0 | 0 | 0 | 0
NODA Wheelabrator Lisbon 1 NOX Cap Annual v5.15 | 599 | 7260 | Rate Constraint in MTons | FALSE | L | Annual | Allowances Sold NOX | Thousand Tons | 0 | 0 | 0 | 0 | 0 | 0 | 0
NODA Wheelabrator Lisbon 1 NOX Cap Annual v5.15 | 599 | 7260 | Rate Constraint in MTons | FALSE | L | Annual | Allowances Banked | Thousand Tons | 0 | 0 | 0 | 0 | 0 | 0 | 0
NODA Wheelabrator Lisbon 1 NOX Cap Annual v5.15 | 599 | 7260 | Rate Constraint in MTons | FALSE | L | Annual | Allowances Withdrawn (1:1) | Thousand Tons | 0 | 0 | 0 | 0 | 0 | 0 | 0
NODA Wheelabrator Lisbon 1 NOX Cap Annual v5.15 | 599 | 7260 | Rate Constraint in MTons | FALSE | L | Annual | Allowances Withdrawn (n:1) | Thousand Tons | 0 | 0 | 0 | 0 | 0 | 0 | 0
NODA Wheelabrator Lisbon 1 NOX Cap Annual v5.15 | 599 | 7260 | Rate Constraint in MTons | FALSE | L | Annual | Net Emissions Allowance Position | Thousand Tons | 0.1311 | 0.1311 | 0.1311 | 0 | 0 | 0 | 0
NODA Wheelabrator Lisbon 1 NOX Cap Annual v5.15 | 599 | 7260 | Rate Constraint in MTons | FALSE | L | Annual | Fuel Consumed | TBtu | 0.98736 | 0.98736 | 0.98736 | 0 | 0 | 0 | 0
NODA Wheelabrator Lisbon 1 NOX Cap Annual v5.15 | 599 | 7260 | Rate Constraint in MTons | FALSE | L | Annual | Rate | lb/MMBtu | 0.26556 | 0.26556 | 0.26556 | 0 | 0 | 0 | 0
NODA Wheelabrator Lisbon 1 NOX Cap Annual v5.15 | 599 | 7260 | Rate Constraint in MTons | FALSE | L | Annual | Generation | TWh | 0.053772 | 0.053772 | 0.053772 | 0 | 0 | 0 | 0
NODA Wheelabrator Lisbon 1 NOX Cap Annual v5.15 | 599 | 7260 | Rate Constraint in MTons | FALSE | L | Annual | Qualifying Generation | TWh | 0.053772 | 0.053772 | 0.053772 | 0 | 0 | 0 | 0
NODA Wheelabrator Lisbon 1 NOX Cap Annual v5.15 | 599 | 7260 | Rate Constraint in MTons | FALSE | L | Annual | Rate | lb/MWh | 4.8762 | 4.8762 | 4.8762 | 0 | 0 | 0 | 0
NODA Wheelabrator Lisbon 1 NOX Cap Annual v5.15 | 599 | 7260 | Rate Constraint in MTons | FALSE | L | Annual | Constraint Shadow Price | US2022$/Ton | 0 | 0 | 0 | 0 | 0 | 0 | 0
NODA WheelabratorBridgeport 1 NOX Cap Annual v5.15 | 600 | 7257 | Rate Constraint in MTons | FALSE | L | Annual | Seasons Included | Seasons | Winter, Spring, Summer, Fall | Winter, Spring, Summer, Fall | Winter, Spring, Summer, Fall | Winter, Spring, Summer, Fall | Winter, Spring, Summer, Fall | Winter, Spring, Summer, Fall | Winter, Spring, Summer, Fall
NODA WheelabratorBridgeport 1 NOX Cap Annual v5.15 | 600 | 7257 | Rate Constraint in MTons | FALSE | L | Annual | Standard NOX | Thousand Tons | 0.501 | 0.501 | 0.501 | 0.501 | 0.501 | 0.501 | 0.501
NODA WheelabratorBridgeport 1 NOX Cap Annual v5.15 | 600 | 7257 | Rate Constraint in MTons | FALSE | L | Annual | Emissions at Affected Plants NOX | Thousand Tons | 0.30164 | 0.30164 | 0.30164 | 0 | 0 | 0 | 0
NODA WheelabratorBridgeport 1 NOX Cap Annual v5.15 | 600 | 7257 | Rate Constraint in MTons | FALSE | L | Annual | Allowances Purchased NOX | Thousand Tons | 0 | 0 | 0 | 0 | 0 | 0 | 0
NODA WheelabratorBridgeport 1 NOX Cap Annual v5.15 | 600 | 7257 | Rate Constraint in MTons | FALSE | L | Annual | Allowances Sold NOX | Thousand Tons | 0 | 0 | 0 | 0 | 0 | 0 | 0
NODA WheelabratorBridgeport 1 NOX Cap Annual v5.15 | 600 | 7257 | Rate Constraint in MTons | FALSE | L | Annual | Allowances Banked | Thousand Tons | 0 | 0 | 0 | 0 | 0 | 0 | 0
NODA WheelabratorBridgeport 1 NOX Cap Annual v5.15 | 600 | 7257 | Rate Constraint in MTons | FALSE | L | Annual | Allowances Withdrawn (1:1) | Thousand Tons | 0 | 0 | 0 | 0 | 0 | 0 | 0
NODA WheelabratorBridgeport 1 NOX Cap Annual v5.15 | 600 | 7257 | Rate Constraint in MTons | FALSE | L | Annual | Allowances Withdrawn (n:1) | Thousand Tons | 0 | 0 | 0 | 0 | 0 | 0 | 0
NODA WheelabratorBridgeport 1 NOX Cap Annual v5.15 | 600 | 7257 | Rate Constraint in MTons | FALSE | L | Annual | Net Emissions Allowance Position | Thousand Tons | 0.30164 | 0.30164 | 0.30164 | 0 | 0 | 0 | 0
NODA WheelabratorBridgeport 1 NOX Cap Annual v5.15 | 600 | 7257 | Rate Constraint in MTons | FALSE | L | Annual | Fuel Consumed | TBtu | 2.4858 | 2.4858 | 2.4858 | 0 | 0 | 0 | 0
NODA WheelabratorBridgeport 1 NOX Cap Annual v5.15 | 600 | 7257 | Rate Constraint in MTons | FALSE | L | Annual | Rate | lb/MMBtu | 0.24269 | 0.24269 | 0.24269 | 0 | 0 | 0 | 0
NODA WheelabratorBridgeport 1 NOX Cap Annual v5.15 | 600 | 7257 | Rate Constraint in MTons | FALSE | L | Annual | Generation | TWh | 0.14826 | 0.14826 | 0.14826 | 0 | 0 | 0 | 0
NODA WheelabratorBridgeport 1 NOX Cap Annual v5.15 | 600 | 7257 | Rate Constraint in MTons | FALSE | L | Annual | Qualifying Generation | TWh | 0.14826 | 0.14826 | 0.14826 | 0 | 0 | 0 | 0
NODA WheelabratorBridgeport 1 NOX Cap Annual v5.15 | 600 | 7257 | Rate Constraint in MTons | FALSE | L | Annual | Rate | lb/MWh | 4.0692 | 4.0692 | 4.0692 | 0 | 0 | 0 | 0
NODA WheelabratorBridgeport 1 NOX Cap Annual v5.15 | 600 | 7257 | Rate Constraint in MTons | FALSE | L | Annual | Constraint Shadow Price | US2022$/Ton | 0 | 0 | 0 | 0 | 0 | 0 | 0
NODA WheelabratorBridgeport 2 NOX Cap Annual v5.15 | 601 | 7258 | Rate Constraint in MTons | FALSE | L | Annual | Seasons Included | Seasons | Winter, Spring, Summer, Fall | Winter, Spring, Summer, Fall | Winter, Spring, Summer, Fall | Winter, Spring, Summer, Fall | Winter, Spring, Summer, Fall | Winter, Spring, Summer, Fall | Winter, Spring, Summer, Fall
NODA WheelabratorBridgeport 2 NOX Cap Annual v5.15 | 601 | 7258 | Rate Constraint in MTons | FALSE | L | Annual | Standard NOX | Thousand Tons | 0.501 | 0.501 | 0.501 | 0.501 | 0.501 | 0.501 | 0.501
NODA WheelabratorBridgeport 2 NOX Cap Annual v5.15 | 601 | 7258 | Rate Constraint in MTons | FALSE | L | Annual | Emissions at Affected Plants NOX | Thousand Tons | 0.30952 | 0.30952 | 0.30952 | 0 | 0 | 0 | 0
NODA WheelabratorBridgeport 2 NOX Cap Annual v5.15 | 601 | 7258 | Rate Constraint in MTons | FALSE | L | Annual | Allowances Purchased NOX | Thousand Tons | 0 | 0 | 0 | 0 | 0 | 0 | 0
NODA WheelabratorBridgeport 2 NOX Cap Annual v5.15 | 601 | 7258 | Rate Constraint in MTons | FALSE | L | Annual | Allowances Sold NOX | Thousand Tons | 0 | 0 | 0 | 0 | 0 | 0 | 0
NODA WheelabratorBridgeport 2 NOX Cap Annual v5.15 | 601 | 7258 | Rate Constraint in MTons | FALSE | L | Annual | Allowances Banked | Thousand Tons | 0 | 0 | 0 | 0 | 0 | 0 | 0
NODA WheelabratorBridgeport 2 NOX Cap Annual v5.15 | 601 | 7258 | Rate Constraint in MTons | FALSE | L | Annual | Allowances Withdrawn (1:1) | Thousand Tons | 0 | 0 | 0 | 0 | 0 | 0 | 0
NODA WheelabratorBridgeport 2 NOX Cap Annual v5.15 | 601 | 7258 | Rate Constraint in MTons | FALSE | L | Annual | Allowances Withdrawn (n:1) | Thousand Tons | 0 | 0 | 0 | 0 | 0 | 0 | 0
NODA WheelabratorBridgeport 2 NOX Cap Annual v5.15 | 601 | 7258 | Rate Constraint in MTons | FALSE | L | Annual | Net Emissions Allowance Position | Thousand Tons | 0.30952 | 0.30952 | 0.30952 | 0 | 0 | 0 | 0
NODA WheelabratorBridgeport 2 NOX Cap Annual v5.15 | 601 | 7258 | Rate Constraint in MTons | FALSE | L | Annual | Fuel Consumed | TBtu | 2.4858 | 2.4858 | 2.4858 | 0 | 0 | 0 | 0
NODA WheelabratorBridgeport 2 NOX Cap Annual v5.15 | 601 | 7258 | Rate Constraint in MTons | FALSE | L | Annual | Rate | lb/MMBtu | 0.24903 | 0.24903 | 0.24903 | 0 | 0 | 0 | 0
NODA WheelabratorBridgeport 2 NOX Cap Annual v5.15 | 601 | 7258 | Rate Constraint in MTons | FALSE | L | Annual | Generation | TWh | 0.14826 | 0.14826 | 0.14826 | 0 | 0 | 0 | 0
NODA WheelabratorBridgeport 2 NOX Cap Annual v5.15 | 601 | 7258 | Rate Constraint in MTons | FALSE | L | Annual | Qualifying Generation | TWh | 0.14826 | 0.14826 | 0.14826 | 0 | 0 | 0 | 0
NODA WheelabratorBridgeport 2 NOX Cap Annual v5.15 | 601 | 7258 | Rate Constraint in MTons | FALSE | L | Annual | Rate | lb/MWh | 4.1755 | 4.1755 | 4.1755 | 0 | 0 | 0 | 0
NODA WheelabratorBridgeport 2 NOX Cap Annual v5.15 | 601 | 7258 | Rate Constraint in MTons | FALSE | L | Annual | Constraint Shadow Price | US2022$/Ton | 0 | 0 | 0 | 0 | 0 | 0 | 0
NODA WheelabratorBridgeport 3 NOX Cap Annual v5.15 | 602 | 7259 | Rate Constraint in MTons | FALSE | L | Annual | Seasons Included | Seasons | Winter, Spring, Summer, Fall | Winter, Spring, Summer, Fall | Winter, Spring, Summer, Fall | Winter, Spring, Summer, Fall | Winter, Spring, Summer, Fall | Winter, Spring, Summer, Fall | Winter, Spring, Summer, Fall
NODA WheelabratorBridgeport 3 NOX Cap Annual v5.15 | 602 | 7259 | Rate Constraint in MTons | FALSE | L | Annual | Standard NOX | Thousand Tons | 0.501 | 0.501 | 0.501 | 0.501 | 0.501 | 0.501 | 0.501
NODA WheelabratorBridgeport 3 NOX Cap Annual v5.15 | 602 | 7259 | Rate Constraint in MTons | FALSE | L | Annual | Emissions at Affected Plants NOX | Thousand Tons | 0.29852 | 0.29852 | 0.29852 | 0 | 0 | 0 | 0
NODA WheelabratorBridgeport 3 NOX Cap Annual v5.15 | 602 | 7259 | Rate Constraint in MTons | FALSE | L | Annual | Allowances Purchased NOX | Thousand Tons | 0 | 0 | 0 | 0 | 0 | 0 | 0
NODA WheelabratorBridgeport 3 NOX Cap Annual v5.15 | 602 | 7259 | Rate Constraint in MTons | FALSE | L | Annual | Allowances Sold NOX | Thousand Tons | 0 | 0 | 0 | 0 | 0 | 0 | 0
NODA WheelabratorBridgeport 3 NOX Cap Annual v5.15 | 602 | 7259 | Rate Constraint in MTons | FALSE | L | Annual | Allowances Banked | Thousand Tons | 0 | 0 | 0 | 0 | 0 | 0 | 0
NODA WheelabratorBridgeport 3 NOX Cap Annual v5.15 | 602 | 7259 | Rate Constraint in MTons | FALSE | L | Annual | Allowances Withdrawn (1:1) | Thousand Tons | 0 | 0 | 0 | 0 | 0 | 0 | 0
NODA WheelabratorBridgeport 3 NOX Cap Annual v5.15 | 602 | 7259 | Rate Constraint in MTons | FALSE | L | Annual | Allowances Withdrawn (n:1) | Thousand Tons | 0 | 0 | 0 | 0 | 0 | 0 | 0
NODA WheelabratorBridgeport 3 NOX Cap Annual v5.15 | 602 | 7259 | Rate Constraint in MTons | FALSE | L | Annual | Net Emissions Allowance Position | Thousand Tons | 0.29852 | 0.29852 | 0.29852 | 0 | 0 | 0 | 0
NODA WheelabratorBridgeport 3 NOX Cap Annual v5.15 | 602 | 7259 | Rate Constraint in MTons | FALSE | L | Annual | Fuel Consumed | TBtu | 2.4858 | 2.4858 | 2.4858 | 0 | 0 | 0 | 0
NODA WheelabratorBridgeport 3 NOX Cap Annual v5.15 | 602 | 7259 | Rate Constraint in MTons | FALSE | L | Annual | Rate | lb/MMBtu | 0.24018 | 0.24018 | 0.24018 | 0 | 0 | 0 | 0
NODA WheelabratorBridgeport 3 NOX Cap Annual v5.15 | 602 | 7259 | Rate Constraint in MTons | FALSE | L | Annual | Generation | TWh | 0.14826 | 0.14826 | 0.14826 | 0 | 0 | 0 | 0
NODA WheelabratorBridgeport 3 NOX Cap Annual v5.15 | 602 | 7259 | Rate Constraint in MTons | FALSE | L | Annual | Qualifying Generation | TWh | 0.14826 | 0.14826 | 0.14826 | 0 | 0 | 0 | 0
NODA WheelabratorBridgeport 3 NOX Cap Annual v5.15 | 602 | 7259 | Rate Constraint in MTons | FALSE | L | Annual | Rate | lb/MWh | 4.0271 | 4.0271 | 4.0271 | 0 | 0 | 0 | 0
NODA WheelabratorBridgeport 3 NOX Cap Annual v5.15 | 602 | 7259 | Rate Constraint in MTons | FALSE | L | Annual | Constraint Shadow Price | US2022$/Ton | 0 | 0 | 0 | 0 | 0 | 0 | 0
NODA Woodbridge NOx Cap Annual v5.15 | 603 | 7251 | Rate Constraint in MTons | FALSE | L | Annual | Seasons Included | Seasons | Winter, Spring, Summer, Fall | Winter, Spring, Summer, Fall | Winter, Spring, Summer, Fall | Winter, Spring, Summer, Fall | Winter, Spring, Summer, Fall | Winter, Spring, Summer, Fall | Winter, Spring, Summer, Fall
NODA Woodbridge NOx Cap Annual v5.15 | 603 | 7251 | Rate Constraint in MTons | FALSE | L | Annual | Standard NOX | Thousand Tons | 0.297 | 0.297 | 0.297 | 0.297 | 0.297 | 0.297 | 0.297
NODA Woodbridge NOx Cap Annual v5.15 | 603 | 7251 | Rate Constraint in MTons | FALSE | L | Annual | Emissions at Affected Plants NOX | Thousand Tons | 0.053592 | 0.054472 | 0.048018 | 0.026914 | 0.041057 | 0.047914 | 0.052686
NODA Woodbridge NOx Cap Annual v5.15 | 603 | 7251 | Rate Constraint in MTons | FALSE | L | Annual | Allowances Purchased NOX | Thousand Tons | 0 | 0 | 0 | 0 | 0 | 0 | 0
NODA Woodbridge NOx Cap Annual v5.15 | 603 | 7251 | Rate Constraint in MTons | FALSE | L | Annual | Allowances Sold NOX | Thousand Tons | 0 | 0 | 0 | 0 | 0 | 0 | 0
NODA Woodbridge NOx Cap Annual v5.15 | 603 | 7251 | Rate Constraint in MTons | FALSE | L | Annual | Allowances Banked | Thousand Tons | 0 | 0 | 0 | 0 | 0 | 0 | 0
NODA Woodbridge NOx Cap Annual v5.15 | 603 | 7251 | Rate Constraint in MTons | FALSE | L | Annual | Allowances Withdrawn (1:1) | Thousand Tons | 0 | 0 | 0 | 0 | 0 | 0 | 0
NODA Woodbridge NOx Cap Annual v5.15 | 603 | 7251 | Rate Constraint in MTons | FALSE | L | Annual | Allowances Withdrawn (n:1) | Thousand Tons | 0 | 0 | 0 | 0 | 0 | 0 | 0
NODA Woodbridge NOx Cap Annual v5.15 | 603 | 7251 | Rate Constraint in MTons | FALSE | L | Annual | Net Emissions Allowance Position | Thousand Tons | 0.053592 | 0.054472 | 0.048018 | 0.026914 | 0.041057 | 0.047914 | 0.052686
NODA Woodbridge NOx Cap Annual v5.15 | 603 | 7251 | Rate Constraint in MTons | FALSE | L | Annual | Fuel Consumed | TBtu | 19.2431 | 19.5591 | 17.2418 | 9.664 | 14.7421 | 17.2042 | 18.9177
NODA Woodbridge NOx Cap Annual v5.15 | 603 | 7251 | Rate Constraint in MTons | FALSE | L | Annual | Rate | lb/MMBtu | 0.00557 | 0.00557 | 0.00557 | 0.00557 | 0.00557 | 0.00557 | 0.00557
NODA Woodbridge NOx Cap Annual v5.15 | 603 | 7251 | Rate Constraint in MTons | FALSE | L | Annual | Generation | TWh | 2.7295 | 2.7743 | 2.4456 | 1.3708 | 2.0911 | 2.4403 | 2.6834
NODA Woodbridge NOx Cap Annual v5.15 | 603 | 7251 | Rate Constraint in MTons | FALSE | L | Annual | Qualifying Generation | TWh | 2.7295 | 2.7743 | 2.4456 | 1.3708 | 2.0911 | 2.4403 | 2.6834
NODA Woodbridge NOx Cap Annual v5.15 | 603 | 7251 | Rate Constraint in MTons | FALSE | L | Annual | Rate | lb/MWh | 0.039268 | 0.039268 | 0.039268 | 0.039268 | 0.039268 | 0.039268 | 0.039268
NODA Woodbridge NOx Cap Annual v5.15 | 603 | 7251 | Rate Constraint in MTons | FALSE | L | Annual | Constraint Shadow Price | US2022$/Ton | 0 | 0 | 0 | 0 | 0 | 0 | 0
North Carolina Duke - NOX Cap Annual v3.1 | 604 | 7354 | Rate Constraint in MTons | FALSE | L | Annual | Seasons Included | Seasons | Winter, Spring, Summer, Fall | Winter, Spring, Summer, Fall | Winter, Spring, Summer, Fall | Winter, Spring, Summer, Fall | Winter, Spring, Summer, Fall | Winter, Spring, Summer, Fall | Winter, Spring, Summer, Fall
North Carolina Duke - NOX Cap Annual v3.1 | 604 | 7354 | Rate Constraint in MTons | FALSE | L | Annual | Standard NOX | Thousand Tons | 31 | 31 | 31 | 31 | 31 | 31 | 31
North Carolina Duke - NOX Cap Annual v3.1 | 604 | 7354 | Rate Constraint in MTons | FALSE | L | Annual | Emissions at Affected Plants NOX | Thousand Tons | 3.465 | 3.0021 | 0.25555 | 0.24049 | 0.23311 | 0 | 0
North Carolina Duke - NOX Cap Annual v3.1 | 604 | 7354 | Rate Constraint in MTons | FALSE | L | Annual | Allowances Purchased NOX | Thousand Tons | 0 | 0 | 0 | 0 | 0 | 0 | 0
North Carolina Duke - NOX Cap Annual v3.1 | 604 | 7354 | Rate Constraint in MTons | FALSE | L | Annual | Allowances Sold NOX | Thousand Tons | 0 | 0 | 0 | 0 | 0 | 0 | 0
North Carolina Duke - NOX Cap Annual v3.1 | 604 | 7354 | Rate Constraint in MTons | FALSE | L | Annual | Allowances Banked | Thousand Tons | 0 | 0 | 0 | 0 | 0 | 0 | 0
North Carolina Duke - NOX Cap Annual v3.1 | 604 | 7354 | Rate Constraint in MTons | FALSE | L | Annual | Allowances Withdrawn (1:1) | Thousand Tons | 0 | 0 | 0 | 0 | 0 | 0 | 0
North Carolina Duke - NOX Cap Annual v3.1 | 604 | 7354 | Rate Constraint in MTons | FALSE | L | Annual | Allowances Withdrawn (n:1) | Thousand Tons | 0 | 0 | 0 | 0 | 0 | 0 | 0
North Carolina Duke - NOX Cap Annual v3.1 | 604 | 7354 | Rate Constraint in MTons | FALSE | L | Annual | Net Emissions Allowance Position | Thousand Tons | 3.465 | 3.0021 | 0.25555 | 0.24049 | 0.23311 | 0 | 0
North Carolina Duke - NOX Cap Annual v3.1 | 604 | 7354 | Rate Constraint in MTons | FALSE | L | Annual | Fuel Consumed | TBtu | 70.1792 | 55.8879 | 8.9166 | 8.391 | 8.1337 | 0 | 0
North Carolina Duke - NOX Cap Annual v3.1 | 604 | 7354 | Rate Constraint in MTons | FALSE | L | Annual | Rate | lb/MMBtu | 0.098747 | 0.10743 | 0.05732 | 0.05732 | 0.05732 | 0 | 0
North Carolina Duke - NOX Cap Annual v3.1 | 604 | 7354 | Rate Constraint in MTons | FALSE | L | Annual | Generation | TWh | 7.629 | 6.0601 | 0.98093 | 0.9231 | 0.8948 | 0 | 0
North Carolina Duke - NOX Cap Annual v3.1 | 604 | 7354 | Rate Constraint in MTons | FALSE | L | Annual | Qualifying Generation | TWh | 7.629 | 6.0601 | 0.98093 | 0.9231 | 0.8948 | 0 | 0
North Carolina Duke - NOX Cap Annual v3.1 | 604 | 7354 | Rate Constraint in MTons | FALSE | L | Annual | Rate | lb/MWh | 0.90838 | 0.99078 | 0.52104 | 0.52104 | 0.52104 | 0 | 0
North Carolina Duke - NOX Cap Annual v3.1 | 604 | 7354 | Rate Constraint in MTons | FALSE | L | Annual | Constraint Shadow Price | US2022$/Ton | 0 | 0 | 0 | 0 | 0 | 0 | 0
North Carolina Duke - SO2 Cap Annual v3.1 | 605 | 7356 | Rate Constraint in MTons | FALSE | L | Annual | Seasons Included | Seasons | Winter, Spring, Summer, Fall | Winter, Spring, Summer, Fall | Winter, Spring, Summer, Fall | Winter, Spring, Summer, Fall | Winter, Spring, Summer, Fall | Winter, Spring, Summer, Fall | Winter, Spring, Summer, Fall
North Carolina Duke - SO2 Cap Annual v3.1 | 605 | 7356 | Rate Constraint in MTons | FALSE | L | Annual | Standard SO2 | Thousand Tons | 80 | 80 | 80 | 80 | 80 | 80 | 80
North Carolina Duke - SO2 Cap Annual v3.1 | 605 | 7356 | Rate Constraint in MTons | FALSE | L | Annual | Emissions at Affected Plants SO2 | Thousand Tons | 2.1073 | 1.6783 | 0.2675 | 0.25173 | 0.24401 | 0 | 0
North Carolina Duke - SO2 Cap Annual v3.1 | 605 | 7356 | Rate Constraint in MTons | FALSE | L | Annual | Allowances Purchased SO2 | Thousand Tons | 0 | 0 | 0 | 0 | 0 | 0 | 0
North Carolina Duke - SO2 Cap Annual v3.1 | 605 | 7356 | Rate Constraint in MTons | FALSE | L | Annual | Allowances Sold SO2 | Thousand Tons | 0 | 0 | 0 | 0 | 0 | 0 | 0
North Carolina Duke - SO2 Cap Annual v3.1 | 605 | 7356 | Rate Constraint in MTons | FALSE | L | Annual | Allowances Banked | Thousand Tons | 0 | 0 | 0 | 0 | 0 | 0 | 0
North Carolina Duke - SO2 Cap Annual v3.1 | 605 | 7356 | Rate Constraint in MTons | FALSE | L | Annual | Allowances Withdrawn (1:1) | Thousand Tons | 0 | 0 | 0 | 0 | 0 | 0 | 0
North Carolina Duke - SO2 Cap Annual v3.1 | 605 | 7356 | Rate Constraint in MTons | FALSE | L | Annual | Allowances Withdrawn (n:1) | Thousand Tons | 0 | 0 | 0 | 0 | 0 | 0 | 0
North Carolina Duke - SO2 Cap Annual v3.1 | 605 | 7356 | Rate Constraint in MTons | FALSE | L | Annual | Net Emissions Allowance Position | Thousand Tons | 2.1073 | 1.6783 | 0.2675 | 0.25173 | 0.24401 | 0 | 0
North Carolina Duke - SO2 Cap Annual v3.1 | 605 | 7356 | Rate Constraint in MTons | FALSE | L | Annual | Fuel Consumed | TBtu | 70.1792 | 55.8879 | 8.9166 | 8.391 | 8.1337 | 0 | 0
North Carolina Duke - SO2 Cap Annual v3.1 | 605 | 7356 | Rate Constraint in MTons | FALSE | L | Annual | Rate | lb/MMBtu | 0.060054 | 0.060059 | 0.06 | 0.06 | 0.06 | 0 | 0
North Carolina Duke - SO2 Cap Annual v3.1 | 605 | 7356 | Rate Constraint in MTons | FALSE | L | Annual | Generation | TWh | 7.629 | 6.0601 | 0.98093 | 0.9231 | 0.8948 | 0 | 0
North Carolina Duke - SO2 Cap Annual v3.1 | 605 | 7356 | Rate Constraint in MTons | FALSE | L | Annual | Qualifying Generation | TWh | 7.629 | 6.0601 | 0.98093 | 0.9231 | 0.8948 | 0 | 0
North Carolina Duke - SO2 Cap Annual v3.1 | 605 | 7356 | Rate Constraint in MTons | FALSE | L | Annual | Rate | lb/MWh | 0.55244 | 0.55388 | 0.5454 | 0.5454 | 0.5454 | 0 | 0
North Carolina Duke - SO2 Cap Annual v3.1 | 605 | 7356 | Rate Constraint in MTons | FALSE | L | Annual | Constraint Shadow Price | US2022$/Ton | 0 | 0 | 0 | 0 | 0 | 0 | 0
North Carolina Progress - NOX Cap Annual v3.1 | 606 | 7353 | Rate Constraint in MTons | FALSE | L | Annual | Seasons Included | Seasons | Winter, Spring, Summer, Fall | Winter, Spring, Summer, Fall | Winter, Spring, Summer, Fall | Winter, Spring, Summer, Fall | Winter, Spring, Summer, Fall | Winter, Spring, Summer, Fall | Winter, Spring, Summer, Fall
North Carolina Progress - NOX Cap Annual v3.1 | 606 | 7353 | Rate Constraint in MTons | FALSE | L | Annual | Standard NOX | Thousand Tons | 25 | 25 | 25 | 25 | 25 | 25 | 25
North Carolina Progress - NOX Cap Annual v3.1 | 606 | 7353 | Rate Constraint in MTons | FALSE | L | Annual | Emissions at Affected Plants NOX | Thousand Tons | 1.3699 | 0.40915 | 0 | 0 | 0 | 0 | 0
North Carolina Progress - NOX Cap Annual v3.1 | 606 | 7353 | Rate Constraint in MTons | FALSE | L | Annual | Allowances Purchased NOX | Thousand Tons | 0 | 0 | 0 | 0 | 0 | 0 | 0
North Carolina Progress - NOX Cap Annual v3.1 | 606 | 7353 | Rate Constraint in MTons | FALSE | L | Annual | Allowances Sold NOX | Thousand Tons | 0 | 0 | 0 | 0 | 0 | 0 | 0
North Carolina Progress - NOX Cap Annual v3.1 | 606 | 7353 | Rate Constraint in MTons | FALSE | L | Annual | Allowances Banked | Thousand Tons | 0 | 0 | 0 | 0 | 0 | 0 | 0
North Carolina Progress - NOX Cap Annual v3.1 | 606 | 7353 | Rate Constraint in MTons | FALSE | L | Annual | Allowances Withdrawn (1:1) | Thousand Tons | 0 | 0 | 0 | 0 | 0 | 0 | 0
North Carolina Progress - NOX Cap Annual v3.1 | 606 | 7353 | Rate Constraint in MTons | FALSE | L | Annual | Allowances Withdrawn (n:1) | Thousand Tons | 0 | 0 | 0 | 0 | 0 | 0 | 0
North Carolina Progress - NOX Cap Annual v3.1 | 606 | 7353 | Rate Constraint in MTons | FALSE | L | Annual | Net Emissions Allowance Position | Thousand Tons | 1.3699 | 0.40915 | 0 | 0 | 0 | 0 | 0
North Carolina Progress - NOX Cap Annual v3.1 | 606 | 7353 | Rate Constraint in MTons | FALSE | L | Annual | Fuel Consumed | TBtu | 21.2256 | 6.337 | 0 | 0 | 0 | 0 | 0
North Carolina Progress - NOX Cap Annual v3.1 | 606 | 7353 | Rate Constraint in MTons | FALSE | L | Annual | Rate | lb/MMBtu | 0.12908 | 0.12913 | 0 | 0 | 0 | 0 | 0
North Carolina Progress - NOX Cap Annual v3.1 | 606 | 7353 | Rate Constraint in MTons | FALSE | L | Annual | Generation | TWh | 2.0479 | 0.61145 | 0 | 0 | 0 | 0 | 0
North Carolina Progress - NOX Cap Annual v3.1 | 606 | 7353 | Rate Constraint in MTons | FALSE | L | Annual | Qualifying Generation | TWh | 2.0479 | 0.61145 | 0 | 0 | 0 | 0 | 0
North Carolina Progress - NOX Cap Annual v3.1 | 606 | 7353 | Rate Constraint in MTons | FALSE | L | Annual | Rate | lb/MWh | 1.3379 | 1.3383 | 0 | 0 | 0 | 0 | 0
North Carolina Progress - NOX Cap Annual v3.1 | 606 | 7353 | Rate Constraint in MTons | FALSE | L | Annual | Constraint Shadow Price | US2022$/Ton | 0 | 0 | 0 | 0 | 0 | 0 | 0
North Carolina Progress - SO2 Cap Annual v3.1 | 607 | 7355 | Rate Constraint in MTons | FALSE | L | Annual | Seasons Included | Seasons | Winter, Spring, Summer, Fall | Winter, Spring, Summer, Fall | Winter, Spring, Summer, Fall | Winter, Spring, Summer, Fall | Winter, Spring, Summer, Fall | Winter, Spring, Summer, Fall | Winter, Spring, Summer, Fall
North Carolina Progress - SO2 Cap Annual v3.1 | 607 | 7355 | Rate Constraint in MTons | FALSE | L | Annual | Standard SO2 | Thousand Tons | 50 | 50 | 50 | 50 | 50 | 50 | 50
North Carolina Progress - SO2 Cap Annual v3.1 | 607 | 7355 | Rate Constraint in MTons | FALSE | L | Annual | Emissions at Affected Plants SO2 | Thousand Tons | 0.69662 | 0.20798 | 0 | 0 | 0 | 0 | 0
North Carolina Progress - SO2 Cap Annual v3.1 | 607 | 7355 | Rate Constraint in MTons | FALSE | L | Annual | Allowances Purchased SO2 | Thousand Tons | 0 | 0 | 0 | 0 | 0 | 0 | 0
North Carolina Progress - SO2 Cap Annual v3.1 | 607 | 7355 | Rate Constraint in MTons | FALSE | L | Annual | Allowances Sold SO2 | Thousand Tons | 0 | 0 | 0 | 0 | 0 | 0 | 0
North Carolina Progress - SO2 Cap Annual v3.1 | 607 | 7355 | Rate Constraint in MTons | FALSE | L | Annual | Allowances Banked | Thousand Tons | 0 | 0 | 0 | 0 | 0 | 0 | 0
North Carolina Progress - SO2 Cap Annual v3.1 | 607 | 7355 | Rate Constraint in MTons | FALSE | L | Annual | Allowances Withdrawn (1:1) | Thousand Tons | 0 | 0 | 0 | 0 | 0 | 0 | 0
North Carolina Progress - SO2 Cap Annual v3.1 | 607 | 7355 | Rate Constraint in MTons | FALSE | L | Annual | Allowances Withdrawn (n:1) | Thousand Tons | 0 | 0 | 0 | 0 | 0 | 0 | 0
North Carolina Progress - SO2 Cap Annual v3.1 | 607 | 7355 | Rate Constraint in MTons | FALSE | L | Annual | Net Emissions Allowance Position | Thousand Tons | 0.69662 | 0.20798 | 0 | 0 | 0 | 0 | 0
North Carolina Progress - SO2 Cap Annual v3.1 | 607 | 7355 | Rate Constraint in MTons | FALSE | L | Annual | Fuel Consumed | TBtu | 21.2256 | 6.337 | 0 | 0 | 0 | 0 | 0
North Carolina Progress - SO2 Cap Annual v3.1 | 607 | 7355 | Rate Constraint in MTons | FALSE | L | Annual | Rate | lb/MMBtu | 0.06564 | 0.06564 | 0 | 0 | 0 | 0 | 0
North Carolina Progress - SO2 Cap Annual v3.1 | 607 | 7355 | Rate Constraint in MTons | FALSE | L | Annual | Generation | TWh | 2.0479 | 0.61145 | 0 | 0 | 0 | 0 | 0
North Carolina Progress - SO2 Cap Annual v3.1 | 607 | 7355 | Rate Constraint in MTons | FALSE | L | Annual | Qualifying Generation | TWh | 2.0479 | 0.61145 | 0 | 0 | 0 | 0 | 0
North Carolina Progress - SO2 Cap Annual v3.1 | 607 | 7355 | Rate Constraint in MTons | FALSE | L | Annual | Rate | lb/MWh | 0.68034 | 0.68029 | 0 | 0 | 0 | 0 | 0
North Carolina Progress - SO2 Cap Annual v3.1 | 607 | 7355 | Rate Constraint in MTons | FALSE | L | Annual | Constraint Shadow Price | US2022$/Ton | 0 | 0 | 0 | 0 | 0 | 0 | 0
NSR AEP Consent - NOX Cap Annual v3.1 | 608 | 7372 | Rate Constraint in MTons | FALSE | L | Annual | Seasons Included | Seasons | Winter, Spring, Summer, Fall | Winter, Spring, Summer, Fall | Winter, Spring, Summer, Fall | Winter, Spring, Summer, Fall | Winter, Spring, Summer, Fall | Winter, Spring, Summer, Fall | Winter, Spring, Summer, Fall
NSR AEP Consent - NOX Cap Annual v3.1 | 608 | 7372 | Rate Constraint in MTons | FALSE | L | Annual | Standard NOX | Thousand Tons | 52 | 44 | 44 | 44 | 44 | 44 | 44
NSR AEP Consent - NOX Cap Annual v3.1 | 608 | 7372 | Rate Constraint in MTons | FALSE | L | Annual | Emissions at Affected Plants NOX | Thousand Tons | 14.5656 | 14.9186 | 4.5779 | 0 | 0 | 0 | 0
NSR AEP Consent - NOX Cap Annual v3.1 | 608 | 7372 | Rate Constraint in MTons | FALSE | L | Annual | Allowances Purchased NOX | Thousand Tons | 0 | 0 | 0 | 0 | 0 | 0 | 0
NSR AEP Consent - NOX Cap Annual v3.1 | 608 | 7372 | Rate Constraint in MTons | FALSE | L | Annual | Allowances Sold NOX | Thousand Tons | 0 | 0 | 0 | 0 | 0 | 0 | 0
NSR AEP Consent - NOX Cap Annual v3.1 | 608 | 7372 | Rate Constraint in MTons | FALSE | L | Annual | Allowances Banked | Thousand Tons | 0 | 0 | 0 | 0 | 0 | 0 | 0
NSR AEP Consent - NOX Cap Annual v3.1 | 608 | 7372 | Rate Constraint in MTons | FALSE | L | Annual | Allowances Withdrawn (1:1) | Thousand Tons | 0 | 0 | 0 | 0 | 0 | 0 | 0
NSR AEP Consent - NOX Cap Annual v3.1 | 608 | 7372 | Rate Constraint in MTons | FALSE | L | Annual | Allowances Withdrawn (n:1) | Thousand Tons | 0 | 0 | 0 | 0 | 0 | 0 | 0
NSR AEP Consent - NOX Cap Annual v3.1 | 608 | 7372 | Rate Constraint in MTons | FALSE | L | Annual | Net Emissions Allowance Position | Thousand Tons | 14.5656 | 14.9186 | 4.5779 | 0 | 0 | 0 | 0
NSR AEP Consent - NOX Cap Annual v3.1 | 608 | 7372 | Rate Constraint in MTons | FALSE | L | Annual | Fuel Consumed | TBtu | 332.445 | 345.8706 | 94.7364 | 0 | 0 | 0 | 0
NSR AEP Consent - NOX Cap Annual v3.1 | 608 | 7372 | Rate Constraint in MTons | FALSE | L | Annual | Rate | lb/MMBtu | 0.087627 | 0.086267 | 0.096646 | 0 | 0 | 0 | 0
NSR AEP Consent - NOX Cap Annual v3.1 | 608 | 7372 | Rate Constraint in MTons | FALSE | L | Annual | Generation | TWh | 33.3089 | 34.6817 | 9.4799 | 0 | 0 | 0 | 0
NSR AEP Consent - NOX Cap Annual v3.1 | 608 | 7372 | Rate Constraint in MTons | FALSE | L | Annual | Qualifying Generation | TWh | 33.3089 | 34.6817 | 9.4799 | 0 | 0 | 0 | 0
NSR AEP Consent - NOX Cap Annual v3.1 | 608 | 7372 | Rate Constraint in MTons | FALSE | L | Annual | Rate | lb/MWh | 0.87457 | 0.86031 | 0.96583 | 0 | 0 | 0 | 0
NSR AEP Consent - NOX Cap Annual v3.1 | 608 | 7372 | Rate Constraint in MTons | FALSE | L | Annual | Constraint Shadow Price | US2022$/Ton | 0 | 0 | 0 | 0 | 0 | 0 | 0
NSR AEP Consent - SO2 Cap Annual v5.13 | 609 | 7371 | Rate Constraint in MTons | FALSE | L | Annual | Seasons Included | Seasons | Winter, Spring, Summer, Fall | Winter, Spring, Summer, Fall | Winter, Spring, Summer, Fall | Winter, Spring, Summer, Fall | Winter, Spring, Summer, Fall | Winter, Spring, Summer, Fall | Winter, Spring, Summer, Fall
NSR AEP Consent - SO2 Cap Annual v5.13 | 609 | 7371 | Rate Constraint in MTons | FALSE | L | Annual | Standard SO2 | Thousand Tons | 94 | 89 | 89 | 89 | 89 | 89 | 89
NSR AEP Consent - SO2 Cap Annual v5.13 | 609 | 7371 | Rate Constraint in MTons | FALSE | L | Annual | Emissions at Affected Plants SO2 | Thousand Tons | 15.0057 | 17.6916 | 3.542 | 0 | 0 | 0 | 0
NSR AEP Consent - SO2 Cap Annual v5.13 | 609 | 7371 | Rate Constraint in MTons | FALSE | L | Annual | Allowances Purchased SO2 | Thousand Tons | 0 | 0 | 0 | 0 | 0 | 0 | 0
NSR AEP Consent - SO2 Cap Annual v5.13 | 609 | 7371 | Rate Constraint in MTons | FALSE | L | Annual | Allowances Sold SO2 | Thousand Tons | 0 | 0 | 0 | 0 | 0 | 0 | 0
NSR AEP Consent - SO2 Cap Annual v5.13 | 609 | 7371 | Rate Constraint in MTons | FALSE | L | Annual | Allowances Banked | Thousand Tons | 0 | 0 | 0 | 0 | 0 | 0 | 0
NSR AEP Consent - SO2 Cap Annual v5.13 | 609 | 7371 | Rate Constraint in MTons | FALSE | L | Annual | Allowances Withdrawn (1:1) | Thousand Tons | 0 | 0 | 0 | 0 | 0 | 0 | 0
NSR AEP Consent - SO2 Cap Annual v5.13 | 609 | 7371 | Rate Constraint in MTons | FALSE | L | Annual | Allowances Withdrawn (n:1) | Thousand Tons | 0 | 0 | 0 | 0 | 0 | 0 | 0
NSR AEP Consent - SO2 Cap Annual v5.13 | 609 | 7371 | Rate Constraint in MTons | FALSE | L | Annual | Net Emissions Allowance Position | Thousand Tons | 15.0057 | 17.6916 | 3.542 | 0 | 0 | 0 | 0
NSR AEP Consent - SO2 Cap Annual v5.13 | 609 | 7371 | Rate Constraint in MTons | FALSE | L | Annual | Fuel Consumed | TBtu | 332.445 | 345.8706 | 94.7364 | 0 | 0 | 0 | 0
NSR AEP Consent - SO2 Cap Annual v5.13 | 609 | 7371 | Rate Constraint in MTons | FALSE | L | Annual | Rate | lb/MMBtu | 0.090275 | 0.1023 | 0.074775 | 0 | 0 | 0 | 0
NSR AEP Consent - SO2 Cap Annual v5.13 | 609 | 7371 | Rate Constraint in MTons | FALSE | L | Annual | Generation | TWh | 33.3089 | 34.6817 | 9.4799 | 0 | 0 | 0 | 0
NSR AEP Consent - SO2 Cap Annual v5.13 | 609 | 7371 | Rate Constraint in MTons | FALSE | L | Annual | Qualifying Generation | TWh | 33.3089 | 34.6817 | 9.4799 | 0 | 0 | 0 | 0
NSR AEP Consent - SO2 Cap Annual v5.13 | 609 | 7371 | Rate Constraint in MTons | FALSE | L | Annual | Rate | lb/MWh | 0.901 | 1.0202 | 0.74726 | 0 | 0 | 0 | 0
NSR AEP Consent - SO2 Cap Annual v5.13 | 609 | 7371 | Rate Constraint in MTons | FALSE | L | Annual | Constraint Shadow Price | US2022$/Ton | 0 | 0 | 0 | 0 | 0 | 0 | 0
NSR Big Cajun 2- NOx Cap Annual v5.13 | 610 | 7460 | Rate Constraint in MTons | FALSE | L | Annual | Seasons Included | Seasons | Winter, Spring, Summer, Fall | Winter, Spring, Summer, Fall | Winter, Spring, Summer, Fall | Winter, Spring, Summer, Fall | Winter, Spring, Summer, Fall | Winter, Spring, Summer, Fall | Winter, Spring, Summer, Fall
NSR Big Cajun 2- NOx Cap Annual v5.13 | 610 | 7460 | Rate Constraint in MTons | FALSE | L | Annual | Standard NOX | Thousand Tons | 8.95 | 8.95 | 8.95 | 8.95 | 8.95 | 8.95 | 8.95
NSR Big Cajun 2- NOx Cap Annual v5.13 | 610 | 7460 | Rate Constraint in MTons | FALSE | L | Annual | Emissions at Affected Plants NOX | Thousand Tons | 0.22119 | 0 | 0 | 0 | 0 | 0 | 0
NSR Big Cajun 2- NOx Cap Annual v5.13 | 610 | 7460 | Rate Constraint in MTons | FALSE | L | Annual | Allowances Purchased NOX | Thousand Tons | 0 | 0 | 0 | 0 | 0 | 0 | 0
NSR Big Cajun 2- NOx Cap Annual v5.13 | 610 | 7460 | Rate Constraint in MTons | FALSE | L | Annual | Allowances Sold NOX | Thousand Tons | 0 | 0 | 0 | 0 | 0 | 0 | 0
NSR Big Cajun 2- NOx Cap Annual v5.13 | 610 | 7460 | Rate Constraint in MTons | FALSE | L | Annual | Allowances Banked | Thousand Tons | 0 | 0 | 0 | 0 | 0 | 0 | 0
NSR Big Cajun 2- NOx Cap Annual v5.13 | 610 | 7460 | Rate Constraint in MTons | FALSE | L | Annual | Allowances Withdrawn (1:1) | Thousand Tons | 0 | 0 | 0 | 0 | 0 | 0 | 0
NSR Big Cajun 2- NOx Cap Annual v5.13 | 610 | 7460 | Rate Constraint in MTons | FALSE | L | Annual | Allowances Withdrawn (n:1) | Thousand Tons | 0 | 0 | 0 | 0 | 0 | 0 | 0
NSR Big Cajun 2- NOx Cap Annual v5.13 | 610 | 7460 | Rate Constraint in MTons | FALSE | L | Annual | Net Emissions Allowance Position | Thousand Tons | 0.22119 | 0 | 0 | 0 | 0 | 0 | 0
NSR Big Cajun 2- NOx Cap Annual v5.13 | 610 | 7460 | Rate Constraint in MTons | FALSE | L | Annual | Fuel Consumed | TBtu | 3.6217 | 0 | 0 | 0 | 0 | 0 | 0
NSR Big Cajun 2- NOx Cap Annual v5.13 | 610 | 7460 | Rate Constraint in MTons | FALSE | L | Annual | Rate | lb/MMBtu | 0.12215 | 0 | 0 | 0 | 0 | 0 | 0
NSR Big Cajun 2- NOx Cap Annual v5.13 | 610 | 7460 | Rate Constraint in MTons | FALSE | L | Annual | Generation | TWh | 0.34697 | 0 | 0 | 0 | 0 | 0 | 0
NSR Big Cajun 2- NOx Cap Annual v5.13 | 610 | 7460 | Rate Constraint in MTons | FALSE | L | Annual | Qualifying Generation | TWh | 0.34697 | 0 | 0 | 0 | 0 | 0 | 0
NSR Big Cajun 2- NOx Cap Annual v5.13 | 610 | 7460 | Rate Constraint in MTons | FALSE | L | Annual | Rate | lb/MWh | 1.275 | 0 | 0 | 0 | 0 | 0 | 0
NSR Big Cajun 2- NOx Cap Annual v5.13 | 610 | 7460 | Rate Constraint in MTons | FALSE | L | Annual | Constraint Shadow Price | US2022$/Ton | 0 | 0 | 0 | 0 | 0 | 0 | 0
NSR Big Cajun 2- SO2 Cap Annual v5.13 | 611 | 7458 | Rate Constraint in MTons | FALSE | L | Annual | Seasons Included | Seasons | Winter, Spring, Summer, Fall | Winter, Spring, Summer, Fall | Winter, Spring, Summer, Fall | Winter, Spring, Summer, Fall | Winter, Spring, Summer, Fall | Winter, Spring, Summer, Fall | Winter, Spring, Summer, Fall
NSR Big Cajun 2- SO2 Cap Annual v5.13 | 611 | 7458 | Rate Constraint in MTons | FALSE | L | Annual | Standard SO2 | Thousand Tons | 18.95 | 18.95 | 18.95 | 18.95 | 18.95 | 18.95 | 18.95
NSR Big Cajun 2- SO2 Cap Annual v5.13 | 611 | 7458 | Rate Constraint in MTons | FALSE | L | Annual | Emissions at Affected Plants SO2 | Thousand Tons | 0.81341 | 0 | 0 | 0 | 0 | 0 | 0
NSR Big Cajun 2- SO2 Cap Annual v5.13 | 611 | 7458 | Rate Constraint in MTons | FALSE | L | Annual | Allowances Purchased SO2 | Thousand Tons | 0 | 0 | 0 | 0 | 0 | 0 | 0
NSR Big Cajun 2- SO2 Cap Annual v5.13 | 611 | 7458 | Rate Constraint in MTons | FALSE | L | Annual | Allowances Sold SO2 | Thousand Tons | 0 | 0 | 0 | 0 | 0 | 0 | 0
NSR Big Cajun 2- SO2 Cap Annual v5.13 | 611 | 7458 | Rate Constraint in MTons | FALSE | L | Annual | Allowances Banked | Thousand Tons | 0 | 0 | 0 | 0 | 0 | 0 | 0
NSR Big Cajun 2- SO2 Cap Annual v5.13 | 611 | 7458 | Rate Constraint in MTons | FALSE | L | Annual | Allowances Withdrawn (1:1) | Thousand Tons | 0 | 0 | 0 | 0 | 0 | 0 | 0
NSR Big Cajun 2- SO2 Cap Annual v5.13 | 611 | 7458 | Rate Constraint in MTons | FALSE | L | Annual | Allowances Withdrawn (n:1) | Thousand Tons | 0 | 0 | 0 | 0 | 0 | 0 | 0
NSR Big Cajun 2- SO2 Cap Annual v5.13 | 611 | 7458 | Rate Constraint in MTons | FALSE | L | Annual | Net Emissions Allowance Position | Thousand Tons | 0.81341 | 0 | 0 | 0 | 0 | 0 | 0
NSR Big Cajun 2- SO2 Cap Annual v5.13 | 611 | 7458 | Rate Constraint in MTons | FALSE | L | Annual | Fuel Consumed | TBtu | 3.6217 | 0 | 0 | 0 | 0 | 0 | 0
NSR Big Cajun 2- SO2 Cap Annual v5.13 | 611 | 7458 | Rate Constraint in MTons | FALSE | L | Annual | Rate | lb/MMBtu | 0.44919 | 0 | 0 | 0 | 0 | 0 | 0
NSR Big Cajun 2- SO2 Cap Annual v5.13 | 611 | 7458 | Rate Constraint in MTons | FALSE | L | Annual | Generation | TWh | 0.34697 | 0 | 0 | 0 | 0 | 0 | 0
NSR Big Cajun 2- SO2 Cap Annual v5.13 | 611 | 7458 | Rate Constraint in MTons | FALSE | L | Annual | Qualifying Generation | TWh | 0.34697 | 0 | 0 | 0 | 0 | 0 | 0
NSR Big Cajun 2- SO2 Cap Annual v5.13 | 611 | 7458 | Rate Constraint in MTons | FALSE | L | Annual | Rate | lb/MWh | 4.6887 | 0 | 0 | 0 | 0 | 0 | 0
NSR Big Cajun 2- SO2 Cap Annual v5.13 | 611 | 7458 | Rate Constraint in MTons | FALSE | L | Annual | Constraint Shadow Price | US2022$/Ton | 0 | 0 | 0 | 0 | 0 | 0 | 0
NSR Big Cajun 2- Unit 1 - NOx Rate Annual v5.13 | 613 | 7459 | Rate Constraint in lbs/MMBtu | FALSE | L | Annual | Seasons Included | Seasons | Winter, Spring, Summer, Fall | Winter, Spring, Summer, Fall | Winter, Spring, Summer, Fall | Winter, Spring, Summer, Fall | Winter, Spring, Summer, Fall | Winter, Spring, Summer, Fall | Winter, Spring, Summer, Fall
NSR Big Cajun 2- Unit 1 - NOx Rate Annual v5.13 | 613 | 7459 | Rate Constraint in lbs/MMBtu | FALSE | L | Annual | Standard NOX | lb/MMBtu | 0.15 | 0.15 | 0.15 | 0.15 | 0.15 | 0.15 | 0.15
NSR Big Cajun 2- Unit 1 - NOx Rate Annual v5.13 | 613 | 7459 | Rate Constraint in lbs/MMBtu | FALSE | L | Annual | Emissions at Affected Plants NOX | Thousand Tons | 0 | 0 | 0 | 0 | 0 | 0 | 0
NSR Big Cajun 2- Unit 1 - NOx Rate Annual v5.13 | 613 | 7459 | Rate Constraint in lbs/MMBtu | FALSE | L | Annual | Allowances Purchased NOX | Thousand Tons | 0 | 0 | 0 | 0 | 0 | 0 | 0
NSR Big Cajun 2- Unit 1 - NOx Rate Annual v5.13 | 613 | 7459 | Rate Constraint in lbs/MMBtu | FALSE | L | Annual | Allowances Sold NOX | Thousand Tons | 0 | 0 | 0 | 0 | 0 | 0 | 0
NSR Big Cajun 2- Unit 1 - NOx Rate Annual v5.13 | 613 | 7459 | Rate Constraint in lbs/MMBtu | FALSE | L | Annual | Allowances Banked | Thousand Tons | 0 | 0 | 0 | 0 | 0 | 0 | 0
NSR Big Cajun 2- Unit 1 - NOx Rate Annual v5.13 | 613 | 7459 | Rate Constraint in lbs/MMBtu | FALSE | L | Annual | Allowances Withdrawn (1:1) | Thousand Tons | 0 | 0 | 0 | 0 | 0 | 0 | 0
NSR Big Cajun 2- Unit 1 - NOx Rate Annual v5.13 | 613 | 7459 | Rate Constraint in lbs/MMBtu | FALSE | L | Annual | Allowances Withdrawn (n:1) | Thousand Tons | 0 | 0 | 0 | 0 | 0 | 0 | 0
NSR Big Cajun 2- Unit 1 - NOx Rate Annual v5.13 | 613 | 7459 | Rate Constraint in lbs/MMBtu | FALSE | L | Annual | Net Emissions Allowance Position | Thousand Tons | 0 | 0 | 0 | 0 | 0 | 0 | 0
NSR Big Cajun 2- Unit 1 - NOx Rate Annual v5.13 | 613 | 7459 | Rate Constraint in lbs/MMBtu | FALSE | L | Annual | Fuel Consumed | TBtu | 0 | 0 | 0 | 0 | 0 | 0 | 0
NSR Big Cajun 2- Unit 1 - NOx Rate Annual v5.13 | 613 | 7459 | Rate Constraint in lbs/MMBtu | FALSE | L | Annual | Rate | lb/MMBtu | 0 | 0 | 0 | 0 | 0 | 0 | 0
NSR Big Cajun 2- Unit 1 - NOx Rate Annual v5.13 | 613 | 7459 | Rate Constraint in lbs/MMBtu | FALSE | L | Annual | Generation | TWh | 0 | 0 | 0 | 0 | 0 | 0 | 0
NSR Big Cajun 2- Unit 1 - NOx Rate Annual v5.13 | 613 | 7459 | Rate Constraint in lbs/MMBtu | FALSE | L | Annual | Qualifying Generation | TWh | 0 | 0 | 0 | 0 | 0 | 0 | 0
NSR Big Cajun 2- Unit 1 - NOx Rate Annual v5.13 | 613 | 7459 | Rate Constraint in lbs/MMBtu | FALSE | L | Annual | Rate | lb/MWh | 0 | 0 | 0 | 0 | 0 | 0 | 0
NSR Big Cajun 2- Unit 1 - NOx Rate Annual v5.13 | 613 | 7459 | Rate Constraint in lbs/MMBtu | FALSE | L | Annual | Constraint Shadow Price | US2022$/Ton | 0 | 0 | 0 | 0 | 0 | 0 | 0
NSR Big Cajun 2- Unit 1 - SO2 Rate Annual v5.13 | 614 | 7457 | Rate Constraint in lbs/MMBtu | FALSE | L | Annual | Seasons Included | Seasons | Winter, Spring, Summer, Fall | Winter, Spring, Summer, Fall | Winter, Spring, Summer, Fall | Winter, Spring, Summer, Fall | Winter, Spring, Summer, Fall | Winter, Spring, Summer, Fall | Winter, Spring, Summer, Fall
NSR Big Cajun 2- Unit 1 - SO2 Rate Annual v5.13 | 614 | 7457 | Rate Constraint in lbs/MMBtu | FALSE | L | Annual | Standard SO2 | lb/MMBtu | 0.07 | 0.07 | 0.07 | 0.07 | 0.07 | 0.07 | 0.07
NSR Big Cajun 2- Unit 1 - SO2 Rate Annual v5.13 | 614 | 7457 | Rate Constraint in lbs/MMBtu | FALSE | L | Annual | Emissions at Affected Plants SO2 | Thousand Tons | 0 | 0 | 0 | 0 | 0 | 0 | 0
NSR Big Cajun 2- Unit 1 - SO2 Rate Annual v5.13 | 614 | 7457 | Rate Constraint in lbs/MMBtu | FALSE | L | Annual | Allowances Purchased SO2 | Thousand Tons | 0 | 0 | 0 | 0 | 0 | 0 | 0
NSR Big Cajun 2- Unit 1 - SO2 Rate Annual v5.13 | 614 | 7457 | Rate Constraint in lbs/MMBtu | FALSE | L | Annual | Allowances Sold SO2 | Thousand Tons | 0 | 0 | 0 | 0 | 0 | 0 | 0
NSR Big Cajun 2- Unit 1 - SO2 Rate Annual v5.13 | 614 | 7457 | Rate Constraint in lbs/MMBtu | FALSE | L | Annual | Allowances Banked | Thousand Tons | 0 | 0 | 0 | 0 | 0 | 0 | 0
NSR Big Cajun 2- Unit 1 - SO2 Rate Annual v5.13 | 614 | 7457 | Rate Constraint in lbs/MMBtu | FALSE | L | Annual | Allowances Withdrawn (1:1) | Thousand Tons | 0 | 0 | 0 | 0 | 0 | 0 | 0
NSR Big Cajun 2- Unit 1 - SO2 Rate Annual v5.13 | 614 | 7457 | Rate Constraint in lbs/MMBtu | FALSE | L | Annual | Allowances Withdrawn (n:1) | Thousand Tons | 0 | 0 | 0 | 0 | 0 | 0 | 0
NSR Big Cajun 2- Unit 1 - SO2 Rate Annual v5.13 | 614 | 7457 | Rate Constraint in lbs/MMBtu | FALSE | L | Annual | Net Emissions Allowance Position | Thousand Tons | 0 | 0 | 0 | 0 | 0 | 0 | 0
NSR Big Cajun 2- Unit 1 - SO2 Rate Annual v5.13 | 614 | 7457 | Rate Constraint in lbs/MMBtu | FALSE | L | Annual | Fuel Consumed | TBtu | 0 | 0 | 0 | 0 | 0 | 0 | 0
NSR Big Cajun 2- Unit 1 - SO2 Rate Annual v5.13 | 614 | 7457 | Rate Constraint in lbs/MMBtu | FALSE | L | Annual | Rate | lb/MMBtu | 0 | 0 | 0 | 0 | 0 | 0 | 0
NSR Big Cajun 2- Unit 1 - SO2 Rate Annual v5.13 | 614 | 7457 | Rate Constraint in lbs/MMBtu | FALSE | L | Annual | Generation | TWh | 0 | 0 | 0 | 0 | 0 | 0 | 0
NSR Big Cajun 2- Unit 1 - SO2 Rate Annual v5.13 | 614 | 7457 | Rate Constraint in lbs/MMBtu | FALSE | L | Annual | Qualifying Generation | TWh | 0 | 0 | 0 | 0 | 0 | 0 | 0
NSR Big Cajun 2- Unit 1 - SO2 Rate Annual v5.13 | 614 | 7457 | Rate Constraint in lbs/MMBtu | FALSE | L | Annual | Rate | lb/MWh | 0 | 0 | 0 | 0 | 0 | 0 | 0
NSR Big Cajun 2- Unit 1 - SO2 Rate Annual v5.13 | 614 | 7457 | Rate Constraint in lbs/MMBtu | FALSE | L | Annual | Constraint Shadow Price | US2022$/Ton | 1822.534 | 1958.663 | 3118.5786 | 7166.5324 | 10585.3063 | 9243.5653 | 12088.7662
NSR Big Cajun 2- Unit 3 - NOx Rate Annual v5.13 | 616 | 7461 | Rate Constraint in lbs/MMBtu | FALSE | L | Annual | Seasons Included | Seasons | Winter, Spring, Summer, Fall | Winter, Spring, Summer, Fall | Winter, Spring, Summer, Fall | Winter, Spring, Summer, Fall | Winter, Spring, Summer, Fall | Winter, Spring, Summer, Fall | Winter, Spring, Summer, Fall
NSR Big Cajun 2- Unit 3 - NOx Rate Annual v5.13 | 616 | 7461 | Rate Constraint in lbs/MMBtu | FALSE | L | Annual | Standard NOX | lb/MMBtu | 0.135 | 0.135 | 0.135 | 0.135 | 0.135 | 0.135 | 0.135
NSR Big Cajun 2- Unit 3 - NOx Rate Annual v5.13 | 616 | 7461 | Rate Constraint in lbs/MMBtu | FALSE | L | Annual | Emissions at Affected Plants NOX | Thousand Tons | 0.22119 | 0 | 0 | 0 | 0 | 0 | 0
NSR Big Cajun 2- Unit 3 - NOx Rate Annual v5.13 | 616 | 7461 | Rate Constraint in lbs/MMBtu | FALSE | L | Annual | Allowances Purchased NOX | Thousand Tons | 0 | 0 | 0 | 0 | 0 | 0 | 0
NSR Big Cajun 2- Unit 3 - NOx Rate Annual v5.13 | 616 | 7461 | Rate Constraint in lbs/MMBtu | FALSE | L | Annual | Allowances Sold NOX | Thousand Tons | 0 | 0 | 0 | 0 | 0 | 0 | 0
NSR Big Cajun 2- Unit 3 - NOx Rate Annual v5.13 | 616 | 7461 | Rate Constraint in lbs/MMBtu | FALSE | L | Annual | Allowances Banked | Thousand Tons | 0 | 0 | 0 | 0 | 0 | 0 | 0
NSR Big Cajun 2- Unit 3 - NOx Rate Annual v5.13 | 616 | 7461 | Rate Constraint in lbs/MMBtu | FALSE | L | Annual | Allowances Withdrawn (1:1) | Thousand Tons | 0 | 0 | 0 | 0 | 0 | 0 | 0
NSR Big Cajun 2- Unit 3 - NOx Rate Annual v5.13 | 616 | 7461 | Rate Constraint in lbs/MMBtu | FALSE | L | Annual | Allowances Withdrawn (n:1) | Thousand Tons | 0 | 0 | 0 | 0 | 0 | 0 | 0
NSR Big Cajun 2- Unit 3 - NOx Rate Annual v5.13 | 616 | 7461 | Rate Constraint in lbs/MMBtu | FALSE | L | Annual | Net Emissions Allowance Position | Thousand Tons | 0.22119 | 0 | 0 | 0 | 0 | 0 | 0
NSR Big Cajun 2- Unit 3 - NOx Rate Annual v5.13 | 616 | 7461 | Rate Constraint in lbs/MMBtu | FALSE | L | Annual | Fuel Consumed | TBtu | 3.6217 | 0 | 0 | 0 | 0 | 0 | 0
NSR Big Cajun 2- Unit 3 - NOx Rate Annual v5.13 | 616 | 7461 | Rate Constraint in lbs/MMBtu | FALSE | L | Annual | Rate | lb/MMBtu | 0.12215 | 0 | 0 | 0 | 0 | 0 | 0
NSR Big Cajun 2- Unit 3 - NOx Rate Annual v5.13 | 616 | 7461 | Rate Constraint in lbs/MMBtu | FALSE | L | Annual | Generation | TWh | 0.34697 | 0 | 0 | 0 | 0 | 0 | 0
NSR Big Cajun 2- Unit 3 - NOx Rate Annual v5.13 | 616 | 7461 | Rate Constraint in lbs/MMBtu | FALSE | L | Annual | Qualifying Generation | TWh | 0.34697 | 0 | 0 | 0 | 0 | 0 | 0
NSR Big Cajun 2- Unit 3 - NOx Rate Annual v5.13 | 616 | 7461 | Rate Constraint in lbs/MMBtu | FALSE | L | Annual | Rate | lb/MWh | 1.275 | 0 | 0 | 0 | 0 | 0 | 0
NSR Big Cajun 2- Unit 3 - NOx Rate Annual v5.13 | 616 | 7461 | Rate Constraint in lbs/MMBtu | FALSE | L | Annual | Constraint Shadow Price | US2022$/Ton | 0 | 0 | 0 | 0 | 0 | 0 | 0
NSR Boswell 1-3 - SO2 Rate Annual v5.14 | 618 | 7484 | Rate Constraint in lbs/MMBtu | FALSE | L | Annual | Seasons Included | Seasons | Winter, Spring, Summer, Fall | Winter, Spring, Summer, Fall | Winter, Spring, Summer, Fall | Winter, Spring, Summer, Fall | Winter, Spring, Summer, Fall | Winter, Spring, Summer, Fall | Winter, Spring, Summer, Fall
NSR Boswell 1-3 - SO2 Rate Annual v5.14 | 618 | 7484 | Rate Constraint in lbs/MMBtu | FALSE | L | Annual | Standard SO2 | lb/MMBtu | 0.03 | 0.03 | 0.03 | 0.03 | 0.03 | 0.03 | 0.03
NSR Boswell 1-3 - SO2 Rate Annual v5.14 | 618 | 7484 | Rate Constraint in lbs/MMBtu | FALSE | L | Annual | Emissions at Affected Plants SO2 | Thousand Tons | 0 | 0 | 0 | 0 | 0 | 0 | 0
NSR Boswell 1-3 - SO2 Rate Annual v5.14 | 618 | 7484 | Rate Constraint in lbs/MMBtu | FALSE | L | Annual | Allowances Purchased SO2 | Thousand Tons | 0 | 0 | 0 | 0 | 0 | 0 | 0
NSR Boswell 1-3 - SO2 Rate Annual v5.14 | 618 | 7484 | Rate Constraint in lbs/MMBtu | FALSE | L | Annual | Allowances Sold SO2 | Thousand Tons | 0 | 0 | 0 | 0 | 0 | 0 | 0
NSR Boswell 1-3 - SO2 Rate Annual v5.14 | 618 | 7484 | Rate Constraint in lbs/MMBtu | FALSE | L | Annual | Allowances Banked | Thousand Tons | 0 | 0 | 0 | 0 | 0 | 0 | 0
NSR Boswell 1-3 - SO2 Rate Annual v5.14 | 618 | 7484 | Rate Constraint in lbs/MMBtu | FALSE | L | Annual | Allowances Withdrawn (1:1) | Thousand Tons | 0 | 0 | 0 | 0 | 0 | 0 | 0
NSR Boswell 1-3 - SO2 Rate Annual v5.14 | 618 | 7484 | Rate Constraint in lbs/MMBtu | FALSE | L | Annual | Allowances Withdrawn (n:1) | Thousand Tons | 0 | 0 | 0 | 0 | 0 | 0 | 0
NSR Boswell 1-3 - SO2 Rate Annual v5.14 | 618 | 7484 | Rate Constraint in lbs/MMBtu | FALSE | L | Annual | Net Emissions Allowance Position | Thousand Tons | 0 | 0 | 0 | 0 | 0 | 0 | 0
NSR Boswell 1-3 - SO2 Rate Annual v5.14 | 618 | 7484 | Rate Constraint in lbs/MMBtu | FALSE | L | Annual | Fuel Consumed | TBtu | 0 | 0 | 0 | 0 | 0 | 0 | 0
NSR Boswell 1-3 - SO2 Rate Annual v5.14 | 618 | 7484 | Rate Constraint in lbs/MMBtu | FALSE | L | Annual | Rate | lb/MMBtu | 0 | 0 | 0 | 0 | 0 | 0 | 0
NSR Boswell 1-3 - SO2 Rate Annual v5.14 | 618 | 7484 | Rate Constraint in lbs/MMBtu | FALSE | L | Annual | Generation | TWh | 0 | 0 | 0 | 0 | 0 | 0 | 0
NSR Boswell 1-3 - SO2 Rate Annual v5.14 | 618 | 7484 | Rate Constraint in lbs/MMBtu | FALSE | L | Annual | Qualifying Generation | TWh | 0 | 0 | 0 | 0 | 0 | 0 | 0
NSR Boswell 1-3 - SO2 Rate Annual v5.14 | 618 | 7484 | Rate Constraint in lbs/MMBtu | FALSE | L | Annual | Rate | lb/MWh | 0 | 0 | 0 | 0 | 0 | 0 | 0
NSR Boswell 1-3 - SO2 Rate Annual v5.14 | 618 | 7484 | Rate Constraint in lbs/MMBtu | FALSE | L | Annual | Constraint Shadow Price | US2022$/Ton | 144754.2785 | 69423.6595 | 50213.9915 | 64086.839 | 74252.6415 | 76181.1941 | 109362.3017
NSR Boswell 3 - NOX Rate Annual v5.14 | 619 | 7485 | Rate Constraint in lbs/MMBtu | FALSE | L | Annual | Seasons Included | Seasons | Winter, Spring, Summer, Fall | Winter, Spring, Summer, Fall | Winter, Spring, Summer, Fall | Winter, Spring, Summer, Fall | Winter, Spring, Summer, Fall | Winter, Spring, Summer, Fall | Winter, Spring, Summer, Fall
NSR Boswell 3 - NOX Rate Annual v5.14 | 619 | 7485 | Rate Constraint in lbs/MMBtu | FALSE | L | Annual | Standard NOX | lb/MMBtu | 0.06 | 0.06 | 0.06 | 0.06 | 0.06 | 0.06 | 0.06
NSR Boswell 3 - NOX Rate Annual v5.14 | 619 | 7485 | Rate Constraint in lbs/MMBtu | FALSE | L | Annual | Emissions at Affected Plants NOX | Thousand Tons | 0 | 0 | 0 | 0 | 0 | 0 | 0
NSR Boswell 3 - NOX Rate Annual v5.14 | 619 | 7485 | Rate Constraint in lbs/MMBtu | FALSE | L | Annual | Allowances Purchased NOX | Thousand Tons | 0 | 0 | 0 | 0 | 0 | 0 | 0
NSR Boswell 3 - NOX Rate Annual v5.14 | 619 | 7485 | Rate Constraint in lbs/MMBtu | FALSE | L | Annual | Allowances Sold NOX | Thousand Tons | 0 | 0 | 0 | 0 | 0 | 0 | 0
NSR Boswell 3 - NOX Rate Annual v5.14 | 619 | 7485 | Rate Constraint in lbs/MMBtu | FALSE | L | Annual | Allowances Banked | Thousand Tons | 0 | 0 | 0 | 0 | 0 | 0 | 0
NSR Boswell 3 - NOX Rate Annual v5.14 | 619 | 7485 | Rate Constraint in lbs/MMBtu | FALSE | L | Annual | Allowances Withdrawn (1:1) | Thousand Tons | 0 | 0 | 0 | 0 | 0 | 0 | 0
NSR Boswell 3 - NOX Rate Annual v5.14 | 619 | 7485 | Rate Constraint in lbs/MMBtu | FALSE | L | Annual | Allowances Withdrawn (n:1) | Thousand Tons | 0 | 0 | 0 | 0 | 0 | 0 | 0
NSR Boswell 3 - NOX Rate Annual v5.14 | 619 | 7485 | Rate Constraint in lbs/MMBtu | FALSE | L | Annual | Net Emissions Allowance Position | Thousand Tons | 0 | 0 | 0 | 0 | 0 | 0 | 0
NSR Boswell 3 - NOX Rate Annual v5.14 | 619 | 7485 | Rate Constraint in lbs/MMBtu | FALSE | L | Annual | Fuel Consumed | TBtu | 0 | 0 | 0 | 0 | 0 | 0 | 0
NSR Boswell 3 - NOX Rate Annual v5.14 | 619 | 7485 | Rate Constraint in lbs/MMBtu | FALSE | L | Annual | Rate | lb/MMBtu | 0 | 0 | 0 | 0 | 0 | 0 | 0
NSR Boswell 3 - NOX Rate Annual v5.14 | 619 | 7485 | Rate Constraint in lbs/MMBtu | FALSE | L | Annual | Generation | TWh | 0 | 0 | 0 | 0 | 0 | 0 | 0
NSR Boswell 3 - NOX Rate Annual v5.14 | 619 | 7485 | Rate Constraint in lbs/MMBtu | FALSE | L | Annual | Qualifying Generation | TWh | 0 | 0 | 0 | 0 | 0 | 0 | 0
NSR Boswell 3 - NOX Rate Annual v5.14 | 619 | 7485 | Rate Constraint in lbs/MMBtu | FALSE | L | Annual | Rate | lb/MWh | 0 | 0 | 0 | 0 | 0 | 0 | 0
NSR Boswell 3 - NOX Rate Annual v5.14 | 619 | 7485 | Rate Constraint in lbs/MMBtu | FALSE | L | Annual | Constraint Shadow Price | US2022$/Ton | 0 | 0 | 0 | 0 | 0 | 0 | 0
NSR Boswell 4 - NOX Rate Annual v5.14 | 620 | 7487 | Rate Constraint in lbs/MMBtu | FALSE | L | Annual | Seasons Included | Seasons | Winter, Spring, Summer, Fall | Winter, Spring, Summer, Fall | Winter, Spring, Summer, Fall | Winter, Spring, Summer, Fall | Winter, Spring, Summer, Fall | Winter, Spring, Summer, Fall | Winter, Spring, Summer, Fall
NSR Boswell 4 - NOX Rate Annual v5.14 | 620 | 7487 | Rate Constraint in lbs/MMBtu | FALSE | L | Annual | Standard NOX | lb/MMBtu | 0.12 | 0.12 | 0.12 | 0.12 | 0.12 | 0.12 | 0.12
NSR Boswell 4 - NOX Rate Annual v5.14 | 620 | 7487 | Rate Constraint in lbs/MMBtu | FALSE | L | Annual | Emissions at Affected Plants NOX | Thousand Tons | 0 | 0 | 0 | 0 | 0 | 0 | 0
NSR Boswell 4 - NOX Rate Annual v5.14 | 620 | 7487 | Rate Constraint in lbs/MMBtu | FALSE | L | Annual | Allowances Purchased NOX | Thousand Tons | 0 | 0 | 0 | 0 | 0 | 0 | 0
NSR Boswell 4 - NOX Rate Annual v5.14 | 620 | 7487 | Rate Constraint in lbs/MMBtu | FALSE | L | Annual | Allowances Sold NOX | Thousand Tons | 0 | 0 | 0 | 0 | 0 | 0 | 0
NSR Boswell 4 - NOX Rate Annual v5.14 | 620 | 7487 | Rate Constraint in lbs/MMBtu | FALSE | L | Annual | Allowances Banked | Thousand Tons | 0 | 0 | 0 | 0 | 0 | 0 | 0
NSR Boswell 4 - NOX Rate Annual v5.14 | 620 | 7487 | Rate Constraint in lbs/MMBtu | FALSE | L | Annual | Allowances Withdrawn (1:1) | Thousand Tons | 0 | 0 | 0 | 0 | 0 | 0 | 0
NSR Boswell 4 - NOX Rate Annual v5.14 | 620 | 7487 | Rate Constraint in lbs/MMBtu | FALSE | L | Annual | Allowances Withdrawn (n:1) | Thousand Tons | 0 | 0 | 0 | 0 | 0 | 0 | 0
NSR Boswell 4 - NOX Rate Annual v5.14 | 620 | 7487 | Rate Constraint in lbs/MMBtu | FALSE | L | Annual | Net Emissions Allowance Position | Thousand Tons | 0 | 0 | 0 | 0 | 0 | 0 | 0
NSR Boswell 4 - NOX Rate Annual v5.14 | 620 | 7487 | Rate Constraint in lbs/MMBtu | FALSE | L | Annual | Fuel Consumed | TBtu | 0 | 0 | 0 | 0 | 0 | 0 | 0
NSR Boswell 4 - NOX Rate Annual v5.14 | 620 | 7487 | Rate Constraint in lbs/MMBtu | FALSE | L | Annual | Rate | lb/MMBtu | 0 | 0 | 0 | 0 | 0 | 0 | 0
NSR Boswell 4 - NOX Rate Annual v5.14 | 620 | 7487 | Rate Constraint in lbs/MMBtu | FALSE | L | Annual | Generation | TWh | 0 | 0 | 0 | 0 | 0 | 0 | 0
NSR Boswell 4 - NOX Rate Annual v5.14 | 620 | 7487 | Rate Constraint in lbs/MMBtu | FALSE | L | Annual | Qualifying Generation | TWh | 0 | 0 | 0 | 0 | 0 | 0 | 0
NSR Boswell 4 - NOX Rate Annual v5.14 | 620 | 7487 | Rate Constraint in lbs/MMBtu | FALSE | L | Annual | Rate | lb/MWh | 0 | 0 | 0 | 0 | 0 | 0 | 0
NSR Boswell 4 - NOX Rate Annual v5.14 | 620 | 7487 | Rate Constraint in lbs/MMBtu | FALSE | L | Annual | Constraint Shadow Price | US2022$/Ton | 0 | 0 | 0 | 0 | 0 | 0 | 0
NSR Boswell 4 - SO2 Rate Annual v5.14 | 621 | 7486 | Rate Constraint in lbs/MMBtu | FALSE | L | Annual | Seasons Included | Seasons | Winter, Spring, Summer, Fall | Winter, Spring, Summer, Fall | Winter, Spring, Summer, Fall | Winter, Spring, Summer, Fall | Winter, Spring, Summer, Fall | Winter, Spring, Summer, Fall | Winter, Spring, Summer, Fall
NSR Boswell 4 - SO2 Rate Annual v5.14 | 621 | 7486 | Rate Constraint in lbs/MMBtu | FALSE | L | Annual | Standard SO2 | lb/MMBtu | 0.03 | 0.03 | 0.03 | 0.03 | 0.03 | 0.03 | 0.03
NSR Boswell 4 - SO2 Rate Annual v5.14 | 621 | 7486 | Rate Constraint in lbs/MMBtu | FALSE | L | Annual | Emissions at Affected Plants SO2 | Thousand Tons | 0 | 0 | 0 | 0 | 0 | 0 | 0
NSR Boswell 4 - SO2 Rate Annual v5.14 | 621 | 7486 | Rate Constraint in lbs/MMBtu | FALSE | L | Annual | Allowances Purchased SO2 | Thousand Tons | 0 | 0 | 0 | 0 | 0 | 0 | 0
NSR Boswell 4 - SO2 Rate Annual v5.14 | 621 | 7486 | Rate Constraint in lbs/MMBtu | FALSE | L | Annual | Allowances Sold SO2 | Thousand Tons | 0 | 0 | 0 | 0 | 0 | 0 | 0
NSR Boswell 4 - SO2 Rate Annual v5.14 | 621 | 7486 | Rate Constraint in lbs/MMBtu | FALSE | L | Annual | Allowances Banked | Thousand Tons | 0 | 0 | 0 | 0 | 0 | 0 | 0
NSR Boswell 4 - SO2 Rate Annual v5.14 | 621 | 7486 | Rate Constraint in lbs/MMBtu | FALSE | L | Annual | Allowances Withdrawn (1:1) | Thousand Tons | 0 | 0 | 0 | 0 | 0 | 0 | 0
NSR Boswell 4 - SO2 Rate Annual v5.14 | 621 | 7486 | Rate Constraint in lbs/MMBtu | FALSE | L | Annual | Allowances Withdrawn (n:1) | Thousand Tons | 0 | 0 | 0 | 0 | 0 | 0 | 0
NSR Boswell 4 - SO2 Rate Annual v5.14 | 621 | 7486 | Rate Constraint in lbs/MMBtu | FALSE | L | Annual | Net Emissions Allowance Position | Thousand Tons | 0 | 0 | 0 | 0 | 0 | 0 | 0
NSR Boswell 4 - SO2 Rate Annual v5.14 | 621 | 7486 | Rate Constraint in lbs/MMBtu | FALSE | L | Annual | Fuel Consumed | TBtu | 0 | 0 | 0 | 0 | 0 | 0 | 0
NSR Boswell 4 - SO2 Rate Annual v5.14 | 621 | 7486 | Rate Constraint in lbs/MMBtu | FALSE | L | Annual | Rate | lb/MMBtu | 0 | 0 | 0 | 0 | 0 | 0 | 0
NSR Boswell 4 - SO2 Rate Annual v5.14 | 621 | 7486 | Rate Constraint in lbs/MMBtu | FALSE | L | Annual | Generation | TWh | 0 | 0 | 0 | 0 | 0 | 0 | 0
NSR Boswell 4 - SO2 Rate Annual v5.14 | 621 | 7486 | Rate Constraint in lbs/MMBtu | FALSE | L | Annual | Qualifying Generation | TWh | 0 | 0 | 0 | 0 | 0 | 0 | 0
NSR Boswell 4 - SO2 Rate Annual v5.14 | 621 | 7486 | Rate Constraint in lbs/MMBtu | FALSE | L | Annual | Rate | lb/MWh | 0 | 0 | 0 | 0 | 0 | 0 | 0
NSR Boswell 4 - SO2 Rate Annual v5.14 | 621 | 7486 | Rate Constraint in lbs/MMBtu | FALSE | L | Annual | Constraint Shadow Price | US2022$/Ton | 103398.1085 | 90906.3208 | 63103.9681 | 80834.6098 | 83568.9994 | 105598.2307 | 97755.0104
NSR Burlington Unit 1 SO2 Rate v5.16 | 622 | 7672 | Rate Constraint in lbs/MMBtu | FALSE | L | Annual | Seasons Included | Seasons | Winter, Spring, Summer, Fall | Winter, Spring, Summer, Fall | Winter, Spring, Summer, Fall | Winter, Spring, Summer, Fall | Winter, Spring, Summer, Fall | Winter, Spring, Summer, Fall | Winter, Spring, Summer, Fall
NSR Burlington Unit 1 SO2 Rate v5.16 | 622 | 7672 | Rate Constraint in lbs/MMBtu | FALSE | L | Annual | Standard SO2 | lb/MMBtu | 0.75 | 0.75 | 0.75 | 0.75 | 0.75 | 0.75 | 0.75
NSR Burlington Unit 1 SO2 Rate v5.16 | 622 | 7672 | Rate Constraint in lbs/MMBtu | FALSE | L | Annual | Emissions at Affected Plants SO2 | Thousand Tons | 0 | 0 | 0 | 0 | 0 | 0 | 0
NSR Burlington Unit 1 SO2 Rate v5.16 | 622 | 7672 | Rate Constraint in lbs/MMBtu | FALSE | L | Annual | Allowances Purchased SO2 | Thousand Tons | 0 | 0 | 0 | 0 | 0 | 0 | 0
NSR Burlington Unit 1 SO2 Rate v5.16 | 622 | 7672 | Rate Constraint in lbs/MMBtu | FALSE | L | Annual | Allowances Sold SO2 | Thousand Tons | 0 | 0 | 0 | 0 | 0 | 0 | 0
NSR Burlington Unit 1 SO2 Rate v5.16 | 622 | 7672 | Rate Constraint in lbs/MMBtu | FALSE | L | Annual | Allowances Banked | Thousand Tons | 0 | 0 | 0 | 0 | 0 | 0 | 0
NSR Burlington Unit 1 SO2 Rate v5.16 | 622 | 7672 | Rate Constraint in lbs/MMBtu | FALSE | L | Annual | Allowances Withdrawn (1:1) | Thousand Tons | 0 | 0 | 0 | 0 | 0 | 0 | 0
NSR Burlington Unit 1 SO2 Rate v5.16 | 622 | 7672 | Rate Constraint in lbs/MMBtu | FALSE | L | Annual | Allowances Withdrawn (n:1) | Thousand Tons | 0 | 0 | 0 | 0 | 0 | 0 | 0
NSR Burlington Unit 1 SO2 Rate v5.16 | 622 | 7672 | Rate Constraint in lbs/MMBtu | FALSE | L | Annual | Net Emissions Allowance Position | Thousand Tons | 0 | 0 | 0 | 0 | 0 | 0 | 0
NSR Burlington Unit 1 SO2 Rate v5.16 | 622 | 7672 | Rate Constraint in lbs/MMBtu | FALSE | L | Annual | Fuel Consumed | TBtu | 0 | 0 | 0 | 0 | 0 | 0 | 0
NSR Burlington Unit 1 SO2 Rate v5.16 | 622 | 7672 | Rate Constraint in lbs/MMBtu | FALSE | L | Annual | Rate | lb/MMBtu | 0 | 0 | 0 | 0 | 0 | 0 | 0
NSR Burlington Unit 1 SO2 Rate v5.16 | 622 | 7672 | Rate Constraint in lbs/MMBtu | FALSE | L | Annual | Generation | TWh | 0 | 0 | 0 | 0 | 0 | 0 | 0
NSR Burlington Unit 1 SO2 Rate v5.16 | 622 | 7672 | Rate Constraint in lbs/MMBtu | FALSE | L | Annual | Qualifying Generation | TWh | 0 | 0 | 0 | 0 | 0 | 0 | 0
NSR Burlington Unit 1 SO2 Rate v5.16 | 622 | 7672 | Rate Constraint in lbs/MMBtu | FALSE | L | Annual | Rate | lb/MWh | 0 | 0 | 0 | 0 | 0 | 0 | 0
NSR Burlington Unit 1 SO2 Rate v5.16 | 622 | 7672 | Rate Constraint in lbs/MMBtu | FALSE | L | Annual | Constraint Shadow Price | US2022$/Ton | 0 | 0 | 0 | 0 | 0 | 0 | 0
NSR Clifty Creek 1-6 - SO2 Cap Annual v5.16 | 623 | 7502 | Rate Constraint in MTons | FALSE | L | Annual | Seasons Included | Seasons | Winter, Spring, Summer, Fall | Winter, Spring, Summer, Fall | Winter, Spring, Summer, Fall | Winter, Spring, Summer, Fall | Winter, Spring, Summer, Fall | Winter, Spring, Summer, Fall | Winter, Spring, Summer, Fall
NSR Clifty Creek 1-6 - SO2 Cap Annual v5.16 | 623 | 7502 | Rate Constraint in MTons | FALSE | L | Annual | Standard SO2 | Thousand Tons | 11.503 | 11.503 | 11.503 | 11.503 | 11.503 | 11.503 | 11.503
NSR Clifty Creek 1-6 - SO2 Cap Annual v5.16 | 623 | 7502 | Rate Constraint in MTons | FALSE | L | Annual | Emissions at Affected Plants SO2 | Thousand Tons | 1.5171 | 1.6546 | 0 | 0 | 0 | 0 | 0
NSR Clifty Creek 1-6 - SO2 Cap Annual v5.16 | 623 | 7502 | Rate Constraint in MTons | FALSE | L | Annual | Allowances Purchased SO2 | Thousand Tons | 0 | 0 | 0 | 0 | 0 | 0 | 0
NSR Clifty Creek 1-6 - SO2 Cap Annual v5.16 | 623 | 7502 | Rate Constraint in MTons | FALSE | L | Annual | Allowances Sold SO2 | Thousand Tons | 0 | 0 | 0 | 0 | 0 | 0 | 0
NSR Clifty Creek 1-6 - SO2 Cap Annual v5.16 | 623 | 7502 | Rate Constraint in MTons | FALSE | L | Annual | Allowances Banked | Thousand Tons | 0 | 0 | 0 | 0 | 0 | 0 | 0
NSR Clifty Creek 1-6 - SO2 Cap Annual v5.16 | 623 | 7502 | Rate Constraint in MTons | FALSE | L | Annual | Allowances Withdrawn (1:1) | Thousand Tons | 0 | 0 | 0 | 0 | 0 | 0 | 0
NSR Clifty Creek 1-6 - SO2 Cap Annual v5.16 | 623 | 7502 | Rate Constraint in MTons | FALSE | L | Annual | Allowances Withdrawn (n:1) | Thousand Tons | 0 | 0 | 0 | 0 | 0 | 0 | 0
NSR Clifty Creek 1-6 - SO2 Cap Annual v5.16 | 623 | 7502 | Rate Constraint in MTons | FALSE | L | Annual | Net Emissions Allowance Position | Thousand Tons | 1.5171 | 1.6546 | 0 | 0 | 0 | 0 | 0
NSR Clifty Creek 1-6 - SO2 Cap Annual v5.16 | 623 | 7502 | Rate Constraint in MTons | FALSE | L | Annual | Fuel Consumed | TBtu | 50.5693 | 45.7175 | 0 | 0 | 0 | 0 | 0
NSR Clifty Creek 1-6 - SO2 Cap Annual v5.16 | 623 | 7502 | Rate Constraint in MTons | FALSE | L | Annual | Rate | lb/MMBtu | 0.06 | 0.072385 | 0 | 0 | 0 | 0 | 0
NSR Clifty Creek 1-6 - SO2 Cap Annual v5.16 | 623 | 7502 | Rate Constraint in MTons | FALSE | L | Annual | Generation | TWh | 4.7032 | 4.2463 | 0 | 0 | 0 | 0 | 0
NSR Clifty Creek 1-6 - SO2 Cap Annual v5.16 | 623 | 7502 | Rate Constraint in MTons | FALSE | L | Annual | Qualifying Generation | TWh | 4.7032 | 4.2463 | 0 | 0 | 0 | 0 | 0
NSR Clifty Creek 1-6 - SO2 Cap Annual v5.16 | 623 | 7502 | Rate Constraint in MTons | FALSE | L | Annual | Rate | lb/MWh | 0.64513 | 0.77933 | 0 | 0 | 0 | 0 | 0
NSR Clifty Creek 1-6 - SO2 Cap Annual v5.16 | 623 | 7502 | Rate Constraint in MTons | FALSE | L | Annual | Constraint Shadow Price | US2022$/Ton | 0 | 0 | 0 | 0 | 0 | 0 | 0
NSR ClinchRiver 1-3 - SO2 Cap Annual v3.1 | 624 | 7373 | Rate Constraint in MTons | FALSE | L | Annual | Seasons Included | Seasons | Winter, Spring, Summer, Fall | Winter, Spring, Summer, Fall | Winter, Spring, Summer, Fall | Winter, Spring, Summer, Fall | Winter, Spring, Summer, Fall | Winter, Spring, Summer, Fall | Winter, Spring, Summer, Fall
NSR ClinchRiver 1-3 - SO2 Cap Annual v3.1 | 624 | 7373 | Rate Constraint in MTons | FALSE | L | Annual | Standard SO2 | Thousand Tons | 16.3 | 16.3 | 16.3 | 16.3 | 16.3 | 16.3 | 16.3
NSR ClinchRiver 1-3 - SO2 Cap Annual v3.1 | 624 | 7373 | Rate Constraint in MTons | FALSE | L | Annual | Emissions at Affected Plants SO2 | Thousand Tons | 0 | 0 | 0 | 0 | 0 | 0 | 0
NSR ClinchRiver 1-3 - SO2 Cap Annual v3.1 | 624 | 7373 | Rate Constraint in MTons | FALSE | L | Annual | Allowances Purchased SO2 | Thousand Tons | 0 | 0 | 0 | 0 | 0 | 0 | 0
NSR ClinchRiver 1-3 - SO2 Cap Annual v3.1 | 624 | 7373 | Rate Constraint in MTons | FALSE | L | Annual | Allowances Sold SO2 | Thousand Tons | 0 | 0 | 0 | 0 | 0 | 0 | 0
NSR ClinchRiver 1-3 - SO2 Cap Annual v3.1 | 624 | 7373 | Rate Constraint in MTons | FALSE | L | Annual | Allowances Banked | Thousand Tons | 0 | 0 | 0 | 0 | 0 | 0 | 0
NSR ClinchRiver 1-3 - SO2 Cap Annual v3.1 | 624 | 7373 | Rate Constraint in MTons | FALSE | L | Annual | Allowances Withdrawn (1:1) | Thousand Tons | 0 | 0 | 0 | 0 | 0 | 0 | 0
NSR ClinchRiver 1-3 - SO2 Cap Annual v3.1 | 624 | 7373 | Rate Constraint in MTons | FALSE | L | Annual | Allowances Withdrawn (n:1) | Thousand Tons | 0 | 0 | 0 | 0 | 0 | 0 | 0
NSR ClinchRiver 1-3 - SO2 Cap Annual v3.1 | 624 | 7373 | Rate Constraint in MTons | FALSE | L | Annual | Net Emissions Allowance Position | Thousand Tons | 0 | 0 | 0 | 0 | 0 | 0 | 0
NSR ClinchRiver 1-3 - SO2 Cap Annual v3.1 | 624 | 7373 | Rate Constraint in MTons | FALSE | L | Annual | Fuel Consumed | TBtu | 0 | 0 | 0 | 0 | 0 | 0 | 0
NSR ClinchRiver 1-3 - SO2 Cap Annual v3.1 | 624 | 7373 | Rate Constraint in MTons | FALSE | L | Annual | Rate | lb/MMBtu | 0 | 0 | 0 | 0 | 0 | 0 | 0
NSR ClinchRiver 1-3 - SO2 Cap Annual v3.1 | 624 | 7373 | Rate Constraint in MTons | FALSE | L | Annual | Generation | TWh | 0 | 0 | 0 | 0 | 0 | 0 | 0
NSR ClinchRiver 1-3 - SO2 Cap Annual v3.1 | 624 | 7373 | Rate Constraint in MTons | FALSE | L | Annual | Qualifying Generation | TWh | 0 | 0 | 0 | 0 | 0 | 0 | 0
NSR ClinchRiver 1-3 - SO2 Cap Annual v3.1 | 624 | 7373 | Rate Constraint in MTons | FALSE | L | Annual | Rate | lb/MWh | 0 | 0 | 0 | 0 | 0 | 0 | 0
NSR ClinchRiver 1-3 - SO2 Cap Annual v3.1 | 624 | 7373 | Rate Constraint in MTons | FALSE | L | Annual | Constraint Shadow Price | US2022$/Ton | 0 | 0 | 0 | 0 | 0 | 0 | 0
NSR Cooper 2 - NOX Rate Annual v3.1, Unit 2557 and retrofits | 625 | 7447 | Rate Constraint in lbs/MMBtu | FALSE | L | Annual | Seasons Included | Seasons | Winter, Spring, Summer, Fall | Winter, Spring, Summer, Fall | Winter, Spring, Summer, Fall | Winter, Spring, Summer, Fall | Winter, Spring, Summer, Fall | Winter, Spring, Summer, Fall | Winter, Spring, Summer, Fall
NSR Cooper 2 - NOX Rate Annual v3.1, Unit 2557 and retrofits | 625 | 7447 | Rate Constraint in lbs/MMBtu | FALSE | L | Annual | Standard NOX | lb/MMBtu | 0.08 | 0.08 | 0.08 | 0.08 | 0.08 | 0.08 | 0.08
NSR Cooper 2 - NOX Rate Annual v3.1, Unit 2557 and retrofits | 625 | 7447 | Rate Constraint in lbs/MMBtu | FALSE | L | Annual | Emissions at Affected Plants NOX | Thousand Tons | 0 | 0 | 0 | 0 | 0 | 0 | 0
NSR Cooper 2 - NOX Rate Annual v3.1, Unit 2557 and retrofits | 625 | 7447 | Rate Constraint in lbs/MMBtu | FALSE | L | Annual | Allowances Purchased NOX | Thousand Tons | 0 | 0 | 0 | 0 | 0 | 0 | 0
NSR Cooper 2 - NOX Rate Annual v3.1, Unit 2557 and retrofits | 625 | 7447 | Rate Constraint in lbs/MMBtu | FALSE | L | Annual | Allowances Sold NOX | Thousand Tons | 0 | 0 | 0 | 0 | 0 | 0 | 0
NSR Cooper 2 - NOX Rate Annual v3.1, Unit 2557 and retrofits | 625 | 7447 | Rate Constraint in lbs/MMBtu | FALSE | L | Annual | Allowances Banked | Thousand Tons | 0 | 0 | 0 | 0 | 0 | 0 | 0
NSR Cooper 2 - NOX Rate Annual v3.1, Unit 2557 and retrofits | 625 | 7447 | Rate Constraint in lbs/MMBtu | FALSE | L | Annual | Allowances Withdrawn (1:1) | Thousand Tons | 0 | 0 | 0 | 0 | 0 | 0 | 0
NSR Cooper 2 - NOX Rate Annual v3.1, Unit 2557 and retrofits | 625 | 7447 | Rate Constraint in lbs/MMBtu | FALSE | L | Annual | Allowances Withdrawn (n:1) | Thousand Tons | 0 | 0 | 0 | 0 | 0 | 0 | 0
NSR Cooper 2 - NOX Rate Annual v3.1, Unit 2557 and retrofits | 625 | 7447 | Rate Constraint in lbs/MMBtu | FALSE | L | Annual | Net Emissions Allowance Position | Thousand Tons | 0 | 0 | 0 | 0 | 0 | 0 | 0
NSR Cooper 2 - NOX Rate Annual v3.1, Unit 2557 and retrofits | 625 | 7447 | Rate Constraint in lbs/MMBtu | FALSE | L | Annual | Fuel Consumed | TBtu | 0 | 0 | 0 | 0 | 0 | 0 | 0
NSR Cooper 2 - NOX Rate Annual v3.1, Unit 2557 and retrofits | 625 | 7447 | Rate Constraint in lbs/MMBtu | FALSE | L | Annual | Rate | lb/MMBtu | 0 | 0 | 0 | 0 | 0 | 0 | 0
NSR Cooper 2 - NOX Rate Annual v3.1, Unit 2557 and retrofits | 625 | 7447 | Rate Constraint in lbs/MMBtu | FALSE | L | Annual | Generation | TWh | 0 | 0 | 0 | 0 | 0 | 0 | 0
NSR Cooper 2 - NOX Rate Annual v3.1, Unit 2557 and retrofits | 625 | 7447 | Rate Constraint in lbs/MMBtu | FALSE | L | Annual | Qualifying Generation | TWh | 0 | 0 | 0 | 0 | 0 | 0 | 0
NSR Cooper 2 - NOX Rate Annual v3.1, Unit 2557 and retrofits | 625 | 7447 | Rate Constraint in lbs/MMBtu | FALSE | L | Annual | Rate | lb/MWh | 0 | 0 | 0 | 0 | 0 | 0 | 0
NSR Cooper 2 - NOX Rate Annual v3.1, Unit 2557 and retrofits | 625 | 7447 | Rate Constraint in lbs/MMBtu | FALSE | L | Annual | Constraint Shadow Price | US2022$/Ton | 0 | 0 | 0 | 0 | 0 | 0 | 0
NSR Cooper 2 - SO2 Rate Annual v3.1, Unit 2557 and retrofits | 626 | 7446 | Rate Constraint in lbs/MMBtu | FALSE | L | Annual | Seasons Included | Seasons | Winter, Spring, Summer, Fall | Winter, Spring, Summer, Fall | Winter, Spring, Summer, Fall | Winter, Spring, Summer, Fall | Winter, Spring, Summer, Fall | Winter, Spring, Summer, Fall | Winter, Spring, Summer, Fall
NSR Cooper 2 - SO2 Rate Annual v3.1, Unit 2557 and retrofits | 626 | 7446 | Rate Constraint in lbs/MMBtu | FALSE | L | Annual | Standard SO2 | lb/MMBtu | 0.1 | 0.1 | 0.1 | 0.1 | 0.1 | 0.1 | 0.1
NSR Cooper 2 - SO2 Rate Annual v3.1, Unit 2557 and retrofits | 626 | 7446 | Rate Constraint in lbs/MMBtu | FALSE | L | Annual | Emissions at Affected Plants SO2 | Thousand Tons | 0 | 0 | 0 | 0 | 0 | 0 | 0
NSR Cooper 2 - SO2 Rate Annual v3.1, Unit 2557 and retrofits | 626 | 7446 | Rate Constraint in lbs/MMBtu | FALSE | L | Annual | Allowances Purchased SO2 | Thousand Tons | 0 | 0 | 0 | 0 | 0 | 0 | 0
NSR Cooper 2 - SO2 Rate Annual v3.1, Unit 2557 and retrofits | 626 | 7446 | Rate Constraint in lbs/MMBtu | FALSE | L | Annual | Allowances Sold SO2 | Thousand Tons | 0 | 0 | 0 | 0 | 0 | 0 | 0
NSR Cooper 2 - SO2 Rate Annual v3.1, Unit 2557 and retrofits | 626 | 7446 | Rate Constraint in lbs/MMBtu | FALSE | L | Annual | Allowances Banked | Thousand Tons | 0 | 0 | 0 | 0 | 0 | 0 | 0
NSR Cooper 2 - SO2 Rate Annual v3.1, Unit 2557 and retrofits | 626 | 7446 | Rate Constraint in lbs/MMBtu | FALSE | L | Annual | Allowances Withdrawn (1:1) | Thousand Tons | 0 | 0 | 0 | 0 | 0 | 0 | 0
NSR Cooper 2 - SO2 Rate Annual v3.1, Unit 2557 and retrofits | 626 | 7446 | Rate Constraint in lbs/MMBtu | FALSE | L | Annual | Allowances Withdrawn (n:1) | Thousand Tons | 0 | 0 | 0 | 0 | 0 | 0 | 0
NSR Cooper 2 - SO2 Rate Annual v3.1, Unit 2557 and retrofits | 626 | 7446 | Rate Constraint in lbs/MMBtu | FALSE | L | Annual | Net Emissions Allowance Position | Thousand Tons | 0 | 0 | 0 | 0 | 0 | 0 | 0
NSR Cooper 2 - SO2 Rate Annual v3.1, Unit 2557 and retrofits | 626 | 7446 | Rate Constraint in lbs/MMBtu | FALSE | L | Annual | Fuel Consumed | TBtu | 0 | 0 | 0 | 0 | 0 | 0 | 0
NSR Cooper 2 - SO2 Rate Annual v3.1, Unit 2557 and retrofits | 626 | 7446 | Rate Constraint in lbs/MMBtu | FALSE | L | Annual | Rate | lb/MMBtu | 0 | 0 | 0 | 0 | 0 | 0 | 0
NSR Cooper 2 - SO2 Rate Annual v3.1, Unit 2557 and retrofits | 626 | 7446 | Rate Constraint in lbs/MMBtu | FALSE | L | Annual | Generation | TWh | 0 | 0 | 0 | 0 | 0 | 0 | 0
NSR Cooper 2 - SO2 Rate Annual v3.1, Unit 2557 and retrofits | 626 | 7446 | Rate Constraint in lbs/MMBtu | FALSE | L | Annual | Qualifying Generation | TWh | 0 | 0 | 0 | 0 | 0 | 0 | 0
NSR Cooper 2 - SO2 Rate Annual v3.1, Unit 2557 and retrofits | 626 | 7446 | Rate Constraint in lbs/MMBtu | FALSE | L | Annual | Rate | lb/MWh | 0 | 0 | 0 | 0 | 0 | 0 | 0
NSR Cooper 2 - SO2 Rate Annual v3.1, Unit 2557 and retrofits | 626 | 7446 | Rate Constraint in lbs/MMBtu | FALSE | L | Annual | Constraint Shadow Price | US2022$/Ton | 0 | 0 | 0 | 0 | 0 | 0 | 0
NSR Coronado 1,2 - NOX Cap Annual v6.17 | 627 | 7394 | Rate Constraint in MTons | FALSE | L | Annual | Seasons Included | Seasons | Winter, Spring, Summer, Fall | Winter, Spring, Summer, Fall | Winter, Spring, Summer, Fall | Winter, Spring, Summer, Fall | Winter, Spring, Summer, Fall | Winter, Spring, Summer, Fall | Winter, Spring, Summer, Fall
NSR Coronado 1,2 - NOX Cap Annual v6.17 | 627 | 7394 | Rate Constraint in MTons | FALSE | L | Annual | Standard NOX | Thousand Tons | 7.3 | 7.3 | 7.3 | 7.3 | 7.3 | 7.3 | 7.3
NSR Coronado 1,2 - NOX Cap Annual v6.17 | 627 | 7394 | Rate Constraint in MTons | FALSE | L | Annual | Emissions at Affected Plants NOX | Thousand Tons | 0.16178 | 0.52475 | 0 | 0 | 0 | 0 | 0
NSR Coronado 1,2 - NOX Cap Annual v6.17 | 627 | 7394 | Rate Constraint in MTons | FALSE | L | Annual | Allowances Purchased NOX | Thousand Tons | 0 | 0 | 0 | 0 | 0 | 0 | 0
NSR Coronado 1,2 - NOX Cap Annual v6.17 | 627 | 7394 | Rate Constraint in MTons | FALSE | L | Annual | Allowances Sold NOX | Thousand Tons | 0 | 0 | 0 | 0 | 0 | 0 | 0
NSR Coronado 1,2 - NOX Cap Annual v6.17 | 627 | 7394 | Rate Constraint in MTons | FALSE | L | Annual | Allowances Banked | Thousand Tons | 0 | 0 | 0 | 0 | 0 | 0 | 0
NSR Coronado 1,2 - NOX Cap Annual v6.17 | 627 | 7394 | Rate Constraint in MTons | FALSE | L | Annual | Allowances Withdrawn (1:1) | Thousand Tons | 0 | 0 | 0 | 0 | 0 | 0 | 0
NSR Coronado 1,2 - NOX Cap Annual v6.17 | 627 | 7394 | Rate Constraint in MTons | FALSE | L | Annual | Allowances Withdrawn (n:1) | Thousand Tons | 0 | 0 | 0 | 0 | 0 | 0 | 0
NSR Coronado 1,2 - NOX Cap Annual v6.17 | 627 | 7394 | Rate Constraint in MTons | FALSE | L | Annual | Net Emissions Allowance Position | Thousand Tons | 0.16178 | 0.52475 | 0 | 0 | 0 | 0 | 0
NSR Coronado 1,2 - NOX Cap Annual v6.17 | 627 | 7394 | Rate Constraint in MTons | FALSE | L | Annual | Fuel Consumed | TBtu | 5.4927 | 17.8219 | 0 | 0 | 0 | 0 | 0
NSR Coronado 1,2 - NOX Cap Annual v6.17 | 627 | 7394 | Rate Constraint in MTons | FALSE | L | Annual | Rate | lb/MMBtu | 0.058908 | 0.058888 | 0 | 0 | 0 | 0 | 0
NSR Coronado 1,2 - NOX Cap Annual v6.17 | 627 | 7394 | Rate Constraint in MTons | FALSE | L | Annual | Generation | TWh | 0.5138 | 1.6671 | 0 | 0 | 0 | 0 | 0
NSR Coronado 1,2 - NOX Cap Annual v6.17 | 627 | 7394 | Rate Constraint in MTons | FALSE | L | Annual | Qualifying Generation | TWh | 0.5138 | 1.6671 | 0 | 0 | 0 | 0 | 0
NSR Coronado 1,2 - NOX Cap Annual v6.17 | 627 | 7394 | Rate Constraint in MTons | FALSE | L | Annual | Rate | lb/MWh | 0.62975 | 0.62953 | 0 | 0 | 0 | 0 | 0
NSR Coronado 1,2 - NOX Cap Annual v6.17 | 627 | 7394 | Rate Constraint in MTons | FALSE | L | Annual | Constraint Shadow Price | US2022$/Ton | 0 | 0 | 0 | 0 | 0 | 0 | 0
NSR Cross 1,2 - NOX Rate Annual v3.1, Unit 4700 and retrofits | 628 | 7432 | Rate Constraint in lbs/MMBtu | FALSE | L | Annual | Seasons Included | Seasons | Winter, Spring, Summer, Fall | Winter, Spring, Summer, Fall | Winter, Spring, Summer, Fall | Winter, Spring, Summer, Fall | Winter, Spring, Summer, Fall | Winter, Spring, Summer, Fall | Winter, Spring, Summer, Fall
NSR Cross 1,2 - NOX Rate Annual v3.1, Unit 4700 and retrofits | 628 | 7432 | Rate Constraint in lbs/MMBtu | FALSE | L | Annual | Standard NOX | lb/MMBtu | 0.1 | 0.1 | 0.1 | 0.1 | 0.1 | 0.1 | 0.1
NSR Cross 1,2 - NOX Rate Annual v3.1, Unit 4700 and retrofits | 628 | 7432 | Rate Constraint in lbs/MMBtu | FALSE | L | Annual | Emissions at Affected Plants NOX | Thousand Tons | 0.26458 | 0.22105 | 1.7177 | 1.7177 | 0 | 0 | 0
NSR Cross 1,2 - NOX Rate Annual v3.1, Unit 4700 and retrofits | 628 | 7432 | Rate Constraint in lbs/MMBtu | FALSE | L | Annual | Allowances Purchased NOX | Thousand Tons | 0 | 0 | 0 | 0 | 0 | 0 | 0
NSR Cross 1,2 - NOX Rate Annual v3.1, Unit 4700 and retrofits | 628 | 7432 | Rate Constraint in lbs/MMBtu | FALSE | L | Annual | Allowances Sold NOX | Thousand Tons | 0 | 0 | 0 | 0 | 0 | 0 | 0
NSR Cross 1,2 - NOX Rate Annual v3.1, Unit 4700 and retrofits | 628 | 7432 | Rate Constraint in lbs/MMBtu | FALSE | L | Annual | Allowances Banked | Thousand Tons | 0 | 0 | 0 | 0 | 0 | 0 | 0
NSR Cross 1,2 - NOX Rate Annual v3.1, Unit 4700 and retrofits | 628 | 7432 | Rate Constraint in lbs/MMBtu | FALSE | L | Annual | Allowances Withdrawn (1:1) | Thousand Tons | 0 | 0 | 0 | 0 | 0 | 0 | 0
NSR Cross 1,2 - NOX Rate Annual v3.1, Unit 4700 and retrofits | 628 | 7432 | Rate Constraint in lbs/MMBtu | FALSE | L | Annual | Allowances Withdrawn (n:1) | Thousand Tons | 0 | 0 | 0 | 0 | 0 | 0 | 0
NSR Cross 1,2 - NOX Rate Annual v3.1, Unit 4700 and retrofits | 628 | 7432 | Rate Constraint in lbs/MMBtu | FALSE | L | Annual | Net Emissions Allowance Position | Thousand Tons | 0.26458 | 0.22105 | 1.7177 | 1.7177 | 0 | 0 | 0
NSR Cross 1,2 - NOX Rate Annual v3.1, Unit 4700 and retrofits | 628 | 7432 | Rate Constraint in lbs/MMBtu | FALSE | L | Annual | Fuel Consumed | TBtu | 6.428 | 5.3704 | 41.7334 | 41.7334 | 0 | 0 | 0
NSR Cross 1,2 - NOX Rate Annual v3.1, Unit 4700 and retrofits | 628 | 7432 | Rate Constraint in lbs/MMBtu | FALSE | L | Annual | Rate | lb/MMBtu | 0.08232 | 0.08232 | 0.08232 | 0.08232 | 0 | 0 | 0
NSR Cross 1,2 - NOX Rate Annual v3.1, Unit 4700 and retrofits | 628 | 7432 | Rate Constraint in lbs/MMBtu | FALSE | L | Annual | Generation | TWh | 0.60813 | 0.50808 | 2.6676 | 2.6676 | 0 | 0 | 0
NSR Cross 1,2 - NOX Rate Annual v3.1, Unit 4700 and retrofits | 628 | 7432 | Rate Constraint in lbs/MMBtu | FALSE | L | Annual | Qualifying Generation | TWh | 0.60813 | 0.50808 | 2.6676 | 2.6676 | 0 | 0 | 0
NSR Cross 1,2 - NOX Rate Annual v3.1, Unit 4700 and retrofits | 628 | 7432 | Rate Constraint in lbs/MMBtu | FALSE | L | Annual | Rate | lb/MWh | 0.87012 | 0.87012 | 1.2879 | 1.2879 | 0 | 0 | 0
NSR Cross 1,2 - NOX Rate Annual v3.1, Unit 4700 and retrofits | 628 | 7432 | Rate Constraint in lbs/MMBtu | FALSE | L | Annual | Constraint Shadow Price | US2022$/Ton | 0 | 0 | 0 | 0 | 0 | 0 | 0
NSR Cross 1,2 - NOX Rate Annual v3.1, Unit 4701 and retrofits | 629 | 7432 | Rate Constraint in lbs/MMBtu | FALSE | L | Annual | Seasons Included | Seasons | Winter, Spring, Summer, Fall | Winter, Spring, Summer, Fall | Winter, Spring, Summer, Fall | Winter, Spring, Summer, Fall | Winter, Spring, Summer, Fall | Winter, Spring, Summer, Fall | Winter, Spring, Summer, Fall
NSR Cross 1,2 - NOX Rate Annual v3.1, Unit 4701 and retrofits | 629 | 7432 | Rate Constraint in lbs/MMBtu | FALSE | L | Annual | Standard NOX | lb/MMBtu | 0.1 | 0.1 | 0.1 | 0.1 | 0.1 | 0.1 | 0.1
NSR Cross 1,2 - NOX Rate Annual v3.1, Unit 4701 and retrofits | 629 | 7432 | Rate Constraint in lbs/MMBtu | FALSE | L | Annual | Emissions at Affected Plants NOX | Thousand Tons | 0.22318 | 0.22364 | 1.394 | 1.394 | 0 | 0 | 0
NSR Cross 1,2 - NOX Rate Annual v3.1, Unit 4701 and retrofits | 629 | 7432 | Rate Constraint in lbs/MMBtu | FALSE | L | Annual | Allowances Purchased NOX | Thousand Tons | 0 | 0 | 0 | 0 | 0 | 0 | 0
NSR Cross 1,2 - NOX Rate Annual v3.1, Unit 4701 and retrofits | 629 | 7432 | Rate Constraint in lbs/MMBtu | FALSE | L | Annual | Allowances Sold NOX | Thousand Tons | 0 | 0 | 0 | 0 | 0 | 0 | 0
NSR Cross 1,2 - NOX Rate Annual v3.1, Unit 4701 and retrofits | 629 | 7432 | Rate Constraint in lbs/MMBtu | FALSE | L | Annual | Allowances Banked | Thousand Tons | 0 | 0 | 0 | 0 | 0 | 0 | 0
NSR Cross 1,2 - NOX Rate Annual v3.1, Unit 4701 and retrofits | 629 | 7432 | Rate Constraint in lbs/MMBtu | FALSE | L | Annual | Allowances Withdrawn (1:1) | Thousand Tons | 0 | 0 | 0 | 0 | 0 | 0 | 0
NSR Cross 1,2 - NOX Rate Annual v3.1, Unit 4701 and retrofits | 629 | 7432 | Rate Constraint in lbs/MMBtu | FALSE | L | Annual | Allowances Withdrawn (n:1) | Thousand Tons | 0 | 0 | 0 | 0 | 0 | 0 | 0
NSR Cross 1,2 - NOX Rate Annual v3.1, Unit 4701 and retrofits | 629 | 7432 | Rate Constraint in lbs/MMBtu | FALSE | L | Annual | Net Emissions Allowance Position | Thousand Tons | 0.22318 | 0.22364 | 1.394 | 1.394 | 0 | 0 | 0
NSR Cross 1,2 - NOX Rate Annual v3.1, Unit 4701 and retrofits | 629 | 7432 | Rate Constraint in lbs/MMBtu | FALSE | L | Annual | Fuel Consumed | TBtu | 6.4503 | 6.4635 | 40.2887 | 40.2887 | 0 | 0 | 0
NSR Cross 1,2 - NOX Rate Annual v3.1, Unit 4701 and retrofits | 629 | 7432 | Rate Constraint in lbs/MMBtu | FALSE | L | Annual | Rate | lb/MMBtu | 0.0692 | 0.0692 | 0.0692 | 0.0692 | 0 | 0 | 0
NSR Cross 1,2 - NOX Rate Annual v3.1, Unit 4701 and retrofits | 629 | 7432 | Rate Constraint in lbs/MMBtu | FALSE | L | Annual | Generation | TWh | 0.61578 | 0.61704 | 2.61 | 2.61 | 0 | 0 | 0
NSR Cross 1,2 - NOX Rate Annual v3.1, Unit 4701 and retrofits | 629 | 7432 | Rate Constraint in lbs/MMBtu | FALSE | L | Annual | Qualifying Generation | TWh | 0.61578 | 0.61704 | 2.61 | 2.61 | 0 | 0 | 0
NSR Cross 1,2 - NOX Rate Annual v3.1, Unit 4701 and retrofits | 629 | 7432 | Rate Constraint in lbs/MMBtu | FALSE | L | Annual | Rate | lb/MWh | 0.72487 | 0.72487 | 1.0682 | 1.0682 | 0 | 0 | 0
NSR Cross 1,2 - NOX Rate Annual v3.1, Unit 4701 and retrofits | 629 | 7432 | Rate Constraint in lbs/MMBtu | FALSE | L | Annual | Constraint Shadow Price | US2022$/Ton | 0 | 0 | 0 | 0 | 0 | 0 | 0
NSR Dairyland- NOx Cap Annual v5.13 | 630 | 7414 | Rate Constraint in MTons | FALSE | L | Annual | Seasons Included | Seasons | Winter, Spring, Summer, Fall | Winter, Spring, Summer, Fall | Winter, Spring, Summer, Fall | Winter, Spring, Summer, Fall | Winter, Spring, Summer, Fall | Winter, Spring, Summer, Fall | Winter, Spring, Summer, Fall
NSR Dairyland- NOx Cap Annual v5.13 | 630 | 7414 | Rate Constraint in MTons | FALSE | L | Annual | Standard NOX | Thousand Tons | 3.236 | 3.236 | 3.236 | 3.236 | 3.236 | 3.236 | 3.236
NSR Dairyland- NOx Cap Annual v5.13 | 630 | 7414 | Rate Constraint in MTons | FALSE | L | Annual | Emissions at Affected Plants NOX | Thousand Tons | 0.49291 | 0.63871 | 0 | 0 | 0 | 0 | 0
NSR Dairyland- NOx Cap Annual v5.13 | 630 | 7414 | Rate Constraint in MTons | FALSE | L | Annual | Allowances Purchased NOX | Thousand Tons | 0 | 0 | 0 | 0 | 0 | 0 | 0
NSR Dairyland- NOx Cap Annual v5.13 | 630 | 7414 | Rate Constraint in MTons | FALSE | L | Annual | Allowances Sold NOX | Thousand Tons | 0 | 0 | 0 | 0 | 0 | 0 | 0
NSR Dairyland- NOx Cap Annual v5.13 | 630 | 7414 | Rate Constraint in MTons | FALSE | L | Annual | Allowances Banked | Thousand Tons | 0 | 0 | 0 | 0 | 0 | 0 | 0
NSR Dairyland- NOx Cap Annual v5.13 | 630 | 7414 | Rate Constraint in MTons | FALSE | L | Annual | Allowances Withdrawn (1:1) | Thousand Tons | 0 | 0 | 0 | 0 | 0 | 0 | 0
NSR Dairyland- NOx Cap Annual v5.13 | 630 | 7414 | Rate Constraint in MTons | FALSE | L | Annual | Allowances Withdrawn (n:1) | Thousand Tons | 0 | 0 | 0 | 0 | 0 | 0 | 0
NSR Dairyland- NOx Cap Annual v5.13 | 630 | 7414 | Rate Constraint in MTons | FALSE | L | Annual | Net Emissions Allowance Position | Thousand Tons | 0.49291 | 0.63871 | 0 | 0 | 0 | 0 | 0
NSR Dairyland- NOx Cap Annual v5.13 | 630 | 7414 | Rate Constraint in MTons | FALSE | L | Annual | Fuel Consumed | TBtu | 12.9748 | 16.8125 | 0 | 0 | 0 | 0 | 0
NSR Dairyland- NOx Cap Annual v5.13 | 630 | 7414 | Rate Constraint in MTons | FALSE | L | Annual | Rate | lb/MMBtu | 0.07598 | 0.07598 | 0 | 0 | 0 | 0 | 0
NSR Dairyland- NOx Cap Annual v5.13 | 630 | 7414 | Rate Constraint in MTons | FALSE | L | Annual | Generation | TWh | 1.1542 | 1.4956 | 0 | 0 | 0 | 0 | 0
NSR Dairyland- NOx Cap Annual v5.13 | 630 | 7414 | Rate Constraint in MTons | FALSE | L | Annual | Qualifying Generation | TWh | 1.1542 | 1.4956 | 0 | 0 | 0 | 0 | 0
NSR Dairyland- NOx Cap Annual v5.13 | 630 | 7414 | Rate Constraint in MTons | FALSE | L | Annual | Rate | lb/MWh | 0.85409 | 0.85409 | 0 | 0 | 0 | 0 | 0
NSR Dairyland- NOx Cap Annual v5.13 | 630 | 7414 | Rate Constraint in MTons | FALSE | L | Annual | Constraint Shadow Price | US2022$/Ton | 0 | 0 | 0 | 0 | 0 | 0 | 0
NSR Dairyland- SO2 Cap Annual v5.13 | 631 | 7415 | Rate Constraint in MTons | FALSE | L | Annual | Seasons Included | Seasons | Winter, Spring, Summer, Fall | Winter, Spring, Summer, Fall | Winter, Spring, Summer, Fall | Winter, Spring, Summer, Fall | Winter, Spring, Summer, Fall | Winter, Spring, Summer, Fall | Winter, Spring, Summer, Fall
NSR Dairyland- SO2 Cap Annual v5.13 | 631 | 7415 | Rate Constraint in MTons | FALSE | L | Annual | Standard SO2 | Thousand Tons | 4.578 | 4.578 | 4.578 | 4.578 | 4.578 | 4.578 | 4.578
NSR Dairyland- SO2 Cap Annual v5.13 | 631 | 7415 | Rate Constraint in MTons | FALSE | L | Annual | Emissions at Affected Plants SO2 | Thousand Tons | 0.4405 | 0.5708 | 0 | 0 | 0 | 0 | 0
NSR Dairyland- SO2 Cap Annual v5.13 | 631 | 7415 | Rate Constraint in MTons | FALSE | L | Annual | Allowances Purchased SO2 | Thousand Tons | 0 | 0 | 0 | 0 | 0 | 0 | 0
NSR Dairyland- SO2 Cap Annual v5.13 | 631 | 7415 | Rate Constraint in MTons | FALSE | L | Annual | Allowances Sold SO2 | Thousand Tons | 0 | 0 | 0 | 0 | 0 | 0 | 0
NSR Dairyland- SO2 Cap Annual v5.13 | 631 | 7415 | Rate Constraint in MTons | FALSE | L | Annual | Allowances Banked | Thousand Tons | 0 | 0 | 0 | 0 | 0 | 0 | 0
NSR Dairyland- SO2 Cap Annual v5.13 | 631 | 7415 | Rate Constraint in MTons | FALSE | L | Annual | Allowances Withdrawn (1:1) | Thousand Tons | 0 | 0 | 0 | 0 | 0 | 0 | 0
NSR Dairyland- SO2 Cap Annual v5.13 | 631 | 7415 | Rate Constraint in MTons | FALSE | L | Annual | Allowances Withdrawn (n:1) | Thousand Tons | 0 | 0 | 0 | 0 | 0 | 0 | 0
NSR Dairyland- SO2 Cap Annual v5.13 | 631 | 7415 | Rate Constraint in MTons | FALSE | L | Annual | Net Emissions Allowance Position | Thousand Tons | 0.4405 | 0.5708 | 0 | 0 | 0 | 0 | 0
NSR Dairyland- SO2 Cap Annual v5.13 | 631 | 7415 | Rate Constraint in MTons | FALSE | L | Annual | Fuel Consumed | TBtu | 12.9748 | 16.8125 | 0 | 0 | 0 | 0 | 0
NSR Dairyland- SO2 Cap Annual v5.13 | 631 | 7415 | Rate Constraint in MTons | FALSE | L | Annual | Rate | lb/MMBtu | 0.067901 | 0.067901 | 0 | 0 | 0 | 0 | 0
NSR Dairyland- SO2 Cap Annual v5.13 | 631 | 7415 | Rate Constraint in MTons | FALSE | L | Annual | Generation | TWh | 1.1542 | 1.4956 | 0 | 0 | 0 | 0 | 0
NSR Dairyland- SO2 Cap Annual v5.13 | 631 | 7415 | Rate Constraint in MTons | FALSE | L | Annual | Qualifying Generation | TWh | 1.1542 | 1.4956 | 0 | 0 | 0 | 0 | 0
NSR Dairyland- SO2 Cap Annual v5.13 | 631 | 7415 | Rate Constraint in MTons | FALSE | L | Annual | Rate | lb/MWh | 0.76328 | 0.76328 | 0 | 0 | 0 | 0 | 0
NSR Dairyland- SO2 Cap Annual v5.13 | 631 | 7415 | Rate Constraint in MTons | FALSE | L | Annual | Constraint Shadow Price | US2022$/Ton | 0 | 0 | 0 | 0 | 0 | 0 | 0
NSR Dominion Consent - NOX Cap Annual v3.1 | 632 | 7375 | Rate Constraint in MTons | FALSE | L | Annual | Seasons Included | Seasons | Winter, Spring, Summer, Fall | Winter, Spring, Summer, Fall | Winter, Spring, Summer, Fall | Winter, Spring, Summer, Fall | Winter, Spring, Summer, Fall | Winter, Spring, Summer, Fall | Winter, Spring, Summer, Fall
NSR Dominion Consent - NOX Cap Annual v3.1 | 632 | 7375 | Rate Constraint in MTons | FALSE | L | Annual | Standard NOX | Thousand Tons | 30.25 | 30.25 | 30.25 | 30.25 | 30.25 | 30.25 | 30.25
NSR Dominion Consent - NOX Cap Annual v3.1 | 632 | 7375 | Rate Constraint in MTons | FALSE | L | Annual | Emissions at Affected Plants NOX | Thousand Tons | 1.2046 | 1.6345 | 3.0183 | 2.9642 | 0.050938 | 0 | 0
NSR Dominion Consent - NOX Cap Annual v3.1 | 632 | 7375 | Rate Constraint in MTons | FALSE | L | Annual | Allowances Purchased NOX | Thousand Tons | 0 | 0 | 0 | 0 | 0 | 0 | 0
NSR Dominion Consent - NOX Cap Annual v3.1 | 632 | 7375 | Rate Constraint in MTons | FALSE | L | Annual | Allowances Sold NOX | Thousand Tons | 0 | 0 | 0 | 0 | 0 | 0 | 0
NSR Dominion Consent - NOX Cap Annual v3.1 | 632 | 7375 | Rate Constraint in MTons | FALSE | L | Annual | Allowances Banked | Thousand Tons | 0 | 0 | 0 | 0 | 0 | 0 | 0
NSR Dominion Consent - NOX Cap Annual v3.1 | 632 | 7375 | Rate Constraint in MTons | FALSE | L | Annual | Allowances Withdrawn (1:1) | Thousand Tons | 0 | 0 | 0 | 0 | 0 | 0 | 0
NSR Dominion Consent - NOX Cap Annual v3.1 | 632 | 7375 | Rate Constraint in MTons | FALSE | L | Annual | Allowances Withdrawn (n:1) | Thousand Tons | 0 | 0 | 0 | 0 | 0 | 0 | 0
NSR Dominion Consent - NOX Cap Annual v3.1 | 632 | 7375 | Rate Constraint in MTons | FALSE | L | Annual | Net Emissions Allowance Position | Thousand Tons | 1.2046 | 1.6345 | 3.0183 | 2.9642 | 0.050938 | 0 | 0
NSR Dominion Consent - NOX Cap Annual v3.1 | 632 | 7375 | Rate Constraint in MTons | FALSE | L | Annual | Fuel Consumed | TBtu | 54.4326 | 65.7197 | 99.3998 | 89.0473 | 9.7396 | 0 | 0
NSR Dominion Consent - NOX Cap Annual v3.1 | 632 | 7375 | Rate Constraint in MTons | FALSE | L | Annual | Rate | lb/MMBtu | 0.04426 | 0.049742 | 0.060731 | 0.066575 | 0.01046 | 0 | 0
NSR Dominion Consent - NOX Cap Annual v3.1 | 632 | 7375 | Rate Constraint in MTons | FALSE | L | Annual | Generation | TWh | 6.4358 | 7.5548 | 8.439 | 7.0058 | 1.3484 | 0 | 0
NSR Dominion Consent - NOX Cap Annual v3.1 | 632 | 7375 | Rate Constraint in MTons | FALSE | L | Annual | Qualifying Generation | TWh | 6.4358 | 7.5548 | 8.439 | 7.0058 | 1.3484 | 0 | 0
NSR Dominion Consent - NOX Cap Annual v3.1 | 632 | 7375 | Rate Constraint in MTons | FALSE | L | Annual | Rate | lb/MWh | 0.37434 | 0.43271 | 0.71532 | 0.84621 | 0.075553 | 0 | 0
NSR Dominion Consent - NOX Cap Annual v3.1 | 632 | 7375 | Rate Constraint in MTons | FALSE | L | Annual | Constraint Shadow Price | US2022$/Ton | 0 | 0 | 0 | 0 | 0 | 0 | 0
NSR Dominion Consent - NOX Rate Annual v3.1 | 633 | 7376 | Rate Constraint in lbs/MMBtu | FALSE | L | Annual | Seasons Included | Seasons | Winter, Spring, Summer, Fall | Winter, Spring, Summer, Fall | Winter, Spring, Summer, Fall | Winter, Spring, Summer, Fall | Winter, Spring, Summer, Fall | Winter, Spring, Summer, Fall | Winter, Spring, Summer, Fall
NSR Dominion Consent - NOX Rate Annual v3.1 | 633 | 7376 | Rate Constraint in lbs/MMBtu | FALSE | L | Annual | Standard NOX | lb/MMBtu | 0.15 | 0.15 | 0.15 | 0.15 | 0.15 | 0.15 | 0.15
NSR Dominion Consent - NOX Rate Annual v3.1 | 633 | 7376 | Rate Constraint in lbs/MMBtu | FALSE | L | Annual | Emissions at Affected Plants NOX | Thousand Tons | 1.2046 | 1.6345 | 3.0183 | 2.9642 | 0.050938 | 0 | 0
NSR Dominion Consent - NOX Rate Annual v3.1 | 633 | 7376 | Rate Constraint in lbs/MMBtu | FALSE | L | Annual | Allowances Purchased NOX | Thousand Tons | 0 | 0 | 0 | 0 | 0 | 0 | 0
NSR Dominion Consent - NOX Rate Annual v3.1 | 633 | 7376 | Rate Constraint in lbs/MMBtu | FALSE | L | Annual | Allowances Sold NOX | Thousand Tons | 0 | 0 | 0 | 0 | 0 | 0 | 0
NSR Dominion Consent - NOX Rate Annual v3.1 | 633 | 7376 | Rate Constraint in lbs/MMBtu | FALSE | L | Annual | Allowances Banked | Thousand Tons | 0 | 0 | 0 | 0 | 0 | 0 | 0
NSR Dominion Consent - NOX Rate Annual v3.1 | 633 | 7376 | Rate Constraint in lbs/MMBtu | FALSE | L | Annual | Allowances Withdrawn (1:1) | Thousand Tons | 0 | 0 | 0 | 0 | 0 | 0 | 0
NSR Dominion Consent - NOX Rate Annual v3.1 | 633 | 7376 | Rate Constraint in lbs/MMBtu | FALSE | L | Annual | Allowances Withdrawn (n:1) | Thousand Tons | 0 | 0 | 0 | 0 | 0 | 0 | 0
NSR Dominion Consent - NOX Rate Annual v3.1 | 633 | 7376 | Rate Constraint in lbs/MMBtu | FALSE | L | Annual | Net Emissions Allowance Position | Thousand Tons | 1.2046 | 1.6345 | 3.0183 | 2.9642 | 0.050938 | 0 | 0
NSR Dominion Consent - NOX Rate Annual v3.1 | 633 | 7376 | Rate Constraint in lbs/MMBtu | FALSE | L | Annual | Fuel Consumed | TBtu | 54.4326 | 65.7197 | 99.3998 | 89.0473 | 9.7396 | 0 | 0
NSR Dominion Consent - NOX Rate Annual v3.1 | 633 | 7376 | Rate Constraint in lbs/MMBtu | FALSE | L | Annual | Rate | lb/MMBtu | 0.04426 | 0.049742 | 0.060731 | 0.066575 | 0.01046 | 0 | 0
NSR Dominion Consent - NOX Rate Annual v3.1 | 633 | 7376 | Rate Constraint in lbs/MMBtu | FALSE | L | Annual | Generation | TWh | 6.4358 | 7.5548 | 8.439 | 7.0058 | 1.3484 | 0 | 0
NSR Dominion Consent - NOX Rate Annual v3.1 | 633 | 7376 | Rate Constraint in lbs/MMBtu | FALSE | L | Annual | Qualifying Generation | TWh | 6.4358 | 7.5548 | 8.439 | 7.0058 | 1.3484 | 0 | 0
NSR Dominion Consent - NOX Rate Annual v3.1 | 633 | 7376 | Rate Constraint in lbs/MMBtu | FALSE | L | Annual | Rate | lb/MWh | 0.37434 | 0.43271 | 0.71532 | 0.84621 | 0.075553 | 0 | 0
NSR Dominion Consent - NOX Rate Annual v3.1 | 633 | 7376 | Rate Constraint in lbs/MMBtu | FALSE | L | Annual | Constraint Shadow Price | US2022$/Ton | 0 | 0 | 0 | 0 | 0 | 0 | 0
NSR EKPC Consent - NOX Cap Annual v3.1 | 634 | 7378 | Rate Constraint in MTons | FALSE | L | Annual | Seasons Included | Seasons | Winter, Spring, Summer, Fall | Winter, Spring, Summer, Fall | Winter, Spring, Summer, Fall | Winter, Spring, Summer, Fall | Winter, Spring, Summer, Fall | Winter, Spring, Summer, Fall | Winter, Spring, Summer, Fall
NSR EKPC Consent - NOX Cap Annual v3.1 | 634 | 7378 | Rate Constraint in MTons | FALSE | L | Annual | Standard NOX | Thousand Tons | 8 | 8 | 8 | 8 | 8 | 8 | 8
NSR EKPC Consent - NOX Cap Annual v3.1 | 634 | 7378 | Rate Constraint in MTons | FALSE | L | Annual | Emissions at Affected Plants NOX | Thousand Tons | 2.0727 | 2.0851 | 0.77555 | 0.35314 | 0 | 0 | 0
NSR EKPC Consent - NOX Cap Annual v3.1 | 634 | 7378 | Rate Constraint in MTons | FALSE | L | Annual | Allowances Purchased NOX | Thousand Tons | 0 | 0 | 0 | 0 | 0 | 0 | 0
NSR EKPC Consent - NOX Cap Annual v3.1 | 634 | 7378 | Rate Constraint in MTons | FALSE | L | Annual | Allowances Sold NOX | Thousand Tons | 0 | 0 | 0 | 0 | 0 | 0 | 0
NSR EKPC Consent - NOX Cap Annual v3.1 | 634 | 7378 | Rate Constraint in MTons | FALSE | L | Annual | Allowances Banked | Thousand Tons | 0 | 0 | 0 | 0 | 0 | 0 | 0
NSR EKPC Consent - NOX Cap Annual v3.1 | 634 | 7378 | Rate Constraint in MTons | FALSE | L | Annual | Allowances Withdrawn (1:1) | Thousand Tons | 0 | 0 | 0 | 0 | 0 | 0 | 0
NSR EKPC Consent - NOX Cap Annual v3.1 | 634 | 7378 | Rate Constraint in MTons | FALSE | L | Annual | Allowances Withdrawn (n:1) | Thousand Tons | 0 | 0 | 0 | 0 | 0 | 0 | 0
NSR EKPC Consent - NOX Cap Annual v3.1 | 634 | 7378 | Rate Constraint in MTons | FALSE | L | Annual | Net Emissions Allowance Position | Thousand Tons | 2.0727 | 2.0851 | 0.77555 | 0.35314 | 0 | 0 | 0
NSR EKPC Consent - NOX Cap Annual v3.1 | 634 | 7378 | Rate Constraint in MTons | FALSE | L | Annual | Fuel Consumed | TBtu | 49.191 | 49.6292 | 19.0909 | 8.3106 | 0 | 0 | 0
NSR EKPC Consent - NOX Cap Annual v3.1 | 634 | 7378 | Rate Constraint in MTons | FALSE | L | Annual | Rate | lb/MMBtu | 0.084273 | 0.084028 | 0.081248 | 0.084986 | 0 | 0 | 0
NSR EKPC Consent - NOX Cap Annual v3.1 | 634 | 7378 | Rate Constraint in MTons | FALSE | L | Annual | Generation | TWh | 4.8697 | 4.913 | 1.8829 | 0.81439 | 0 | 0 | 0
NSR EKPC Consent - NOX Cap Annual v3.1 | 634 | 7378 | Rate Constraint in MTons | FALSE | L | Annual | Qualifying Generation | TWh | 4.8697 | 4.913 | 1.8829 | 0.81439 | 0 | 0 | 0
NSR EKPC Consent - NOX Cap Annual v3.1 | 634 | 7378 | Rate Constraint in MTons | FALSE | L | Annual | Rate | lb/MWh | 0.85128 | 0.84882 | 0.82379 | 0.86725 | 0 | 0 | 0
NSR EKPC Consent - NOX Cap Annual v3.1 | 634 | 7378 | Rate Constraint in MTons | FALSE | L | Annual | Constraint Shadow Price | US2022$/Ton | 0 | 0 | 0 | 0 | 0 | 0 | 0
NSR EKPC Consent - SO2 Cap Annual v3.1 | 635 | 7377 | Rate Constraint in MTons | FALSE | L | Annual | Seasons Included | Seasons | Winter, Spring, Summer, Fall | Winter, Spring, Summer, Fall | Winter, Spring, Summer, Fall | Winter, Spring, Summer, Fall | Winter, Spring, Summer, Fall | Winter, Spring, Summer, Fall | Winter, Spring, Summer, Fall
NSR EKPC Consent - SO2 Cap Annual v3.1 | 635 | 7377 | Rate Constraint in MTons | FALSE | L | Annual | Standard SO2 | Thousand Tons | 28 | 28 | 28 | 28 | 28 | 28 | 28
NSR EKPC Consent - SO2 Cap Annual v3.1 | 635 | 7377 | Rate Constraint in MTons | FALSE | L | Annual | Emissions at Affected Plants SO2 | Thousand Tons | 2.2162 | 2.2325 | 0.95454 | 0.41553 | 0 | 0 | 0
NSR EKPC Consent - SO2 Cap Annual v3.1 | 635 | 7377 | Rate Constraint in MTons | FALSE | L | Annual | Allowances Purchased SO2 | Thousand Tons | 0 | 0 | 0 | 0 | 0 | 0 | 0
NSR EKPC Consent - SO2 Cap Annual v3.1 | 635 | 7377 | Rate Constraint in MTons | FALSE | L | Annual | Allowances Sold SO2 | Thousand Tons | 0 | 0 | 0 | 0 | 0 | 0 | 0
NSR EKPC Consent - SO2 Cap Annual v3.1 | 635 | 7377 | Rate Constraint in MTons | FALSE | L | Annual | Allowances Banked | Thousand Tons | 0 | 0 | 0 | 0 | 0 | 0 | 0
NSR EKPC Consent - SO2 Cap Annual v3.1 | 635 | 7377 | Rate Constraint in MTons | FALSE | L | Annual | Allowances Withdrawn (1:1) | Thousand Tons | 0 | 0 | 0 | 0 | 0 | 0 | 0
NSR EKPC Consent - SO2 Cap Annual v3.1 | 635 | 7377 | Rate Constraint in MTons | FALSE | L | Annual | Allowances Withdrawn (n:1) | Thousand Tons | 0 | 0 | 0 | 0 | 0 | 0 | 0
NSR EKPC Consent - SO2 Cap Annual v3.1 | 635 | 7377 | Rate Constraint in MTons | FALSE | L | Annual | Net Emissions Allowance Position | Thousand Tons | 2.2162 | 2.2325 | 0.95454 | 0.41553 | 0 | 0 | 0
NSR EKPC Consent - SO2 Cap Annual v3.1 | 635 | 7377 | Rate Constraint in MTons | FALSE | L | Annual | Fuel Consumed | TBtu | 49.191 | 49.6292 | 19.0909 | 8.3106 | 0 | 0 | 0
NSR EKPC Consent - SO2 Cap Annual v3.1 | 635 | 7377 | Rate Constraint in MTons | FALSE | L | Annual | Rate | lb/MMBtu | 0.090105 | 0.089966 | 0.1 | 0.1 | 0 | 0 | 0
NSR EKPC Consent - SO2 Cap Annual v3.1 | 635 | 7377 | Rate Constraint in MTons | FALSE | L | Annual | Generation | TWh | 4.8697 | 4.913 | 1.8829 | 0.81439 | 0 | 0 | 0
NSR EKPC Consent - SO2 Cap Annual v3.1 | 635 | 7377 | Rate Constraint in MTons | FALSE | L | Annual | Qualifying Generation | TWh | 4.8697 | 4.913 | 1.8829 | 0.81439 | 0 | 0 | 0
NSR EKPC Consent - SO2 Cap Annual v3.1 | 635 | 7377 | Rate Constraint in MTons | FALSE | L | Annual | Rate | lb/MWh | 0.9102 | 0.9088 | 1.0139 | 1.0205 | 0 | 0 | 0
NSR EKPC Consent - SO2 Cap Annual v3.1 | 635 | 7377 | Rate Constraint in MTons | FALSE | L | Annual | Constraint Shadow Price | US2022$/Ton | 0 | 0 | 0 | 0 | 0 | 0 | 0
NSR FB Culley 3 - NOX Rate Annual v3.1, Unit 3428 and retrofits | 636 | 7424 | Rate Constraint in lbs/MMBtu | FALSE | L | Annual | Seasons Included | Seasons | Winter, Spring, Summer, Fall | Winter, Spring, Summer, Fall | Winter, Spring, Summer, Fall | Winter, Spring, Summer, Fall | Winter, Spring, Summer, Fall | Winter, Spring, Summer, Fall | Winter, Spring, Summer, Fall
NSR FB Culley 3 - NOX Rate Annual v3.1, Unit 3428 and retrofits | 636 | 7424 | Rate Constraint in lbs/MMBtu | FALSE | L | Annual | Standard NOX | lb/MMBtu | 0.121 | 0.121 | 0.121 | 0.121 | 0.121 | 0.121 | 0.121
NSR FB Culley 3 - NOX Rate Annual v3.1, Unit 3428 and retrofits | 636 | 7424 | Rate Constraint in lbs/MMBtu | FALSE | L | Annual | Emissions at Affected Plants NOX | Thousand Tons | 0 | 0 | 0 | 0 | 0 | 0 | 0
NSR FB Culley 3 - NOX Rate Annual v3.1, Unit 3428 and retrofits | 636 | 7424 | Rate Constraint in lbs/MMBtu | FALSE | L | Annual | Allowances Purchased NOX | Thousand Tons | 0 | 0 | 0 | 0 | 0 | 0 | 0
NSR FB Culley 3 - NOX Rate Annual v3.1, Unit 3428 and retrofits | 636 | 7424 | Rate Constraint in lbs/MMBtu | FALSE | L | Annual | Allowances Sold NOX | Thousand Tons | 0 | 0 | 0 | 0 | 0 | 0 | 0
NSR FB Culley 3 - NOX Rate Annual v3.1, Unit 3428 and retrofits | 636 | 7424 | Rate Constraint in lbs/MMBtu | FALSE | L | Annual | Allowances Banked | Thousand Tons | 0 | 0 | 0 | 0 | 0 | 0 | 0
NSR FB Culley 3 - NOX Rate Annual v3.1, Unit 3428 and retrofits | 636 | 7424 | Rate Constraint in lbs/MMBtu | FALSE | L | Annual | Allowances Withdrawn (1:1) | Thousand Tons | 0 | 0 | 0 | 0 | 0 | 0 | 0
NSR FB Culley 3 - NOX Rate Annual v3.1, Unit 3428 and retrofits | 636 | 7424 | Rate Constraint in lbs/MMBtu | FALSE | L | Annual | Allowances Withdrawn (n:1) | Thousand Tons | 0 | 0 | 0 | 0 | 0 | 0 | 0
NSR FB Culley 3 - NOX Rate Annual v3.1, Unit 3428 and retrofits | 636 | 7424 | Rate Constraint in lbs/MMBtu | FALSE | L | Annual | Net Emissions Allowance Position | Thousand Tons | 0 | 0 | 0 | 0 | 0 | 0 | 0
NSR FB Culley 3 - NOX Rate Annual v3.1, Unit 3428 and retrofits | 636 | 7424 | Rate Constraint in lbs/MMBtu | FALSE | L | Annual | Fuel Consumed | TBtu | 0 | 0 | 0 | 0 | 0 | 0 | 0
NSR FB Culley 3 - NOX Rate Annual v3.1, Unit 3428 and retrofits | 636 | 7424 | Rate Constraint in lbs/MMBtu | FALSE | L | Annual | Rate | lb/MMBtu | 0 | 0 | 0 | 0 | 0 | 0 | 0
NSR FB Culley 3 - NOX Rate Annual v3.1, Unit 3428 and retrofits | 636 | 7424 | Rate Constraint in lbs/MMBtu | FALSE | L | Annual | Generation | TWh | 0 | 0 | 0 | 0 | 0 | 0 | 0
NSR FB Culley 3 - NOX Rate Annual v3.1, Unit 3428 and retrofits | 636 | 7424 | Rate Constraint in lbs/MMBtu | FALSE | L | Annual | Qualifying Generation | TWh | 0 | 0 | 0 | 0 | 0 | 0 | 0
NSR FB Culley 3 - NOX Rate Annual v3.1, Unit 3428 and retrofits | 636 | 7424 | Rate Constraint in lbs/MMBtu | FALSE | L | Annual | Rate | lb/MWh | 0 | 0 | 0 | 0 | 0 | 0 | 0
NSR FB Culley 3 - NOX Rate Annual v3.1, Unit 3428 and retrofits | 636 | 7424 | Rate Constraint in lbs/MMBtu | FALSE | L | Annual | Constraint Shadow Price | US2022$/Ton | 0 | 0 | 0 | 0 | 0 | 0 | 0
NSR Four Corners 4,5 - NOX Cap Annual v5.16 | 637 | 7501 | Rate Constraint in MTons | FALSE | L | Annual | Seasons Included | Seasons | Winter, Spring, Summer, Fall | Winter, Spring, Summer, Fall | Winter, Spring, Summer, Fall | Winter, Spring, Summer, Fall | Winter, Spring, Summer, Fall | Winter, Spring, Summer, Fall | Winter, Spring, Summer, Fall
NSR Four Corners 4,5 - NOX Cap Annual v5.16 | 637 | 7501 | Rate Constraint in MTons | FALSE | L | Annual | Standard NOX | Thousand Tons | 4.968 | 4.968 | 4.968 | 4.968 | 4.968 | 4.968 | 4.968
NSR Four Corners 4,5 - NOX Cap Annual v5.16 | 637 | 7501 | Rate Constraint in MTons | FALSE | L | Annual | Emissions at Affected Plants NOX | Thousand Tons | 2.735 | 2.7418 | 0.023612 | 0.023612 | 0 | 0 | 0
NSR Four Corners 4,5 - NOX Cap Annual v5.16 | 637 | 7501 | Rate Constraint in MTons | FALSE | L | Annual | Allowances Purchased NOX | Thousand Tons | 0 | 0 | 0 | 0 | 0 | 0 | 0
NSR Four Corners 4,5 - NOX Cap Annual v5.16 | 637 | 7501 | Rate Constraint in MTons | FALSE | L | Annual | Allowances Sold NOX | Thousand Tons | 0 | 0 | 0 | 0 | 0 | 0 | 0
NSR Four Corners 4,5 - NOX Cap Annual v5.16 | 637 | 7501 | Rate Constraint in MTons | FALSE | L | Annual | Allowances Banked | Thousand Tons | 0 | 0 | 0 | 0 | 0 | 0 | 0
NSR Four Corners 4,5 - NOX Cap Annual v5.16 | 637 | 7501 | Rate Constraint in MTons | FALSE | L | Annual | Allowances Withdrawn (1:1) | Thousand Tons | 0 | 0 | 0 | 0 | 0 | 0 | 0
NSR Four Corners 4,5 - NOX Cap Annual v5.16 | 637 | 7501 | Rate Constraint in MTons | FALSE | L | Annual | Allowances Withdrawn (n:1) | Thousand Tons | 0 | 0 | 0 | 0 | 0 | 0 | 0
NSR Four Corners 4,5 - NOX Cap Annual v5.16 | 637 | 7501 | Rate Constraint in MTons | FALSE | L | Annual | Net Emissions Allowance Position | Thousand Tons | 2.735 | 2.7418 | 0.023612 | 0.023612 | 0 | 0 | 0
NSR Four Corners 4,5 - NOX Cap Annual v5.16 | 637 | 7501 | Rate Constraint in MTons | FALSE | L | Annual | Fuel Consumed | TBtu | 89.4286 | 89.4286 | 0.81153 | 0.81153 | 0 | 0 | 0
NSR Four Corners 4,5 - NOX Cap Annual v5.16 | 637 | 7501 | Rate Constraint in MTons | FALSE | L | Annual | Rate | lb/MMBtu | 0.061166 | 0.061318 | 0.05819 | 0.05819 | 0 | 0 | 0
NSR Four Corners 4,5 - NOX Cap Annual v5.16 | 637 | 7501 | Rate Constraint in MTons | FALSE | L | Annual | Generation | TWh | 9.1546 | 9.129 | 0.057312 | 0.057312 | 0 | 0 | 0
NSR Four Corners 4,5 - NOX Cap Annual v5.16 | 637 | 7501 | Rate Constraint in MTons | FALSE | L | Annual | Qualifying Generation | TWh | 9.1546 | 9.129 | 0.057312 | 0.057312 | 0 | 0 | 0
NSR Four Corners 4,5 - NOX Cap Annual v5.16 | 637 | 7501 | Rate Constraint in MTons | FALSE | L | Annual | Rate | lb/MWh | 0.59751 | 0.60068 | 0.82397 | 0.82397 | 0 | 0 | 0
NSR Four Corners 4,5 - NOX Cap Annual v5.16 | 637 | 7501 | Rate Constraint in MTons | FALSE | L | Annual | Constraint Shadow Price | US2022$/Ton | 0 | 0 | 0 | 0 | 0 | 0 | 0
NSR Four Corners 4,5 - NOX Rate Annual v5.16 | 638 | 7500 | Rate Constraint in lbs/MMBtu | FALSE | L | Annual | Seasons Included | Seasons | Winter, Spring, Summer, Fall | Winter, Spring, Summer, Fall | Winter, Spring, Summer, Fall | Winter, Spring, Summer, Fall | Winter, Spring, Summer, Fall | Winter, Spring, Summer, Fall | Winter, Spring, Summer, Fall
NSR Four Corners 4,5 - NOX Rate Annual v5.16 | 638 | 7500 | Rate Constraint in lbs/MMBtu | FALSE | L | Annual | Standard NOX | lb/MMBtu | 0.08 | 0.08 | 0.08 | 0.08 | 0.08 | 0.08 | 0.08
NSR Four Corners 4,5 - NOX Rate Annual v5.16 | 638 | 7500 | Rate Constraint in lbs/MMBtu | FALSE | L | Annual | Emissions at Affected Plants NOX | Thousand Tons | 2.735 | 2.7418 | 0.023612 | 0.023612 | 0 | 0 | 0
NSR Four Corners 4,5 - NOX Rate Annual v5.16 | 638 | 7500 | Rate Constraint in lbs/MMBtu | FALSE | L | Annual | Allowances Purchased NOX | Thousand Tons | 0 | 0 | 0 | 0 | 0 | 0 | 0
NSR Four Corners 4,5 - NOX Rate Annual v5.16 | 638 | 7500 | Rate Constraint in lbs/MMBtu | FALSE | L | Annual | Allowances Sold NOX | Thousand Tons | 0 | 0 | 0 | 0 | 0 | 0 | 0
NSR Four Corners 4,5 - NOX Rate Annual v5.16 | 638 | 7500 | Rate Constraint in lbs/MMBtu | FALSE | L | Annual | Allowances Banked | Thousand Tons | 0 | 0 | 0 | 0 | 0 | 0 | 0
NSR Four Corners 4,5 - NOX Rate Annual v5.16 | 638 | 7500 | Rate Constraint in lbs/MMBtu | FALSE | L | Annual | Allowances Withdrawn (1:1) | Thousand Tons | 0 | 0 | 0 | 0 | 0 | 0 | 0
NSR Four Corners 4,5 - NOX Rate Annual v5.16 | 638 | 7500 | Rate Constraint in lbs/MMBtu | FALSE | L | Annual | Allowances Withdrawn (n:1) | Thousand Tons | 0 | 0 | 0 | 0 | 0 | 0 | 0
NSR Four Corners 4,5 - NOX Rate Annual v5.16 | 638 | 7500 | Rate Constraint in lbs/MMBtu | FALSE | L | Annual | Net Emissions Allowance Position | Thousand Tons | 2.735 | 2.7418 | 0.023612 | 0.023612 | 0 | 0 | 0
NSR Four Corners 4,5 - NOX Rate Annual v5.16 | 638 | 7500 | Rate Constraint in lbs/MMBtu | FALSE | L | Annual | Fuel Consumed | TBtu | 89.4286 | 89.4286 | 0.81153 | 0.81153 | 0 | 0 | 0
NSR Four Corners 4,5 - NOX Rate Annual v5.16 | 638 | 7500 | Rate Constraint in lbs/MMBtu | FALSE | L | Annual | Rate | lb/MMBtu | 0.061166 | 0.061318 | 0.05819 | 0.05819 | 0 | 0 | 0
NSR Four Corners 4,5 - NOX Rate Annual v5.16 | 638 | 7500 | Rate Constraint in lbs/MMBtu | FALSE | L | Annual | Generation | TWh | 9.1546 | 9.129 | 0.057312 | 0.057312 | 0 | 0 | 0
NSR Four Corners 4,5 - NOX Rate Annual v5.16 | 638 | 7500 | Rate Constraint in lbs/MMBtu | FALSE | L | Annual | Qualifying Generation | TWh | 9.1546 | 9.129 | 0.057312 | 0.057312 | 0 | 0 | 0
NSR Four Corners 4,5 - NOX Rate Annual v5.16 | 638 | 7500 | Rate Constraint in lbs/MMBtu | FALSE | L | Annual | Rate | lb/MWh | 0.59751 | 0.60068 | 0.82397 | 0.82397 | 0 | 0 | 0
NSR Four Corners 4,5 - NOX Rate Annual v5.16 | 638 | 7500 | Rate Constraint in lbs/MMBtu | FALSE | L | Annual | Constraint Shadow Price | US2022$/Ton | 0 | 0 | 0 | 0 | 0 | 0 | 0
NSR Four Corners 4,5 - SO2 Cap Annual v5.16 | 639 | 7499 | Rate Constraint in MTons | FALSE | L | Annual | Seasons Included | Seasons | Winter, Spring, Summer, Fall | Winter, Spring, Summer, Fall | Winter, Spring, Summer, Fall | Winter, Spring, Summer, Fall | Winter, Spring, Summer, Fall | Winter, Spring, Summer, Fall | Winter, Spring, Summer, Fall
NSR Four Corners 4,5 - SO2 Cap Annual v5.16 | 639 | 7499 | Rate Constraint in MTons | FALSE | L | Annual | Standard SO2 | Thousand Tons | 6.8 | 6.8 | 6.8 | 6.8 | 6.8 | 6.8 | 6.8
NSR Four Corners 4,5 - SO2 Cap Annual v5.16 | 639 | 7499 | Rate Constraint in MTons | FALSE | L | Annual | Emissions at Affected Plants SO2 | Thousand Tons | 6.8 | 6.8 | 0.061708 | 0.061708 | 0 | 0 | 0
NSR Four Corners 4,5 - SO2 Cap Annual v5.16 | 639 | 7499 | Rate Constraint in MTons | FALSE | L | Annual | Allowances Purchased SO2 | Thousand Tons | 0 | 0 | 0 | 0 | 0 | 0 | 0
NSR Four Corners 4,5 - SO2 Cap Annual v5.16 | 639 | 7499 | Rate Constraint in MTons | FALSE | L | Annual | Allowances Sold SO2 | Thousand Tons | 0 | 0 | 0 | 0 | 0 | 0 | 0
NSR Four Corners 4,5 - SO2 Cap Annual v5.16 | 639 | 7499 | Rate Constraint in MTons | FALSE | L | Annual | Allowances Banked | Thousand Tons | 0 | 0 | 0 | 0 | 0 | 0 | 0
NSR Four Corners 4,5 - SO2 Cap Annual v5.16 | 639 | 7499 | Rate Constraint in MTons | FALSE | L | Annual | Allowances Withdrawn (1:1) | Thousand Tons | 0 | 0 | 0 | 0 | 0 | 0 | 0
NSR Four Corners 4,5 - SO2 Cap Annual v5.16 | 639 | 7499 | Rate Constraint in MTons | FALSE | L | Annual | Allowances Withdrawn (n:1) | Thousand Tons | 0 | 0 | 0 | 0 | 0 | 0 | 0
NSR Four Corners 4,5 - SO2 Cap Annual v5.16 | 639 | 7499 | Rate Constraint in MTons | FALSE | L | Annual | Net Emissions Allowance Position | Thousand Tons | 6.8 | 6.8 | 0.061708 | 0.061708 | 0 | 0 | 0
NSR Four Corners 4,5 - SO2 Cap Annual v5.16 | 639 | 7499 | Rate Constraint in MTons | FALSE | L | Annual | Fuel Consumed | TBtu | 89.4286 | 89.4286 | 0.81153 | 0.81153 | 0 | 0 | 0
NSR Four Corners 4,5 - SO2 Cap Annual v5.16 | 639 | 7499 | Rate Constraint in MTons | FALSE | L | Annual | Rate | lb/MMBtu | 0.15208 | 0.15208 | 0.15208 | 0.15208 | 0 | 0 | 0
NSR Four Corners 4,5 - SO2 Cap Annual v5.16 | 639 | 7499 | Rate Constraint in MTons | FALSE | L | Annual | Generation | TWh | 9.1546 | 9.129 | 0.057312 | 0.057312 | 0 | 0 | 0
NSR Four Corners 4,5 - SO2 Cap Annual v5.16 | 639 | 7499 | Rate Constraint in MTons | FALSE | L | Annual | Qualifying Generation | TWh | 9.1546 | 9.129 | 0.057312 | 0.057312 | 0 | 0 | 0
NSR Four Corners 4,5 - SO2 Cap Annual v5.16 | 639 | 7499 | Rate Constraint in MTons | FALSE | L | Annual | Rate | lb/MWh | 1.4856 | 1.4898 | 2.1534 | 2.1534 | 0 | 0 | 0
NSR Four Corners 4,5 - SO2 Cap Annual v5.16 | 639 | 7499 | Rate Constraint in MTons | FALSE | L | Annual | Constraint Shadow Price | US2022$/Ton | 495.7397 | 2420.7759 | 0 | 0 | 0 | 0 | 0
NSR Harrison 1-3 - NOX Rate Annual v5.16 | 640 | 7268 | Rate Constraint in lbs/MMBtu | FALSE | L | Annual | Seasons Included | Seasons | Winter, Spring, Summer, Fall | Winter, Spring, Summer, Fall | Winter, Spring, Summer, Fall | Winter, Spring, Summer, Fall | Winter, Spring, Summer, Fall | Winter, Spring, Summer, Fall | Winter, Spring, Summer, Fall
NSR Harrison 1-3 - NOX Rate Annual v5.16 | 640 | 7268 | Rate Constraint in lbs/MMBtu | FALSE | L | Annual | Standard NOX | lb/MMBtu | 0.25 | 0.25 | 0.25 | 0.25 | 0.25 | 0.25 | 0.25
NSR Harrison 1-3 - NOX Rate Annual v5.16 | 640 | 7268 | Rate Constraint in lbs/MMBtu | FALSE | L | Annual | Emissions at Affected Plants NOX | Thousand Tons | 5.092 | 5.2356 | 0 | 0 | 0 | 0 | 0
NSR Harrison 1-3 - NOX Rate Annual v5.16 | 640 | 7268 | Rate Constraint in lbs/MMBtu | FALSE | L | Annual | Allowances Purchased NOX | Thousand Tons | 0 | 0 | 0 | 0 | 0 | 0 | 0
NSR Harrison 1-3 - NOX Rate Annual v5.16 | 640 | 7268 | Rate Constraint in lbs/MMBtu | FALSE | L | Annual | Allowances Sold NOX | Thousand Tons | 0 | 0 | 0 | 0 | 0 | 0 | 0
NSR Harrison 1-3 - NOX Rate Annual v5.16 | 640 | 7268 | Rate Constraint in lbs/MMBtu | FALSE | L | Annual | Allowances Banked | Thousand Tons | 0 | 0 | 0 | 0 | 0 | 0 | 0
NSR Harrison 1-3 - NOX Rate Annual v5.16 | 640 | 7268 | Rate Constraint in lbs/MMBtu | FALSE | L | Annual | Allowances Withdrawn (1:1) | Thousand Tons | 0 | 0 | 0 | 0 | 0 | 0 | 0
NSR Harrison 1-3 - NOX Rate Annual v5.16 | 640 | 7268 | Rate Constraint in lbs/MMBtu | FALSE | L | Annual | Allowances Withdrawn (n:1) | Thousand Tons | 0 | 0 | 0 | 0 | 0 | 0 | 0
NSR Harrison 1-3 - NOX Rate Annual v5.16 | 640 | 7268 | Rate Constraint in lbs/MMBtu | FALSE | L | Annual | Net Emissions Allowance Position | Thousand Tons | 5.092 | 5.2356 | 0 | 0 | 0 | 0 | 0
NSR Harrison 1-3 - NOX Rate Annual v5.16 | 640 | 7268 | Rate Constraint in lbs/MMBtu | FALSE | L | Annual | Fuel Consumed | TBtu | 120.0279 | 124.2176 | 0 | 0 | 0 | 0 | 0
NSR Harrison 1-3 - NOX Rate Annual v5.16 | 640 | 7268 | Rate Constraint in lbs/MMBtu | FALSE | L | Annual | Rate | lb/MMBtu | 0.084847 | 0.084298 | 0 | 0 | 0 | 0 | 0
NSR Harrison 1-3 - NOX Rate Annual v5.16 | 640 | 7268 | Rate Constraint in lbs/MMBtu | FALSE | L | Annual | Generation | TWh | 11.837 | 12.2502 | 0 | 0 | 0 | 0 | 0
NSR Harrison 1-3 - NOX Rate Annual v5.16 | 640 | 7268 | Rate Constraint in lbs/MMBtu | FALSE | L | Annual | Qualifying Generation | TWh | 11.837 | 12.2502 | 0 | 0 | 0 | 0 | 0
NSR Harrison 1-3 - NOX Rate Annual v5.16 | 640 | 7268 | Rate Constraint in lbs/MMBtu | FALSE | L | Annual | Rate | lb/MWh | 0.86035 | 0.85478 | 0 | 0 | 0 | 0 | 0
NSR Harrison 1-3 - NOX Rate Annual v5.16 | 640 | 7268 | Rate Constraint in lbs/MMBtu | FALSE | L | Annual | Constraint Shadow Price | US2022$/Ton | 0 | 0 | 0 | 0 | 0 | 0 | 0
NSR Harrison 1-3 - NOX Rate Summer v5.16 | 641 | 7269 | Rate Constraint in lbs/MMBtu | FALSE | L | Annual | Seasons Included | Seasons | Summer | Summer | Summer | Summer | Summer | Summer | Summer
NSR Harrison 1-3 - NOX Rate Summer v5.16 | 641 | 7269 | Rate Constraint in lbs/MMBtu | FALSE | L | Annual | Standard NOX | lb/MMBtu | 0.2 | 0.2 | 0.2 | 0.2 | 0.2 | 0.2 | 0.2
NSR Harrison 1-3 - NOX Rate Summer v5.16 | 641 | 7269 | Rate Constraint in lbs/MMBtu | FALSE | L | Annual | Emissions at Affected Plants NOX | Thousand Tons | 1.6219 | 1.9123 | 0 | 0 | 0 | 0 | 0
NSR Harrison 1-3 - NOX Rate Summer v5.16 | 641 | 7269 | Rate Constraint in lbs/MMBtu | FALSE | L | Annual | Allowances Purchased NOX | Thousand Tons | 0 | 0 | 0 | 0 | 0 | 0 | 0
NSR Harrison 1-3 - NOX Rate Summer v5.16 | 641 | 7269 | Rate Constraint in lbs/MMBtu | FALSE | L | Annual | Allowances Sold NOX | Thousand Tons | 0 | 0 | 0 | 0 | 0 | 0 | 0
NSR Harrison 1-3 - NOX Rate Summer v5.16 | 641 | 7269 | Rate Constraint in lbs/MMBtu | FALSE | L | Annual | Allowances Banked | Thousand Tons | 0 | 0 | 0 | 0 | 0 | 0 | 0
NSR Harrison 1-3 - NOX Rate Summer v5.16 | 641 | 7269 | Rate Constraint in lbs/MMBtu | FALSE | L | Annual | Allowances Withdrawn (1:1) | Thousand Tons | 0 | 0 | 0 | 0 | 0 | 0 | 0
NSR Harrison 1-3 - NOX Rate Summer v5.16 | 641 | 7269 | Rate Constraint in lbs/MMBtu | FALSE | L | Annual | Allowances Withdrawn (n:1) | Thousand Tons | 0 | 0 | 0 | 0 | 0 | 0 | 0
NSR Harrison 1-3 - NOX Rate Summer v5.16 | 641 | 7269 | Rate Constraint in lbs/MMBtu | FALSE | L | Annual | Net Emissions Allowance Position | Thousand Tons | 1.6219 | 1.9123 | 0 | 0 | 0 | 0 | 0
NSR Harrison 1-3 - NOX Rate Summer v5.16 | 641 | 7269 | Rate Constraint in lbs/MMBtu | FALSE | L | Annual | Fuel Consumed | TBtu | 41.8608 | 49.3556 | 0 | 0 | 0 | 0 | 0
NSR Harrison 1-3 - NOX Rate Summer v5.16 | 641 | 7269 | Rate Constraint in lbs/MMBtu | FALSE | L | Annual | Rate | lb/MMBtu | 0.077491 | 0.077491 | 0 | 0 | 0 | 0 | 0
NSR Harrison 1-3 - NOX Rate Summer v5.16 | 641 | 7269 | Rate Constraint in lbs/MMBtu | FALSE | L | Annual | Generation | TWh | 4.1283 | 4.8674 | 0 | 0 | 0 | 0 | 0
NSR Harrison 1-3 - NOX Rate Summer v5.16 | 641 | 7269 | Rate Constraint in lbs/MMBtu | FALSE | L | Annual | Qualifying Generation | TWh | 4.1283 | 4.8674 | 0 | 0 | 0 | 0 | 0
NSR Harrison 1-3 - NOX Rate Summer v5.16 | 641 | 7269 | Rate Constraint in lbs/MMBtu | FALSE | L | Annual | Rate | lb/MWh | 0.78576 | 0.78576 | 0 | 0 | 0 | 0 | 0
NSR Harrison 1-3 - NOX Rate Summer v5.16 | 641 | 7269 | Rate Constraint in lbs/MMBtu | FALSE | L | Annual | Constraint Shadow Price | US2022$/Ton | 0 | 0 | 0 | 0 | 0 | 0 | 0
NSR HL Spurlock 1 - NOX Rate Annual v3.1, Unit 4695 and retrofits | 642 | 7444 | Rate Constraint in lbs/MMBtu | FALSE | L | Annual | Seasons Included | Seasons | Winter, Spring, Summer, Fall | Winter, Spring, Summer, Fall | Winter, Spring, Summer, Fall | Winter, Spring, Summer, Fall | Winter, Spring, Summer, Fall | Winter, Spring, Summer, Fall | Winter, Spring, Summer, Fall
NSR HL Spurlock 1 - NOX Rate Annual v3.1, Unit 4695 and retrofits | 642 | 7444 | Rate Constraint in lbs/MMBtu | FALSE | L | Annual | Standard NOX | lb/MMBtu | 0.1 | 0.1 | 0.1 | 0.1 | 0.1 | 0.1 | 0.1
NSR HL Spurlock 1 - NOX Rate Annual v3.1, Unit 4695 and retrofits | 642 | 7444 | Rate Constraint in lbs/MMBtu | FALSE | L | Annual | Emissions at Affected Plants NOX | Thousand Tons | 0.81886 | 0.8386 | 0 | 0 | 0 | 0 | 0
NSR HL Spurlock 1 - NOX Rate Annual v3.1, Unit 4695 and retrofits | 642 | 7444 | Rate Constraint in lbs/MMBtu | FALSE | L | Annual | Allowances Purchased NOX | Thousand Tons | 0 | 0 | 0 | 0 | 0 | 0 | 0
NSR HL Spurlock 1 - NOX Rate Annual v3.1, Unit 4695 and retrofits | 642 | 7444 | Rate Constraint in lbs/MMBtu | FALSE | L | Annual | Allowances Sold NOX | Thousand Tons | 0 | 0 | 0 | 0 | 0 | 0 | 0
NSR HL Spurlock 1 - NOX Rate Annual v3.1, Unit 4695 and retrofits | 642 | 7444 | Rate Constraint in lbs/MMBtu | FALSE | L | Annual | Allowances Banked | Thousand Tons | 0 | 0 | 0 | 0 | 0 | 0 | 0
NSR HL Spurlock 1 - NOX Rate Annual v3.1, Unit 4695 and retrofits | 642 | 7444 | Rate Constraint in lbs/MMBtu | FALSE | L | Annual | Allowances Withdrawn (1:1) | Thousand Tons | 0 | 0 | 0 | 0 | 0 | 0 | 0
NSR HL Spurlock 1 - NOX Rate Annual v3.1, Unit 4695 and retrofits | 642 | 7444 | Rate Constraint in lbs/MMBtu | FALSE | L | Annual | Allowances Withdrawn (n:1) | Thousand Tons | 0 | 0 | 0 | 0 | 0 | 0 | 0
NSR HL Spurlock 1 - NOX Rate Annual v3.1, Unit 4695 and retrofits | 642 | 7444 | Rate Constraint in lbs/MMBtu | FALSE | L | Annual | Net Emissions Allowance Position | Thousand Tons | 0.81886 | 0.8386 | 0 | 0 | 0 | 0 | 0
NSR HL Spurlock 1 - NOX Rate Annual v3.1, Unit 4695 and retrofits | 642 | 7444 | Rate Constraint in lbs/MMBtu | FALSE | L | Annual | Fuel Consumed | TBtu | 18.9397 | 19.3779 | 0 | 0 | 0 | 0 | 0
NSR HL Spurlock 1 - NOX Rate Annual v3.1, Unit 4695 and retrofits | 642 | 7444 | Rate Constraint in lbs/MMBtu | FALSE | L | Annual | Rate | lb/MMBtu | 0.08647 | 0.086552 | 0 | 0 | 0 | 0 | 0
NSR HL Spurlock 1 - NOX Rate Annual v3.1, Unit 4695 and retrofits | 642 | 7444 | Rate Constraint in lbs/MMBtu | FALSE | L | Annual | Generation | TWh | 1.8713 | 1.9146 | 0 | 0 | 0 | 0 | 0
NSR HL Spurlock 1 - NOX Rate Annual v3.1, Unit 4695 and retrofits | 642 | 7444 | Rate Constraint in lbs/MMBtu | FALSE | L | Annual | Qualifying Generation | TWh | 1.8713 | 1.9146 | 0 | 0 | 0 | 0 | 0
NSR HL Spurlock 1 - NOX Rate Annual v3.1, Unit 4695 and retrofits | 642 | 7444 | Rate Constraint in lbs/MMBtu | FALSE | L | Annual | Rate | lb/MWh | 0.87516 | 0.87599 | 0 | 0 | 0 | 0 | 0
NSR HL Spurlock 1 - NOX Rate Annual v3.1, Unit 4695 and retrofits | 642 | 7444 | Rate Constraint in lbs/MMBtu | FALSE | L | Annual | Constraint Shadow Price | US2022$/Ton | 0 | 0 | 0 | 0 | 0 | 0 | 0
NSR HL Spurlock 2 - NOX Rate Annual v3.1, Unit 4694 and retrofits | 643 | 7445 | Rate Constraint in lbs/MMBtu | FALSE | L | Annual | Seasons Included | Seasons | Winter, Spring, Summer, Fall | Winter, Spring, Summer, Fall | Winter, Spring, Summer, Fall | Winter, Spring, Summer, Fall | Winter, Spring, Summer, Fall | Winter, Spring, Summer, Fall | Winter, Spring, Summer, Fall
NSR HL Spurlock 2 - NOX Rate Annual v3.1, Unit 4694 and retrofits | 643 | 7445 | Rate Constraint in lbs/MMBtu | FALSE | L | Annual | Standard NOX | lb/MMBtu | 0.1 | 0.1 | 0.1 | 0.1 | 0.1 | 0.1 | 0.1
NSR HL Spurlock 2 - NOX Rate Annual v3.1, Unit 4694 and retrofits | 643 | 7445 | Rate Constraint in lbs/MMBtu | FALSE | L | Annual | Emissions at Affected Plants NOX | Thousand Tons | 1.2539 | 1.2465 | 0.77555 | 0.35314 | 0 | 0 | 0
NSR HL Spurlock 2 - NOX Rate Annual v3.1, Unit 4694 and retrofits | 643 | 7445 | Rate Constraint in lbs/MMBtu | FALSE | L | Annual | Allowances Purchased NOX | Thousand Tons | 0 | 0 | 0 | 0 | 0 | 0 | 0
NSR HL Spurlock 2 - NOX Rate Annual v3.1, Unit 4694 and retrofits | 643 | 7445 | Rate Constraint in lbs/MMBtu | FALSE | L | Annual | Allowances Sold NOX | Thousand Tons | 0 | 0 | 0 | 0 | 0 | 0 | 0
NSR HL Spurlock 2 - NOX Rate Annual v3.1, Unit 4694 and retrofits | 643 | 7445 | Rate Constraint in lbs/MMBtu | FALSE | L | Annual | Allowances Banked | Thousand Tons | 0 | 0 | 0 | 0 | 0 | 0 | 0
NSR HL Spurlock 2 - NOX Rate Annual v3.1, Unit 4694 and retrofits | 643 | 7445 | Rate Constraint in lbs/MMBtu | FALSE | L | Annual | Allowances Withdrawn (1:1) | Thousand Tons | 0 | 0 | 0 | 0 | 0 | 0 | 0
NSR HL Spurlock 2 - NOX Rate Annual v3.1, Unit 4694 and retrofits | 643 | 7445 | Rate Constraint in lbs/MMBtu | FALSE | L | Annual | Allowances Withdrawn (n:1) | Thousand Tons | 0 | 0 | 0 | 0 | 0 | 0 | 0
NSR HL Spurlock 2 - NOX Rate Annual v3.1, Unit 4694 and retrofits | 643 | 7445 | Rate Constraint in lbs/MMBtu | FALSE | L | Annual | Net Emissions Allowance Position | Thousand Tons | 1.2539 | 1.2465 | 0.77555 | 0.35314 | 0 | 0 | 0
NSR HL Spurlock 2 - NOX Rate Annual v3.1, Unit 4694 and retrofits | 643 | 7445 | Rate Constraint in lbs/MMBtu | FALSE | L | Annual | Fuel Consumed | TBtu | 30.2512 | 30.2512 | 19.0909 | 8.3106 | 0 | 0 | 0
NSR HL Spurlock 2 - NOX Rate Annual v3.1, Unit 4694 and retrofits | 643 | 7445 | Rate Constraint in lbs/MMBtu | FALSE | L | Annual | Rate | lb/MMBtu | 0.082897 | 0.082412 | 0.081248 | 0.084986 | 0 | 0 | 0
NSR HL Spurlock 2 - NOX Rate Annual v3.1, Unit 4694 and retrofits | 643 | 7445 | Rate Constraint in lbs/MMBtu | FALSE | L | Annual | Generation | TWh | 2.9984 | 2.9984 | 1.8829 | 0.81439 | 0 | 0 | 0
NSR HL Spurlock 2 - NOX Rate Annual v3.1, Unit 4694 and retrofits | 643 | 7445 | Rate Constraint in lbs/MMBtu | FALSE | L | Annual | Qualifying Generation | TWh | 2.9984 | 2.9984 | 1.8829 | 0.81439 | 0 | 0 | 0
NSR HL Spurlock 2 - NOX Rate Annual v3.1, Unit 4694 and retrofits | 643 | 7445 | Rate Constraint in lbs/MMBtu | FALSE | L | Annual | Rate | lb/MWh | 0.83637 | 0.83147 | 0.82379 | 0.86725 | 0 | 0 | 0
NSR HL Spurlock 2 - NOX Rate Annual v3.1, Unit 4694 and retrofits | 643 | 7445 | Rate Constraint in lbs/MMBtu | FALSE | L | Annual | Constraint Shadow Price | US2022$/Ton | 0 | 0 | 0 | 0 | 0 | 0 | 0
NSR HL Spurlock 2 - SO2 Rate Annual v3.1, Unit 4694 and retrofits | 644 | 7443 | Rate Constraint in lbs/MMBtu | FALSE | L | Annual | Seasons Included | Seasons | Winter, Spring, Summer, Fall | Winter, Spring, Summer, Fall | Winter, Spring, Summer, Fall | Winter, Spring, Summer, Fall | Winter, Spring, Summer, Fall | Winter, Spring, Summer, Fall | Winter, Spring, Summer, Fall
NSR HL Spurlock 2 - SO2 Rate Annual v3.1, Unit 4694 and retrofits | 644 | 7443 | Rate Constraint in lbs/MMBtu | FALSE | L | Annual | Standard SO2 | lb/MMBtu | 0.1 | 0.1 | 0.1 | 0.1 | 0.1 | 0.1 | 0.1
NSR HL Spurlock 2 - SO2 Rate Annual v3.1, Unit 4694 and retrofits | 644 | 7443 | Rate Constraint in lbs/MMBtu | FALSE | L | Annual | Emissions at Affected Plants SO2 | Thousand Tons | 1.5126 | 1.5126 | 0.95454 | 0.41553 | 0 | 0 | 0
NSR HL Spurlock 2 - SO2 Rate Annual v3.1, Unit 4694 and retrofits | 644 | 7443 | Rate Constraint in lbs/MMBtu | FALSE | L | Annual | Allowances Purchased SO2 | Thousand Tons | 0 | 0 | 0 | 0 | 0 | 0 | 0
NSR HL Spurlock 2 - SO2 Rate Annual v3.1, Unit 4694 and retrofits | 644 | 7443 | Rate Constraint in lbs/MMBtu | FALSE | L | Annual | Allowances Sold SO2 | Thousand Tons | 0 | 0 | 0 | 0 | 0 | 0 | 0
NSR HL Spurlock 2 - SO2 Rate Annual v3.1, Unit 4694 and retrofits | 644 | 7443 | Rate Constraint in lbs/MMBtu | FALSE | L | Annual | Allowances Banked | Thousand Tons | 0 | 0 | 0 | 0 | 0 | 0 | 0
NSR HL Spurlock 2 - SO2 Rate Annual v3.1, Unit 4694 and retrofits | 644 | 7443 | Rate Constraint in lbs/MMBtu | FALSE | L | Annual | Allowances Withdrawn (1:1) | Thousand Tons | 0 | 0 | 0 | 0 | 0 | 0 | 0
NSR HL Spurlock 2 - SO2 Rate Annual v3.1, Unit 4694 and retrofits | 644 | 7443 | Rate Constraint in lbs/MMBtu | FALSE | L | Annual | Allowances Withdrawn (n:1) | Thousand Tons | 0 | 0 | 0 | 0 | 0 | 0 | 0
NSR HL Spurlock 2 - SO2 Rate Annual v3.1, Unit 4694 and retrofits | 644 | 7443 | Rate Constraint in lbs/MMBtu | FALSE | L | Annual | Net Emissions Allowance Position | Thousand Tons | 1.5126 | 1.5126 | 0.95454 | 0.41553 | 0 | 0 | 0
NSR HL Spurlock 2 - SO2 Rate Annual v3.1, Unit 4694 and retrofits | 644 | 7443 | Rate Constraint in lbs/MMBtu | FALSE | L | Annual | Fuel Consumed | TBtu | 30.2512 | 30.2512 | 19.0909 | 8.3106 | 0 | 0 | 0
NSR HL Spurlock 2 - SO2 Rate Annual v3.1, Unit 4694 and retrofits | 644 | 7443 | Rate Constraint in lbs/MMBtu | FALSE | L | Annual | Rate | lb/MMBtu | 0.1 | 0.1 | 0.1 | 0.1 | 0 | 0 | 0
NSR HL Spurlock 2 - SO2 Rate Annual v3.1, Unit 4694 and retrofits | 644 | 7443 | Rate Constraint in lbs/MMBtu | FALSE | L | Annual | Generation | TWh | 2.9984 | 2.9984 | 1.8829 | 0.81439 | 0 | 0 | 0
NSR HL Spurlock 2 - SO2 Rate Annual v3.1, Unit 4694 and retrofits | 644 | 7443 | Rate Constraint in lbs/MMBtu | FALSE | L | Annual | Qualifying Generation | TWh | 2.9984 | 2.9984 | 1.8829 | 0.81439 | 0 | 0 | 0
NSR HL Spurlock 2 - SO2 Rate Annual v3.1, Unit 4694 and retrofits | 644 | 7443 | Rate Constraint in lbs/MMBtu | FALSE | L | Annual | Rate | lb/MWh | 1.0089 | 1.0089 | 1.0139 | 1.0205 | 0 | 0 | 0
NSR HL Spurlock 2 - SO2 Rate Annual v3.1, Unit 4694 and retrofits | 644 | 7443 | Rate Constraint in lbs/MMBtu | FALSE | L | Annual | Constraint Shadow Price | US2022$/Ton | 29822.5545 | 43312.4202 | 10868.3241 | 11712.7193 | 5598.6279 | 4289.8793 | 19113.0765
NSR Hoosier - NOX Cap Annual v4.10 Final | 645 | 7379 | Rate Constraint in MTons | FALSE | L | Annual | Seasons Included | Seasons | Winter, Spring, Summer, Fall | Winter, Spring, Summer, Fall | Winter, Spring, Summer, Fall | Winter, Spring, Summer, Fall | Winter, Spring, Summer, Fall | Winter, Spring, Summer, Fall | Winter, Spring, Summer, Fall
NSR Hoosier - NOX Cap Annual v4.10 Final | 645 | 7379 | Rate Constraint in MTons | FALSE | L | Annual | Standard NOX | Thousand Tons | 4.8 | 4.8 | 4.8 | 4.8 | 4.8 | 4.8 | 4.8
NSR Hoosier - NOX Cap Annual v4.10 Final | 645 | 7379 | Rate Constraint in MTons | FALSE | L | Annual | Emissions at Affected Plants NOX | Thousand Tons | 0.47861 | 1.1066 | 2.0664 | 2.0664 | 0 | 0 | 0
NSR Hoosier - NOX Cap Annual v4.10 Final | 645 | 7379 | Rate Constraint in MTons | FALSE | L | Annual | Allowances Purchased NOX | Thousand Tons | 0 | 0 | 0 | 0 | 0 | 0 | 0
NSR Hoosier - NOX Cap Annual v4.10 Final | 645 | 7379 | Rate Constraint in MTons | FALSE | L | Annual | Allowances Sold NOX | Thousand Tons | 0 | 0 | 0 | 0 | 0 | 0 | 0
NSR Hoosier - NOX Cap Annual v4.10 Final | 645 | 7379 | Rate Constraint in MTons | FALSE | L | Annual | Allowances Banked | Thousand Tons | 0 | 0 | 0 | 0 | 0 | 0 | 0
NSR Hoosier - NOX Cap Annual v4.10 Final | 645 | 7379 | Rate Constraint in MTons | FALSE | L | Annual | Allowances Withdrawn (1:1) | Thousand Tons | 0 | 0 | 0 | 0 | 0 | 0 | 0
NSR Hoosier - NOX Cap Annual v4.10 Final | 645 | 7379 | Rate Constraint in MTons | FALSE | L | Annual | Allowances Withdrawn (n:1) | Thousand Tons | 0 | 0 | 0 | 0 | 0 | 0 | 0
NSR Hoosier - NOX Cap Annual v4.10 Final | 645 | 7379 | Rate Constraint in MTons | FALSE | L | Annual | Net Emissions Allowance Position | Thousand Tons | 0.47861 | 1.1066 | 2.0664 | 2.0664 | 0 | 0 | 0
NSR Hoosier - NOX Cap Annual v4.10 Final | 645 | 7379 | Rate Constraint in MTons | FALSE | L | Annual | Fuel Consumed | TBtu | 15.9896 | 36.9715 | 69.0361 | 69.0361 | 0 | 0 | 0
NSR Hoosier - NOX Cap Annual v4.10 Final | 645 | 7379 | Rate Constraint in MTons | FALSE | L | Annual | Rate | lb/MMBtu | 0.059865 | 0.059865 | 0.059865 | 0.059865 | 0 | 0 | 0
NSR Hoosier - NOX Cap Annual v4.10 Final | 645 | 7379 | Rate Constraint in MTons | FALSE | L | Annual | Generation | TWh | 1.5404 | 3.5618 | 4.5322 | 4.5322 | 0 | 0 | 0
NSR Hoosier - NOX Cap Annual v4.10 Final | 645 | 7379 | Rate Constraint in MTons | FALSE | L | Annual | Qualifying Generation | TWh | 1.5404 | 3.5618 | 4.5322 | 4.5322 | 0 | 0 | 0
NSR Hoosier - NOX Cap Annual v4.10 Final | 645 | 7379 | Rate Constraint in MTons | FALSE | L | Annual | Rate | lb/MWh | 0.6214 | 0.6214 | 0.91187 | 0.91187 | 0 | 0 | 0
NSR Hoosier - NOX Cap Annual v4.10 Final | 645 | 7379 | Rate Constraint in MTons | FALSE | L | Annual | Constraint Shadow Price | US2022$/Ton | 0 | 0 | 0 | 0 | 0 | 0 | 0
NSR Hoosier System - SO2 Cap Annual v4.10 Final | 646 | 7380 | Rate Constraint in MTons | FALSE | L | Annual | Seasons Included | Seasons | Winter, Spring, Summer, Fall | Winter, Spring, Summer, Fall | Winter, Spring, Summer, Fall | Winter, Spring, Summer, Fall | Winter, Spring, Summer, Fall | Winter, Spring, Summer, Fall | Winter, Spring, Summer, Fall
NSR Hoosier System - SO2 Cap Annual v4.10 Final | 646 | 7380 | Rate Constraint in MTons | FALSE | L | Annual | Standard SO2 | Thousand Tons | 18.75 | 18.75 | 18.75 | 18.75 | 18.75 | 18.75 | 18.75
NSR Hoosier System - SO2 Cap Annual v4.10 Final | 646 | 7380 | Rate Constraint in MTons | FALSE | L | Annual | Emissions at Affected Plants SO2 | Thousand Tons | 0.75225 | 1.6378 | 3.1696 | 3.4674 | 0 | 0 | 0
NSR Hoosier System - SO2 Cap Annual v4.10 Final | 646 | 7380 | Rate Constraint in MTons | FALSE | L | Annual | Allowances Purchased SO2 | Thousand Tons | 0 | 0 | 0 | 0 | 0 | 0 | 0
NSR Hoosier System - SO2 Cap Annual v4.10 Final | 646 | 7380 | Rate Constraint in MTons | FALSE | L | Annual | Allowances Sold SO2 | Thousand Tons | 0 | 0 | 0 | 0 | 0 | 0 | 0
NSR Hoosier System - SO2 Cap Annual v4.10 Final | 646 | 7380 | Rate Constraint in MTons | FALSE | L | Annual | Allowances Banked | Thousand Tons | 0 | 0 | 0 | 0 | 0 | 0 | 0
NSR Hoosier System - SO2 Cap Annual v4.10 Final | 646 | 7380 | Rate Constraint in MTons | FALSE | L | Annual | Allowances Withdrawn (1:1) | Thousand Tons | 0 | 0 | 0 | 0 | 0 | 0 | 0
NSR Hoosier System - SO2 Cap Annual v4.10 Final | 646 | 7380 | Rate Constraint in MTons | FALSE | L | Annual | Allowances Withdrawn (n:1) | Thousand Tons | 0 | 0 | 0 | 0 | 0 | 0 | 0
NSR Hoosier System - SO2 Cap Annual v4.10 Final | 646 | 7380 | Rate Constraint in MTons | FALSE | L | Annual | Net Emissions Allowance Position | Thousand Tons | 0.75225 | 1.6378 | 3.1696 | 3.4674 | 0 | 0 | 0
NSR Hoosier System - SO2 Cap Annual v4.10 Final | 646 | 7380 | Rate Constraint in MTons | FALSE | L | Annual | Fuel Consumed | TBtu | 15.9896 | 36.9715 | 69.0361 | 69.0361 | 0 | 0 | 0
NSR Hoosier System - SO2 Cap Annual v4.10 Final | 646 | 7380 | Rate Constraint in MTons | FALSE | L | Annual | Rate | lb/MMBtu | 0.094092 | 0.088598 | 0.091824 | 0.10045 | 0 | 0 | 0
NSR Hoosier System - SO2 Cap Annual v4.10 Final | 646 | 7380 | Rate Constraint in MTons | FALSE | L | Annual | Generation | TWh | 1.5404 | 3.5618 | 4.5322 | 4.5322 | 0 | 0 | 0
NSR Hoosier System - SO2 Cap Annual v4.10 Final | 646 | 7380 | Rate Constraint in MTons | FALSE | L | Annual | Qualifying Generation | TWh | 1.5404 | 3.5618 | 4.5322 | 4.5322 | 0 | 0 | 0
NSR Hoosier System - SO2 Cap Annual v4.10 Final | 646 | 7380 | Rate Constraint in MTons | FALSE | L | Annual | Rate | lb/MWh | 0.97668 | 0.91965 | 1.3987 | 1.5301 | 0 | 0 | 0
NSR Hoosier System - SO2 Cap Annual v4.10 Final | 646 | 7380 | Rate Constraint in MTons | FALSE | L | Annual | Constraint Shadow Price | US2022$/Ton | 0 | 0 | 0 | 0 | 0 | 0 | 0
NSR Interstate System-Wide NOX Cap v5.16 | 647 | 7515 | Rate Constraint in MTons | FALSE | L | Annual | Seasons Included | Seasons | Winter, Spring, Summer, Fall | Winter, Spring, Summer, Fall | Winter, Spring, Summer, Fall | Winter, Spring, Summer, Fall | Winter, Spring, Summer, Fall | Winter, Spring, Summer, Fall | Winter, Spring, Summer, Fall
NSR Interstate System-Wide NOX Cap v5.16 | 647 | 7515 | Rate Constraint in MTons | FALSE | L | Annual | Standard NOX | Thousand Tons | 6.8 | 6.8 | 6.8 | 6.8 | 6.8 | 6.8 | 6.8
NSR Interstate System-Wide NOX Cap v5.16 | 647 | 7515 | Rate Constraint in MTons | FALSE | L | Annual | Emissions at Affected Plants NOX | Thousand Tons | 1.9238 | 2.2841 | 0.42437 | 0 | 0 | 0 | 0
NSR Interstate System-Wide NOX Cap v5.16 | 647 | 7515 | Rate Constraint in MTons | FALSE | L | Annual | Allowances Purchased NOX | Thousand Tons | 0 | 0 | 0 | 0 | 0 | 0 | 0
NSR Interstate System-Wide NOX Cap v5.16 | 647 | 7515 | Rate Constraint in MTons | FALSE | L | Annual | Allowances Sold NOX | Thousand Tons | 0 | 0 | 0 | 0 | 0 | 0 | 0
NSR Interstate System-Wide NOX Cap v5.16 | 647 | 7515 | Rate Constraint in MTons | FALSE | L | Annual | Allowances Banked | Thousand Tons | 0 | 0 | 0 | 0 | 0 | 0 | 0
NSR Interstate System-Wide NOX Cap v5.16 | 647 | 7515 | Rate Constraint in MTons | FALSE | L | Annual | Allowances Withdrawn (1:1) | Thousand Tons | 0 | 0 | 0 | 0 | 0 | 0 | 0
NSR Interstate System-Wide NOX Cap v5.16 | 647 | 7515 | Rate Constraint in MTons | FALSE | L | Annual | Allowances Withdrawn (n:1) | Thousand Tons | 0 | 0 | 0 | 0 | 0 | 0 | 0
NSR Interstate System-Wide NOX Cap v5.16 | 647 | 7515 | Rate Constraint in MTons | FALSE | L | Annual | Net Emissions Allowance Position | Thousand Tons | 1.9238 | 2.2841 | 0.42437 | 0 | 0 | 0 | 0
NSR Interstate System-Wide NOX Cap v5.16 | 647 | 7515 | Rate Constraint in MTons | FALSE | L | Annual | Fuel Consumed | TBtu | 45.1966 | 53.2993 | 7.9419 | 0 | 0 | 0 | 0
NSR Interstate System-Wide NOX Cap v5.16 | 647 | 7515 | Rate Constraint in MTons | FALSE | L | Annual | Rate | lb/MMBtu | 0.085129 | 0.085709 | 0.10687 | 0 | 0 | 0 | 0
NSR Interstate System-Wide NOX Cap v5.16 | 647 | 7515 | Rate Constraint in MTons | FALSE | L | Annual | Generation | TWh | 4.366 | 5.1507 | 0.77705 | 0 | 0 | 0 | 0
NSR Interstate System-Wide NOX Cap v5.16 | 647 | 7515 | Rate Constraint in MTons | FALSE | L | Annual | Qualifying Generation | TWh | 4.366 | 5.1507 | 0.77705 | 0 | 0 | 0 | 0
NSR Interstate System-Wide NOX Cap v5.16 | 647 | 7515 | Rate Constraint in MTons | FALSE | L | Annual | Rate | lb/MWh | 0.88125 | 0.88692 | 1.0923 | 0 | 0 | 0 | 0
NSR Interstate System-Wide NOX Cap v5.16 | 647 | 7515 | Rate Constraint in MTons | FALSE | L | Annual | Constraint Shadow Price | US2022$/Ton | 0 | 0 | 0 | 0 | 0 | 0 | 0
NSR Interstate System-Wide SO2 Cap v5.16 | 648 | 7514 | Rate Constraint in MTons | FALSE | L | Annual | Seasons Included | Seasons | Winter, Spring, Summer, Fall | Winter, Spring, Summer, Fall | Winter, Spring, Summer, Fall | Winter, Spring, Summer, Fall | Winter, Spring, Summer, Fall | Winter, Spring, Summer, Fall | Winter, Spring, Summer, Fall
NSR Interstate System-Wide SO2 Cap v5.16 | 648 | 7514 | Rate Constraint in MTons | FALSE | L | Annual | Standard SO2 | Thousand Tons | 3.25 | 3.25 | 3.25 | 3.25 | 3.25 | 3.25 | 3.25
NSR Interstate System-Wide SO2 Cap v5.16 | 648 | 7514 | Rate Constraint in MTons | FALSE | L | Annual | Emissions at Affected Plants SO2 | Thousand Tons | 1.6686 | 1.9526 | 0.22014 | 0 | 0 | 0 | 0
NSR Interstate System-Wide SO2 Cap v5.16 | 648 | 7514 | Rate Constraint in MTons | FALSE | L | Annual | Allowances Purchased SO2 | Thousand Tons | 0 | 0 | 0 | 0 | 0 | 0 | 0
NSR Interstate System-Wide SO2 Cap v5.16 | 648 | 7514 | Rate Constraint in MTons | FALSE | L | Annual | Allowances Sold SO2 | Thousand Tons | 0 | 0 | 0 | 0 | 0 | 0 | 0
NSR Interstate System-Wide SO2 Cap v5.16 | 648 | 7514 | Rate Constraint in MTons | FALSE | L | Annual | Allowances Banked | Thousand Tons | 0 | 0 | 0 | 0 | 0 | 0 | 0
NSR Interstate System-Wide SO2 Cap v5.16 | 648 | 7514 | Rate Constraint in MTons | FALSE | L | Annual | Allowances Withdrawn (1:1) | Thousand Tons | 0 | 0 | 0 | 0 | 0 | 0 | 0
NSR Interstate System-Wide SO2 Cap v5.16 | 648 | 7514 | Rate Constraint in MTons | FALSE | L | Annual | Allowances Withdrawn (n:1) | Thousand Tons | 0 | 0 | 0 | 0 | 0 | 0 | 0
NSR Interstate System-Wide SO2 Cap v5.16 | 648 | 7514 | Rate Constraint in MTons | FALSE | L | Annual | Net Emissions Allowance Position | Thousand Tons | 1.6686 | 1.9526 | 0.22014 | 0 | 0 | 0 | 0
NSR Interstate System-Wide SO2 Cap v5.16 | 648 | 7514 | Rate Constraint in MTons | FALSE | L | Annual | Fuel Consumed | TBtu | 45.1966 | 53.2993 | 7.9419 | 0 | 0 | 0 | 0
NSR Interstate System-Wide SO2 Cap v5.16 | 648 | 7514 | Rate Constraint in MTons | FALSE | L | Annual | Rate | lb/MMBtu | 0.073839 | 0.073269 | 0.055439 | 0 | 0 | 0 | 0
NSR Interstate System-Wide SO2 Cap v5.16 | 648 | 7514 | Rate Constraint in MTons | FALSE | L | Annual | Generation | TWh | 4.366 | 5.1507 | 0.77705 | 0 | 0 | 0 | 0
NSR Interstate System-Wide SO2 Cap v5.16 | 648 | 7514 | Rate Constraint in MTons | FALSE | L | Annual | Qualifying Generation | TWh | 4.366 | 5.1507 | 0.77705 | 0 | 0 | 0 | 0
NSR Interstate System-Wide SO2 Cap v5.16 | 648 | 7514 | Rate Constraint in MTons | FALSE | L | Annual | Rate | lb/MWh | 0.76437 | 0.75819 | 0.56661 | 0 | 0 | 0 | 0
NSR Interstate System-Wide SO2 Cap v5.16 | 648 | 7514 | Rate Constraint in MTons | FALSE | L | Annual | Constraint Shadow Price | US2022$/Ton | 0 | 0 | 0 | 0 | 0 | 0 | 0
NSR J P Madgett 1 - NOx Rate Annual v5.13 | 650 | 7466 | Rate Constraint in lbs/MMBtu | FALSE | L | Annual | Seasons Included | Seasons | Winter, Spring, Summer, Fall | Winter, Spring, Summer, Fall | Winter, Spring, Summer, Fall | Winter, Spring, Summer, Fall | Winter, Spring, Summer, Fall | Winter, Spring, Summer, Fall | Winter, Spring, Summer, Fall
NSR J P Madgett 1 - NOx Rate Annual v5.13 | 650 | 7466 | Rate Constraint in lbs/MMBtu | FALSE | L | Annual | Standard NOX | lb/MMBtu | 0.08 | 0.08 | 0.08 | 0.08 | 0.08 | 0.08 | 0.08
NSR J P Madgett 1 - NOx Rate Annual v5.13 | 650 | 7466 | Rate Constraint in lbs/MMBtu | FALSE | L | Annual | Emissions at Affected Plants NOX | Thousand Tons | 0.49291 | 0.63871 | 0 | 0 | 0 | 0 | 0
NSR J P Madgett 1 - NOx Rate Annual v5.13 | 650 | 7466 | Rate Constraint in lbs/MMBtu | FALSE | L | Annual | Allowances Purchased NOX | Thousand Tons | 0 | 0 | 0 | 0 | 0 | 0 | 0
NSR J P Madgett 1 - NOx Rate Annual v5.13 | 650 | 7466 | Rate Constraint in lbs/MMBtu | FALSE | L | Annual | Allowances Sold NOX | Thousand Tons | 0 | 0 | 0 | 0 | 0 | 0 | 0
NSR J P Madgett 1 - NOx Rate Annual v5.13 | 650 | 7466 | Rate Constraint in lbs/MMBtu | FALSE | L | Annual | Allowances Banked | Thousand Tons | 0 | 0 | 0 | 0 | 0 | 0 | 0
NSR J P Madgett 1 - NOx Rate Annual v5.13 | 650 | 7466 | Rate Constraint in lbs/MMBtu | FALSE | L | Annual | Allowances Withdrawn (1:1) | Thousand Tons | 0 | 0 | 0 | 0 | 0 | 0 | 0
NSR J P Madgett 1 - NOx Rate Annual v5.13 | 650 | 7466 | Rate Constraint in lbs/MMBtu | FALSE | L | Annual | Allowances Withdrawn (n:1) | Thousand Tons | 0 | 0 | 0 | 0 | 0 | 0 | 0
NSR J P Madgett 1 - NOx Rate Annual v5.13 | 650 | 7466 | Rate Constraint in lbs/MMBtu | FALSE | L | Annual | Net Emissions Allowance Position | Thousand Tons | 0.49291 | 0.63871 | 0 | 0 | 0 | 0 | 0
NSR J P Madgett 1 - NOx Rate Annual v5.13 | 650 | 7466 | Rate Constraint in lbs/MMBtu | FALSE | L | Annual | Fuel Consumed | TBtu | 12.9748 | 16.8125 | 0 | 0 | 0 | 0 | 0
NSR J P Madgett 1 - NOx Rate Annual v5.13 | 650 | 7466 | Rate Constraint in lbs/MMBtu | FALSE | L | Annual | Rate | lb/MMBtu | 0.07598 | 0.07598 | 0 | 0 | 0 | 0 | 0
NSR J P Madgett 1 - NOx Rate Annual v5.13 | 650 | 7466 | Rate Constraint in lbs/MMBtu | FALSE | L | Annual | Generation | TWh | 1.1542 | 1.4956 | 0 | 0 | 0 | 0 | 0
NSR J P Madgett 1 - NOx Rate Annual v5.13 | 650 | 7466 | Rate Constraint in lbs/MMBtu | FALSE | L | Annual | Qualifying Generation | TWh | 1.1542 | 1.4956 | 0 | 0 | 0 | 0 | 0
NSR J P Madgett 1 - NOx Rate Annual v5.13 | 650 | 7466 | Rate Constraint in lbs/MMBtu | FALSE | L | Annual | Rate | lb/MWh | 0.85409 | 0.85409 | 0 | 0 | 0 | 0 | 0
NSR J P Madgett 1 - NOx Rate Annual v5.13 | 650 | 7466 | Rate Constraint in lbs/MMBtu | FALSE | L | Annual | Constraint Shadow Price | US2022$/Ton | 0 | 0 | 0 | 0 | 0 | 0 | 0
NSR J P Madgett 1 - SO2 Rate Annual v5.13 | 651 | 7464 | Rate Constraint in lbs/MMBtu | FALSE | L | Annual | Seasons Included | Seasons | Winter, Spring, Summer, Fall | Winter, Spring, Summer, Fall | Winter, Spring, Summer, Fall | Winter, Spring, Summer, Fall | Winter, Spring, Summer, Fall | Winter, Spring, Summer, Fall | Winter, Spring, Summer, Fall
NSR J P Madgett 1 - SO2 Rate Annual v5.13 | 651 | 7464 | Rate Constraint in lbs/MMBtu | FALSE | L | Annual | Standard SO2 | lb/MMBtu | 0.09 | 0.09 | 0.09 | 0.09 | 0.09 | 0.09 | 0.09
NSR J P Madgett 1 - SO2 Rate Annual v5.13 | 651 | 7464 | Rate Constraint in lbs/MMBtu | FALSE | L | Annual | Emissions at Affected Plants SO2 | Thousand Tons | 0.4405 | 0.5708 | 0 | 0 | 0 | 0 | 0
NSR J P Madgett 1 - SO2 Rate Annual v5.13 | 651 | 7464 | Rate Constraint in lbs/MMBtu | FALSE | L | Annual | Allowances Purchased SO2 | Thousand Tons | 0 | 0 | 0 | 0 | 0 | 0 | 0
NSR J P Madgett 1 - SO2 Rate Annual v5.13 | 651 | 7464 | Rate Constraint in lbs/MMBtu | FALSE | L | Annual | Allowances Sold SO2 | Thousand Tons | 0 | 0 | 0 | 0 | 0 | 0 | 0
NSR J P Madgett 1 - SO2 Rate Annual v5.13 | 651 | 7464 | Rate Constraint in lbs/MMBtu | FALSE | L | Annual | Allowances Banked | Thousand Tons | 0 | 0 | 0 | 0 | 0 | 0 | 0
NSR J P Madgett 1 - SO2 Rate Annual v5.13 | 651 | 7464 | Rate Constraint in lbs/MMBtu | FALSE | L | Annual | Allowances Withdrawn (1:1) | Thousand Tons | 0 | 0 | 0 | 0 | 0 | 0 | 0
NSR J P Madgett 1 - SO2 Rate Annual v5.13 | 651 | 7464 | Rate Constraint in lbs/MMBtu | FALSE | L | Annual | Allowances Withdrawn (n:1) | Thousand Tons | 0 | 0 | 0 | 0 | 0 | 0 | 0
NSR J P Madgett 1 - SO2 Rate Annual v5.13 | 651 | 7464 | Rate Constraint in lbs/MMBtu | FALSE | L | Annual | Net Emissions Allowance Position | Thousand Tons | 0.4405 | 0.5708 | 0 | 0 | 0 | 0 | 0
NSR J P Madgett 1 - SO2 Rate Annual v5.13 | 651 | 7464 | Rate Constraint in lbs/MMBtu | FALSE | L | Annual | Fuel Consumed | TBtu | 12.9748 | 16.8125 | 0 | 0 | 0 | 0 | 0
NSR J P Madgett 1 - SO2 Rate Annual v5.13 | 651 | 7464 | Rate Constraint in lbs/MMBtu | FALSE | L | Annual | Rate | lb/MMBtu | 0.067901 | 0.067901 | 0 | 0 | 0 | 0 | 0
NSR J P Madgett 1 - SO2 Rate Annual v5.13 | 651 | 7464 | Rate Constraint in lbs/MMBtu | FALSE | L | Annual | Generation | TWh | 1.1542 | 1.4956 | 0 | 0 | 0 | 0 | 0
NSR J P Madgett 1 - SO2 Rate Annual v5.13 | 651 | 7464 | Rate Constraint in lbs/MMBtu | FALSE | L | Annual | Qualifying Generation | TWh | 1.1542 | 1.4956 | 0 | 0 | 0 | 0 | 0
NSR J P Madgett 1 - SO2 Rate Annual v5.13 | 651 | 7464 | Rate Constraint in lbs/MMBtu | FALSE | L | Annual | Rate | lb/MWh | 0.76328 | 0.76328 | 0 | 0 | 0 | 0 | 0
NSR J P Madgett 1 - SO2 Rate Annual v5.13 | 651 | 7464 | Rate Constraint in lbs/MMBtu | FALSE | L | Annual | Constraint Shadow Price | US2022$/Ton | 0 | 0 | 0 | 0 | 0 | 0 | 0
NSR James Miller 3,4 - NOX Rate Annual v3.1, Unit 2509 and retrofits | 652 | 7422 | Rate Constraint in lbs/MMBtu | FALSE | L | Annual | Seasons Included | Seasons | Winter, Spring, Summer, Fall | Winter, Spring, Summer, Fall | Winter, Spring, Summer, Fall | Winter, Spring, Summer, Fall | Winter, Spring, Summer, Fall | Winter, Spring, Summer, Fall | Winter, Spring, Summer, Fall
NSR James Miller 3,4 - NOX Rate Annual v3.1, Unit 2509 and retrofits | 652 | 7422 | Rate Constraint in lbs/MMBtu | FALSE | L | Annual | Standard NOX | lb/MMBtu | 0.1 | 0.1 | 0.1 | 0.1 | 0.1 | 0.1 | 0.1
NSR James Miller 3,4 - NOX Rate Annual v3.1, Unit 2509 and retrofits | 652 | 7422 | Rate Constraint in lbs/MMBtu | FALSE | L | Annual | Emissions at Affected Plants NOX | Thousand Tons | 1.4734 | 1.7332 | 1.8595 | 1.8595 | 0 | 0 | 0
NSR James Miller 3,4 - NOX Rate Annual v3.1, Unit 2509 and retrofits | 652 | 7422 | Rate Constraint in lbs/MMBtu | FALSE | L | Annual | Allowances Purchased NOX | Thousand Tons | 0 | 0 | 0 | 0 | 0 | 0 | 0
NSR James Miller 3,4 - NOX Rate Annual v3.1, Unit 2509 and retrofits | 652 | 7422 | Rate Constraint in lbs/MMBtu | FALSE | L | Annual | Allowances Sold NOX | Thousand Tons | 0 | 0 | 0 | 0 | 0 | 0 | 0
NSR James Miller 3,4 - NOX Rate Annual v3.1, Unit 2509 and retrofits | 652 | 7422 | Rate Constraint in lbs/MMBtu | FALSE | L | Annual | Allowances Banked | Thousand Tons | 0 | 0 | 0 | 0 | 0 | 0 | 0
NSR James Miller 3,4 - NOX Rate Annual v3.1, Unit 2509 and retrofits | 652 | 7422 | Rate Constraint in lbs/MMBtu | FALSE | L | Annual | Allowances Withdrawn (1:1) | Thousand Tons | 0 | 0 | 0 | 0 | 0 | 0 | 0
NSR James Miller 3,4 - NOX Rate Annual v3.1, Unit 2509 and retrofits | 652 | 7422 | Rate Constraint in lbs/MMBtu | FALSE | L | Annual | Allowances Withdrawn (n:1) | Thousand Tons | 0 | 0 | 0 | 0 | 0 | 0 | 0
NSR James Miller 3,4 - NOX Rate Annual v3.1, Unit 2509 and retrofits | 652 | 7422 | Rate Constraint in lbs/MMBtu | FALSE | L | Annual | Net Emissions Allowance Position | Thousand Tons | 1.4734 | 1.7332 | 1.8595 | 1.8595 | 0 | 0 | 0
NSR James Miller 3,4 - NOX Rate Annual v3.1, Unit 2509 and retrofits | 652 | 7422 | Rate Constraint in lbs/MMBtu | FALSE | L | Annual | Fuel Consumed | TBtu | 38.0084 | 44.7115 | 47.9692 | 47.9692 | 0 | 0 | 0
NSR James Miller 3,4 - NOX Rate Annual v3.1, Unit 2509 and retrofits | 652 | 7422 | Rate Constraint in lbs/MMBtu | FALSE | L | Annual | Rate | lb/MMBtu | 0.07753 | 0.07753 | 0.07753 | 0.07753 | 0 | 0 | 0
NSR James Miller 3,4 - NOX Rate Annual v3.1, Unit 2509 and retrofits | 652 | 7422 | Rate Constraint in lbs/MMBtu | FALSE | L | Annual | Generation | TWh | 3.8005 | 4.4707 | 3.2749 | 3.2749 | 0 | 0 | 0
NSR James Miller 3,4 - NOX Rate Annual v3.1, Unit 2509 and retrofits | 652 | 7422 | Rate Constraint in lbs/MMBtu | FALSE | L | Annual | Qualifying Generation | TWh | 3.8005 | 4.4707 | 3.2749 | 3.2749 | 0 | 0 | 0
NSR James Miller 3,4 - NOX Rate Annual v3.1, Unit 2509 and retrofits | 652 | 7422 | Rate Constraint in lbs/MMBtu | FALSE | L | Annual | Rate | lb/MWh | 0.77538 | 0.77538 | 1.1356 | 1.1356 | 0 | 0 | 0
NSR James Miller 3,4 - NOX Rate Annual v3.1, Unit 2509 and retrofits | 652 | 7422 | Rate Constraint in lbs/MMBtu | FALSE | L | Annual | Constraint Shadow Price | US2022$/Ton | 0 | 0 | 0 | 0 | 0 | 0 | 0
NSR James Miller 3,4 - NOX Rate Annual v3.1, Unit 2510 and retrofits | 653 | 7422 | Rate Constraint in lbs/MMBtu | FALSE | L | Annual | Seasons Included | Seasons | Winter, Spring, Summer, Fall | Winter, Spring, Summer, Fall | Winter, Spring, Summer, Fall | Winter, Spring, Summer, Fall | Winter, Spring, Summer, Fall | Winter, Spring, Summer, Fall | Winter, Spring, Summer, Fall
NSR James Miller 3,4 - NOX Rate Annual v3.1, Unit 2510 and retrofits | 653 | 7422 | Rate Constraint in lbs/MMBtu | FALSE | L | Annual | Standard NOX | lb/MMBtu | 0.1 | 0.1 | 0.1 | 0.1 | 0.1 | 0.1 | 0.1
NSR James Miller 3,4 - NOX Rate Annual v3.1, Unit 2510 and retrofits | 653 | 7422 | Rate Constraint in lbs/MMBtu | FALSE | L | Annual | Emissions at Affected Plants NOX | Thousand Tons | 1.313 | 1.4928 | 1.4182 | 1.3164 | 0.041232 | 0.041232 | 0.11755
NSR James Miller 3,4 - NOX Rate Annual v3.1, Unit 2510 and retrofits | 653 | 7422 | Rate Constraint in lbs/MMBtu | FALSE | L | Annual | Allowances Purchased NOX | Thousand Tons | 0 | 0 | 0 | 0 | 0 | 0 | 0
NSR James Miller 3,4 - NOX Rate Annual v3.1, Unit 2510 and retrofits | 653 | 7422 | Rate Constraint in lbs/MMBtu | FALSE | L | Annual | Allowances Sold NOX | Thousand Tons | 0 | 0 | 0 | 0 | 0 | 0 | 0
NSR James Miller 3,4 - NOX Rate Annual v3.1, Unit 2510 and retrofits | 653 | 7422 | Rate Constraint in lbs/MMBtu | FALSE | L | Annual | Allowances Banked | Thousand Tons | 0 | 0 | 0 | 0 | 0 | 0 | 0
NSR James Miller 3,4 - NOX Rate Annual v3.1, Unit 2510 and retrofits | 653 | 7422 | Rate Constraint in lbs/MMBtu | FALSE | L | Annual | Allowances Withdrawn (1:1) | Thousand Tons | 0 | 0 | 0 | 0 | 0 | 0 | 0
NSR James Miller 3,4 - NOX Rate Annual v3.1, Unit 2510 and retrofits | 653 | 7422 | Rate Constraint in lbs/MMBtu | FALSE | L | Annual | Allowances Withdrawn (n:1) | Thousand Tons | 0 | 0 | 0 | 0 | 0 | 0 | 0
NSR James Miller 3,4 - NOX Rate Annual v3.1, Unit 2510 and retrofits | 653 | 7422 | Rate Constraint in lbs/MMBtu | FALSE | L | Annual | Net Emissions Allowance Position | Thousand Tons | 1.313 | 1.4928 | 1.4182 | 1.3164 | 0.041232 | 0.041232 | 0.11755
NSR James Miller 3,4 - NOX Rate Annual v3.1, Unit 2510 and retrofits | 653 | 7422 | Rate Constraint in lbs/MMBtu | FALSE | L | Annual | Fuel Consumed | TBtu | 40.0056 | 45.4854 | 43.2117 | 40.1097 | 1.2563 | 1.2563 | 3.5818
NSR James Miller 3,4 - NOX Rate Annual v3.1, Unit 2510 and retrofits | 653 | 7422 | Rate Constraint in lbs/MMBtu | FALSE | L | Annual | Rate | lb/MMBtu | 0.06564 | 0.06564 | 0.06564 | 0.06564 | 0.06564 | 0.06564 | 0.06564
NSR James Miller 3,4 - NOX Rate Annual v3.1, Unit 2510 and retrofits | 653 | 7422 | Rate Constraint in lbs/MMBtu | FALSE | L | Annual | Generation | TWh | 3.9962 | 4.5435 | 3.0838 | 2.774 | 0.12549 | 0.12549 | 0.35778
NSR James Miller 3,4 - NOX Rate Annual v3.1, Unit 2510 and retrofits | 653 | 7422 | Rate Constraint in lbs/MMBtu | FALSE | L | Annual | Qualifying Generation | TWh | 3.9962 | 4.5435 | 3.0838 | 2.774 | 0.12549 | 0.12549 | 0.35778
NSR James Miller 3,4 - NOX Rate Annual v3.1, Unit 2510 and retrofits | 653 | 7422 | Rate Constraint in lbs/MMBtu | FALSE | L | Annual | Rate | lb/MWh | 0.65712 | 0.65712 | 0.91977 | 0.94911 | 0.65712 | 0.65712 | 0.65712
NSR James Miller 3,4 - NOX Rate Annual v3.1, Unit 2510 and retrofits | 653 | 7422 | Rate Constraint in lbs/MMBtu | FALSE | L | Annual | Constraint Shadow Price | US2022$/Ton | 0 | 0 | 0 | 0 | 0 | 0 | 0
NSR KU Brown Unit 3 - SO2 Cap Annual v3.1 | 654 | 7383 | Rate Constraint in MTons | FALSE | L | Annual | Seasons Included | Seasons | Winter, Spring, Summer, Fall | Winter, Spring, Summer, Fall | Winter, Spring, Summer, Fall | Winter, Spring, Summer, Fall | Winter, Spring, Summer, Fall | Winter, Spring, Summer, Fall | Winter, Spring, Summer, Fall
NSR KU Brown Unit 3 - SO2 Cap Annual v3.1 | 654 | 7383 | Rate Constraint in MTons | FALSE | L | Annual | Standard SO2 | Thousand Tons | 2.3 | 2.3 | 2.3 | 2.3 | 2.3 | 2.3 | 2.3
NSR KU Brown Unit 3 - SO2 Cap Annual v3.1 | 654 | 7383 | Rate Constraint in MTons | FALSE | L | Annual | Emissions at Affected Plants SO2 | Thousand Tons | 0 | 0 | 0 | 0 | 0 | 0 | 0
NSR KU Brown Unit 3 - SO2 Cap Annual v3.1 | 654 | 7383 | Rate Constraint in MTons | FALSE | L | Annual | Allowances Purchased SO2 | Thousand Tons | 0 | 0 | 0 | 0 | 0 | 0 | 0
NSR KU Brown Unit 3 - SO2 Cap Annual v3.1 | 654 | 7383 | Rate Constraint in MTons | FALSE | L | Annual | Allowances Sold SO2 | Thousand Tons | 0 | 0 | 0 | 0 | 0 | 0 | 0
NSR KU Brown Unit 3 - SO2 Cap Annual v3.1 | 654 | 7383 | Rate Constraint in MTons | FALSE | L | Annual | Allowances Banked | Thousand Tons | 0 | 0 | 0 | 0 | 0 | 0 | 0
NSR KU Brown Unit 3 - SO2 Cap Annual v3.1 | 654 | 7383 | Rate Constraint in MTons | FALSE | L | Annual | Allowances Withdrawn (1:1) | Thousand Tons | 0 | 0 | 0 | 0 | 0 | 0 | 0
NSR KU Brown Unit 3 - SO2 Cap Annual v3.1 | 654 | 7383 | Rate Constraint in MTons | FALSE | L | Annual | Allowances Withdrawn (n:1) | Thousand Tons | 0 | 0 | 0 | 0 | 0 | 0 | 0
NSR KU Brown Unit 3 - SO2 Cap Annual v3.1 | 654 | 7383 | Rate Constraint in MTons | FALSE | L | Annual | Net Emissions Allowance Position | Thousand Tons | 0 | 0 | 0 | 0 | 0 | 0 | 0
NSR KU Brown Unit 3 - SO2 Cap Annual v3.1 | 654 | 7383 | Rate Constraint in MTons | FALSE | L | Annual | Fuel Consumed | TBtu | 0 | 0 | 0 | 0 | 0 | 0 | 0
NSR KU Brown Unit 3 - SO2 Cap Annual v3.1 | 654 | 7383 | Rate Constraint in MTons | FALSE | L | Annual | Rate | lb/MMBtu | 0 | 0 | 0 | 0 | 0 | 0 | 0
NSR KU Brown Unit 3 - SO2 Cap Annual v3.1 | 654 | 7383 | Rate Constraint in MTons | FALSE | L | Annual | Generation | TWh | 0 | 0 | 0 | 0 | 0 | 0 | 0
NSR KU Brown Unit 3 - SO2 Cap Annual v3.1 | 654 | 7383 | Rate Constraint in MTons | FALSE | L | Annual | Qualifying Generation | TWh | 0 | 0 | 0 | 0 | 0 | 0 | 0
NSR KU Brown Unit 3 - SO2 Cap Annual v3.1 | 654 | 7383 | Rate Constraint in MTons | FALSE | L | Annual | Rate | lb/MWh | 0 | 0 | 0 | 0 | 0 | 0 | 0
NSR KU Brown Unit 3 - SO2 Cap Annual v3.1 | 654 | 7383 | Rate Constraint in MTons | FALSE | L | Annual | Constraint Shadow Price | US2022$/Ton | 0 | 0 | 0 | 0 | 0 | 0 | 0
NSR KU Brown Unit 3 - SO2 Rate Annual v3.1 | 655 | 7384 | Rate Constraint in lbs/MMBtu | FALSE | L | Annual | Seasons Included | Seasons | Winter, Spring, Summer, Fall | Winter, Spring, Summer, Fall | Winter, Spring, Summer, Fall | Winter, Spring, Summer, Fall | Winter, Spring, Summer, Fall | Winter, Spring, Summer, Fall | Winter, Spring, Summer, Fall
NSR KU Brown Unit 3 - SO2 Rate Annual v3.1 | 655 | 7384 | Rate Constraint in lbs/MMBtu | FALSE | L | Annual | Standard SO2 | lb/MMBtu | 0.1 | 0.1 | 0.1 | 0.1 | 0.1 | 0.1 | 0.1
NSR KU Brown Unit 3 - SO2 Rate Annual v3.1 | 655 | 7384 | Rate Constraint in lbs/MMBtu | FALSE | L | Annual | Emissions at Affected Plants SO2 | Thousand Tons | 0 | 0 | 0 | 0 | 0 | 0 | 0
NSR KU Brown Unit 3 - SO2 Rate Annual v3.1 | 655 | 7384 | Rate Constraint in lbs/MMBtu | FALSE | L | Annual | Allowances Purchased SO2 | Thousand Tons | 0 | 0 | 0 | 0 | 0 | 0 | 0
NSR KU Brown Unit 3 - SO2 Rate Annual v3.1 | 655 | 7384 | Rate Constraint in lbs/MMBtu | FALSE | L | Annual | Allowances Sold SO2 | Thousand Tons | 0 | 0 | 0 | 0 | 0 | 0 | 0
NSR KU Brown Unit 3 - SO2 Rate Annual v3.1 | 655 | 7384 | Rate Constraint in lbs/MMBtu | FALSE | L | Annual | Allowances Banked | Thousand Tons | 0 | 0 | 0 | 0 | 0 | 0 | 0
NSR KU Brown Unit 3 - SO2 Rate Annual v3.1 | 655 | 7384 | Rate Constraint in lbs/MMBtu | FALSE | L | Annual | Allowances Withdrawn (1:1) | Thousand Tons | 0 | 0 | 0 | 0 | 0 | 0 | 0
NSR KU Brown Unit 3 - SO2 Rate Annual v3.1 | 655 | 7384 | Rate Constraint in lbs/MMBtu | FALSE | L | Annual | Allowances Withdrawn (n:1) | Thousand Tons | 0 | 0 | 0 | 0 | 0 | 0 | 0
NSR KU Brown Unit 3 - SO2 Rate Annual v3.1 | 655 | 7384 | Rate Constraint in lbs/MMBtu | FALSE | L | Annual | Net Emissions Allowance Position | Thousand Tons | 0 | 0 | 0 | 0 | 0 | 0 | 0
NSR KU Brown Unit 3 - SO2 Rate Annual v3.1 | 655 | 7384 | Rate Constraint in lbs/MMBtu | FALSE | L | Annual | Fuel Consumed | TBtu | 0 | 0 | 0 | 0 | 0 | 0 | 0
NSR KU Brown Unit 3 - SO2 Rate Annual v3.1 | 655 | 7384 | Rate Constraint in lbs/MMBtu | FALSE | L | Annual | Rate | lb/MMBtu | 0 | 0 | 0 | 0 | 0 | 0 | 0
NSR KU Brown Unit 3 - SO2 Rate Annual v3.1 | 655 | 7384 | Rate Constraint in lbs/MMBtu | FALSE | L | Annual | Generation | TWh | 0 | 0 | 0 | 0 | 0 | 0 | 0
NSR KU Brown Unit 3 - SO2 Rate Annual v3.1 | 655 | 7384 | Rate Constraint in lbs/MMBtu | FALSE | L | Annual | Qualifying Generation | TWh | 0 | 0 | 0 | 0 | 0 | 0 | 0
NSR KU Brown Unit 3 - SO2 Rate Annual v3.1 | 655 | 7384 | Rate Constraint in lbs/MMBtu | FALSE | L | Annual | Rate | lb/MWh | 0 | 0 | 0 | 0 | 0 | 0 | 0
NSR KU Brown Unit 3 - SO2 Rate Annual v3.1 | 655 | 7384 | Rate Constraint in lbs/MMBtu | FALSE | L | Annual | Constraint Shadow Price | US2022$/Ton | 0 | 134.6347 | 0 | 0 | 0 | 0 | 0
NSR Laskin 1,2 - NOX Rate Annual v5.14 | 656 | 7491 | Rate Constraint in lbs/MMBtu | FALSE | L | Annual | Seasons Included | Seasons | Winter, Spring, Summer, Fall | Winter, Spring, Summer, Fall | Winter, Spring, Summer, Fall | Winter, Spring, Summer, Fall | Winter, Spring, Summer, Fall | Winter, Spring, Summer, Fall | Winter, Spring, Summer, Fall
NSR Laskin 1,2 - NOX Rate Annual v5.14 | 656 | 7491 | Rate Constraint in lbs/MMBtu | FALSE | L | Annual | Standard NOX | lb/MMBtu | 0.19 | 0.19 | 0.19 | 0.19 | 0.19 | 0.19 | 0.19
NSR Laskin 1,2 - NOX Rate Annual v5.14 | 656 | 7491 | Rate Constraint in lbs/MMBtu | FALSE | L | Annual | Emissions at Affected Plants NOX | Thousand Tons | 0 | 0 | 0 | 0 | 0 | 0 | 0
NSR Laskin 1,2 - NOX Rate Annual v5.14 | 656 | 7491 | Rate Constraint in lbs/MMBtu | FALSE | L | Annual | Allowances Purchased NOX | Thousand Tons | 0 | 0 | 0 | 0 | 0 | 0 | 0
NSR Laskin 1,2 - NOX Rate Annual v5.14 | 656 | 7491 | Rate Constraint in lbs/MMBtu | FALSE | L | Annual | Allowances Sold NOX | Thousand Tons | 0 | 0 | 0 | 0 | 0 | 0 | 0
NSR Laskin 1,2 - NOX Rate Annual v5.14 | 656 | 7491 | Rate Constraint in lbs/MMBtu | FALSE | L | Annual | Allowances Banked | Thousand Tons | 0 | 0 | 0 | 0 | 0 | 0 | 0
NSR Laskin 1,2 - NOX Rate Annual v5.14 | 656 | 7491 | Rate Constraint in lbs/MMBtu | FALSE | L | Annual | Allowances Withdrawn (1:1) | Thousand Tons | 0 | 0 | 0 | 0 | 0 | 0 | 0
NSR Laskin 1,2 - NOX Rate Annual v5.14 | 656 | 7491 | Rate Constraint in lbs/MMBtu | FALSE | L | Annual | Allowances Withdrawn (n:1) | Thousand Tons | 0 | 0 | 0 | 0 | 0 | 0 | 0
NSR Laskin 1,2 - NOX Rate Annual v5.14 | 656 | 7491 | Rate Constraint in lbs/MMBtu | FALSE | L | Annual | Net Emissions Allowance Position | Thousand Tons | 0 | 0 | 0 | 0 | 0 | 0 | 0
NSR Laskin 1,2 - NOX Rate Annual v5.14 | 656 | 7491 | Rate Constraint in lbs/MMBtu | FALSE | L | Annual | Fuel Consumed | TBtu | 0 | 0 | 0 | 0 | 0 | 0 | 0
NSR Laskin 1,2 - NOX Rate Annual v5.14 | 656 | 7491 | Rate Constraint in lbs/MMBtu | FALSE | L | Annual | Rate | lb/MMBtu | 0 | 0 | 0 | 0 | 0 | 0 | 0
NSR Laskin 1,2 - NOX Rate Annual v5.14 | 656 | 7491 | Rate Constraint in lbs/MMBtu | FALSE | L | Annual | Generation | TWh | 0 | 0 | 0 | 0 | 0 | 0 | 0
NSR Laskin 1,2 - NOX Rate Annual v5.14 | 656 | 7491 | Rate Constraint in lbs/MMBtu | FALSE | L | Annual | Qualifying Generation | TWh | 0 | 0 | 0 | 0 | 0 | 0 | 0
NSR Laskin 1,2 - NOX Rate Annual v5.14 | 656 | 7491 | Rate Constraint in lbs/MMBtu | FALSE | L | Annual | Rate | lb/MWh | 0 | 0 | 0 | 0 | 0 | 0 | 0
NSR Laskin 1,2 - NOX Rate Annual v5.14 | 656 | 7491 | Rate Constraint in lbs/MMBtu | FALSE | L | Annual | Constraint Shadow Price | US2022$/Ton | 0 | 0 | 0 | 0 | 0 | 0 | 0
NSR Laskin 1,2 - SO2 Rate Annual v5.14 | 657 | 7490 | Rate Constraint in lbs/MMBtu | FALSE | L | Annual | Seasons Included | Seasons | Winter, Spring, Summer, Fall | Winter, Spring, Summer, Fall | Winter, Spring, Summer, Fall | Winter, Spring, Summer, Fall | Winter, Spring, Summer, Fall | Winter, Spring, Summer, Fall | Winter, Spring, Summer, Fall
NSR Laskin 1,2 - SO2 Rate Annual v5.14 | 657 | 7490 | Rate Constraint in lbs/MMBtu | FALSE | L | Annual | Standard SO2 | lb/MMBtu | 0.2 | 0.2 | 0.2 | 0.2 | 0.2 | 0.2 | 0.2
NSR Laskin 1,2 - SO2 Rate Annual v5.14 | 657 | 7490 | Rate Constraint in lbs/MMBtu | FALSE | L | Annual | Emissions at Affected Plants SO2 | Thousand Tons | 0 | 0 | 0 | 0 | 0 | 0 | 0
NSR Laskin 1,2 - SO2 Rate Annual v5.14 | 657 | 7490 | Rate Constraint in lbs/MMBtu | FALSE | L | Annual | Allowances Purchased SO2 | Thousand Tons | 0 | 0 | 0 | 0 | 0 | 0 | 0
NSR Laskin 1,2 - SO2 Rate Annual v5.14 | 657 | 7490 | Rate Constraint in lbs/MMBtu | FALSE | L | Annual | Allowances Sold SO2 | Thousand Tons | 0 | 0 | 0 | 0 | 0 | 0 | 0
NSR Laskin 1,2 - SO2 Rate Annual v5.14 | 657 | 7490 | Rate Constraint in lbs/MMBtu | FALSE | L | Annual | Allowances Banked | Thousand Tons | 0 | 0 | 0 | 0 | 0 | 0 | 0
NSR Laskin 1,2 - SO2 Rate Annual v5.14 | 657 | 7490 | Rate Constraint in lbs/MMBtu | FALSE | L | Annual | Allowances Withdrawn (1:1) | Thousand Tons | 0 | 0 | 0 | 0 | 0 | 0 | 0
NSR Laskin 1,2 - SO2 Rate Annual v5.14 | 657 | 7490 | Rate Constraint in lbs/MMBtu | FALSE | L | Annual | Allowances Withdrawn (n:1) | Thousand Tons | 0 | 0 | 0 | 0 | 0 | 0 | 0
NSR Laskin 1,2 - SO2 Rate Annual v5.14 | 657 | 7490 | Rate Constraint in lbs/MMBtu | FALSE | L | Annual | Net Emissions Allowance Position | Thousand Tons | 0 | 0 | 0 | 0 | 0 | 0 | 0
NSR Laskin 1,2 - SO2 Rate Annual v5.14 | 657 | 7490 | Rate Constraint in lbs/MMBtu | FALSE | L | Annual | Fuel Consumed | TBtu | 0 | 0 | 0 | 0 | 0 | 0 | 0
NSR Laskin 1,2 - SO2 Rate Annual v5.14 | 657 | 7490 | Rate Constraint in lbs/MMBtu | FALSE | L | Annual | Rate | lb/MMBtu | 0 | 0 | 0 | 0 | 0 | 0 | 0
NSR Laskin 1,2 - SO2 Rate Annual v5.14 | 657 | 7490 | Rate Constraint in lbs/MMBtu | FALSE | L | Annual | Generation | TWh | 0 | 0 | 0 | 0 | 0 | 0 | 0
NSR Laskin 1,2 - SO2 Rate Annual v5.14 | 657 | 7490 | Rate Constraint in lbs/MMBtu | FALSE | L | Annual | Qualifying Generation | TWh | 0 | 0 | 0 | 0 | 0 | 0 | 0
NSR Laskin 1,2 - SO2 Rate Annual v5.14 | 657 | 7490 | Rate Constraint in lbs/MMBtu | FALSE | L | Annual | Rate | lb/MWh | 0 | 0 | 0 | 0 | 0 | 0 | 0
NSR Laskin 1,2 - SO2 Rate Annual v5.14 | 657 | 7490 | Rate Constraint in lbs/MMBtu | FALSE | L | Annual | Constraint Shadow Price | US2022$/Ton | 0 | 0 | 0 | 0 | 0 | 0 | 0
NSR Milton Young 1 - NOX Rate Annual v3.1 | 658 | 7423 | Rate Constraint in lbs/MMBtu | FALSE | L | Annual | Seasons Included | Seasons | Winter, Spring, Summer, Fall | Winter, Spring, Summer, Fall | Winter, Spring, Summer, Fall | Winter, Spring, Summer, Fall | Winter, Spring, Summer, Fall | Winter, Spring, Summer, Fall | Winter, Spring, Summer, Fall
NSR Milton Young 1 - NOX Rate Annual v3.1 | 658 | 7423 | Rate Constraint in lbs/MMBtu | FALSE | L | Annual | Standard NOX | lb/MMBtu | 0.36 | 0.36 | 0.36 | 0.36 | 0.36 | 0.36 | 0.36
NSR Milton Young 1 - NOX Rate Annual v3.1 | 658 | 7423 | Rate Constraint in lbs/MMBtu | FALSE | L | Annual | Emissions at Affected Plants NOX | Thousand Tons | 2.4026 | 2.4797 | 0 | 0 | 0 | 0 | 0
NSR Milton Young 1 - NOX Rate Annual v3.1 | 658 | 7423 | Rate Constraint in lbs/MMBtu | FALSE | L | Annual | Allowances Purchased NOX | Thousand Tons | 0 | 0 | 0 | 0 | 0 | 0 | 0
NSR Milton Young 1 - NOX Rate Annual v3.1 | 658 | 7423 | Rate Constraint in lbs/MMBtu | FALSE | L | Annual | Allowances Sold NOX | Thousand Tons | 0 | 0 | 0 | 0 | 0 | 0 | 0
NSR Milton Young 1 - NOX Rate Annual v3.1 | 658 | 7423 | Rate Constraint in lbs/MMBtu | FALSE | L | Annual | Allowances Banked | Thousand Tons | 0 | 0 | 0 | 0 | 0 | 0 | 0
NSR Milton Young 1 - NOX Rate Annual v3.1 | 658 | 7423 | Rate Constraint in lbs/MMBtu | FALSE | L | Annual | Allowances Withdrawn (1:1) | Thousand Tons | 0 | 0 | 0 | 0 | 0 | 0 | 0
NSR Milton Young 1 - NOX Rate Annual v3.1 | 658 | 7423 | Rate Constraint in lbs/MMBtu | FALSE | L | Annual | Allowances Withdrawn (n:1) | Thousand Tons | 0 | 0 | 0 | 0 | 0 | 0 | 0
NSR Milton Young 1 - NOX Rate Annual v3.1 | 658 | 7423 | Rate Constraint in lbs/MMBtu | FALSE | L | Annual | Net Emissions Allowance Position | Thousand Tons | 2.4026 | 2.4797 | 0 | 0 | 0 | 0 | 0
NSR Milton Young 1 - NOX Rate Annual v3.1 | 658 | 7423 | Rate Constraint in lbs/MMBtu | FALSE | L | Annual | Fuel Consumed | TBtu | 17.9812 | 18.5585 | 0 | 0 | 0 | 0 | 0
NSR Milton Young 1 - NOX Rate Annual v3.1 | 658 | 7423 | Rate Constraint in lbs/MMBtu | FALSE | L | Annual | Rate | lb/MMBtu | 0.26723 | 0.26723 | 0 | 0 | 0 | 0 | 0
NSR Milton Young 1 - NOX Rate Annual v3.1 | 658 | 7423 | Rate Constraint in lbs/MMBtu | FALSE | L | Annual | Generation | TWh | 1.546 | 1.5956 | 0 | 0 | 0 | 0 | 0
NSR Milton Young 1 - NOX Rate Annual v3.1 | 658 | 7423 | Rate Constraint in lbs/MMBtu | FALSE | L | Annual | Qualifying Generation | TWh | 1.546 | 1.5956 | 0 | 0 | 0 | 0 | 0
NSR Milton Young 1 - NOX Rate Annual v3.1 | 658 | 7423 | Rate Constraint in lbs/MMBtu | FALSE | L | Annual | Rate | lb/MWh | 3.1082 | 3.1082 | 0 | 0 | 0 | 0 | 0
NSR Milton Young 1 - NOX Rate Annual v3.1 | 658 | 7423 | Rate Constraint in lbs/MMBtu | FALSE | L | Annual | Constraint Shadow Price | US2022$/Ton | 0 | 0 | 0 | 0 | 0 | 0 | 0
NSR Milton Young 2 - NOX Rate Annual v3.1 | 659 | 7974 | Rate Constraint in lbs/MMBtu | FALSE | L | Annual | Seasons Included | Seasons | Winter, Spring, Summer, Fall | Winter, Spring, Summer, Fall | Winter, Spring, Summer, Fall | Winter, Spring, Summer, Fall | Winter, Spring, Summer, Fall | Winter, Spring, Summer, Fall | Winter, Spring, Summer, Fall
NSR Milton Young 2 - NOX Rate Annual v3.1 | 659 | 7974 | Rate Constraint in lbs/MMBtu | FALSE | L | Annual | Standard NOX | lb/MMBtu | 0.35 | 0.35 | 0.35 | 0.35 | 0.35 | 0.35 | 0.35
NSR Milton Young 2 - NOX Rate Annual v3.1 | 659 | 7974 | Rate Constraint in lbs/MMBtu | FALSE | L | Annual | Emissions at Affected Plants NOX | Thousand Tons | 4.4342 | 4.0666 | 0.90914 | 0.90914 | 0 | 0 | 0
NSR Milton Young 2 - NOX Rate Annual v3.1 | 659 | 7974 | Rate Constraint in lbs/MMBtu | FALSE | L | Annual | Allowances Purchased NOX | Thousand Tons | 0 | 0 | 0 | 0 | 0 | 0 | 0
NSR Milton Young 2 - NOX Rate Annual v3.1 | 659 | 7974 | Rate Constraint in lbs/MMBtu | FALSE | L | Annual | Allowances Sold NOX | Thousand Tons | 0 | 0 | 0 | 0 | 0 | 0 | 0
NSR Milton Young 2 - NOX Rate Annual v3.1 | 659 | 7974 | Rate Constraint in lbs/MMBtu | FALSE | L | Annual | Allowances Banked | Thousand Tons | 0 | 0 | 0 | 0 | 0 | 0 | 0
NSR Milton Young 2 - NOX Rate Annual v3.1 | 659 | 7974 | Rate Constraint in lbs/MMBtu | FALSE | L | Annual | Allowances Withdrawn (1:1) | Thousand Tons | 0 | 0 | 0 | 0 | 0 | 0 | 0
NSR Milton Young 2 - NOX Rate Annual v3.1 | 659 | 7974 | Rate Constraint in lbs/MMBtu | FALSE | L | Annual | Allowances Withdrawn (n:1) | Thousand Tons | 0 | 0 | 0 | 0 | 0 | 0 | 0
NSR Milton Young 2 - NOX Rate Annual v3.1 | 659 | 7974 | Rate Constraint in lbs/MMBtu | FALSE | L | Annual | Net Emissions Allowance Position | Thousand Tons | 4.4342 | 4.0666 | 0.90914 | 0.90914 | 0 | 0 | 0
NSR Milton Young 2 - NOX Rate Annual v3.1 | 659 | 7974 | Rate Constraint in lbs/MMBtu | FALSE | L | Annual | Fuel Consumed | TBtu | 31.2785 | 36.3656 | 36.3656 | 36.3656 | 0 | 0 | 0
NSR Milton Young 2 - NOX Rate Annual v3.1 | 659 | 7974 | Rate Constraint in lbs/MMBtu | FALSE | L | Annual | Rate | lb/MMBtu | 0.28353 | 0.22365 | 0.05 | 0.05 | 0 | 0 | 0
NSR Milton Young 2 - NOX Rate Annual v3.1 | 659 | 7974 | Rate Constraint in lbs/MMBtu | FALSE | L | Annual | Generation | TWh | 2.7459 | 2.8918 | 2.0196 | 2.0196 | 0 | 0 | 0
NSR Milton Young 2 - NOX Rate Annual v3.1 | 659 | 7974 | Rate Constraint in lbs/MMBtu | FALSE | L | Annual | Qualifying Generation | TWh | 2.7459 | 2.8918 | 2.0196 | 2.0196 | 0 | 0 | 0
NSR Milton Young 2 - NOX Rate Annual v3.1 | 659 | 7974 | Rate Constraint in lbs/MMBtu | FALSE | L | Annual | Rate | lb/MWh | 3.2297 | 2.8126 | 0.90033 | 0.90033 | 0 | 0 | 0
NSR Milton Young 2 - NOX Rate Annual v3.1 | 659 | 7974 | Rate Constraint in lbs/MMBtu | FALSE | L | Annual | Constraint Shadow Price | US2022$/Ton | 0 | 0 | 0 | 0 | 0 | 0 | 0
NSR Minnkota Power - SO2 Cap Annual v3.1 | 660 | 7385 | Rate Constraint in MTons | FALSE | L | Annual | Seasons Included | Seasons | Winter, Spring, Summer, Fall | Winter, Spring, Summer, Fall | Winter, Spring, Summer, Fall | Winter, Spring, Summer, Fall | Winter, Spring, Summer, Fall | Winter, Spring, Summer, Fall | Winter, Spring, Summer, Fall
NSR Minnkota Power - SO2 Cap Annual v3.1 | 660 | 7385 | Rate Constraint in MTons | FALSE | L | Annual | Standard SO2 | Thousand Tons | 8.5 | 8.5 | 8.5 | 8.5 | 8.5 | 8.5 | 8.5
NSR Minnkota Power - SO2 Cap Annual v3.1 | 660 | 7385 | Rate Constraint in MTons | FALSE | L | Annual | Emissions at Affected Plants SO2 | Thousand Tons | 1.7748 | 1.9824 | 1.3418 | 1.3418 | 0 | 0 | 0
NSR Minnkota Power - SO2 Cap Annual v3.1 | 660 | 7385 | Rate Constraint in MTons | FALSE | L | Annual | Allowances Purchased SO2 | Thousand Tons | 0 | 0 | 0 | 0 | 0 | 0 | 0
NSR Minnkota Power - SO2 Cap Annual v3.1 | 660 | 7385 | Rate Constraint in MTons | FALSE | L | Annual | Allowances Sold SO2 | Thousand Tons | 0 | 0 | 0 | 0 | 0 | 0 | 0
NSR Minnkota Power - SO2 Cap Annual v3.1 | 660 | 7385 | Rate Constraint in MTons | FALSE | L | Annual | Allowances Banked | Thousand Tons | 0 | 0 | 0 | 0 | 0 | 0 | 0
NSR Minnkota Power - SO2 Cap Annual v3.1 | 660 | 7385 | Rate Constraint in MTons | FALSE | L | Annual | Allowances Withdrawn (1:1) | Thousand Tons | 0 | 0 | 0 | 0 | 0 | 0 | 0
NSR Minnkota Power - SO2 Cap Annual v3.1 | 660 | 7385 | Rate Constraint in MTons | FALSE | L | Annual | Allowances Withdrawn (n:1) | Thousand Tons | 0 | 0 | 0 | 0 | 0 | 0 | 0
NSR Minnkota Power - SO2 Cap Annual v3.1 | 660 | 7385 | Rate Constraint in MTons | FALSE | L | Annual | Net Emissions Allowance Position | Thousand Tons | 1.7748 | 1.9824 | 1.3418 | 1.3418 | 0 | 0 | 0
NSR Minnkota Power - SO2 Cap Annual v3.1 | 660 | 7385 | Rate Constraint in MTons | FALSE | L | Annual | Fuel Consumed | TBtu | 49.2597 | 54.9241 | 36.3656 | 36.3656 | 0 | 0 | 0
NSR Minnkota Power - SO2 Cap Annual v3.1 | 660 | 7385 | Rate Constraint in MTons | FALSE | L | Annual | Rate | lb/MMBtu | 0.072059 | 0.072188 | 0.073797 | 0.073797 | 0 | 0 | 0
NSR Minnkota Power - SO2 Cap Annual v3.1 | 660 | 7385 | Rate Constraint in MTons | FALSE | L | Annual | Generation | TWh | 4.2919 | 4.4874 | 2.0196 | 2.0196 | 0 | 0 | 0
NSR Minnkota Power - SO2 Cap Annual v3.1 | 660 | 7385 | Rate Constraint in MTons | FALSE | L | Annual | Qualifying Generation | TWh | 4.2919 | 4.4874 | 2.0196 | 2.0196 | 0 | 0 | 0
NSR Minnkota Power - SO2 Cap Annual v3.1 | 660 | 7385 | Rate Constraint in MTons | FALSE | L | Annual | Rate | lb/MWh | 0.82706 | 0.88357 | 1.3288 | 1.3288 | 0 | 0 | 0
NSR Minnkota Power - SO2 Cap Annual v3.1 | 660 | 7385 | Rate Constraint in MTons | FALSE | L | Annual | Constraint Shadow Price | US2022$/Ton | 0 | 0 | 0 | 0 | 0 | 0 | 0
NSR Mt Storm 1-3 - NOX Rate Annual v3.1, Unit 4722 and retrofits | 661 | 7430 | Rate Constraint in lbs/MMBtu | FALSE | L | Annual | Seasons Included | Seasons | Winter, Spring, Summer, Fall | Winter, Spring, Summer, Fall | Winter, Spring, Summer, Fall | Winter, Spring, Summer, Fall | Winter, Spring, Summer, Fall | Winter, Spring, Summer, Fall | Winter, Spring, Summer, Fall
NSR Mt Storm 1-3 - NOX Rate Annual v3.1, Unit 4722 and retrofits | 661 | 7430 | Rate Constraint in lbs/MMBtu | FALSE | L | Annual | Standard NOX | lb/MMBtu | 0.11 | 0.11 | 0.11 | 0.11 | 0.11 | 0.11 | 0.11
NSR Mt Storm 1-3 - NOX Rate Annual v3.1, Unit 4722 and retrofits | 661 | 7430 | Rate Constraint in lbs/MMBtu | FALSE | L | Annual | Emissions at Affected Plants NOX | Thousand Tons | 0.52074 | 0.73262 | 1.4087 | 1.4087 | 0 | 0 | 0
NSR Mt Storm 1-3 - NOX Rate Annual v3.1, Unit 4722 and retrofits | 661 | 7430 | Rate Constraint in lbs/MMBtu | FALSE | L | Annual | Allowances Purchased NOX | Thousand Tons | 0 | 0 | 0 | 0 | 0 | 0 | 0
NSR Mt Storm 1-3 - NOX Rate Annual v3.1, Unit 4722 and retrofits | 661 | 7430 | Rate Constraint in lbs/MMBtu | FALSE | L | Annual | Allowances Sold NOX | Thousand Tons | 0 | 0 | 0 | 0 | 0 | 0 | 0
NSR Mt Storm 1-3 - NOX Rate Annual v3.1, Unit 4722 and retrofits | 661 | 7430 | Rate Constraint in lbs/MMBtu | FALSE | L | Annual | Allowances Banked | Thousand Tons | 0 | 0 | 0 | 0 | 0 | 0 | 0
NSR Mt Storm 1-3 - NOX Rate Annual v3.1, Unit 4722 and retrofits | 661 | 7430 | Rate Constraint in lbs/MMBtu | FALSE | L | Annual | Allowances Withdrawn (1:1) | Thousand Tons | 0 | 0 | 0 | 0 | 0 | 0 | 0
NSR Mt Storm 1-3 - NOX Rate Annual v3.1, Unit 4722 and retrofits | 661 | 7430 | Rate Constraint in lbs/MMBtu | FALSE | L | Annual | Allowances Withdrawn (n:1) | Thousand Tons | 0 | 0 | 0 | 0 | 0 | 0 | 0
NSR Mt Storm 1-3 - NOX Rate Annual v3.1, Unit 4722 and retrofits | 661 | 7430 | Rate Constraint in lbs/MMBtu | FALSE | L | Annual | Net Emissions Allowance Position | Thousand Tons | 0.52074 | 0.73262 | 1.4087 | 1.4087 | 0 | 0 | 0
NSR Mt Storm 1-3 - NOX Rate Annual v3.1, Unit 4722 and retrofits | 661 | 7430 | Rate Constraint in lbs/MMBtu | FALSE | L | Annual | Fuel Consumed | TBtu | 14.0721 | 19.7977 | 38.0675 | 38.0675 | 0 | 0 | 0
NSR Mt Storm 1-3 - NOX Rate Annual v3.1, Unit 4722 and retrofits | 661 | 7430 | Rate Constraint in lbs/MMBtu | FALSE | L | Annual | Rate | lb/MMBtu | 0.07401 | 0.07401 | 0.07401 | 0.07401 | 0 | 0 | 0
NSR Mt Storm 1-3 - NOX Rate Annual v3.1, Unit 4722 and retrofits | 661 | 7430 | Rate Constraint in lbs/MMBtu | FALSE | L | Annual | Generation | TWh | 1.3941 | 1.9613 | 2.6034 | 2.6034 | 0 | 0 | 0
NSR Mt Storm 1-3 - NOX Rate Annual v3.1, Unit 4722 and retrofits | 661 | 7430 | Rate Constraint in lbs/MMBtu | FALSE | L | Annual | Qualifying Generation | TWh | 1.3941 | 1.9613 | 2.6034 | 2.6034 | 0 | 0 | 0
NSR Mt Storm 1-3 - NOX Rate Annual v3.1, Unit 4722 and retrofits | 661 | 7430 | Rate Constraint in lbs/MMBtu | FALSE | L | Annual | Rate | lb/MWh | 0.74706 | 0.74706 | 1.0822 | 1.0822 | 0 | 0 | 0
NSR Mt Storm 1-3 - NOX Rate Annual v3.1, Unit 4722 and retrofits | 661 | 7430 | Rate Constraint in lbs/MMBtu | FALSE | L | Annual | Constraint Shadow Price | US2022$/Ton | 0 | 0 | 0 | 0 | 0 | 0 | 0
NSR Mt Storm 1-3 - NOX Rate Annual v3.1, Unit 4723 and retrofits | 662 | 7430 | Rate Constraint in lbs/MMBtu | FALSE | L | Annual | Seasons Included | Seasons | Winter, Spring, Summer, Fall | Winter, Spring, Summer, Fall | Winter, Spring, Summer, Fall | Winter, Spring, Summer, Fall | Winter, Spring, Summer, Fall | Winter, Spring, Summer, Fall | Winter, Spring, Summer, Fall
NSR Mt Storm 1-3 - NOX Rate Annual v3.1, Unit 4723 and retrofits | 662 | 7430 | Rate Constraint in lbs/MMBtu | FALSE | L | Annual | Standard NOX | lb/MMBtu | 0.11 | 0.11 | 0.11 | 0.11 | 0.11 | 0.11 | 0.11
NSR Mt Storm 1-3 - NOX Rate Annual v3.1, Unit 4723 and retrofits | 662 | 7430 | Rate Constraint in lbs/MMBtu | FALSE | L | Annual | Emissions at Affected Plants NOX | Thousand Tons | 0.54575 | 0.76388 | 1.4878 | 1.4878 | 0 | 0 | 0
NSR Mt Storm 1-3 - NOX Rate Annual v3.1, Unit 4723 and retrofits | 662 | 7430 | Rate Constraint in lbs/MMBtu | FALSE | L | Annual | Allowances Purchased NOX | Thousand Tons | 0 | 0 | 0 | 0 | 0 | 0 | 0
NSR Mt Storm 1-3 - NOX Rate Annual v3.1, Unit 4723 and retrofits | 662 | 7430 | Rate Constraint in lbs/MMBtu | FALSE | L | Annual | Allowances Sold NOX | Thousand Tons | 0 | 0 | 0 | 0 | 0 | 0 | 0
NSR Mt Storm 1-3 - NOX Rate Annual v3.1, Unit 4723 and retrofits | 662 | 7430 | Rate Constraint in lbs/MMBtu | FALSE | L | Annual | Allowances Banked | Thousand Tons | 0 | 0 | 0 | 0 | 0 | 0 | 0
NSR Mt Storm 1-3 - NOX Rate Annual v3.1, Unit 4723 and retrofits | 662 | 7430 | Rate Constraint in lbs/MMBtu | FALSE | L | Annual | Allowances Withdrawn (1:1) | Thousand Tons | 0 | 0 | 0 | 0 | 0 | 0 | 0
NSR Mt Storm 1-3 - NOX Rate Annual v3.1, Unit 4723 and retrofits | 662 | 7430 | Rate Constraint in lbs/MMBtu | FALSE | L | Annual | Allowances Withdrawn (n:1) | Thousand Tons | 0 | 0 | 0 | 0 | 0 | 0 | 0
NSR Mt Storm 1-3 - NOX Rate Annual v3.1, Unit 4723 and retrofits | 662 | 7430 | Rate Constraint in lbs/MMBtu | FALSE | L | Annual | Net Emissions Allowance Position | Thousand Tons | 0.54575 | 0.76388 | 1.4878 | 1.4878 | 0 | 0 | 0
NSR Mt Storm 1-3 - NOX Rate Annual v3.1, Unit 4723 and retrofits | 662 | 7430 | Rate Constraint in lbs/MMBtu | FALSE | L | Annual | Fuel Consumed | TBtu | 13.9543 | 19.5315 | 38.0417 | 38.0417 | 0 | 0 | 0
NSR Mt Storm 1-3 - NOX Rate Annual v3.1, Unit 4723 and retrofits | 662 | 7430 | Rate Constraint in lbs/MMBtu | FALSE | L | Annual | Rate | lb/MMBtu | 0.07822 | 0.07822 | 0.07822 | 0.07822 | 0 | 0 | 0
NSR Mt Storm 1-3 - NOX Rate Annual v3.1, Unit 4723 and retrofits | 662 | 7430 | Rate Constraint in lbs/MMBtu | FALSE | L | Annual | Generation | TWh | 1.3859 | 1.9398 | 2.6111 | 2.6111 | 0 | 0 | 0
NSR Mt Storm 1-3 - NOX Rate Annual v3.1, Unit 4723 and retrofits | 662 | 7430 | Rate Constraint in lbs/MMBtu | FALSE | L | Annual | Qualifying Generation | TWh | 1.3859 | 1.9398 | 2.6111 | 2.6111 | 0 | 0 | 0
NSR Mt Storm 1-3 - NOX Rate Annual v3.1, Unit 4723 and retrofits | 662 | 7430 | Rate Constraint in lbs/MMBtu | FALSE | L | Annual | Rate | lb/MWh | 0.7876 | 0.7876 | 1.1396 | 1.1396 | 0 | 0 | 0
NSR Mt Storm 1-3 - NOX Rate Annual v3.1, Unit 4723 and retrofits | 662 | 7430 | Rate Constraint in lbs/MMBtu | FALSE | L | Annual | Constraint Shadow Price | US2022$/Ton | 0 | 0 | 0 | 0 | 0 | 0 | 0
NSR Mt Storm 1-3 - NOX Rate Annual v3.1, Unit 4724 and retrofits | 663 | 7430 | Rate Constraint in lbs/MMBtu | FALSE | L | Annual | Seasons Included | Seasons | Winter, Spring, Summer, Fall | Winter, Spring, Summer, Fall | Winter, Spring, Summer, Fall | Winter, Spring, Summer, Fall | Winter, Spring, Summer, Fall | Winter, Spring, Summer, Fall | Winter, Spring, Summer, Fall
NSR Mt Storm 1-3 - NOX Rate Annual v3.1, Unit 4724 and retrofits | 663 | 7430 | Rate Constraint in lbs/MMBtu | FALSE | L | Annual | Standard NOX | lb/MMBtu | 0.11 | 0.11 | 0.11 | 0.11 | 0.11 | 0.11 | 0.11
NSR Mt Storm 1-3 - NOX Rate Annual v3.1, Unit 4724 and retrofits | 663 | 7430 | Rate Constraint in lbs/MMBtu | FALSE | L | Annual | Emissions at Affected Plants NOX | Thousand Tons | 0 | 0 | 0 | 0 | 0 | 0 | 0
NSR Mt Storm 1-3 - NOX Rate Annual v3.1, Unit 4724 and retrofits | 663 | 7430 | Rate Constraint in lbs/MMBtu | FALSE | L | Annual | Allowances Purchased NOX | Thousand Tons | 0 | 0 | 0 | 0 | 0 | 0 | 0
NSR Mt Storm 1-3 - NOX Rate Annual v3.1, Unit 4724 and retrofits | 663 | 7430 | Rate Constraint in lbs/MMBtu | FALSE | L | Annual | Allowances Sold NOX | Thousand Tons | 0 | 0 | 0 | 0 | 0 | 0 | 0
NSR Mt Storm 1-3 - NOX Rate Annual v3.1, Unit 4724 and retrofits | 663 | 7430 | Rate Constraint in lbs/MMBtu | FALSE | L | Annual | Allowances Banked | Thousand Tons | 0 | 0 | 0 | 0 | 0 | 0 | 0
NSR Mt Storm 1-3 - NOX Rate Annual v3.1, Unit 4724 and retrofits | 663 | 7430 | Rate Constraint in lbs/MMBtu | FALSE | L | Annual | Allowances Withdrawn (1:1) | Thousand Tons | 0 | 0 | 0 | 0 | 0 | 0 | 0
NSR Mt Storm 1-3 - NOX Rate Annual v3.1, Unit 4724 and retrofits | 663 | 7430 | Rate Constraint in lbs/MMBtu | FALSE | L | Annual | Allowances Withdrawn (n:1) | Thousand Tons | 0 | 0 | 0 | 0 | 0 | 0 | 0
NSR Mt Storm 1-3 - NOX Rate Annual v3.1, Unit 4724 and retrofits | 663 | 7430 | Rate Constraint in lbs/MMBtu | FALSE | L | Annual | Net Emissions Allowance Position | Thousand Tons | 0 | 0 | 0 | 0 | 0 | 0 | 0
NSR Mt Storm 1-3 - NOX Rate Annual v3.1, Unit 4724 and retrofits | 663 | 7430 | Rate Constraint in lbs/MMBtu | FALSE | L | Annual | Fuel Consumed | TBtu | 0 | 0 | 0 | 0 | 0 | 0 | 0
NSR Mt Storm 1-3 - NOX Rate Annual v3.1, Unit 4724 and retrofits | 663 | 7430 | Rate Constraint in lbs/MMBtu | FALSE | L | Annual | Rate | lb/MMBtu | 0 | 0 | 0 | 0 | 0 | 0 | 0
NSR Mt Storm 1-3 - NOX Rate Annual v3.1, Unit 4724 and retrofits | 663 | 7430 | Rate Constraint in lbs/MMBtu | FALSE | L | Annual | Generation | TWh | 0 | 0 | 0 | 0 | 0 | 0 | 0
NSR Mt Storm 1-3 - NOX Rate Annual v3.1, Unit 4724 and retrofits | 663 | 7430 | Rate Constraint in lbs/MMBtu | FALSE | L | Annual | Qualifying Generation | TWh | 0 | 0 | 0 | 0 | 0 | 0 | 0
NSR Mt Storm 1-3 - NOX Rate Annual v3.1, Unit 4724 and retrofits | 663 | 7430 | Rate Constraint in lbs/MMBtu | FALSE | L | Annual | Rate | lb/MWh | 0 | 0 | 0 | 0 | 0 | 0 | 0
NSR Mt Storm 1-3 - NOX Rate Annual v3.1, Unit 4724 and retrofits | 663 | 7430 | Rate Constraint in lbs/MMBtu | FALSE | L | Annual | Constraint Shadow Price | US2022$/Ton | 0 | 0 | 0 | 0 | 0 | 0 | 0
NSR NV Power Consent - NOX Cap Annual v3.1 | 664 | 7389 | Rate Constraint in MTons | FALSE | L | Annual | Seasons Included | Seasons | Winter, Spring, Summer, Fall | Winter, Spring, Summer, Fall | Winter, Spring, Summer, Fall | Winter, Spring, Summer, Fall | Winter, Spring, Summer, Fall | Winter, Spring, Summer, Fall | Winter, Spring, Summer, Fall
NSR NV Power Consent - NOX Cap Annual v3.1 | 664 | 7389 | Rate Constraint in MTons | FALSE | L | Annual | Standard NOX | Thousand Tons | 0.36 | 0.36 | 0.36 | 0.36 | 0.36 | 0.36 | 0.36
NSR NV Power Consent - NOX Cap Annual v3.1 | 664 | 7389 | Rate Constraint in MTons | FALSE | L | Annual | Emissions at Affected Plants NOX | Thousand Tons | 0.0028242 | 0 | 0.10401 | 0.10609 | 0.048032 | 0.019166 | 0.095639
NSR NV Power Consent - NOX Cap Annual v3.1 | 664 | 7389 | Rate Constraint in MTons | FALSE | L | Annual | Allowances Purchased NOX | Thousand Tons | 0 | 0 | 0 | 0 | 0 | 0 | 0
NSR NV Power Consent - NOX Cap Annual v3.1 | 664 | 7389 | Rate Constraint in MTons | FALSE | L | Annual | Allowances Sold NOX | Thousand Tons | 0 | 0 | 0 | 0 | 0 | 0 | 0
NSR NV Power Consent - NOX Cap Annual v3.1 | 664 | 7389 | Rate Constraint in MTons | FALSE | L | Annual | Allowances Banked | Thousand Tons | 0 | 0 | 0 | 0 | 0 | 0 | 0
NSR NV Power Consent - NOX Cap Annual v3.1 | 664 | 7389 | Rate Constraint in MTons | FALSE | L | Annual | Allowances Withdrawn (1:1) | Thousand Tons | 0 | 0 | 0 | 0 | 0 | 0 | 0
NSR NV Power Consent - NOX Cap Annual v3.1 | 664 | 7389 | Rate Constraint in MTons | FALSE | L | Annual | Allowances Withdrawn (n:1) | Thousand Tons | 0 | 0 | 0 | 0 | 0 | 0 | 0
NSR NV Power Consent - NOX Cap Annual v3.1 | 664 | 7389 | Rate Constraint in MTons | FALSE | L | Annual | Net Emissions Allowance Position | Thousand Tons | 0.0028242 | 0 | 0.10401 | 0.10609 | 0.048032 | 0.019166 | 0.095639
NSR NV Power Consent - NOX Cap Annual v3.1 | 664 | 7389 | Rate Constraint in MTons | FALSE | L | Annual | Fuel Consumed | TBtu | 0.074558 | 0 | 2.7457 | 2.8006 | 1.268 | 0.50596 | 2.5248
NSR NV Power Consent - NOX Cap Annual v3.1 | 664 | 7389 | Rate Constraint in MTons | FALSE | L | Annual | Rate | lb/MMBtu | 0.07576 | 0 | 0.07576 | 0.07576 | 0.07576 | 0.07576 | 0.07576
NSR NV Power Consent - NOX Cap Annual v3.1 | 664 | 7389 | Rate Constraint in MTons | FALSE | L | Annual | Generation | TWh | 0.0079384 | 0 | 0.29235 | 0.29819 | 0.13501 | 0.053872 | 0.26882
NSR NV Power Consent - NOX Cap Annual v3.1 | 664 | 7389 | Rate Constraint in MTons | FALSE | L | Annual | Qualifying Generation | TWh | 0.0079384 | 0 | 0.29235 | 0.29819 | 0.13501 | 0.053872 | 0.26882
NSR NV Power Consent - NOX Cap Annual v3.1 | 664 | 7389 | Rate Constraint in MTons | FALSE | L | Annual | Rate | lb/MWh | 0.71154 | 0 | 0.71154 | 0.71154 | 0.71154 | 0.71154 | 0.71154
NSR NV Power Consent - NOX Cap Annual v3.1 | 664 | 7389 | Rate Constraint in MTons | FALSE | L | Annual | Constraint Shadow Price | US2022$/Ton | 0 | 0 | 0 | 0 | 0 | 0 | 0
NSR Ottumwa Unit 1 NOX Rate v5.16 | 665 | 7510 | Rate Constraint in lbs/MMBtu | FALSE | L | Annual | Seasons Included | Seasons | Winter, Spring, Summer, Fall | Winter, Spring, Summer, Fall | Winter, Spring, Summer, Fall | Winter, Spring, Summer, Fall | Winter, Spring, Summer, Fall | Winter, Spring, Summer, Fall | Winter, Spring, Summer, Fall
NSR Ottumwa Unit 1 NOX Rate v5.16 | 665 | 7510 | Rate Constraint in lbs/MMBtu | FALSE | L | Annual | Standard NOX | lb/MMBtu | 0.08 | 0.08 | 0.08 | 0.08 | 0.08 | 0.08 | 0.08
NSR Ottumwa Unit 1 NOX Rate v5.16 | 665 | 7510 | Rate Constraint in lbs/MMBtu | FALSE | L | Annual | Emissions at Affected Plants NOX | Thousand Tons | 1.7447 | 2.0437 | 0.23479 | 0 | 0 | 0 | 0
NSR Ottumwa Unit 1 NOX Rate v5.16 | 665 | 7510 | Rate Constraint in lbs/MMBtu | FALSE | L | Annual | Allowances Purchased NOX | Thousand Tons | 0 | 0 | 0 | 0 | 0 | 0 | 0
NSR Ottumwa Unit 1 NOX Rate v5.16 | 665 | 7510 | Rate Constraint in lbs/MMBtu | FALSE | L | Annual | Allowances Sold NOX | Thousand Tons | 0 | 0 | 0 | 0 | 0 | 0 | 0
NSR Ottumwa Unit 1 NOX Rate v5.16 | 665 | 7510 | Rate Constraint in lbs/MMBtu | FALSE | L | Annual | Allowances Banked | Thousand Tons | 0 | 0 | 0 | 0 | 0 | 0 | 0
NSR Ottumwa Unit 1 NOX Rate v5.16 | 665 | 7510 | Rate Constraint in lbs/MMBtu | FALSE | L | Annual | Allowances Withdrawn (1:1) | Thousand Tons | 0 | 0 | 0 | 0 | 0 | 0 | 0
NSR Ottumwa Unit 1 NOX Rate v5.16 | 665 | 7510 | Rate Constraint in lbs/MMBtu | FALSE | L | Annual | Allowances Withdrawn (n:1) | Thousand Tons | 0 | 0 | 0 | 0 | 0 | 0 | 0
NSR Ottumwa Unit 1 NOX Rate v5.16 | 665 | 7510 | Rate Constraint in lbs/MMBtu | FALSE | L | Annual | Net Emissions Allowance Position | Thousand Tons | 1.7447 | 2.0437 | 0.23479 | 0 | 0 | 0 | 0
NSR Ottumwa Unit 1 NOX Rate v5.16 | 665 | 7510 | Rate Constraint in lbs/MMBtu | FALSE | L | Annual | Fuel Consumed | TBtu | 43.623 | 51.0979 | 5.8705 | 0 | 0 | 0 | 0
NSR Ottumwa Unit 1 NOX Rate v5.16 | 665 | 7510 | Rate Constraint in lbs/MMBtu | FALSE | L | Annual | Rate | lb/MMBtu | 0.07999 | 0.07999 | 0.07999 | 0 | 0 | 0 | 0
NSR Ottumwa Unit 1 NOX Rate v5.16 | 665 | 7510 | Rate Constraint in lbs/MMBtu | FALSE | L | Annual | Generation | TWh | 4.2071 | 4.9279 | 0.56616 | 0 | 0 | 0 | 0
NSR Ottumwa Unit 1 NOX Rate v5.16 | 665 | 7510 | Rate Constraint in lbs/MMBtu | FALSE | L | Annual | Qualifying Generation | TWh | 4.2071 | 4.9279 | 0.56616 | 0 | 0 | 0 | 0
NSR Ottumwa Unit 1 NOX Rate v5.16 | 665 | 7510 | Rate Constraint in lbs/MMBtu | FALSE | L | Annual | Rate | lb/MWh | 0.82942 | 0.82942 | 0.82942 | 0 | 0 | 0 | 0
NSR Ottumwa Unit 1 NOX Rate v5.16 | 665 | 7510 | Rate Constraint in lbs/MMBtu | FALSE | L | Annual | Constraint Shadow Price | US2022$/Ton | 0 | 0 | 0 | 0 | 0 | 0 | 0
NSR Ottumwa Unit 1 SO2 Rate v5.16 | 666 | 7509 | Rate Constraint in lbs/MMBtu | FALSE | L | Annual | Seasons Included | Seasons | Winter, Spring, Summer, Fall | Winter, Spring, Summer, Fall | Winter, Spring, Summer, Fall | Winter, Spring, Summer, Fall | Winter, Spring, Summer, Fall | Winter, Spring, Summer, Fall | Winter, Spring, Summer, Fall
NSR Ottumwa Unit 1 SO2 Rate v5.16 | 666 | 7509 | Rate Constraint in lbs/MMBtu | FALSE | L | Annual | Standard SO2 | lb/MMBtu | 0.075 | 0.075 | 0.075 | 0.075 | 0.075 | 0.075 | 0.075
NSR Ottumwa Unit 1 SO2 Rate v5.16 | 666 | 7509 | Rate Constraint in lbs/MMBtu | FALSE | L | Annual | Emissions at Affected Plants SO2 | Thousand Tons | 1.6359 | 1.9162 | 0.22014 | 0 | 0 | 0 | 0
NSR Ottumwa Unit 1 SO2 Rate v5.16 | 666 | 7509 | Rate Constraint in lbs/MMBtu | FALSE | L | Annual | Allowances Purchased SO2 | Thousand Tons | 0 | 0 | 0 | 0 | 0 | 0 | 0
NSR Ottumwa Unit 1 SO2 Rate v5.16 | 666 | 7509 | Rate Constraint in lbs/MMBtu | FALSE | L | Annual | Allowances Sold SO2 | Thousand Tons | 0 | 0 | 0 | 0 | 0 | 0 | 0
NSR Ottumwa Unit 1 SO2 Rate v5.16 | 666 | 7509 | Rate Constraint in lbs/MMBtu | FALSE | L | Annual | Allowances Banked | Thousand Tons | 0 | 0 | 0 | 0 | 0 | 0 | 0
NSR Ottumwa Unit 1 SO2 Rate v5.16 | 666 | 7509 | Rate Constraint in lbs/MMBtu | FALSE | L | Annual | Allowances Withdrawn (1:1) | Thousand Tons | 0 | 0 | 0 | 0 | 0 | 0 | 0
NSR Ottumwa Unit 1 SO2 Rate v5.16 | 666 | 7509 | Rate Constraint in lbs/MMBtu | FALSE | L | Annual | Allowances Withdrawn (n:1) | Thousand Tons | 0 | 0 | 0 | 0 | 0 | 0 | 0
NSR Ottumwa Unit 1 SO2 Rate v5.16 | 666 | 7509 | Rate Constraint in lbs/MMBtu | FALSE | L | Annual | Net Emissions Allowance Position | Thousand Tons | 1.6359 | 1.9162 | 0.22014 | 0 | 0 | 0 | 0
NSR Ottumwa Unit 1 SO2 Rate v5.16 | 666 | 7509 | Rate Constraint in lbs/MMBtu | FALSE | L | Annual | Fuel Consumed | TBtu | 43.623 | 51.0979 | 5.8705 | 0 | 0 | 0 | 0
NSR Ottumwa Unit 1 SO2 Rate v5.16 | 666 | 7509 | Rate Constraint in lbs/MMBtu | FALSE | L | Annual | Rate | lb/MMBtu | 0.075 | 0.075 | 0.075 | 0 | 0 | 0 | 0
NSR Ottumwa Unit 1 SO2 Rate v5.16 | 666 | 7509 | Rate Constraint in lbs/MMBtu | FALSE | L | Annual | Generation | TWh | 4.2071 | 4.9279 | 0.56616 | 0 | 0 | 0 | 0
NSR Ottumwa Unit 1 SO2 Rate v5.16 | 666 | 7509 | Rate Constraint in lbs/MMBtu | FALSE | L | Annual | Qualifying Generation | TWh | 4.2071 | 4.9279 | 0.56616 | 0 | 0 | 0 | 0
NSR Ottumwa Unit 1 SO2 Rate v5.16 | 666 | 7509 | Rate Constraint in lbs/MMBtu | FALSE | L | Annual | Rate | lb/MWh | 0.77767 | 0.77768 | 0.77767 | 0 | 0 | 0 | 0
NSR Ottumwa Unit 1 SO2 Rate v5.16 | 666 | 7509 | Rate Constraint in lbs/MMBtu | FALSE | L | Annual | Constraint Shadow Price | US2022$/Ton | 0 | 0 | 0 | 0 | 0 | 0 | 0
NSR Prairie Creek 1,2 - SO2 Rate v5.16 | 667 | 7506 | Rate Constraint in lbs/MMBtu | FALSE | L | Annual | Seasons Included | Seasons | Winter, Spring, Summer, Fall | Winter, Spring, Summer, Fall | Winter, Spring, Summer, Fall | Winter, Spring, Summer, Fall | Winter, Spring, Summer, Fall | Winter, Spring, Summer, Fall | Winter, Spring, Summer, Fall
NSR Prairie Creek 1,2 - SO2 Rate v5.16 | 667 | 7506 | Rate Constraint in lbs/MMBtu | FALSE | L | Annual | Standard SO2 | lb/MMBtu | 0.9 | 0.9 | 0.9 | 0.9 | 0.9 | 0.9 | 0.9
NSR Prairie Creek 1,2 - SO2 Rate v5.16 | 667 | 7506 | Rate Constraint in lbs/MMBtu | FALSE | L | Annual | Emissions at Affected Plants SO2 | Thousand Tons | 0.070508 | 0.07954 | 0 | 0 | 0 | 0 | 0
NSR Prairie Creek 1,2 - SO2 Rate v5.16 | 667 | 7506 | Rate Constraint in lbs/MMBtu | FALSE | L | Annual | Allowances Purchased SO2 | Thousand Tons | 0 | 0 | 0 | 0 | 0 | 0 | 0
NSR Prairie Creek 1,2 - SO2 Rate v5.16 | 667 | 7506 | Rate Constraint in lbs/MMBtu | FALSE | L | Annual | Allowances Sold SO2 | Thousand Tons | 0 | 0 | 0 | 0 | 0 | 0 | 0
NSR Prairie Creek 1,2 - SO2 Rate v5.16 | 667 | 7506 | Rate Constraint in lbs/MMBtu | FALSE | L | Annual | Allowances Banked | Thousand Tons | 0 | 0 | 0 | 0 | 0 | 0 | 0
NSR Prairie Creek 1,2 - SO2 Rate v5.16 | 667 | 7506 | Rate Constraint in lbs/MMBtu | FALSE | L | Annual | Allowances Withdrawn (1:1) | Thousand Tons | 0 | 0 | 0 | 0 | 0 | 0 | 0
NSR Prairie Creek 1,2 - SO2 Rate v5.16 | 667 | 7506 | Rate Constraint in lbs/MMBtu | FALSE | L | Annual | Allowances Withdrawn (n:1) | Thousand Tons | 0 | 0 | 0 | 0 | 0 | 0 | 0
NSR Prairie Creek 1,2 - SO2 Rate v5.16 | 667 | 7506 | Rate Constraint in lbs/MMBtu | FALSE | L | Annual | Net Emissions Allowance Position | Thousand Tons | 0.070508 | 0.07954 | 0 | 0 | 0 | 0 | 0
NSR Prairie Creek 1,2 - SO2 Rate v5.16 | 667 | 7506 | Rate Constraint in lbs/MMBtu | FALSE | L | Annual | Fuel Consumed | TBtu | 0.26998 | 0.30457 | 0 | 0 | 0 | 0 | 0
NSR Prairie Creek 1,2 - SO2 Rate v5.16 | 667 | 7506 | Rate Constraint in lbs/MMBtu | FALSE | L | Annual | Rate | lb/MMBtu | 0.52232 | 0.52232 | 0 | 0 | 0 | 0 | 0
NSR Prairie Creek 1,2 - SO2 Rate v5.16 | 667 | 7506 | Rate Constraint in lbs/MMBtu | FALSE | L | Annual | Generation | TWh | 0.024751 | 0.027921 | 0 | 0 | 0 | 0 | 0
NSR Prairie Creek 1,2 - SO2 Rate v5.16 | 667 | 7506 | Rate Constraint in lbs/MMBtu | FALSE | L | Annual | Qualifying Generation | TWh | 0.024751 | 0.027921 | 0 | 0 | 0 | 0 | 0
NSR Prairie Creek 1,2 - SO2 Rate v5.16 | 667 | 7506 | Rate Constraint in lbs/MMBtu | FALSE | L | Annual | Rate | lb/MWh | 5.6974 | 5.6974 | 0 | 0 | 0 | 0 | 0
NSR Prairie Creek 1,2 - SO2 Rate v5.16 | 667 | 7506 | Rate Constraint in lbs/MMBtu | FALSE | L | Annual | Constraint Shadow Price | US2022$/Ton | 0 | 0 | 0 | 0 | 0 | 0 | 0
NSR Prairie Creek NOX Cap v5.16 | 668 | 7513 | Rate Constraint in MTons | FALSE | L | Annual | Seasons Included | Seasons | Winter, Spring, Summer, Fall | Winter, Spring, Summer, Fall | Winter, Spring, Summer, Fall | Winter, Spring, Summer, Fall | Winter, Spring, Summer, Fall | Winter, Spring, Summer, Fall | Winter, Spring, Summer, Fall
NSR Prairie Creek NOX Cap v5.16 | 668 | 7513 | Rate Constraint in MTons | FALSE | L | Annual | Standard NOX | Thousand Tons | 1.5 | 1.5 | 1.5 | 1.5 | 1.5 | 1.5 | 1.5
NSR Prairie Creek NOX Cap v5.16 | 668 | 7513 | Rate Constraint in MTons | FALSE | L | Annual | Emissions at Affected Plants NOX | Thousand Tons | 0.24472 | 0.31544 | 0.18958 | 0 | 0 | 0 | 0
NSR Prairie Creek NOX Cap v5.16 | 668 | 7513 | Rate Constraint in MTons | FALSE | L | Annual | Allowances Purchased NOX | Thousand Tons | 0 | 0 | 0 | 0 | 0 | 0 | 0
NSR Prairie Creek NOX Cap v5.16 | 668 | 7513 | Rate Constraint in MTons | FALSE | L | Annual | Allowances Sold NOX | Thousand Tons | 0 | 0 | 0 | 0 | 0 | 0 | 0
NSR Prairie Creek NOX Cap v5.16 | 668 | 7513 | Rate Constraint in MTons | FALSE | L | Annual | Allowances Banked | Thousand Tons | 0 | 0 | 0 | 0 | 0 | 0 | 0
NSR Prairie Creek NOX Cap v5.16 | 668 | 7513 | Rate Constraint in MTons | FALSE | L | Annual | Allowances Withdrawn (1:1) | Thousand Tons | 0 | 0 | 0 | 0 | 0 | 0 | 0
NSR Prairie Creek NOX Cap v5.16 | 668 | 7513 | Rate Constraint in MTons | FALSE | L | Annual | Allowances Withdrawn (n:1) | Thousand Tons | 0 | 0 | 0 | 0 | 0 | 0 | 0
NSR Prairie Creek NOX Cap v5.16 | 668 | 7513 | Rate Constraint in MTons | FALSE | L | Annual | Net Emissions Allowance Position | Thousand Tons | 0.24472 | 0.31544 | 0.18958 | 0 | 0 | 0 | 0
NSR Prairie Creek NOX Cap v5.16 | 668 | 7513 | Rate Constraint in MTons | FALSE | L | Annual | Fuel Consumed | TBtu | 1.7181 | 2.3665 | 2.0714 | 0 | 0 | 0 | 0
NSR Prairie Creek NOX Cap v5.16 | 668 | 7513 | Rate Constraint in MTons | FALSE | L | Annual | Rate | lb/MMBtu | 0.28487 | 0.26659 | 0.18305 | 0 | 0 | 0 | 0
NSR Prairie Creek NOX Cap v5.16 | 668 | 7513 | Rate Constraint in MTons | FALSE | L | Annual | Generation | TWh | 0.17219 | 0.23785 | 0.21089 | 0 | 0 | 0 | 0
NSR Prairie Creek NOX Cap v5.16 | 668 | 7513 | Rate Constraint in MTons | FALSE | L | Annual | Qualifying Generation | TWh | 0.17219 | 0.23785 | 0.21089 | 0 | 0 | 0 | 0
NSR Prairie Creek NOX Cap v5.16 | 668 | 7513 | Rate Constraint in MTons | FALSE | L | Annual | Rate | lb/MWh | 2.8425 | 2.6524 | 1.7979 | 0 | 0 | 0 | 0
NSR Prairie Creek NOX Cap v5.16 | 668 | 7513 | Rate Constraint in MTons | FALSE | L | Annual | Constraint Shadow Price | US2022$/Ton | 0 | 0 | 0 | 0 | 0 | 0 | 0
NSR Prairie Creek SO2 Cap v5.16 | 669 | 7505 | Rate Constraint in MTons | FALSE | L | Annual | Seasons Included | Seasons | Winter, Spring, Summer, Fall | Winter, Spring, Summer, Fall | Winter, Spring, Summer, Fall | Winter, Spring, Summer, Fall | Winter, Spring, Summer, Fall | Winter, Spring, Summer, Fall | Winter, Spring, Summer, Fall
NSR Prairie Creek SO2 Cap v5.16 | 669 | 7505 | Rate Constraint in MTons | FALSE | L | Annual | Standard SO2 | Thousand Tons | 0.1 | 0.1 | 0.1 | 0.1 | 0.1 | 0.1 | 0.1
NSR Prairie Creek SO2 Cap v5.16 | 669 | 7505 | Rate Constraint in MTons | FALSE | L | Annual | Emissions at Affected Plants SO2 | Thousand Tons | 0.070508 | 0.07954 | 0 | 0 | 0 | 0 | 0
NSR Prairie Creek SO2 Cap v5.16 | 669 | 7505 | Rate Constraint in MTons | FALSE | L | Annual | Allowances Purchased SO2 | Thousand Tons | 0 | 0 | 0 | 0 | 0 | 0 | 0
NSR Prairie Creek SO2 Cap v5.16 | 669 | 7505 | Rate Constraint in MTons | FALSE | L | Annual | Allowances Sold SO2 | Thousand Tons | 0 | 0 | 0 | 0 | 0 | 0 | 0
NSR Prairie Creek SO2 Cap v5.16 | 669 | 7505 | Rate Constraint in MTons | FALSE | L | Annual | Allowances Banked | Thousand Tons | 0 | 0 | 0 | 0 | 0 | 0 | 0
NSR Prairie Creek SO2 Cap v5.16 | 669 | 7505 | Rate Constraint in MTons | FALSE | L | Annual | Allowances Withdrawn (1:1) | Thousand Tons | 0 | 0 | 0 | 0 | 0 | 0 | 0
NSR Prairie Creek SO2 Cap v5.16 | 669 | 7505 | Rate Constraint in MTons | FALSE | L | Annual | Allowances Withdrawn (n:1) | Thousand Tons | 0 | 0 | 0 | 0 | 0 | 0 | 0
NSR Prairie Creek SO2 Cap v5.16 | 669 | 7505 | Rate Constraint in MTons | FALSE | L | Annual | Net Emissions Allowance Position | Thousand Tons | 0.070508 | 0.07954 | 0 | 0 | 0 | 0 | 0
NSR Prairie Creek SO2 Cap v5.16 | 669 | 7505 | Rate Constraint in MTons | FALSE | L | Annual | Fuel Consumed | TBtu | 1.7181 | 2.3665 | 2.0714 | 0 | 0 | 0 | 0
NSR Prairie Creek SO2 Cap v5.16 | 669 | 7505 | Rate Constraint in MTons | FALSE | L | Annual | Rate | lb/MMBtu | 0.082075 | 0.067223 | 0 | 0 | 0 | 0 | 0
NSR Prairie Creek SO2 Cap v5.16 | 669 | 7505 | Rate Constraint in MTons | FALSE | L | Annual | Generation | TWh | 0.17219 | 0.23785 | 0.21089 | 0 | 0 | 0 | 0
NSR Prairie Creek SO2 Cap v5.16 | 669 | 7505 | Rate Constraint in MTons | FALSE | L | Annual | Qualifying Generation | TWh | 0.17219 | 0.23785 | 0.21089 | 0 | 0 | 0 | 0
NSR Prairie Creek SO2 Cap v5.16 | 669 | 7505 | Rate Constraint in MTons | FALSE | L | Annual | Rate | lb/MWh | 0.81895 | 0.66883 | 0 | 0 | 0 | 0 | 0
NSR Prairie Creek SO2 Cap v5.16 | 669 | 7505 | Rate Constraint in MTons | FALSE | L | Annual | Constraint Shadow Price | US2022$/Ton | 0 | 0 | 0 | 0 | 0 | 0 | 0
NSR Prairie Creek Unit 3 SO2 Rate v5.16 | 670 | 7507 | Rate Constraint in lbs/MMBtu | FALSE | L | Annual | Seasons Included | Seasons | Winter, Spring, Summer, Fall | Winter, Spring, Summer, Fall | Winter, Spring, Summer, Fall | Winter, Spring, Summer, Fall | Winter, Spring, Summer, Fall | Winter, Spring, Summer, Fall | Winter, Spring, Summer, Fall
NSR Prairie Creek Unit 3 SO2 Rate v5.16 | 670 | 7507 | Rate Constraint in lbs/MMBtu | FALSE | L | Annual | Standard SO2 | lb/MMBtu | 0.7 | 0.7 | 0.7 | 0.7 | 0.7 | 0.7 | 0.7
NSR Prairie Creek Unit 3 SO2 Rate v5.16 | 670 | 7507 | Rate Constraint in lbs/MMBtu | FALSE | L | Annual | Emissions at Affected Plants SO2 | Thousand Tons | 0 | 0 | 0 | 0 | 0 | 0 | 0
NSR Prairie Creek Unit 3 SO2 Rate v5.16 | 670 | 7507 | Rate Constraint in lbs/MMBtu | FALSE | L | Annual | Allowances Purchased SO2 | Thousand Tons | 0 | 0 | 0 | 0 | 0 | 0 | 0
NSR Prairie Creek Unit 3 SO2 Rate v5.16 | 670 | 7507 | Rate Constraint in lbs/MMBtu | FALSE | L | Annual | Allowances Sold SO2 | Thousand Tons | 0 | 0 | 0 | 0 | 0 | 0 | 0
NSR Prairie Creek Unit 3 SO2 Rate v5.16 | 670 | 7507 | Rate Constraint in lbs/MMBtu | FALSE | L | Annual | Allowances Banked | Thousand Tons | 0 | 0 | 0 | 0 | 0 | 0 | 0
NSR Prairie Creek Unit 3 SO2 Rate v5.16 | 670 | 7507 | Rate Constraint in lbs/MMBtu | FALSE | L | Annual | Allowances Withdrawn (1:1) | Thousand Tons | 0 | 0 | 0 | 0 | 0 | 0 | 0
NSR Prairie Creek Unit 3 SO2 Rate v5.16 | 670 | 7507 | Rate Constraint in lbs/MMBtu | FALSE | L | Annual | Allowances Withdrawn (n:1) | Thousand Tons | 0 | 0 | 0 | 0 | 0 | 0 | 0
NSR Prairie Creek Unit 3 SO2 Rate v5.16 | 670 | 7507 | Rate Constraint in lbs/MMBtu | FALSE | L | Annual | Net Emissions Allowance Position | Thousand Tons | 0 | 0 | 0 | 0 | 0 | 0 | 0
NSR Prairie Creek Unit 3 SO2 Rate v5.16 | 670 | 7507 | Rate Constraint in lbs/MMBtu | FALSE | L | Annual | Fuel Consumed | TBtu | 0 | 0 | 0 | 0 | 0 | 0 | 0
NSR Prairie Creek Unit 3 SO2 Rate v5.16 | 670 | 7507 | Rate Constraint in lbs/MMBtu | FALSE | L | Annual | Rate | lb/MMBtu | 0 | 0 | 0 | 0 | 0 | 0 | 0
NSR Prairie Creek Unit 3 SO2 Rate v5.16 | 670 | 7507 | Rate Constraint in lbs/MMBtu | FALSE | L | Annual | Generation | TWh | 0 | 0 | 0 | 0 | 0 | 0 | 0
NSR Prairie Creek Unit 3 SO2 Rate v5.16 | 670 | 7507 | Rate Constraint in lbs/MMBtu | FALSE | L | Annual | Qualifying Generation | TWh | 0 | 0 | 0 | 0 | 0 | 0 | 0
NSR Prairie Creek Unit 3 SO2 Rate v5.16 | 670 | 7507 | Rate Constraint in lbs/MMBtu | FALSE | L | Annual | Rate | lb/MWh | 0 | 0 | 0 | 0 | 0 | 0 | 0
NSR Prairie Creek Unit 3 SO2 Rate v5.16 | 670 | 7507 | Rate Constraint in lbs/MMBtu | FALSE | L | Annual | Constraint Shadow Price | US2022$/Ton | 0 | 0 | 0 | 0 | 0 | 0 | 0
NSR Prairie Creek Unit 4 SO2 Rate v5.16 | 671 | 7508 | Rate Constraint in lbs/MMBtu | FALSE | L | Annual | Seasons Included | Seasons | Winter, Spring, Summer, Fall | Winter, Spring, Summer, Fall | Winter, Spring, Summer, Fall | Winter, Spring, Summer, Fall | Winter, Spring, Summer, Fall | Winter, Spring, Summer, Fall | Winter, Spring, Summer, Fall
NSR Prairie Creek Unit 4 SO2 Rate v5.16 | 671 | 7508 | Rate Constraint in lbs/MMBtu | FALSE | L | Annual | Standard SO2 | lb/MMBtu | 0.7 | 0.7 | 0.7 | 0.7 | 0.7 | 0.7 | 0.7
NSR Prairie Creek Unit 4 SO2 Rate v5.16 | 671 | 7508 | Rate Constraint in lbs/MMBtu | FALSE | L | Annual | Emissions at Affected Plants SO2 | Thousand Tons | 0 | 0 | 0 | 0 | 0 | 0 | 0
NSR Prairie Creek Unit 4 SO2 Rate v5.16 | 671 | 7508 | Rate Constraint in lbs/MMBtu | FALSE | L | Annual | Allowances Purchased SO2 | Thousand Tons | 0 | 0 | 0 | 0 | 0 | 0 | 0
NSR Prairie Creek Unit 4 SO2 Rate v5.16 | 671 | 7508 | Rate Constraint in lbs/MMBtu | FALSE | L | Annual | Allowances Sold SO2 | Thousand Tons | 0 | 0 | 0 | 0 | 0 | 0 | 0
NSR Prairie Creek Unit 4 SO2 Rate v5.16 | 671 | 7508 | Rate Constraint in lbs/MMBtu | FALSE | L | Annual | Allowances Banked | Thousand Tons | 0 | 0 | 0 | 0 | 0 | 0 | 0
NSR Prairie Creek Unit 4 SO2 Rate v5.16 | 671 | 7508 | Rate Constraint in lbs/MMBtu | FALSE | L | Annual | Allowances Withdrawn (1:1) | Thousand Tons | 0 | 0 | 0 | 0 | 0 | 0 | 0
NSR Prairie Creek Unit 4 SO2 Rate v5.16 | 671 | 7508 | Rate Constraint in lbs/MMBtu | FALSE | L | Annual | Allowances Withdrawn (n:1) | Thousand Tons | 0 | 0 | 0 | 0 | 0 | 0 | 0
NSR Prairie Creek Unit 4 SO2 Rate v5.16 | 671 | 7508 | Rate Constraint in lbs/MMBtu | FALSE | L | Annual | Net Emissions Allowance Position | Thousand Tons | 0 | 0 | 0 | 0 | 0 | 0 | 0
NSR Prairie Creek Unit 4 SO2 Rate v5.16 | 671 | 7508 | Rate Constraint in lbs/MMBtu | FALSE | L | Annual | Fuel Consumed | TBtu | 1.4482 | 2.0619 | 2.0714 | 0 | 0 | 0 | 0
NSR Prairie Creek Unit 4 SO2 Rate v5.16 | 671 | 7508 | Rate Constraint in lbs/MMBtu | FALSE | L | Annual | Rate | lb/MMBtu | 0 | 0 | 0 | 0 | 0 | 0 | 0
NSR Prairie Creek Unit 4 SO2 Rate v5.16 | 671 | 7508 | Rate Constraint in lbs/MMBtu | FALSE | L | Annual | Generation | TWh | 0.14744 | 0.20993 | 0.21089 | 0 | 0 | 0 | 0
NSR Prairie Creek Unit 4 SO2 Rate v5.16 | 671 | 7508 | Rate Constraint in lbs/MMBtu | FALSE | L | Annual | Qualifying Generation | TWh | 0.14744 | 0.20993 | 0.21089 | 0 | 0 | 0 | 0
NSR Prairie Creek Unit 4 SO2 Rate v5.16 | 671 | 7508 | Rate Constraint in lbs/MMBtu | FALSE | L | Annual | Rate | lb/MWh | 0 | 0 | 0 | 0 | 0 | 0 | 0
NSR Prairie Creek Unit 4 SO2 Rate v5.16 | 671 | 7508 | Rate Constraint in lbs/MMBtu | FALSE | L | Annual | Constraint Shadow Price | US2022$/Ton | 0 | 0 | 0 | 0 | 0 | 0 | 0
NSR Rockport 1 & 2 - SO2 Cap Annual v5.13 | 674 | 7374 | Rate Constraint in MTons | FALSE | L | Annual | Seasons Included | Seasons | Winter, Spring, Summer, Fall | Winter, Spring, Summer, Fall | Winter, Spring, Summer, Fall | Winter, Spring, Summer, Fall | Winter, Spring, Summer, Fall | Winter, Spring, Summer, Fall | Winter, Spring, Summer, Fall
NSR Rockport 1 & 2 - SO2 Cap Annual v5.13 | 674 | 7374 | Rate Constraint in MTons | FALSE | L | Annual | Standard SO2 | Thousand Tons | 10 | 5 | 5 | 5 | 5 | 5 | 5
NSR Rockport 1 & 2 - SO2 Cap Annual v5.13 | 674 | 7374 | Rate Constraint in MTons | FALSE | L | Annual | Emissions at Affected Plants SO2 | Thousand Tons | 0 | 0 | 0 | 0 | 0 | 0 | 0
NSR Rockport 1 & 2 - SO2 Cap Annual v5.13 | 674 | 7374 | Rate Constraint in MTons | FALSE | L | Annual | Allowances Purchased SO2 | Thousand Tons | 0 | 0 | 0 | 0 | 0 | 0 | 0
NSR Rockport 1 & 2 - SO2 Cap Annual v5.13 | 674 | 7374 | Rate Constraint in MTons | FALSE | L | Annual | Allowances Sold SO2 | Thousand Tons | 0 | 0 | 0 | 0 | 0 | 0 | 0
NSR Rockport 1 & 2 - SO2 Cap Annual v5.13 | 674 | 7374 | Rate Constraint in MTons | FALSE | L | Annual | Allowances Banked | Thousand Tons | 0 | 0 | 0 | 0 | 0 | 0 | 0
NSR Rockport 1 & 2 - SO2 Cap Annual v5.13 | 674 | 7374 | Rate Constraint in MTons | FALSE | L | Annual | Allowances Withdrawn (1:1) | Thousand Tons | 0 | 0 | 0 | 0 | 0 | 0 | 0
NSR Rockport 1 & 2 - SO2 Cap Annual v5.13 | 674 | 7374 | Rate Constraint in MTons | FALSE | L | Annual | Allowances Withdrawn (n:1) | Thousand Tons | 0 | 0 | 0 | 0 | 0 | 0 | 0
NSR Rockport 1 & 2 - SO2 Cap Annual v5.13 | 674 | 7374 | Rate Constraint in MTons | FALSE | L | Annual | Net Emissions Allowance Position | Thousand Tons | 0 | 0 | 0 | 0 | 0 | 0 | 0
NSR Rockport 1 & 2 - SO2 Cap Annual v5.13 | 674 | 7374 | Rate Constraint in MTons | FALSE | L | Annual | Fuel Consumed | TBtu | 0 | 0 | 0 | 0 | 0 | 0 | 0
NSR Rockport 1 & 2 - SO2 Cap Annual v5.13 | 674 | 7374 | Rate Constraint in MTons | FALSE | L | Annual | Rate | lb/MMBtu | 0 | 0 | 0 | 0 | 0 | 0 | 0
NSR Rockport 1 & 2 - SO2 Cap Annual v5.13 | 674 | 7374 | Rate Constraint in MTons | FALSE | L | Annual | Generation | TWh | 0 | 0 | 0 | 0 | 0 | 0 | 0
NSR Rockport 1 & 2 - SO2 Cap Annual v5.13 | 674 | 7374 | Rate Constraint in MTons | FALSE | L | Annual | Qualifying Generation | TWh | 0 | 0 | 0 | 0 | 0 | 0 | 0
NSR Rockport 1 & 2 - SO2 Cap Annual v5.13 | 674 | 7374 | Rate Constraint in MTons | FALSE | L | Annual | Rate | lb/MWh | 0 | 0 | 0 | 0 | 0 | 0 | 0
NSR Rockport 1 & 2 - SO2 Cap Annual v5.13 | 674 | 7374 | Rate Constraint in MTons | FALSE | L | Annual | Constraint Shadow Price | US2022$/Ton | 0 | 0 | 0 | 0 | 0 | 0 | 0
NSR Santee Cooper - NOX Cap Annual v3.1 | 675 | 7395 | Rate Constraint in MTons | FALSE | L | Annual | Seasons Included | Seasons | Winter, Spring, Summer, Fall | Winter, Spring, Summer, Fall | Winter, Spring, Summer, Fall | Winter, Spring, Summer, Fall | Winter, Spring, Summer, Fall | Winter, Spring, Summer, Fall | Winter, Spring, Summer, Fall
NSR Santee Cooper - NOX Cap Annual v3.1 | 675 | 7395 | Rate Constraint in MTons | FALSE | L | Annual | Standard NOX | Thousand Tons | 20 | 20 | 20 | 20 | 20 | 20 | 20
NSR Santee Cooper - NOX Cap Annual v3.1 | 675 | 7395 | Rate Constraint in MTons | FALSE | L | Annual | Emissions at Affected Plants NOX | Thousand Tons | 1.3372 | 2.115 | 5.7775 | 5.7775 | 0 | 0 | 0
NSR Santee Cooper - NOX Cap Annual v3.1 | 675 | 7395 | Rate Constraint in MTons | FALSE | L | Annual | Allowances Purchased NOX | Thousand Tons | 0 | 0 | 0 | 0 | 0 | 0 | 0
NSR Santee Cooper - NOX Cap Annual v3.1 | 675 | 7395 | Rate Constraint in MTons | FALSE | L | Annual | Allowances Sold NOX | Thousand Tons | 0 | 0 | 0 | 0 | 0 | 0 | 0
NSR Santee Cooper - NOX Cap Annual v3.1 | 675 | 7395 | Rate Constraint in MTons | FALSE | L | Annual | Allowances Banked | Thousand Tons | 0 | 0 | 0 | 0 | 0 | 0 | 0
NSR Santee Cooper - NOX Cap Annual v3.1 | 675 | 7395 | Rate Constraint in MTons | FALSE | L | Annual | Allowances Withdrawn (1:1) | Thousand Tons | 0 | 0 | 0 | 0 | 0 | 0 | 0
NSR Santee Cooper - NOX Cap Annual v3.1 | 675 | 7395 | Rate Constraint in MTons | FALSE | L | Annual | Allowances Withdrawn (n:1) | Thousand Tons | 0 | 0 | 0 | 0 | 0 | 0 | 0
NSR Santee Cooper - NOX Cap Annual v3.1 | 675 | 7395 | Rate Constraint in MTons | FALSE | L | Annual | Net Emissions Allowance Position | Thousand Tons | 1.3372 | 2.115 | 5.7775 | 5.7775 | 0 | 0 | 0
NSR Santee Cooper - NOX Cap Annual v3.1 | 675 | 7395 | Rate Constraint in MTons | FALSE | L | Annual | Fuel Consumed | TBtu | 35.9265 | 61.4507 | 164.9982 | 164.9982 | 0 | 0 | 0
NSR Santee Cooper - NOX Cap Annual v3.1 | 675 | 7395 | Rate Constraint in MTons | FALSE | L | Annual | Rate | lb/MMBtu | 0.074444 | 0.068835 | 0.070031 | 0.070031 | 0 | 0 | 0
NSR Santee Cooper - NOX Cap Annual v3.1 | 675 | 7395 | Rate Constraint in MTons | FALSE | L | Annual | Generation | TWh | 3.5051 | 6.1436 | 11.2104 | 11.2104 | 0 | 0 | 0
NSR Santee Cooper - NOX Cap Annual v3.1 | 675 | 7395 | Rate Constraint in MTons | FALSE | L | Annual | Qualifying Generation | TWh | 3.5051 | 6.1436 | 11.2104 | 11.2104 | 0 | 0 | 0
NSR Santee Cooper - NOX Cap Annual v3.1 | 675 | 7395 | Rate Constraint in MTons | FALSE | L | Annual | Rate | lb/MWh | 0.76302 | 0.68851 | 1.0307 | 1.0307 | 0 | 0 | 0
NSR Santee Cooper - NOX Cap Annual v3.1 | 675 | 7395 | Rate Constraint in MTons | FALSE | L | Annual | Constraint Shadow Price | US2022$/Ton | 0 | 0 | 0 | 0 | 0 | 0 | 0
NSR Santee Cooper - NOX Rate Annual v3.1 | 676 | 7396 | Rate Constraint in lbs/MMBtu | FALSE | L | Annual | Seasons Included | Seasons | Winter, Spring, Summer, Fall | Winter, Spring, Summer, Fall | Winter, Spring, Summer, Fall | Winter, Spring, Summer, Fall | Winter, Spring, Summer, Fall | Winter, Spring, Summer, Fall | Winter, Spring, Summer, Fall
NSR Santee Cooper - NOX Rate Annual v3.1 | 676 | 7396 | Rate Constraint in lbs/MMBtu | FALSE | L | Annual | Standard NOX | lb/MMBtu | 0.15 | 0.15 | 0.15 | 0.15 | 0.15 | 0.15 | 0.15
NSR Santee Cooper - NOX Rate Annual v3.1 | 676 | 7396 | Rate Constraint in lbs/MMBtu | FALSE | L | Annual | Emissions at Affected Plants NOX | Thousand Tons | 1.3372 | 2.115 | 5.7775 | 5.7775 | 0 | 0 | 0
NSR Santee Cooper - NOX Rate Annual v3.1 | 676 | 7396 | Rate Constraint in lbs/MMBtu | FALSE | L | Annual | Allowances Purchased NOX | Thousand Tons | 0 | 0 | 0 | 0 | 0 | 0 | 0
NSR Santee Cooper - NOX Rate Annual v3.1 | 676 | 7396 | Rate Constraint in lbs/MMBtu | FALSE | L | Annual | Allowances Sold NOX | Thousand Tons | 0 | 0 | 0 | 0 | 0 | 0 | 0
NSR Santee Cooper - NOX Rate Annual v3.1 | 676 | 7396 | Rate Constraint in lbs/MMBtu | FALSE | L | Annual | Allowances Banked | Thousand Tons | 0 | 0 | 0 | 0 | 0 | 0 | 0
NSR Santee Cooper - NOX Rate Annual v3.1 | 676 | 7396 | Rate Constraint in lbs/MMBtu | FALSE | L | Annual | Allowances Withdrawn (1:1) | Thousand Tons | 0 | 0 | 0 | 0 | 0 | 0 | 0
NSR Santee Cooper - NOX Rate Annual v3.1 | 676 | 7396 | Rate Constraint in lbs/MMBtu | FALSE | L | Annual | Allowances Withdrawn (n:1) | Thousand Tons | 0 | 0 | 0 | 0 | 0 | 0 | 0
NSR Santee Cooper - NOX Rate Annual v3.1 | 676 | 7396 | Rate Constraint in lbs/MMBtu | FALSE | L | Annual | Net Emissions Allowance Position | Thousand Tons | 1.3372 | 2.115 | 5.7775 | 5.7775 | 0 | 0 | 0
NSR Santee Cooper - NOX Rate Annual v3.1 | 676 | 7396 | Rate Constraint in lbs/MMBtu | FALSE | L | Annual | Fuel Consumed | TBtu | 35.9265 | 61.4507 | 164.9982 | 164.9982 | 0 | 0 | 0
NSR Santee Cooper - NOX Rate Annual v3.1 | 676 | 7396 | Rate Constraint in lbs/MMBtu | FALSE | L | Annual | Rate | lb/MMBtu | 0.074444 | 0.068835 | 0.070031 | 0.070031 | 0 | 0 | 0
NSR Santee Cooper - NOX Rate Annual v3.1 | 676 | 7396 | Rate Constraint in lbs/MMBtu | FALSE | L | Annual | Generation | TWh | 3.5051 | 6.1436 | 11.2104 | 11.2104 | 0 | 0 | 0
NSR Santee Cooper - NOX Rate Annual v3.1 | 676 | 7396 | Rate Constraint in lbs/MMBtu | FALSE | L | Annual | Qualifying Generation | TWh | 3.5051 | 6.1436 | 11.2104 | 11.2104 | 0 | 0 | 0
NSR Santee Cooper - NOX Rate Annual v3.1 | 676 | 7396 | Rate Constraint in lbs/MMBtu | FALSE | L | Annual | Rate | lb/MWh | 0.76302 | 0.68851 | 1.0307 | 1.0307 | 0 | 0 | 0
NSR Santee Cooper - NOX Rate Annual v3.1 | 676 | 7396 | Rate Constraint in lbs/MMBtu | FALSE | L | Annual | Constraint Shadow Price | US2022$/Ton | 0 | 0 | 0 | 0 | 0 | 0 | 0
NSR Santee Cooper - SO2 Cap Annual v3.1 | 677 | 7397 | Rate Constraint in MTons | FALSE | L | Annual | Seasons Included | Seasons | Winter, Spring, Summer, Fall | Winter, Spring, Summer, Fall | Winter, Spring, Summer, Fall | Winter, Spring, Summer, Fall | Winter, Spring, Summer, Fall | Winter, Spring, Summer, Fall | Winter, Spring, Summer, Fall
NSR Santee Cooper - SO2 Cap Annual v3.1 | 677 | 7397 | Rate Constraint in MTons | FALSE | L | Annual | Standard SO2 | Thousand Tons | 65 | 65 | 65 | 65 | 65 | 65 | 65
NSR Santee Cooper - SO2 Cap Annual v3.1 | 677 | 7397 | Rate Constraint in MTons | FALSE | L | Annual | Emissions at Affected Plants SO2 | Thousand Tons | 1.6586 | 2.2994 | 6.0332 | 6.0332 | 0 | 0 | 0
NSR Santee Cooper - SO2 Cap Annual v3.1 | 677 | 7397 | Rate Constraint in MTons | FALSE | L | Annual | Allowances Purchased SO2 | Thousand Tons | 0 | 0 | 0 | 0 | 0 | 0 | 0
NSR Santee Cooper - SO2 Cap Annual v3.1 | 677 | 7397 | Rate Constraint in MTons | FALSE | L | Annual | Allowances Sold SO2 | Thousand Tons | 0 | 0 | 0 | 0 | 0 | 0 | 0
NSR Santee Cooper - SO2 Cap Annual v3.1 | 677 | 7397 | Rate Constraint in MTons | FALSE | L | Annual | Allowances Banked | Thousand Tons | 0 | 0 | 0 | 0 | 0 | 0 | 0
NSR Santee Cooper - SO2 Cap Annual v3.1 | 677 | 7397 | Rate Constraint in MTons | FALSE | L | Annual | Allowances Withdrawn (1:1) | Thousand Tons | 0 | 0 | 0 | 0 | 0 | 0 | 0
NSR Santee Cooper - SO2 Cap Annual v3.1 | 677 | 7397 | Rate Constraint in MTons | FALSE | L | Annual | Allowances Withdrawn (n:1) | Thousand Tons | 0 | 0 | 0 | 0 | 0 | 0 | 0
NSR Santee Cooper - SO2 Cap Annual v3.1 | 677 | 7397 | Rate Constraint in MTons | FALSE | L | Annual | Net Emissions Allowance Position | Thousand Tons | 1.6586 | 2.2994 | 6.0332 | 6.0332 | 0 | 0 | 0
NSR Santee Cooper - SO2 Cap Annual v3.1 | 677 | 7397 | Rate Constraint in MTons | FALSE | L | Annual | Fuel Consumed | TBtu | 35.9265 | 61.4507 | 164.9982 | 164.9982 | 0 | 0 | 0
NSR Santee Cooper - SO2 Cap Annual v3.1 | 677 | 7397 | Rate Constraint in MTons | FALSE | L | Annual | Rate | lb/MMBtu | 0.092331 | 0.074836 | 0.073131 | 0.073131 | 0 | 0 | 0
NSR Santee Cooper - SO2 Cap Annual v3.1 | 677 | 7397 | Rate Constraint in MTons | FALSE | L | Annual | Generation | TWh | 3.5051 | 6.1436 | 11.2104 | 11.2104 | 0 | 0 | 0
NSR Santee Cooper - SO2 Cap Annual v3.1 | 677 | 7397 | Rate Constraint in MTons | FALSE | L | Annual | Qualifying Generation | TWh | 3.5051 | 6.1436 | 11.2104 | 11.2104 | 0 | 0 | 0
NSR Santee Cooper - SO2 Cap Annual v3.1 | 677 | 7397 | Rate Constraint in MTons | FALSE | L | Annual | Rate | lb/MWh | 0.94637 | 0.74854 | 1.0764 | 1.0764 | 0 | 0 | 0
NSR Santee Cooper - SO2 Cap Annual v3.1 | 677 | 7397 | Rate Constraint in MTons | FALSE | L | Annual | Constraint Shadow Price | US2022$/Ton | 0 | 0 | 0 | 0 | 0 | 0 | 0
NSR Santee Cooper - SO2 Rate Annual v3.1 | 678 | 7398 | Rate Constraint in lbs/MMBtu | FALSE | L | Annual | Seasons Included | Seasons | Winter, Spring, Summer, Fall | Winter, Spring, Summer, Fall | Winter, Spring, Summer, Fall | Winter, Spring, Summer, Fall | Winter, Spring, Summer, Fall | Winter, Spring, Summer, Fall | Winter, Spring, Summer, Fall
NSR Santee Cooper - SO2 Rate Annual v3.1 | 678 | 7398 | Rate Constraint in lbs/MMBtu | FALSE | L | Annual | Standard SO2 | lb/MMBtu | 0.5 | 0.5 | 0.5 | 0.5 | 0.5 | 0.5 | 0.5
NSR Santee Cooper - SO2 Rate Annual v3.1 | 678 | 7398 | Rate Constraint in lbs/MMBtu | FALSE | L | Annual | Emissions at Affected Plants SO2 | Thousand Tons | 1.6586 | 2.2994 | 6.0332 | 6.0332 | 0 | 0 | 0
NSR Santee Cooper - SO2 Rate Annual v3.1 | 678 | 7398 | Rate Constraint in lbs/MMBtu | FALSE | L | Annual | Allowances Purchased SO2 | Thousand Tons | 0 | 0 | 0 | 0 | 0 | 0 | 0
NSR Santee Cooper - SO2 Rate Annual v3.1 | 678 | 7398 | Rate Constraint in lbs/MMBtu | FALSE | L | Annual | Allowances Sold SO2 | Thousand Tons | 0 | 0 | 0 | 0 | 0 | 0 | 0
NSR Santee Cooper - SO2 Rate Annual v3.1 | 678 | 7398 | Rate Constraint in lbs/MMBtu | FALSE | L | Annual | Allowances Banked | Thousand Tons | 0 | 0 | 0 | 0 | 0 | 0 | 0
NSR Santee Cooper - SO2 Rate Annual v3.1 | 678 | 7398 | Rate Constraint in lbs/MMBtu | FALSE | L | Annual | Allowances Withdrawn (1:1) | Thousand Tons | 0 | 0 | 0 | 0 | 0 | 0 | 0
NSR Santee Cooper - SO2 Rate Annual v3.1 | 678 | 7398 | Rate Constraint in lbs/MMBtu | FALSE | L | Annual | Allowances Withdrawn (n:1) | Thousand Tons | 0 | 0 | 0 | 0 | 0 | 0 | 0
NSR Santee Cooper - SO2 Rate Annual v3.1 | 678 | 7398 | Rate Constraint in lbs/MMBtu | FALSE | L | Annual | Net Emissions Allowance Position | Thousand Tons | 1.6586 | 2.2994 | 6.0332 | 6.0332 | 0 | 0 | 0
NSR Santee Cooper - SO2 Rate Annual v3.1 | 678 | 7398 | Rate Constraint in lbs/MMBtu | FALSE | L | Annual | Fuel Consumed | TBtu | 35.9265 | 61.4507 | 164.9982 | 164.9982 | 0 | 0 | 0
NSR Santee Cooper - SO2 Rate Annual v3.1 | 678 | 7398 | Rate Constraint in lbs/MMBtu | FALSE | L | Annual | Rate | lb/MMBtu | 0.092331 | 0.074836 | 0.073131 | 0.073131 | 0 | 0 | 0
NSR Santee Cooper - SO2 Rate Annual v3.1 | 678 | 7398 | Rate Constraint in lbs/MMBtu | FALSE | L | Annual | Generation | TWh | 3.5051 | 6.1436 | 11.2104 | 11.2104 | 0 | 0 | 0
NSR Santee Cooper - SO2 Rate Annual v3.1 | 678 | 7398 | Rate Constraint in lbs/MMBtu | FALSE | L | Annual | Qualifying Generation | TWh | 3.5051 | 6.1436 | 11.2104 | 11.2104 | 0 | 0 | 0
NSR Santee Cooper - SO2 Rate Annual v3.1 | 678 | 7398 | Rate Constraint in lbs/MMBtu | FALSE | L | Annual | Rate | lb/MWh | 0.94637 | 0.74854 | 1.0764 | 1.0764 | 0 | 0 | 0
NSR Santee Cooper - SO2 Rate Annual v3.1 | 678 | 7398 | Rate Constraint in lbs/MMBtu | FALSE | L | Annual | Constraint Shadow Price | US2022$/Ton | 0 | 0 | 0 | 0 | 0 | 0 | 0
NSR Shawnee 1& 4 - SO2 Rate Annual v4.11 | 679 | 7455 | Rate Constraint in lbs/MMBtu | FALSE | L | Annual | Seasons Included | Seasons | Winter, Spring, Summer, Fall | Winter, Spring, Summer, Fall | Winter, Spring, Summer, Fall | Winter, Spring, Summer, Fall | Winter, Spring, Summer, Fall | Winter, Spring, Summer, Fall | Winter, Spring, Summer, Fall
NSR Shawnee 1& 4 - SO2 Rate Annual v4.11 | 679 | 7455 | Rate Constraint in lbs/MMBtu | FALSE | L | Annual | Standard SO2 | lb/MMBtu | 1.2 | 1.2 | 1.2 | 1.2 | 1.2 | 1.2 | 1.2
NSR Shawnee 1& 4 - SO2 Rate Annual v4.11 | 679 | 7455 | Rate Constraint in lbs/MMBtu | FALSE | L | Annual | Emissions at Affected Plants SO2 | Thousand Tons | 0.54881 | 0.38892 | 0 | 0 | 0 | 0 | 0
NSR Shawnee 1& 4 - SO2 Rate Annual v4.11 | 679 | 7455 | Rate Constraint in lbs/MMBtu | FALSE | L | Annual | Allowances Purchased SO2 | Thousand Tons | 0 | 0 | 0 | 0 | 0 | 0 | 0
NSR Shawnee 1& 4 - SO2 Rate Annual v4.11 | 679 | 7455 | Rate Constraint in lbs/MMBtu | FALSE | L | Annual | Allowances Sold SO2 | Thousand Tons | 0 | 0 | 0 | 0 | 0 | 0 | 0
NSR Shawnee 1& 4 - SO2 Rate Annual v4.11 | 679 | 7455 | Rate Constraint in lbs/MMBtu | FALSE | L | Annual | Allowances Banked | Thousand Tons | 0 | 0 | 0 | 0 | 0 | 0 | 0
NSR Shawnee 1& 4 - SO2 Rate Annual v4.11 | 679 | 7455 | Rate Constraint in lbs/MMBtu | FALSE | L | Annual | Allowances Withdrawn (1:1) | Thousand Tons | 0 | 0 | 0 | 0 | 0 | 0 | 0
NSR Shawnee 1& 4 - SO2 Rate Annual v4.11 | 679 | 7455 | Rate Constraint in lbs/MMBtu | FALSE | L | Annual | Allowances Withdrawn (n:1) | Thousand Tons | 0 | 0 | 0 | 0 | 0 | 0 | 0
NSR Shawnee 1& 4 - SO2 Rate Annual v4.11 | 679 | 7455 | Rate Constraint in lbs/MMBtu | FALSE | L | Annual | Net Emissions Allowance Position | Thousand Tons | 0.54881 | 0.38892 | 0 | 0 | 0 | 0 | 0
NSR Shawnee 1& 4 - SO2 Rate Annual v4.11 | 679 | 7455 | Rate Constraint in lbs/MMBtu | FALSE | L | Annual | Fuel Consumed | TBtu | 14.4063 | 10.2092 | 0 | 0 | 0 | 0 | 0
NSR Shawnee 1& 4 - SO2 Rate Annual v4.11 | 679 | 7455 | Rate Constraint in lbs/MMBtu | FALSE | L | Annual | Rate | lb/MMBtu | 0.07619 | 0.07619 | 0 | 0 | 0 | 0 | 0
NSR Shawnee 1& 4 - SO2 Rate Annual v4.11 | 679 | 7455 | Rate Constraint in lbs/MMBtu | FALSE | L | Annual | Generation | TWh | 1.2296 | 0.8714 | 0 | 0 | 0 | 0 | 0
NSR Shawnee 1& 4 - SO2 Rate Annual v4.11 | 679 | 7455 | Rate Constraint in lbs/MMBtu | FALSE | L | Annual | Qualifying Generation | TWh | 1.2296 | 0.8714 | 0 | 0 | 0 | 0 | 0
NSR Shawnee 1& 4 - SO2 Rate Annual v4.11 | 679 | 7455 | Rate Constraint in lbs/MMBtu | FALSE | L | Annual | Rate | lb/MWh | 0.89264 | 0.89264 | 0 | 0 | 0 | 0 | 0
NSR Shawnee 1& 4 - SO2 Rate Annual v4.11 | 679 | 7455 | Rate Constraint in lbs/MMBtu | FALSE | L | Annual | Constraint Shadow Price | US2022$/Ton | 0 | 0 | 0 | 0 | 0 | 0 | 0
NSR Shawnee 5-10 - SO2 Rate Annual v4.11 | 680 | 7456 | Rate Constraint in lbs/MMBtu | FALSE | L | Annual | Seasons Included | Seasons | Winter, Spring, Summer, Fall | Winter, Spring, Summer, Fall | Winter, Spring, Summer, Fall | Winter, Spring, Summer, Fall | Winter, Spring, Summer, Fall | Winter, Spring, Summer, Fall | Winter, Spring, Summer, Fall
NSR Shawnee 5-10 - SO2 Rate Annual v4.11 | 680 | 7456 | Rate Constraint in lbs/MMBtu | FALSE | L | Annual | Standard SO2 | lb/MMBtu | 1.2 | 1.2 | 1.2 | 1.2 | 1.2 | 1.2 | 1.2
NSR Shawnee 5-10 - SO2 Rate Annual v4.11 | 680 | 7456 | Rate Constraint in lbs/MMBtu | FALSE | L | Annual | Emissions at Affected Plants SO2 | Thousand Tons | 1.8655 | 0 | 0 | 0 | 0 | 0 | 0
NSR Shawnee 5-10 - SO2 Rate Annual v4.11 | 680 | 7456 | Rate Constraint in lbs/MMBtu | FALSE | L | Annual | Allowances Purchased SO2 | Thousand Tons | 0 | 0 | 0 | 0 | 0 | 0 | 0
NSR Shawnee 5-10 - SO2 Rate Annual v4.11 | 680 | 7456 | Rate Constraint in lbs/MMBtu | FALSE | L | Annual | Allowances Sold SO2 | Thousand Tons | 0 | 0 | 0 | 0 | 0 | 0 | 0
NSR Shawnee 5-10 - SO2 Rate Annual v4.11 | 680 | 7456 | Rate Constraint in lbs/MMBtu | FALSE | L | Annual | Allowances Banked | Thousand Tons | 0 | 0 | 0 | 0 | 0 | 0 | 0
NSR Shawnee 5-10 - SO2 Rate Annual v4.11 | 680 | 7456 | Rate Constraint in lbs/MMBtu | FALSE | L | Annual | Allowances Withdrawn (1:1) | Thousand Tons | 0 | 0 | 0 | 0 | 0 | 0 | 0
NSR Shawnee 5-10 - SO2 Rate Annual v4.11 | 680 | 7456 | Rate Constraint in lbs/MMBtu | FALSE | L | Annual | Allowances Withdrawn (n:1) | Thousand Tons | 0 | 0 | 0 | 0 | 0 | 0 | 0
NSR Shawnee 5-10 - SO2 Rate Annual v4.11 | 680 | 7456 | Rate Constraint in lbs/MMBtu | FALSE | L | Annual | Net Emissions Allowance Position | Thousand Tons | 1.8655 | 0 | 0 | 0 | 0 | 0 | 0
NSR Shawnee 5-10 - SO2 Rate Annual v4.11 | 680 | 7456 | Rate Constraint in lbs/MMBtu | FALSE | L | Annual | Fuel Consumed | TBtu | 8.3797 | 0 | 0 | 0 | 0 | 0 | 0
NSR Shawnee 5-10 - SO2 Rate Annual v4.11 | 680 | 7456 | Rate Constraint in lbs/MMBtu | FALSE | L | Annual | Rate | lb/MMBtu | 0.44525 | 0 | 0 | 0 | 0 | 0 | 0
NSR Shawnee 5-10 - SO2 Rate Annual v4.11 | 680 | 7456 | Rate Constraint in lbs/MMBtu | FALSE | L | Annual | Generation | TWh | 0.71281 | 0 | 0 | 0 | 0 | 0 | 0
NSR Shawnee 5-10 - SO2 Rate Annual v4.11 | 680 | 7456 | Rate Constraint in lbs/MMBtu | FALSE | L | Annual | Qualifying Generation | TWh | 0.71281 | 0 | 0 | 0 | 0 | 0 | 0
NSR Shawnee 5-10 - SO2 Rate Annual v4.11 | 680 | 7456 | Rate Constraint in lbs/MMBtu | FALSE | L | Annual | Rate | lb/MWh | 5.2343 | 0 | 0 | 0 | 0 | 0 | 0
NSR Shawnee 5-10 - SO2 Rate Annual v4.11 | 680 | 7456 | Rate Constraint in lbs/MMBtu | FALSE | L | Annual | Constraint Shadow Price | US2022$/Ton | 0 | 0 | 0 | 0 | 0 | 0 | 0
NSR Tucson Electric - SO2 Cap Annual v4.0 | 681 | 7276 | Rate Constraint in MTons | FALSE | L | Annual | Seasons Included | Seasons | Winter, Spring, Summer, Fall | Winter, Spring, Summer, Fall | Winter, Spring, Summer, Fall | Winter, Spring, Summer, Fall | Winter, Spring, Summer, Fall | Winter, Spring, Summer, Fall | Winter, Spring, Summer, Fall
NSR Tucson Electric - SO2 Cap Annual v4.0 | 681 | 7276 | Rate Constraint in MTons | FALSE | L | Annual | Standard SO2 | Thousand Tons | 10.66 | 10.66 | 10.66 | 10.66 | 10.66 | 10.66 | 10.66
NSR Tucson Electric - SO2 Cap Annual v4.0 | 681 | 7276 | Rate Constraint in MTons | FALSE | L | Annual | Emissions at Affected Plants SO2 | Thousand Tons | 2.0804 | 4.1069 | 2.5593 | 1.0838 | 1.0838 | 1.0838 | 1.4088
NSR Tucson Electric - SO2 Cap Annual v4.0 | 681 | 7276 | Rate Constraint in MTons | FALSE | L | Annual | Allowances Purchased SO2 | Thousand Tons | 0 | 0 | 0 | 0 | 0 | 0 | 0
NSR Tucson Electric - SO2 Cap Annual v4.0 | 681 | 7276 | Rate Constraint in MTons | FALSE | L | Annual | Allowances Sold SO2 | Thousand Tons | 0 | 0 | 0 | 0 | 0 | 0 | 0
NSR Tucson Electric - SO2 Cap Annual v4.0 | 681 | 7276 | Rate Constraint in MTons | FALSE | L | Annual | Allowances Banked | Thousand Tons | 0 | 0 | 0 | 0 | 0 | 0 | 0
NSR Tucson Electric - SO2 Cap Annual v4.0 | 681 | 7276 | Rate Constraint in MTons | FALSE | L | Annual | Allowances Withdrawn (1:1) | Thousand Tons | 0 | 0 | 0 | 0 | 0 | 0 | 0
NSR Tucson Electric - SO2 Cap Annual v4.0 | 681 | 7276 | Rate Constraint in MTons | FALSE | L | Annual | Allowances Withdrawn (n:1) | Thousand Tons | 0 | 0 | 0 | 0 | 0 | 0 | 0
NSR Tucson Electric - SO2 Cap Annual v4.0 | 681 | 7276 | Rate Constraint in MTons | FALSE | L | Annual | Net Emissions Allowance Position | Thousand Tons | 2.0804 | 4.1069 | 2.5593 | 1.0838 | 1.0838 | 1.0838 | 1.4088
NSR Tucson Electric - SO2 Cap Annual v4.0 | 681 | 7276 | Rate Constraint in MTons | FALSE | L | Annual | Fuel Consumed | TBtu | 16.3901 | 29.2697 | 17.599 | 7.4526 | 7.4526 | 7.4526 | 9.6877
NSR Tucson Electric - SO2 Cap Annual v4.0 | 681 | 7276 | Rate Constraint in MTons | FALSE | L | Annual | Rate | lb/MMBtu | 0.25386 | 0.28062 | 0.29085 | 0.29085 | 0.29085 | 0.29085 | 0.29085
NSR Tucson Electric - SO2 Cap Annual v4.0 | 681 | 7276 | Rate Constraint in MTons | FALSE | L | Annual | Generation | TWh | 1.5994 | 2.8601 | 1.7211 | 0.72883 | 0.72883 | 0.72883 | 0.94741
NSR Tucson Electric - SO2 Cap Annual v4.0 | 681 | 7276 | Rate Constraint in MTons | FALSE | L | Annual | Qualifying Generation | TWh | 1.5994 | 2.8601 | 1.7211 | 0.72883 | 0.72883 | 0.72883 | 0.94741
NSR Tucson Electric - SO2 Cap Annual v4.0 | 681 | 7276 | Rate Constraint in MTons | FALSE | L | Annual | Rate | lb/MWh | 2.6014 | 2.8718 | 2.974 | 2.974 | 2.974 | 2.974 | 2.974
NSR Tucson Electric - SO2 Cap Annual v4.0 | 681 | 7276 | Rate Constraint in MTons | FALSE | L | Annual | Constraint Shadow Price | US2022$/Ton | 0 | 0 | 0 | 0 | 0 | 0 | 0
NSR Tucson Electric NOx Cap Annual - v4.0 | 682 | 7277 | Rate Constraint in MTons | FALSE | L | Annual | Seasons Included | Seasons | Winter, Spring, Summer, Fall | Winter, Spring, Summer, Fall | Winter, Spring, Summer, Fall | Winter, Spring, Summer, Fall | Winter, Spring, Summer, Fall | Winter, Spring, Summer, Fall | Winter, Spring, Summer, Fall
NSR Tucson Electric NOx Cap Annual - v4.0 | 682 | 7277 | Rate Constraint in MTons | FALSE | L | Annual | Standard NOX | Thousand Tons | 8.94 | 8.94 | 8.94 | 8.94 | 8.94 | 8.94 | 8.94
NSR Tucson Electric NOx Cap Annual - v4.0 | 682 | 7277 | Rate Constraint in MTons | FALSE | L | Annual | Emissions at Affected Plants NOX | Thousand Tons | 0.81625 | 1.2468 | 0.67201 | 0.28458 | 0.28458 | 0.28458 | 0.36992
NSR Tucson Electric NOx Cap Annual - v4.0 | 682 | 7277 | Rate Constraint in MTons | FALSE | L | Annual | Allowances Purchased NOX | Thousand Tons | 0 | 0 | 0 | 0 | 0 | 0 | 0
NSR Tucson Electric NOx Cap Annual - v4.0 | 682 | 7277 | Rate Constraint in MTons | FALSE | L | Annual | Allowances Sold NOX | Thousand Tons | 0 | 0 | 0 | 0 | 0 | 0 | 0
NSR Tucson Electric NOx Cap Annual - v4.0 | 682 | 7277 | Rate Constraint in MTons | FALSE | L | Annual | Allowances Banked | Thousand Tons | 0 | 0 | 0 | 0 | 0 | 0 | 0
NSR Tucson Electric NOx Cap Annual - v4.0 | 682 | 7277 | Rate Constraint in MTons | FALSE | L | Annual | Allowances Withdrawn (1:1) | Thousand Tons | 0 | 0 | 0 | 0 | 0 | 0 | 0
NSR Tucson Electric NOx Cap Annual - v4.0 | 682 | 7277 | Rate Constraint in MTons | FALSE | L | Annual | Allowances Withdrawn (n:1) | Thousand Tons | 0 | 0 | 0 | 0 | 0 | 0 | 0
NSR Tucson Electric NOx Cap Annual - v4.0 | 682 | 7277 | Rate Constraint in MTons | FALSE | L | Annual | Net Emissions Allowance Position | Thousand Tons | 0.81625 | 1.2468 | 0.67201 | 0.28458 | 0.28458 | 0.28458 | 0.36992
NSR Tucson Electric NOx Cap Annual - v4.0 | 682 | 7277 | Rate Constraint in MTons | FALSE | L | Annual | Fuel Consumed | TBtu | 16.3901 | 29.2697 | 17.599 | 7.4526 | 7.4526 | 7.4526 | 9.6877
NSR Tucson Electric NOx Cap Annual - v4.0 | 682 | 7277 | Rate Constraint in MTons | FALSE | L | Annual | Rate | lb/MMBtu | 0.099603 | 0.085191 | 0.076369 | 0.076369 | 0.076369 | 0.076369 | 0.076369
NSR Tucson Electric NOx Cap Annual - v4.0 | 682 | 7277 | Rate Constraint in MTons | FALSE | L | Annual | Generation | TWh | 1.5994 | 2.8601 | 1.7211 | 0.72883 | 0.72883 | 0.72883 | 0.94741
NSR Tucson Electric NOx Cap Annual - v4.0 | 682 | 7277 | Rate Constraint in MTons | FALSE | L | Annual | Qualifying Generation | TWh | 1.5994 | 2.8601 | 1.7211 | 0.72883 | 0.72883 | 0.72883 | 0.94741
NSR Tucson Electric NOx Cap Annual - v4.0 | 682 | 7277 | Rate Constraint in MTons | FALSE | L | Annual | Rate | lb/MWh | 1.0207 | 0.87182 | 0.78091 | 0.78091 | 0.78091 | 0.78091 | 0.78091
NSR Tucson Electric NOx Cap Annual - v4.0 | 682 | 7277 | Rate Constraint in MTons | FALSE | L | Annual | Constraint Shadow Price | US2022$/Ton | 0 | 0 | 0 | 0 | 0 | 0 | 0
NSR TVA System - NOX Cap Annual v4.11 | 683 | 7400 | Rate Constraint in MTons | FALSE | L | Annual | Seasons Included | Seasons | Winter, Spring, Summer, Fall | Winter, Spring, Summer, Fall | Winter, Spring, Summer, Fall | Winter, Spring, Summer, Fall | Winter, Spring, Summer, Fall | Winter, Spring, Summer, Fall | Winter, Spring, Summer, Fall
NSR TVA System - NOX Cap Annual v4.11 | 683 | 7400 | Rate Constraint in MTons | FALSE | L | Annual | Standard NOX | Thousand Tons | 52 | 52 | 52 | 52 | 52 | 52 | 52
NSR TVA System - NOX Cap Annual v4.11 | 683 | 7400 | Rate Constraint in MTons | FALSE | L | Annual | Emissions at Affected Plants NOX | Thousand Tons | 3.7981 | 0.86222 | 0 | 0 | 0 | 0 | 0
NSR TVA System - NOX Cap Annual v4.11 | 683 | 7400 | Rate Constraint in MTons | FALSE | L | Annual | Allowances Purchased NOX | Thousand Tons | 0 | 0 | 0 | 0 | 0 | 0 | 0
NSR TVA System - NOX Cap Annual v4.11 | 683 | 7400 | Rate Constraint in MTons | FALSE | L | Annual | Allowances Sold NOX | Thousand Tons | 0 | 0 | 0 | 0 | 0 | 0 | 0
NSR TVA System - NOX Cap Annual v4.11 | 683 | 7400 | Rate Constraint in MTons | FALSE | L | Annual | Allowances Banked | Thousand Tons | 0 | 0 | 0 | 0 | 0 | 0 | 0
NSR TVA System - NOX Cap Annual v4.11 | 683 | 7400 | Rate Constraint in MTons | FALSE | L | Annual | Allowances Withdrawn (1:1) | Thousand Tons | 0 | 0 | 0 | 0 | 0 | 0 | 0
NSR TVA System - NOX Cap Annual v4.11 | 683 | 7400 | Rate Constraint in MTons | FALSE | L | Annual | Allowances Withdrawn (n:1) | Thousand Tons | 0 | 0 | 0 | 0 | 0 | 0 | 0
NSR TVA System - NOX Cap Annual v4.11 | 683 | 7400 | Rate Constraint in MTons | FALSE | L | Annual | Net Emissions Allowance Position | Thousand Tons | 3.7981 | 0.86222 | 0 | 0 | 0 | 0 | 0
NSR TVA System - NOX Cap Annual v4.11 | 683 | 7400 | Rate Constraint in MTons | FALSE | L | Annual | Fuel Consumed | TBtu | 69.7456 | 19.3197 | 0 | 0 | 0 | 0 | 0
NSR TVA System - NOX Cap Annual v4.11 | 683 | 7400 | Rate Constraint in MTons | FALSE | L | Annual | Rate | lb/MMBtu | 0.10891 | 0.089258 | 0 | 0 | 0 | 0 | 0
NSR TVA System - NOX Cap Annual v4.11 | 683 | 7400 | Rate Constraint in MTons | FALSE | L | Annual | Generation | TWh | 6.4786 | 1.7264 | 0 | 0 | 0 | 0 | 0
NSR TVA System - NOX Cap Annual v4.11 | 683 | 7400 | Rate Constraint in MTons | FALSE | L | Annual | Qualifying Generation | TWh | 6.4786 | 1.7264 | 0 | 0 | 0 | 0 | 0
NSR TVA System - NOX Cap Annual v4.11 | 683 | 7400 | Rate Constraint in MTons | FALSE | L | Annual | Rate | lb/MWh | 1.1725 | 0.99888 | 0 | 0 | 0 | 0 | 0
NSR TVA System - NOX Cap Annual v4.11 | 683 | 7400 | Rate Constraint in MTons | FALSE | L | Annual | Constraint Shadow Price | US2022$/Ton | 0 | 0 | 0 | 0 | 0 | 0 | 0
NSR TVA System - SO2 Cap Annual v4.11 | 684 | 7399 | Rate Constraint in MTons | FALSE | L | Annual | Seasons Included | Seasons | Winter, Spring, Summer, Fall | Winter, Spring, Summer, Fall | Winter, Spring, Summer, Fall | Winter, Spring, Summer, Fall | Winter, Spring, Summer, Fall | Winter, Spring, Summer, Fall | Winter, Spring, Summer, Fall
NSR TVA System - SO2 Cap Annual v4.11 | 684 | 7399 | Rate Constraint in MTons | FALSE | L | Annual | Standard SO2 | Thousand Tons | 100 | 100 | 100 | 100 | 100 | 100 | 100
NSR TVA System - SO2 Cap Annual v4.11 | 684 | 7399 | Rate Constraint in MTons | FALSE | L | Annual | Emissions at Affected Plants SO2 | Thousand Tons | 7.6555 | 1.0268 | 0 | 0 | 0 | 0 | 0
NSR TVA System - SO2 Cap Annual v4.11 | 684 | 7399 | Rate Constraint in MTons | FALSE | L | Annual | Allowances Purchased SO2 | Thousand Tons | 0 | 0 | 0 | 0 | 0 | 0 | 0
NSR TVA System - SO2 Cap Annual v4.11 | 684 | 7399 | Rate Constraint in MTons | FALSE | L | Annual | Allowances Sold SO2 | Thousand Tons | 0 | 0 | 0 | 0 | 0 | 0 | 0
NSR TVA System - SO2 Cap Annual v4.11 | 684 | 7399 | Rate Constraint in MTons | FALSE | L | Annual | Allowances Banked | Thousand Tons | 0 | 0 | 0 | 0 | 0 | 0 | 0
NSR TVA System - SO2 Cap Annual v4.11 | 684 | 7399 | Rate Constraint in MTons | FALSE | L | Annual | Allowances Withdrawn (1:1) | Thousand Tons | 0 | 0 | 0 | 0 | 0 | 0 | 0
NSR TVA System - SO2 Cap Annual v4.11 | 684 | 7399 | Rate Constraint in MTons | FALSE | L | Annual | Allowances Withdrawn (n:1) | Thousand Tons | 0 | 0 | 0 | 0 | 0 | 0 | 0
NSR TVA System - SO2 Cap Annual v4.11 | 684 | 7399 | Rate Constraint in MTons | FALSE | L | Annual | Net Emissions Allowance Position | Thousand Tons | 7.6555 | 1.0268 | 0 | 0 | 0 | 0 | 0
NSR TVA System - SO2 Cap Annual v4.11 | 684 | 7399 | Rate Constraint in MTons | FALSE | L | Annual | Fuel Consumed | TBtu | 69.7456 | 19.3197 | 0 | 0 | 0 | 0 | 0
NSR TVA System - SO2 Cap Annual v4.11 | 684 | 7399 | Rate Constraint in MTons | FALSE | L | Annual | Rate | lb/MMBtu | 0.21953 | 0.1063 | 0 | 0 | 0 | 0 | 0
NSR TVA System - SO2 Cap Annual v4.11 | 684 | 7399 | Rate Constraint in MTons | FALSE | L | Annual | Generation | TWh | 6.4786 | 1.7264 | 0 | 0 | 0 | 0 | 0
NSR TVA System - SO2 Cap Annual v4.11 | 684 | 7399 | Rate Constraint in MTons | FALSE | L | Annual | Qualifying Generation | TWh | 6.4786 | 1.7264 | 0 | 0 | 0 | 0 | 0
NSR TVA System - SO2 Cap Annual v4.11 | 684 | 7399 | Rate Constraint in MTons | FALSE | L | Annual | Rate | lb/MWh | 2.3633 | 1.1895 | 0 | 0 | 0 | 0 | 0
NSR TVA System - SO2 Cap Annual v4.11 | 684 | 7399 | Rate Constraint in MTons | FALSE | L | Annual | Constraint Shadow Price | US2022$/Ton | 0 | 0 | 0 | 0 | 0 | 0 | 0
NSR Valley 1-4 - NOX Rate Annual v5.16 | 685 | 7429 | Rate Constraint in lbs/MMBtu | FALSE | L | Annual | Seasons Included | Seasons | Winter, Spring, Summer, Fall | Winter, Spring, Summer, Fall | Winter, Spring, Summer, Fall | Winter, Spring, Summer, Fall | Winter, Spring, Summer, Fall | Winter, Spring, Summer, Fall | Winter, Spring, Summer, Fall
NSR Valley 1-4 - NOX Rate Annual v5.16 | 685 | 7429 | Rate Constraint in lbs/MMBtu | FALSE | L | Annual | Standard NOX | lb/MMBtu | 0.08 | 0.08 | 0.08 | 0.08 | 0.08 | 0.08 | 0.08
NSR Valley 1-4 - NOX Rate Annual v5.16 | 685 | 7429 | Rate Constraint in lbs/MMBtu | FALSE | L | Annual | Emissions at Affected Plants NOX | Thousand Tons | 0.15751 | 0.1582 | 0.16581 | 0.029199 | 0 | 0 | 0
NSR Valley 1-4 - NOX Rate Annual v5.16 | 685 | 7429 | Rate Constraint in lbs/MMBtu | FALSE | L | Annual | Allowances Purchased NOX | Thousand Tons | 0 | 0 | 0 | 0 | 0 | 0 | 0
NSR Valley 1-4 - NOX Rate Annual v5.16 | 685 | 7429 | Rate Constraint in lbs/MMBtu | FALSE | L | Annual | Allowances Sold NOX | Thousand Tons | 0 | 0 | 0 | 0 | 0 | 0 | 0
NSR Valley 1-4 - NOX Rate Annual v5.16 | 685 | 7429 | Rate Constraint in lbs/MMBtu | FALSE | L | Annual | Allowances Banked | Thousand Tons | 0 | 0 | 0 | 0 | 0 | 0 | 0
NSR Valley 1-4 - NOX Rate Annual v5.16 | 685 | 7429 | Rate Constraint in lbs/MMBtu | FALSE | L | Annual | Allowances Withdrawn (1:1) | Thousand Tons | 0 | 0 | 0 | 0 | 0 | 0 | 0
NSR Valley 1-4 - NOX Rate Annual v5.16 | 685 | 7429 | Rate Constraint in lbs/MMBtu | FALSE | L | Annual | Allowances Withdrawn (n:1) | Thousand Tons | 0 | 0 | 0 | 0 | 0 | 0 | 0
NSR Valley 1-4 - NOX Rate Annual v5.16 | 685 | 7429 | Rate Constraint in lbs/MMBtu | FALSE | L | Annual | Net Emissions Allowance Position | Thousand Tons | 0.15751 | 0.1582 | 0.16581 | 0.029199 | 0 | 0 | 0
NSR Valley 1-4 - NOX Rate Annual v5.16 | 685 | 7429 | Rate Constraint in lbs/MMBtu | FALSE | L | Annual | Fuel Consumed | TBtu | 4.2667 | 4.2855 | 4.4916 | 0.79094 | 0 | 0 | 0
NSR Valley 1-4 - NOX Rate Annual v5.16 | 685 | 7429 | Rate Constraint in lbs/MMBtu | FALSE | L | Annual | Rate | lb/MMBtu | 0.073832 | 0.073832 | 0.073832 | 0.073832 | 0 | 0 | 0
NSR Valley 1-4 - NOX Rate Annual v5.16 | 685 | 7429 | Rate Constraint in lbs/MMBtu | FALSE | L | Annual | Generation | TWh | 0.44298 | 0.44492 | 0.46632 | 0.082116 | 0 | 0 | 0
NSR Valley 1-4 - NOX Rate Annual v5.16 | 685 | 7429 | Rate Constraint in lbs/MMBtu | FALSE | L | Annual | Qualifying Generation | TWh | 0.44298 | 0.44492 | 0.46632 | 0.082116 | 0 | 0 | 0
NSR Valley 1-4 - NOX Rate Annual v5.16 | 685 | 7429 | Rate Constraint in lbs/MMBtu | FALSE | L | Annual | Rate | lb/MWh | 0.71115 | 0.71115 | 0.71115 | 0.71115 | 0 | 0 | 0
NSR Valley 1-4 - NOX Rate Annual v5.16 | 685 | 7429 | Rate Constraint in lbs/MMBtu | FALSE | L | Annual | Constraint Shadow Price | US2022$/Ton | 0 | 0 | 0 | 0 | 0 | 0 | 0
NSR Valley 1-4 - SO2 Cap Annual v5.16 | 686 | 7428 | Rate Constraint in MTons | FALSE | L | Annual | Seasons Included | Seasons | Winter, Spring, Summer, Fall | Winter, Spring, Summer, Fall | Winter, Spring, Summer, Fall | Winter, Spring, Summer, Fall | Winter, Spring, Summer, Fall | Winter, Spring, Summer, Fall | Winter, Spring, Summer, Fall
NSR Valley 1-4 - SO2 Cap Annual v5.16 | 686 | 7428 | Rate Constraint in MTons | FALSE | L | Annual | Standard SO2 | Thousand Tons | 0.0095 | 0.0095 | 0.0095 | 0.0095 | 0.0095 | 0.0095 | 0.0095
NSR Valley 1-4 - SO2 Cap Annual v5.16 | 686 | 7428 | Rate Constraint in MTons | FALSE | L | Annual | Emissions at Affected Plants SO2 | Thousand Tons | 0 | 0 | 0 | 0 | 0 | 0 | 0
NSR Valley 1-4 - SO2 Cap Annual v5.16 | 686 | 7428 | Rate Constraint in MTons | FALSE | L | Annual | Allowances Purchased SO2 | Thousand Tons | 0 | 0 | 0 | 0 | 0 | 0 | 0
NSR Valley 1-4 - SO2 Cap Annual v5.16 | 686 | 7428 | Rate Constraint in MTons | FALSE | L | Annual | Allowances Sold SO2 | Thousand Tons | 0 | 0 | 0 | 0 | 0 | 0 | 0
NSR Valley 1-4 - SO2 Cap Annual v5.16 | 686 | 7428 | Rate Constraint in MTons | FALSE | L | Annual | Allowances Banked | Thousand Tons | 0 | 0 | 0 | 0 | 0 | 0 | 0
NSR Valley 1-4 - SO2 Cap Annual v5.16 | 686 | 7428 | Rate Constraint in MTons | FALSE | L | Annual | Allowances Withdrawn (1:1) | Thousand Tons | 0 | 0 | 0 | 0 | 0 | 0 | 0
NSR Valley 1-4 - SO2 Cap Annual v5.16 | 686 | 7428 | Rate Constraint in MTons | FALSE | L | Annual | Allowances Withdrawn (n:1) | Thousand Tons | 0 | 0 | 0 | 0 | 0 | 0 | 0
NSR Valley 1-4 - SO2 Cap Annual v5.16 | 686 | 7428 | Rate Constraint in MTons | FALSE | L | Annual | Net Emissions Allowance Position | Thousand Tons | 0 | 0 | 0 | 0 | 0 | 0 | 0
NSR Valley 1-4 - SO2 Cap Annual v5.16 | 686 | 7428 | Rate Constraint in MTons | FALSE | L | Annual | Fuel Consumed | TBtu | 4.2667 | 4.2855 | 4.4916 | 0.79094 | 0 | 0 | 0
NSR Valley 1-4 - SO2 Cap Annual v5.16 | 686 | 7428 | Rate Constraint in MTons | FALSE | L | Annual | Rate | lb/MMBtu | 0 | 0 | 0 | 0 | 0 | 0 | 0
NSR Valley 1-4 - SO2 Cap Annual v5.16 | 686 | 7428 | Rate Constraint in MTons | FALSE | L | Annual | Generation | TWh | 0.44298 | 0.44492 | 0.46632 | 0.082116 | 0 | 0 | 0
NSR Valley 1-4 - SO2 Cap Annual v5.16 | 686 | 7428 | Rate Constraint in MTons | FALSE | L | Annual | Qualifying Generation | TWh | 0.44298 | 0.44492 | 0.46632 | 0.082116 | 0 | 0 | 0
NSR Valley 1-4 - SO2 Cap Annual v5.16 | 686 | 7428 | Rate Constraint in MTons | FALSE | L | Annual | Rate | lb/MWh | 0 | 0 | 0 | 0 | 0 | 0 | 0
NSR Valley 1-4 - SO2 Cap Annual v5.16 | 686 | 7428 | Rate Constraint in MTons | FALSE | L | Annual | Constraint Shadow Price | US2022$/Ton | 0 | 0 | 0 | 0 | 0 | 0 | 0
NSR WEPCO Settlement - NOX Cap Annual v3.1 | 687 | 7401 | Rate Constraint in MTons | FALSE | L | Annual | Seasons Included | Seasons | Winter, Spring, Summer, Fall | Winter, Spring, Summer, Fall | Winter, Spring, Summer, Fall | Winter, Spring, Summer, Fall | Winter, Spring, Summer, Fall | Winter, Spring, Summer, Fall | Winter, Spring, Summer, Fall
NSR WEPCO Settlement - NOX Cap Annual v3.1 | 687 | 7401 | Rate Constraint in MTons | FALSE | L | Annual | Standard NOX | Thousand Tons | 17.4 | 17.4 | 17.4 | 17.4 | 17.4 | 17.4 | 17.4
NSR WEPCO Settlement - NOX Cap Annual v3.1 | 687 | 7401 | Rate Constraint in MTons | FALSE | L | Annual | Emissions at Affected Plants NOX | Thousand Tons | 0.15751 | 0.1582 | 0.16581 | 0.029199 | 0 | 0 | 0
NSR WEPCO Settlement - NOX Cap Annual v3.1 | 687 | 7401 | Rate Constraint in MTons | FALSE | L | Annual | Allowances Purchased NOX | Thousand Tons | 0 | 0 | 0 | 0 | 0 | 0 | 0
NSR WEPCO Settlement - NOX Cap Annual v3.1 | 687 | 7401 | Rate Constraint in MTons | FALSE | L | Annual | Allowances Sold NOX | Thousand Tons | 0 | 0 | 0 | 0 | 0 | 0 | 0
NSR WEPCO Settlement - NOX Cap Annual v3.1 | 687 | 7401 | Rate Constraint in MTons | FALSE | L | Annual | Allowances Banked | Thousand Tons | 0 | 0 | 0 | 0 | 0 | 0 | 0
NSR WEPCO Settlement - NOX Cap Annual v3.1 | 687 | 7401 | Rate Constraint in MTons | FALSE | L | Annual | Allowances Withdrawn (1:1) | Thousand Tons | 0 | 0 | 0 | 0 | 0 | 0 | 0
NSR WEPCO Settlement - NOX Cap Annual v3.1 | 687 | 7401 | Rate Constraint in MTons | FALSE | L | Annual | Allowances Withdrawn (n:1) | Thousand Tons | 0 | 0 | 0 | 0 | 0 | 0 | 0
NSR WEPCO Settlement - NOX Cap Annual v3.1 | 687 | 7401 | Rate Constraint in MTons | FALSE | L | Annual | Net Emissions Allowance Position | Thousand Tons | 0.15751 | 0.1582 | 0.16581 | 0.029199 | 0 | 0 | 0
NSR WEPCO Settlement - NOX Cap Annual v3.1 | 687 | 7401 | Rate Constraint in MTons | FALSE | L | Annual | Fuel Consumed | TBtu | 4.2667 | 4.2855 | 4.4916 | 0.79094 | 0 | 0 | 0
NSR WEPCO Settlement - NOX Cap Annual v3.1 | 687 | 7401 | Rate Constraint in MTons | FALSE | L | Annual | Rate | lb/MMBtu | 0.073832 | 0.073832 | 0.073832 | 0.073832 | 0 | 0 | 0
NSR WEPCO Settlement - NOX Cap Annual v3.1 | 687 | 7401 | Rate Constraint in MTons | FALSE | L | Annual | Generation | TWh | 0.44298 | 0.44492 | 0.46632 | 0.082116 | 0 | 0 | 0
NSR WEPCO Settlement - NOX Cap Annual v3.1 | 687 | 7401 | Rate Constraint in MTons | FALSE | L | Annual | Qualifying Generation | TWh | 0.44298 | 0.44492 | 0.46632 | 0.082116 | 0 | 0 | 0
NSR WEPCO Settlement - NOX Cap Annual v3.1 | 687 | 7401 | Rate Constraint in MTons | FALSE | L | Annual | Rate | lb/MWh | 0.71115 | 0.71115 | 0.71115 | 0.71115 | 0 | 0 | 0
NSR WEPCO Settlement - NOX Cap Annual v3.1 | 687 | 7401 | Rate Constraint in MTons | FALSE | L | Annual | Constraint Shadow Price | US2022$/Ton | 0 | 0 | 0 | 0 | 0 | 0 | 0
NSR WEPCO Settlement - NOX Rate Annual v3.1 | 688 | 7402 | Rate Constraint in lbs/MMBtu | FALSE | L | Annual | Seasons Included | Seasons | Winter, Spring, Summer, Fall | Winter, Spring, Summer, Fall | Winter, Spring, Summer, Fall | Winter, Spring, Summer, Fall | Winter, Spring, Summer, Fall | Winter, Spring, Summer, Fall | Winter, Spring, Summer, Fall
NSR WEPCO Settlement - NOX Rate Annual v3.1 | 688 | 7402 | Rate Constraint in lbs/MMBtu | FALSE | L | Annual | Standard NOX | lb/MMBtu | 0.17 | 0.17 | 0.17 | 0.17 | 0.17 | 0.17 | 0.17
NSR WEPCO Settlement - NOX Rate Annual v3.1 | 688 | 7402 | Rate Constraint in lbs/MMBtu | FALSE | L | Annual | Emissions at Affected Plants NOX | Thousand Tons | 0.15751 | 0.1582 | 0.16581 | 0.029199 | 0 | 0 | 0
NSR WEPCO Settlement - NOX Rate Annual v3.1 | 688 | 7402 | Rate Constraint in lbs/MMBtu | FALSE | L | Annual | Allowances Purchased NOX | Thousand Tons | 0 | 0 | 0 | 0 | 0 | 0 | 0
NSR WEPCO Settlement - NOX Rate Annual v3.1 | 688 | 7402 | Rate Constraint in lbs/MMBtu | FALSE | L | Annual | Allowances Sold NOX | Thousand Tons | 0 | 0 | 0 | 0 | 0 | 0 | 0
NSR WEPCO Settlement - NOX Rate Annual v3.1 | 688 | 7402 | Rate Constraint in lbs/MMBtu | FALSE | L | Annual | Allowances Banked | Thousand Tons | 0 | 0 | 0 | 0 | 0 | 0 | 0
NSR WEPCO Settlement - NOX Rate Annual v3.1 | 688 | 7402 | Rate Constraint in lbs/MMBtu | FALSE | L | Annual | Allowances Withdrawn (1:1) | Thousand Tons | 0 | 0 | 0 | 0 | 0 | 0 | 0
NSR WEPCO Settlement - NOX Rate Annual v3.1 | 688 | 7402 | Rate Constraint in lbs/MMBtu | FALSE | L | Annual | Allowances Withdrawn (n:1) | Thousand Tons | 0 | 0 | 0 | 0 | 0 | 0 | 0
NSR WEPCO Settlement - NOX Rate Annual v3.1 | 688 | 7402 | Rate Constraint in lbs/MMBtu | FALSE | L | Annual | Net Emissions Allowance Position | Thousand Tons | 0.15751 | 0.1582 | 0.16581 | 0.029199 | 0 | 0 | 0
NSR WEPCO Settlement - NOX Rate Annual v3.1 | 688 | 7402 | Rate Constraint in lbs/MMBtu | FALSE | L | Annual | Fuel Consumed | TBtu | 4.2667 | 4.2855 | 4.4916 | 0.79094 | 0 | 0 | 0
NSR WEPCO Settlement - NOX Rate Annual v3.1 | 688 | 7402 | Rate Constraint in lbs/MMBtu | FALSE | L | Annual | Rate | lb/MMBtu | 0.073832 | 0.073832 | 0.073832 | 0.073832 | 0 | 0 | 0
NSR WEPCO Settlement - NOX Rate Annual v3.1 | 688 | 7402 | Rate Constraint in lbs/MMBtu | FALSE | L | Annual | Generation | TWh | 0.44298 | 0.44492 | 0.46632 | 0.082116 | 0 | 0 | 0
NSR WEPCO Settlement - NOX Rate Annual v3.1 | 688 | 7402 | Rate Constraint in lbs/MMBtu | FALSE | L | Annual | Qualifying Generation | TWh | 0.44298 | 0.44492 | 0.46632 | 0.082116 | 0 | 0 | 0
NSR WEPCO Settlement - NOX Rate Annual v3.1 | 688 | 7402 | Rate Constraint in lbs/MMBtu | FALSE | L | Annual | Rate | lb/MWh | 0.71115 | 0.71115 | 0.71115 | 0.71115 | 0 | 0 | 0
NSR WEPCO Settlement - NOX Rate Annual v3.1 | 688 | 7402 | Rate Constraint in lbs/MMBtu | FALSE | L | Annual | Constraint Shadow Price | US2022$/Ton | 0 | 0 | 0 | 0 | 0 | 0 | 0
NSR WEPCO Settlement - SO2 Cap Annual v3.1 | 689 | 7403 | Rate Constraint in MTons | FALSE | L | Annual | Seasons Included | Seasons | Winter, Spring, Summer, Fall | Winter, Spring, Summer, Fall | Winter, Spring, Summer, Fall | Winter, Spring, Summer, Fall | Winter, Spring, Summer, Fall | Winter, Spring, Summer, Fall | Winter, Spring, Summer, Fall
NSR WEPCO Settlement - SO2 Cap Annual v3.1 | 689 | 7403 | Rate Constraint in MTons | FALSE | L | Annual | Standard SO2 | Thousand Tons | 33.3 | 33.3 | 33.3 | 33.3 | 33.3 | 33.3 | 33.3
NSR WEPCO Settlement - SO2 Cap Annual v3.1 | 689 | 7403 | Rate Constraint in MTons | FALSE | L | Annual | Emissions at Affected Plants SO2 | Thousand Tons | 0 | 0 | 0 | 0 | 0 | 0 | 0
NSR WEPCO Settlement - SO2 Cap Annual v3.1 | 689 | 7403 | Rate Constraint in MTons | FALSE | L | Annual | Allowances Purchased SO2 | Thousand Tons | 0 | 0 | 0 | 0 | 0 | 0 | 0
NSR WEPCO Settlement - SO2 Cap Annual v3.1 | 689 | 7403 | Rate Constraint in MTons | FALSE | L | Annual | Allowances Sold SO2 | Thousand Tons | 0 | 0 | 0 | 0 | 0 | 0 | 0
NSR WEPCO Settlement - SO2 Cap Annual v3.1 | 689 | 7403 | Rate Constraint in MTons | FALSE | L | Annual | Allowances Banked | Thousand Tons | 0 | 0 | 0 | 0 | 0 | 0 | 0
NSR WEPCO Settlement - SO2 Cap Annual v3.1 | 689 | 7403 | Rate Constraint in MTons | FALSE | L | Annual | Allowances Withdrawn (1:1) | Thousand Tons | 0 | 0 | 0 | 0 | 0 | 0 | 0
NSR WEPCO Settlement - SO2 Cap Annual v3.1 | 689 | 7403 | Rate Constraint in MTons | FALSE | L | Annual | Allowances Withdrawn (n:1) | Thousand Tons | 0 | 0 | 0 | 0 | 0 | 0 | 0
NSR WEPCO Settlement - SO2 Cap Annual v3.1 | 689 | 7403 | Rate Constraint in MTons | FALSE | L | Annual | Net Emissions Allowance Position | Thousand Tons | 0 | 0 | 0 | 0 | 0 | 0 | 0
NSR WEPCO Settlement - SO2 Cap Annual v3.1 | 689 | 7403 | Rate Constraint in MTons | FALSE | L | Annual | Fuel Consumed | TBtu | 4.2667 | 4.2855 | 4.4916 | 0.79094 | 0 | 0 | 0
NSR WEPCO Settlement - SO2 Cap Annual v3.1 | 689 | 7403 | Rate Constraint in MTons | FALSE | L | Annual | Rate | lb/MMBtu | 0 | 0 | 0 | 0 | 0 | 0 | 0
NSR WEPCO Settlement - SO2 Cap Annual v3.1 | 689 | 7403 | Rate Constraint in MTons | FALSE | L | Annual | Generation | TWh | 0.44298 | 0.44492 | 0.46632 | 0.082116 | 0 | 0 | 0
NSR WEPCO Settlement - SO2 Cap Annual v3.1 | 689 | 7403 | Rate Constraint in MTons | FALSE | L | Annual | Qualifying Generation | TWh | 0.44298 | 0.44492 | 0.46632 | 0.082116 | 0 | 0 | 0
NSR WEPCO Settlement - SO2 Cap Annual v3.1 | 689 | 7403 | Rate Constraint in MTons | FALSE | L | Annual | Rate | lb/MWh | 0 | 0 | 0 | 0 | 0 | 0 | 0
NSR WEPCO Settlement - SO2 Cap Annual v3.1 | 689 | 7403 | Rate Constraint in MTons | FALSE | L | Annual | Constraint Shadow Price | US2022$/Ton | 0 | 0 | 0 | 0 | 0 | 0 | 0
NSR WEPCO Settlement - SO2 Rate Annual v3.1 | 690 | 7404 | Rate Constraint in lbs/MMBtu | FALSE | L | Annual | Seasons Included | Seasons | Winter, Spring, Summer, Fall | Winter, Spring, Summer, Fall | Winter, Spring, Summer, Fall | Winter, Spring, Summer, Fall | Winter, Spring, Summer, Fall | Winter, Spring, Summer, Fall | Winter, Spring, Summer, Fall
NSR WEPCO Settlement - SO2 Rate Annual v3.1 | 690 | 7404 | Rate Constraint in lbs/MMBtu | FALSE | L | Annual | Standard SO2 | lb/MMBtu | 0.32 | 0.32 | 0.32 | 0.32 | 0.32 | 0.32 | 0.32
NSR WEPCO Settlement - SO2 Rate Annual v3.1 | 690 | 7404 | Rate Constraint in lbs/MMBtu | FALSE | L | Annual | Emissions at Affected Plants SO2 | Thousand Tons | 0 | 0 | 0 | 0 | 0 | 0 | 0
NSR WEPCO Settlement - SO2 Rate Annual v3.1 | 690 | 7404 | Rate Constraint in lbs/MMBtu | FALSE | L | Annual | Allowances Purchased SO2 | Thousand Tons | 0 | 0 | 0 | 0 | 0 | 0 | 0
NSR WEPCO Settlement - SO2 Rate Annual v3.1 | 690 | 7404 | Rate Constraint in lbs/MMBtu | FALSE | L | Annual | Allowances Sold SO2 | Thousand Tons | 0 | 0 | 0 | 0 | 0 | 0 | 0
NSR WEPCO Settlement - SO2 Rate Annual v3.1 | 690 | 7404 | Rate Constraint in lbs/MMBtu | FALSE | L | Annual | Allowances Banked | Thousand Tons | 0 | 0 | 0 | 0 | 0 | 0 | 0
NSR WEPCO Settlement - SO2 Rate Annual v3.1 | 690 | 7404 | Rate Constraint in lbs/MMBtu | FALSE | L | Annual | Allowances Withdrawn (1:1) | Thousand Tons | 0 | 0 | 0 | 0 | 0 | 0 | 0
NSR WEPCO Settlement - SO2 Rate Annual v3.1 | 690 | 7404 | Rate Constraint in lbs/MMBtu | FALSE | L | Annual | Allowances Withdrawn (n:1) | Thousand Tons | 0 | 0 | 0 | 0 | 0 | 0 | 0
NSR WEPCO Settlement - SO2 Rate Annual v3.1 | 690 | 7404 | Rate Constraint in lbs/MMBtu | FALSE | L | Annual | Net Emissions Allowance Position | Thousand Tons | 0 | 0 | 0 | 0 | 0 | 0 | 0
NSR WEPCO Settlement - SO2 Rate Annual v3.1 | 690 | 7404 | Rate Constraint in lbs/MMBtu | FALSE | L | Annual | Fuel Consumed | TBtu | 4.2667 | 4.2855 | 4.4916 | 0.79094 | 0 | 0 | 0
NSR WEPCO Settlement - SO2 Rate Annual v3.1 | 690 | 7404 | Rate Constraint in lbs/MMBtu | FALSE | L | Annual | Rate | lb/MMBtu | 0 | 0 | 0 | 0 | 0 | 0 | 0
NSR WEPCO Settlement - SO2 Rate Annual v3.1 | 690 | 7404 | Rate Constraint in lbs/MMBtu | FALSE | L | Annual | Generation | TWh | 0.44298 | 0.44492 | 0.46632 | 0.082116 | 0 | 0 | 0
NSR WEPCO Settlement - SO2 Rate Annual v3.1 | 690 | 7404 | Rate Constraint in lbs/MMBtu | FALSE | L | Annual | Qualifying Generation | TWh | 0.44298 | 0.44492 | 0.46632 | 0.082116 | 0 | 0 | 0
NSR WEPCO Settlement - SO2 Rate Annual v3.1 | 690 | 7404 | Rate Constraint in lbs/MMBtu | FALSE | L | Annual | Rate | lb/MWh | 0 | 0 | 0 | 0 | 0 | 0 | 0
NSR WEPCO Settlement - SO2 Rate Annual v3.1 | 690 | 7404 | Rate Constraint in lbs/MMBtu | FALSE | L | Annual | Constraint Shadow Price | US2022$/Ton | 0 | 0 | 0 | 0 | 0 | 0 | 0
NSR Westar Consent - NOX Cap Annual v4.10 | 691 | 7405 | Rate Constraint in MTons | FALSE | L | Annual | Seasons Included | Seasons | Winter, Spring, Summer, Fall | Winter, Spring, Summer, Fall | Winter, Spring, Summer, Fall | Winter, Spring, Summer, Fall | Winter, Spring, Summer, Fall | Winter, Spring, Summer, Fall | Winter, Spring, Summer, Fall
NSR Westar Consent - NOX Cap Annual v4.10 | 691 | 7405 | Rate Constraint in MTons | FALSE | L | Annual | Standard NOX | Thousand Tons | 9.6 | 9.6 | 9.6 | 9.6 | 9.6 | 9.6 | 9.6
NSR Westar Consent - NOX Cap Annual v4.10 | 691 | 7405 | Rate Constraint in MTons | FALSE | L | Annual | Emissions at Affected Plants NOX | Thousand Tons | 1.2804 | 1.3075 | 0 | 0 | 0 | 0 | 0
NSR Westar Consent - NOX Cap Annual v4.10 | 691 | 7405 | Rate Constraint in MTons | FALSE | L | Annual | Allowances Purchased NOX | Thousand Tons | 0 | 0 | 0 | 0 | 0 | 0 | 0
NSR Westar Consent - NOX Cap Annual v4.10 | 691 | 7405 | Rate Constraint in MTons | FALSE | L | Annual | Allowances Sold NOX | Thousand Tons | 0 | 0 | 0 | 0 | 0 | 0 | 0
NSR Westar Consent - NOX Cap Annual v4.10 | 691 | 7405 | Rate Constraint in MTons | FALSE | L | Annual | Allowances Banked | Thousand Tons | 0 | 0 | 0 | 0 | 0 | 0 | 0
NSR Westar Consent - NOX Cap Annual v4.10 | 691 | 7405 | Rate Constraint in MTons | FALSE | L | Annual | Allowances Withdrawn (1:1) | Thousand Tons | 0 | 0 | 0 | 0 | 0 | 0 | 0
NSR Westar Consent - NOX Cap Annual v4.10 | 691 | 7405 | Rate Constraint in MTons | FALSE | L | Annual | Allowances Withdrawn (n:1) | Thousand Tons | 0 | 0 | 0 | 0 | 0 | 0 | 0
NSR Westar Consent - NOX Cap Annual v4.10 | 691 | 7405 | Rate Constraint in MTons | FALSE | L | Annual | Net Emissions Allowance Position | Thousand Tons | 1.2804 | 1.3075 | 0 | 0 | 0 | 0 | 0
NSR Westar Consent - NOX Cap Annual v4.10 | 691 | 7405 | Rate Constraint in MTons | FALSE | L | Annual | Fuel Consumed | TBtu | 49.8893 | 51.2422 | 0 | 0 | 0 | 0 | 0
NSR Westar Consent - NOX Cap Annual v4.10 | 691 | 7405 | Rate Constraint in MTons | FALSE | L | Annual | Rate | lb/MMBtu | 0.051332 | 0.05103 | 0 | 0 | 0 | 0 | 0
NSR Westar Consent - NOX Cap Annual v4.10 | 691 | 7405 | Rate Constraint in MTons | FALSE | L | Annual | Generation | TWh | 4.5271 | 4.6502 | 0 | 0 | 0 | 0 | 0
NSR Westar Consent - NOX Cap Annual v4.10 | 691 | 7405 | Rate Constraint in MTons | FALSE | L | Annual | Qualifying Generation | TWh | 4.5271 | 4.6502 | 0 | 0 | 0 | 0 | 0
NSR Westar Consent - NOX Cap Annual v4.10 | 691 | 7405 | Rate Constraint in MTons | FALSE | L | Annual | Rate | lb/MWh | 0.56569 | 0.56232 | 0 | 0 | 0 | 0 | 0
NSR Westar Consent - NOX Cap Annual v4.10 | 691 | 7405 | Rate Constraint in MTons | FALSE | L | Annual | Constraint Shadow Price | US2022$/Ton | 0 | 0 | 0 | 0 | 0 | 0 | 0
NSR Westar Consent - NOX Rate Annual v4.10, Unit 2516 and retrofits | 692 | 7406 | Rate Constraint in lbs/MMBtu | FALSE | L | Annual | Seasons Included | Seasons | Winter, Spring, Summer, Fall | Winter, Spring, Summer, Fall | Winter, Spring, Summer, Fall | Winter, Spring, Summer, Fall | Winter, Spring, Summer, Fall | Winter, Spring, Summer, Fall | Winter, Spring, Summer, Fall
NSR Westar Consent - NOX Rate Annual v4.10, Unit 2516 and retrofits | 692 | 7406 | Rate Constraint in lbs/MMBtu | FALSE | L | Annual | Standard NOX | lb/MMBtu | 0.1 | 0.1 | 0.1 | 0.1 | 0.1 | 0.1 | 0.1
NSR Westar Consent - NOX Rate Annual v4.10, Unit 2516 and retrofits | 692 | 7406 | Rate Constraint in lbs/MMBtu | FALSE | L | Annual | Emissions at Affected Plants NOX | Thousand Tons | 0.80665 | 0.83365 | 0 | 0 | 0 | 0 | 0
NSR Westar Consent - NOX Rate Annual v4.10, Unit 2516 and retrofits | 692 | 7406 | Rate Constraint in lbs/MMBtu | FALSE | L | Annual | Allowances Purchased NOX | Thousand Tons | 0 | 0 | 0 | 0 | 0 | 0 | 0
NSR Westar Consent - NOX Rate Annual v4.10, Unit 2516 and retrofits | 692 | 7406 | Rate Constraint in lbs/MMBtu | FALSE | L | Annual | Allowances Sold NOX | Thousand Tons | 0 | 0 | 0 | 0 | 0 | 0 | 0
NSR Westar Consent - NOX Rate Annual v4.10, Unit 2516 and retrofits | 692 | 7406 | Rate Constraint in lbs/MMBtu | FALSE | L | Annual | Allowances Banked | Thousand Tons | 0 | 0 | 0 | 0 | 0 | 0 | 0
NSR Westar Consent - NOX Rate Annual v4.10, Unit 2516 and retrofits | 692 | 7406 | Rate Constraint in lbs/MMBtu | FALSE | L | Annual | Allowances Withdrawn (1:1) | Thousand Tons | 0 | 0 | 0 | 0 | 0 | 0 | 0
NSR Westar Consent - NOX Rate Annual v4.10, Unit 2516 and retrofits | 692 | 7406 | Rate Constraint in lbs/MMBtu | FALSE | L | Annual | Allowances Withdrawn (n:1) | Thousand Tons | 0 | 0 | 0 | 0 | 0 | 0 | 0
NSR Westar Consent - NOX Rate Annual v4.10, Unit 2516 and retrofits | 692 | 7406 | Rate Constraint in lbs/MMBtu | FALSE | L | Annual | Net Emissions Allowance Position | Thousand Tons | 0.80665 | 0.83365 | 0 | 0 | 0 | 0 | 0
NSR Westar Consent - NOX Rate Annual v4.10, Unit 2516 and retrofits | 692 | 7406 | Rate Constraint in lbs/MMBtu | FALSE | L | Annual | Fuel Consumed | TBtu | 40.4133 | 41.7662 | 0 | 0 | 0 | 0 | 0
NSR Westar Consent - NOX Rate Annual v4.10, Unit 2516 and retrofits | 692 | 7406 | Rate Constraint in lbs/MMBtu | FALSE | L | Annual | Rate | lb/MMBtu | 0.03992 | 0.03992 | 0 | 0 | 0 | 0 | 0
NSR Westar Consent - NOX Rate Annual v4.10, Unit 2516 and retrofits | 692 | 7406 | Rate Constraint in lbs/MMBtu | FALSE | L | Annual | Generation | TWh | 3.6773 | 3.8004 | 0 | 0 | 0 | 0 | 0
NSR Westar Consent - NOX Rate Annual v4.10, Unit 2516 and retrofits | 692 | 7406 | Rate Constraint in lbs/MMBtu | FALSE | L | Annual | Qualifying Generation | TWh | 3.6773 | 3.8004 | 0 | 0 | 0 | 0 | 0
NSR Westar Consent - NOX Rate Annual v4.10, Unit 2516 and retrofits | 692 | 7406 | Rate Constraint in lbs/MMBtu | FALSE | L | Annual | Rate | lb/MWh | 0.43872 | 0.43872 | 0 | 0 | 0 | 0 | 0
NSR Westar Consent - NOX Rate Annual v4.10, Unit 2516 and retrofits | 692 | 7406 | Rate Constraint in lbs/MMBtu | FALSE | L | Annual | Constraint Shadow Price | US2022$/Ton | 0 | 0 | 0 | 0 | 0 | 0 | 0
NSR Westar Consent - NOX Rate Annual v4.10, Unit 2530 and retrofits | 693 | 7406 | Rate Constraint in lbs/MMBtu | FALSE | L | Annual | Seasons Included | Seasons | Winter, Spring, Summer, Fall | Winter, Spring, Summer, Fall | Winter, Spring, Summer, Fall | Winter, Spring, Summer, Fall | Winter, Spring, Summer, Fall | Winter, Spring, Summer, Fall | Winter, Spring, Summer, Fall
NSR Westar Consent - NOX Rate Annual v4.10, Unit 2530 and retrofits | 693 | 7406 | Rate Constraint in lbs/MMBtu | FALSE | L | Annual | Standard NOX | lb/MMBtu | 0.1 | 0.1 | 0.1 | 0.1 | 0.1 | 0.1 | 0.1
NSR Westar Consent - NOX Rate Annual v4.10, Unit 2530 and retrofits | 693 | 7406 | Rate Constraint in lbs/MMBtu | FALSE | L | Annual | Emissions at Affected Plants NOX | Thousand Tons | 0 | 0 | 0 | 0 | 0 | 0 | 0
NSR Westar Consent - NOX Rate Annual v4.10, Unit 2530 and retrofits | 693 | 7406 | Rate Constraint in lbs/MMBtu | FALSE | L | Annual | Allowances Purchased NOX | Thousand Tons | 0 | 0 | 0 | 0 | 0 | 0 | 0
NSR Westar Consent - NOX Rate Annual v4.10, Unit 2530 and retrofits | 693 | 7406 | Rate Constraint in lbs/MMBtu | FALSE | L | Annual | Allowances Sold NOX | Thousand Tons | 0 | 0 | 0 | 0 | 0 | 0 | 0
NSR Westar Consent - NOX Rate Annual v4.10, Unit 2530 and retrofits | 693 | 7406 | Rate Constraint in lbs/MMBtu | FALSE | L | Annual | Allowances Banked | Thousand Tons | 0 | 0 | 0 | 0 | 0 | 0 | 0
NSR Westar Consent - NOX Rate Annual v4.10, Unit 2530 and retrofits | 693 | 7406 | Rate Constraint in lbs/MMBtu | FALSE | L | Annual | Allowances Withdrawn (1:1) | Thousand Tons | 0 | 0 | 0 | 0 | 0 | 0 | 0
NSR Westar Consent - NOX Rate Annual v4.10, Unit 2530 and retrofits | 693 | 7406 | Rate Constraint in lbs/MMBtu | FALSE | L | Annual | Allowances Withdrawn (n:1) | Thousand Tons | 0 | 0 | 0 | 0 | 0 | 0 | 0
NSR Westar Consent - NOX Rate Annual v4.10, Unit 2530 and retrofits | 693 | 7406 | Rate Constraint in lbs/MMBtu | FALSE | L | Annual | Net Emissions Allowance Position | Thousand Tons | 0 | 0 | 0 | 0 | 0 | 0 | 0
NSR Westar Consent - NOX Rate Annual v4.10, Unit 2530 and retrofits | 693 | 7406 | Rate Constraint in lbs/MMBtu | FALSE | L | Annual | Fuel Consumed | TBtu | 0 | 0 | 0 | 0 | 0 | 0 | 0
NSR Westar Consent - NOX Rate Annual v4.10, Unit 2530 and retrofits | 693 | 7406 | Rate Constraint in lbs/MMBtu | FALSE | L | Annual | Rate | lb/MMBtu | 0 | 0 | 0 | 0 | 0 | 0 | 0
NSR Westar Consent - NOX Rate Annual v4.10, Unit 2530 and retrofits | 693 | 7406 | Rate Constraint in lbs/MMBtu | FALSE | L | Annual | Generation | TWh | 0 | 0 | 0 | 0 | 0 | 0 | 0
NSR Westar Consent - NOX Rate Annual v4.10, Unit 2530 and retrofits | 693 | 7406 | Rate Constraint in lbs/MMBtu | FALSE | L | Annual | Qualifying Generation | TWh | 0 | 0 | 0 | 0 | 0 | 0 | 0
NSR Westar Consent - NOX Rate Annual v4.10, Unit 2530 and retrofits | 693 | 7406 | Rate Constraint in lbs/MMBtu | FALSE | L | Annual | Rate | lb/MWh | 0 | 0 | 0 | 0 | 0 | 0 | 0
NSR Westar Consent - NOX Rate Annual v4.10, Unit 2530 and retrofits | 693 | 7406 | Rate Constraint in lbs/MMBtu | FALSE | L | Annual | Constraint Shadow Price | US2022$/Ton | 38648.3986 | 0 | 0 | 0 | 50.7678 | 0 | 0
NSR Westar Consent - NOX Rate Annual v4.10, Unit 2531 and retrofits | 694 | 7406 | Rate Constraint in lbs/MMBtu | FALSE | L | Annual | Seasons Included | Seasons | Winter, Spring, Summer, Fall | Winter, Spring, Summer, Fall | Winter, Spring, Summer, Fall | Winter, Spring, Summer, Fall | Winter, Spring, Summer, Fall | Winter, Spring, Summer, Fall | Winter, Spring, Summer, Fall
NSR Westar Consent - NOX Rate Annual v4.10, Unit 2531 and retrofits | 694 | 7406 | Rate Constraint in lbs/MMBtu | FALSE | L | Annual | Standard NOX | lb/MMBtu | 0.1 | 0.1 | 0.1 | 0.1 | 0.1 | 0.1 | 0.1
NSR Westar Consent - NOX Rate Annual v4.10, Unit 2531 and retrofits | 694 | 7406 | Rate Constraint in lbs/MMBtu | FALSE | L | Annual | Emissions at Affected Plants NOX | Thousand Tons | 0.4738 | 0.4738 | 0 | 0 | 0 | 0 | 0
NSR Westar Consent - NOX Rate Annual v4.10, Unit 2531 and retrofits | 694 | 7406 | Rate Constraint in lbs/MMBtu | FALSE | L | Annual | Allowances Purchased NOX | Thousand Tons | 0 | 0 | 0 | 0 | 0 | 0 | 0
NSR Westar Consent - NOX Rate Annual v4.10, Unit 2531 and retrofits | 694 | 7406 | Rate Constraint in lbs/MMBtu | FALSE | L | Annual | Allowances Sold NOX | Thousand Tons | 0 | 0 | 0 | 0 | 0 | 0 | 0
NSR Westar Consent - NOX Rate Annual v4.10, Unit 2531 and retrofits | 694 | 7406 | Rate Constraint in lbs/MMBtu | FALSE | L | Annual | Allowances Banked | Thousand Tons | 0 | 0 | 0 | 0 | 0 | 0 | 0
NSR Westar Consent - NOX Rate Annual v4.10, Unit 2531 and retrofits | 694 | 7406 | Rate Constraint in lbs/MMBtu | FALSE | L | Annual | Allowances Withdrawn (1:1) | Thousand Tons | 0 | 0 | 0 | 0 | 0 | 0 | 0
NSR Westar Consent - NOX Rate Annual v4.10, Unit 2531 and retrofits | 694 | 7406 | Rate Constraint in lbs/MMBtu | FALSE | L | Annual | Allowances Withdrawn (n:1) | Thousand Tons | 0 | 0 | 0 | 0 | 0 | 0 | 0
NSR Westar Consent - NOX Rate Annual v4.10, Unit 2531 and retrofits | 694 | 7406 | Rate Constraint in lbs/MMBtu | FALSE | L | Annual | Net Emissions Allowance Position | Thousand Tons | 0.4738 | 0.4738 | 0 | 0 | 0 | 0 | 0
NSR Westar Consent - NOX Rate Annual v4.10, Unit 2531 and retrofits | 694 | 7406 | Rate Constraint in lbs/MMBtu | FALSE | L | Annual | Fuel Consumed | TBtu | 9.476 | 9.476 | 0 | 0 | 0 | 0 | 0
NSR Westar Consent - NOX Rate Annual v4.10, Unit 2531 and retrofits | 694 | 7406 | Rate Constraint in lbs/MMBtu | FALSE | L | Annual | Rate | lb/MMBtu | 0.1 | 0.1 | 0 | 0 | 0 | 0 | 0
NSR Westar Consent - NOX Rate Annual v4.10, Unit 2531 and retrofits | 694 | 7406 | Rate Constraint in lbs/MMBtu | FALSE | L | Annual | Generation | TWh | 0.84978 | 0.84978 | 0 | 0 | 0 | 0 | 0
NSR Westar Consent - NOX Rate Annual v4.10, Unit 2531 and retrofits | 694 | 7406 | Rate Constraint in lbs/MMBtu | FALSE | L | Annual | Qualifying Generation | TWh | 0.84978 | 0.84978 | 0 | 0 | 0 | 0 | 0
NSR Westar Consent - NOX Rate Annual v4.10, Unit 2531 and retrofits | 694 | 7406 | Rate Constraint in lbs/MMBtu | FALSE | L | Annual | Rate | lb/MWh | 1.1151 | 1.1151 | 0 | 0 | 0 | 0 | 0
NSR Westar Consent - NOX Rate Annual v4.10, Unit 2531 and retrofits | 694 | 7406 | Rate Constraint in lbs/MMBtu | FALSE | L | Annual | Constraint Shadow Price | US2022$/Ton | 65271.9395 | 54595.239 | 0 | 0 | 0 | 0 | 0
NSR Westar Consent - SO2 Cap Annual v4.10 | 695 | 7407 | Rate Constraint in MTons | FALSE | L | Annual | Seasons Included | Seasons | Winter, Spring, Summer, Fall | Winter, Spring, Summer, Fall | Winter, Spring, Summer, Fall | Winter, Spring, Summer, Fall | Winter, Spring, Summer, Fall | Winter, Spring, Summer, Fall | Winter, Spring, Summer, Fall
NSR Westar Consent - SO2 Cap Annual v4.10 | 695 | 7407 | Rate Constraint in MTons | FALSE | L | Annual | Standard SO2 | Thousand Tons | 6.6 | 6.6 | 6.6 | 6.6 | 6.6 | 6.6 | 6.6
NSR Westar Consent - SO2 Cap Annual v4.10 | 695 | 7407 | Rate Constraint in MTons | FALSE | L | Annual | Emissions at Affected Plants SO2 | Thousand Tons | 1.4967 | 1.5373 | 0 | 0 | 0 | 0 | 0
NSR Westar Consent - SO2 Cap Annual v4.10 | 695 | 7407 | Rate Constraint in MTons | FALSE | L | Annual | Allowances Purchased SO2 | Thousand Tons | 0 | 0 | 0 | 0 | 0 | 0 | 0
NSR Westar Consent - SO2 Cap Annual v4.10 | 695 | 7407 | Rate Constraint in MTons | FALSE | L | Annual | Allowances Sold SO2 | Thousand Tons | 0 | 0 | 0 | 0 | 0 | 0 | 0
NSR Westar Consent - SO2 Cap Annual v4.10 | 695 | 7407 | Rate Constraint in MTons | FALSE | L | Annual | Allowances Banked | Thousand Tons | 0 | 0 | 0 | 0 | 0 | 0 | 0
NSR Westar Consent - SO2 Cap Annual v4.10 | 695 | 7407 | Rate Constraint in MTons | FALSE | L | Annual | Allowances Withdrawn (1:1) | Thousand Tons | 0 | 0 | 0 | 0 | 0 | 0 | 0
NSR Westar Consent - SO2 Cap Annual v4.10 | 695 | 7407 | Rate Constraint in MTons | FALSE | L | Annual | Allowances Withdrawn (n:1) | Thousand Tons | 0 | 0 | 0 | 0 | 0 | 0 | 0
NSR Westar Consent - SO2 Cap Annual v4.10 | 695 | 7407 | Rate Constraint in MTons | FALSE | L | Annual | Net Emissions Allowance Position | Thousand Tons | 1.4967 | 1.5373 | 0 | 0 | 0 | 0 | 0
NSR Westar Consent - SO2 Cap Annual v4.10 | 695 | 7407 | Rate Constraint in MTons | FALSE | L | Annual | Fuel Consumed | TBtu | 49.8893 | 51.2422 | 0 | 0 | 0 | 0 | 0
NSR Westar Consent - SO2 Cap Annual v4.10 | 695 | 7407 | Rate Constraint in MTons | FALSE | L | Annual | Rate | lb/MMBtu | 0.06 | 0.06 | 0 | 0 | 0 | 0 | 0
NSR Westar Consent - SO2 Cap Annual v4.10 | 695 | 7407 | Rate Constraint in MTons | FALSE | L | Annual | Generation | TWh | 4.5271 | 4.6502 | 0 | 0 | 0 | 0 | 0
NSR Westar Consent - SO2 Cap Annual v4.10 | 695 | 7407 | Rate Constraint in MTons | FALSE | L | Annual | Qualifying Generation | TWh | 4.5271 | 4.6502 | 0 | 0 | 0 | 0 | 0
NSR Westar Consent - SO2 Cap Annual v4.10 | 695 | 7407 | Rate Constraint in MTons | FALSE | L | Annual | Rate | lb/MWh | 0.66121 | 0.66117 | 0 | 0 | 0 | 0 | 0
NSR Westar Consent - SO2 Cap Annual v4.10 | 695 | 7407 | Rate Constraint in MTons | FALSE | L | Annual | Constraint Shadow Price | US2022$/Ton | 0 | 0 | 0 | 0 | 0 | 0 | 0
NSR Westar Consent - SO2 Rate Annual v4.10 | 696 | 7408 | MACT Fuel Choice Floor in lbs/MMBtu | FALSE | L | Annual | Seasons Included | Seasons | Winter, Spring, Summer, Fall | Winter, Spring, Summer, Fall | Winter, Spring, Summer, Fall | Winter, Spring, Summer, Fall | Winter, Spring, Summer, Fall | Winter, Spring, Summer, Fall | Winter, Spring, Summer, Fall
NSR Westar Consent - SO2 Rate Annual v4.10 | 696 | 7408 | MACT Fuel Choice Floor in lbs/MMBtu | FALSE | L | Annual | Emission Floor | lb/MMBtu | 0.07 | 0.07 | 0.07 | 0.07 | 0.07 | 0.07 | 0.07
NSR Westar Consent - SO2 Rate Annual v4.10 | 696 | 7408 | MACT Fuel Choice Floor in lbs/MMBtu | FALSE | L | Annual | Emissions at Affected Plants SO2 | Thousand Tons | 1.4967 | 1.5373 | 0 | 0 | 0 | 0 | 0
NSR Westar Consent - SO2 Rate Annual v4.10 | 696 | 7408 | MACT Fuel Choice Floor in lbs/MMBtu | FALSE | L | Annual | Allowances Purchased SO2 | Thousand Tons | 0 | 0 | 0 | 0 | 0 | 0 | 0
NSR Westar Consent - SO2 Rate Annual v4.10 | 696 | 7408 | MACT Fuel Choice Floor in lbs/MMBtu | FALSE | L | Annual | Allowances Sold SO2 | Thousand Tons | 0 | 0 | 0 | 0 | 0 | 0 | 0
NSR Westar Consent - SO2 Rate Annual v4.10 | 696 | 7408 | MACT Fuel Choice Floor in lbs/MMBtu | FALSE | L | Annual | Allowances Banked | Thousand Tons | 0 | 0 | 0 | 0 | 0 | 0 | 0
NSR Westar Consent - SO2 Rate Annual v4.10 | 696 | 7408 | MACT Fuel Choice Floor in lbs/MMBtu | FALSE | L | Annual | Allowances Withdrawn (1:1) | Thousand Tons | 0 | 0 | 0 | 0 | 0 | 0 | 0
NSR Westar Consent - SO2 Rate Annual v4.10 | 696 | 7408 | MACT Fuel Choice Floor in lbs/MMBtu | FALSE | L | Annual | Allowances Withdrawn (n:1) | Thousand Tons | 0 | 0 | 0 | 0 | 0 | 0 | 0
NSR Westar Consent - SO2 Rate Annual v4.10 | 696 | 7408 | MACT Fuel Choice Floor in lbs/MMBtu | FALSE | L | Annual | Net Emissions Allowance Position | Thousand Tons | 1.4967 | 1.5373 | 0 | 0 | 0 | 0 | 0
NSR Westar Consent - SO2 Rate Annual v4.10 | 696 | 7408 | MACT Fuel Choice Floor in lbs/MMBtu | FALSE | L | Annual | Fuel Consumed | TBtu | 49.8893 | 51.2422 | 0 | 0 | 0 | 0 | 0
NSR Westar Consent - SO2 Rate Annual v4.10 | 696 | 7408 | MACT Fuel Choice Floor in lbs/MMBtu | FALSE | L | Annual | Rate | lb/MMBtu | 0.06 | 0.06 | 0 | 0 | 0 | 0 | 0
NSR Westar Consent - SO2 Rate Annual v4.10 | 696 | 7408 | MACT Fuel Choice Floor in lbs/MMBtu | FALSE | L | Annual | Generation | TWh | 4.5271 | 4.6502 | 0 | 0 | 0 | 0 | 0
NSR Westar Consent - SO2 Rate Annual v4.10 | 696 | 7408 | MACT Fuel Choice Floor in lbs/MMBtu | FALSE | L | Annual | Qualifying Generation | TWh | 4.5271 | 4.6502 | 0 | 0 | 0 | 0 | 0
NSR Westar Consent - SO2 Rate Annual v4.10 | 696 | 7408 | MACT Fuel Choice Floor in lbs/MMBtu | FALSE | L | Annual | Constraint Shadow Price | US2022$/Ton | 0 | 0 | 0 | 0 | 0 | 0 | 0
NSR Winyah 1 - NOX Rate Annual v3.1, Unit 4712 and retrofits | 697 | 7433 | Rate Constraint in lbs/MMBtu | FALSE | L | Annual | Seasons Included | Seasons | Winter, Spring, Summer, Fall | Winter, Spring, Summer, Fall | Winter, Spring, Summer, Fall | Winter, Spring, Summer, Fall | Winter, Spring, Summer, Fall | Winter, Spring, Summer, Fall | Winter, Spring, Summer, Fall
NSR Winyah 1 - NOX Rate Annual v3.1, Unit 4712 and retrofits | 697 | 7433 | Rate Constraint in lbs/MMBtu | FALSE | L | Annual | Standard NOX | lb/MMBtu | 0.1 | 0.1 | 0.1 | 0.1 | 0.1 | 0.1 | 0.1
NSR Winyah 1 - NOX Rate Annual v3.1, Unit 4712 and retrofits | 697 | 7433 | Rate Constraint in lbs/MMBtu | FALSE | L | Annual | Emissions at Affected Plants NOX | Thousand Tons | 0 | 0 | 0 | 0 | 0 | 0 | 0
NSR Winyah 1 - NOX Rate Annual v3.1, Unit 4712 and retrofits | 697 | 7433 | Rate Constraint in lbs/MMBtu | FALSE | L | Annual | Allowances Purchased NOX | Thousand Tons | 0 | 0 | 0 | 0 | 0 | 0 | 0
NSR Winyah 1 - NOX Rate Annual v3.1, Unit 4712 and retrofits | 697 | 7433 | Rate Constraint in lbs/MMBtu | FALSE | L | Annual | Allowances Sold NOX | Thousand Tons | 0 | 0 | 0 | 0 | 0 | 0 | 0
NSR Winyah 1 - NOX Rate Annual v3.1, Unit 4712 and retrofits | 697 | 7433 | Rate Constraint in lbs/MMBtu | FALSE | L | Annual | Allowances Banked | Thousand Tons | 0 | 0 | 0 | 0 | 0 | 0 | 0
NSR Winyah 1 - NOX Rate Annual v3.1, Unit 4712 and retrofits | 697 | 7433 | Rate Constraint in lbs/MMBtu | FALSE | L | Annual | Allowances Withdrawn (1:1) | Thousand Tons | 0 | 0 | 0 | 0 | 0 | 0 | 0
NSR Winyah 1 - NOX Rate Annual v3.1, Unit 4712 and retrofits | 697 | 7433 | Rate Constraint in lbs/MMBtu | FALSE | L | Annual | Allowances Withdrawn (n:1) | Thousand Tons | 0 | 0 | 0 | 0 | 0 | 0 | 0
NSR Winyah 1 - NOX Rate Annual v3.1, Unit 4712 and retrofits | 697 | 7433 | Rate Constraint in lbs/MMBtu | FALSE | L | Annual | Net Emissions Allowance Position | Thousand Tons | 0 | 0 | 0 | 0 | 0 | 0 | 0
NSR Winyah 1 - NOX Rate Annual v3.1, Unit 4712 and retrofits | 697 | 7433 | Rate Constraint in lbs/MMBtu | FALSE | L | Annual | Fuel Consumed | TBtu | 0 | 0 | 0 | 0 | 0 | 0 | 0
NSR Winyah 1 - NOX Rate Annual v3.1, Unit 4712 and retrofits | 697 | 7433 | Rate Constraint in lbs/MMBtu | FALSE | L | Annual | Rate | lb/MMBtu | 0 | 0 | 0 | 0 | 0 | 0 | 0
NSR Winyah 1 - NOX Rate Annual v3.1, Unit 4712 and retrofits | 697 | 7433 | Rate Constraint in lbs/MMBtu | FALSE | L | Annual | Generation | TWh | 0 | 0 | 0 | 0 | 0 | 0 | 0
NSR Winyah 1 - NOX Rate Annual v3.1, Unit 4712 and retrofits | 697 | 7433 | Rate Constraint in lbs/MMBtu | FALSE | L | Annual | Qualifying Generation | TWh | 0 | 0 | 0 | 0 | 0 | 0 | 0
NSR Winyah 1 - NOX Rate Annual v3.1, Unit 4712 and retrofits | 697 | 7433 | Rate Constraint in lbs/MMBtu | FALSE | L | Annual | Rate | lb/MWh | 0 | 0 | 0 | 0 | 0 | 0 | 0
NSR Winyah 1 - NOX Rate Annual v3.1, Unit 4712 and retrofits | 697 | 7433 | Rate Constraint in lbs/MMBtu | FALSE | L | Annual | Constraint Shadow Price | US2022$/Ton | 0 | 0 | 0 | 0 | 0 | 0 | 0
NSR Winyah 2-4 - NOX Rate Annual v3.1, Unit 4709 and retrofits | 698 | 7434 | Rate Constraint in lbs/MMBtu | FALSE | L | Annual | Seasons Included | Seasons | Winter, Spring, Summer, Fall | Winter, Spring, Summer, Fall | Winter, Spring, Summer, Fall | Winter, Spring, Summer, Fall | Winter, Spring, Summer, Fall | Winter, Spring, Summer, Fall | Winter, Spring, Summer, Fall
NSR Winyah 2-4 - NOX Rate Annual v3.1, Unit 4709 and retrofits | 698 | 7434 | Rate Constraint in lbs/MMBtu | FALSE | L | Annual | Standard NOX | lb/MMBtu | 0.12 | 0.12 | 0.12 | 0.12 | 0.12 | 0.12 | 0.12
NSR Winyah 2-4 - NOX Rate Annual v3.1, Unit 4709 and retrofits | 698 | 7434 | Rate Constraint in lbs/MMBtu | FALSE | L | Annual | Emissions at Affected Plants NOX | Thousand Tons | 0.16725 | 0.11389 | 0 | 0 | 0 | 0 | 0
NSR Winyah 2-4 - NOX Rate Annual v3.1, Unit 4709 and retrofits | 698 | 7434 | Rate Constraint in lbs/MMBtu | FALSE | L | Annual | Allowances Purchased NOX | Thousand Tons | 0 | 0 | 0 | 0 | 0 | 0 | 0
NSR Winyah 2-4 - NOX Rate Annual v3.1, Unit 4709 and retrofits | 698 | 7434 | Rate Constraint in lbs/MMBtu | FALSE | L | Annual | Allowances Sold NOX | Thousand Tons | 0 | 0 | 0 | 0 | 0 | 0 | 0
NSR Winyah 2-4 - NOX Rate Annual v3.1, Unit 4709 and retrofits | 698 | 7434 | Rate Constraint in lbs/MMBtu | FALSE | L | Annual | Allowances Banked | Thousand Tons | 0 | 0 | 0 | 0 | 0 | 0 | 0
NSR Winyah 2-4 - NOX Rate Annual v3.1, Unit 4709 and retrofits | 698 | 7434 | Rate Constraint in lbs/MMBtu | FALSE | L | Annual | Allowances Withdrawn (1:1) | Thousand Tons | 0 | 0 | 0 | 0 | 0 | 0 | 0
NSR Winyah 2-4 - NOX Rate Annual v3.1, Unit 4709 and retrofits | 698 | 7434 | Rate Constraint in lbs/MMBtu | FALSE | L | Annual | Allowances Withdrawn (n:1) | Thousand Tons | 0 | 0 | 0 | 0 | 0 | 0 | 0
NSR Winyah 2-4 - NOX Rate Annual v3.1, Unit 4709 and retrofits | 698 | 7434 | Rate Constraint in lbs/MMBtu | FALSE | L | Annual | Net Emissions Allowance Position | Thousand Tons | 0.16725 | 0.11389 | 0 | 0 | 0 | 0 | 0
NSR Winyah 2-4 - NOX Rate Annual v3.1, Unit 4709 and retrofits | 698 | 7434 | Rate Constraint in lbs/MMBtu | FALSE | L | Annual | Fuel Consumed | TBtu | 3.9539 | 2.6923 | 0 | 0 | 0 | 0 | 0
NSR Winyah 2-4 - NOX Rate Annual v3.1, Unit 4709 and retrofits | 698 | 7434 | Rate Constraint in lbs/MMBtu | FALSE | L | Annual | Rate | lb/MMBtu | 0.0846 | 0.0846 | 0 | 0 | 0 | 0 | 0
NSR Winyah 2-4 - NOX Rate Annual v3.1, Unit 4709 and retrofits | 698 | 7434 | Rate Constraint in lbs/MMBtu | FALSE | L | Annual | Generation | TWh | 0.36664 | 0.24966 | 0 | 0 | 0 | 0 | 0
NSR Winyah 2-4 - NOX Rate Annual v3.1, Unit 4709 and retrofits | 698 | 7434 | Rate Constraint in lbs/MMBtu | FALSE | L | Annual | Qualifying Generation | TWh | 0.36664 | 0.24966 | 0 | 0 | 0 | 0 | 0
NSR Winyah 2-4 - NOX Rate Annual v3.1, Unit 4709 and retrofits | 698 | 7434 | Rate Constraint in lbs/MMBtu | FALSE | L | Annual | Rate | lb/MWh | 0.91233 | 0.91233 | 0 | 0 | 0 | 0 | 0
NSR Winyah 2-4 - NOX Rate Annual v3.1, Unit 4709 and retrofits | 698 | 7434 | Rate Constraint in lbs/MMBtu | FALSE | L | Annual | Constraint Shadow Price | US2022$/Ton | 0 | 0 | 0 | 0 | 0 | 0 | 0
NSR Winyah 2-4 - NOX Rate Annual v3.1, Unit 4710 and retrofits | 699 | 7434 | Rate Constraint in lbs/MMBtu | FALSE | L | Annual | Seasons Included | Seasons | Winter, Spring, Summer, Fall | Winter, Spring, Summer, Fall | Winter, Spring, Summer, Fall | Winter, Spring, Summer, Fall | Winter, Spring, Summer, Fall | Winter, Spring, Summer, Fall | Winter, Spring, Summer, Fall
NSR Winyah 2-4 - NOX Rate Annual v3.1, Unit 4710 and retrofits | 699 | 7434 | Rate Constraint in lbs/MMBtu | FALSE | L | Annual | Standard NOX | lb/MMBtu | 0.12 | 0.12 | 0.12 | 0.12 | 0.12 | 0.12 | 0.12
NSR Winyah 2-4 - NOX Rate Annual v3.1, Unit 4710 and retrofits | 699 | 7434 | Rate Constraint in lbs/MMBtu | FALSE | L | Annual | Emissions at Affected Plants NOX | Thousand Tons | 0.19077 | 0.13553 | 0 | 0 | 0 | 0 | 0
NSR Winyah 2-4 - NOX Rate Annual v3.1, Unit 4710 and retrofits | 699 | 7434 | Rate Constraint in lbs/MMBtu | FALSE | L | Annual | Allowances Purchased NOX | Thousand Tons | 0 | 0 | 0 | 0 | 0 | 0 | 0
NSR Winyah 2-4 - NOX Rate Annual v3.1, Unit 4710 and retrofits | 699 | 7434 | Rate Constraint in lbs/MMBtu | FALSE | L | Annual | Allowances Sold NOX | Thousand Tons | 0 | 0 | 0 | 0 | 0 | 0 | 0
NSR Winyah 2-4 - NOX Rate Annual v3.1, Unit 4710 and retrofits | 699 | 7434 | Rate Constraint in lbs/MMBtu | FALSE | L | Annual | Allowances Banked | Thousand Tons | 0 | 0 | 0 | 0 | 0 | 0 | 0
NSR Winyah 2-4 - NOX Rate Annual v3.1, Unit 4710 and retrofits | 699 | 7434 | Rate Constraint in lbs/MMBtu | FALSE | L | Annual | Allowances Withdrawn (1:1) | Thousand Tons | 0 | 0 | 0 | 0 | 0 | 0 | 0
NSR Winyah 2-4 - NOX Rate Annual v3.1, Unit 4710 and retrofits | 699 | 7434 | Rate Constraint in lbs/MMBtu | FALSE | L | Annual | Allowances Withdrawn (n:1) | Thousand Tons | 0 | 0 | 0 | 0 | 0 | 0 | 0
NSR Winyah 2-4 - NOX Rate Annual v3.1, Unit 4710 and retrofits | 699 | 7434 | Rate Constraint in lbs/MMBtu | FALSE | L | Annual | Net Emissions Allowance Position | Thousand Tons | 0.19077 | 0.13553 | 0 | 0 | 0 | 0 | 0
NSR Winyah 2-4 - NOX Rate Annual v3.1, Unit 4710 and retrofits | 699 | 7434 | Rate Constraint in lbs/MMBtu | FALSE | L | Annual | Fuel Consumed | TBtu | 3.7964 | 2.6971 | 0 | 0 | 0 | 0 | 0
NSR Winyah 2-4 - NOX Rate Annual v3.1, Unit 4710 and retrofits | 699 | 7434 | Rate Constraint in lbs/MMBtu | FALSE | L | Annual | Rate | lb/MMBtu | 0.1005 | 0.1005 | 0 | 0 | 0 | 0 | 0
NSR Winyah 2-4 - NOX Rate Annual v3.1, Unit 4710 and retrofits | 699 | 7434 | Rate Constraint in lbs/MMBtu | FALSE | L | Annual | Generation | TWh | 0.35142 | 0.24966 | 0 | 0 | 0 | 0 | 0
NSR Winyah 2-4 - NOX Rate Annual v3.1, Unit 4710 and retrofits | 699 | 7434 | Rate Constraint in lbs/MMBtu | FALSE | L | Annual | Qualifying Generation | TWh | 0.35142 | 0.24966 | 0 | 0 | 0 | 0 | 0
NSR Winyah 2-4 - NOX Rate Annual v3.1, Unit 4710 and retrofits | 699 | 7434 | Rate Constraint in lbs/MMBtu | FALSE | L | Annual | Rate | lb/MWh | 1.0857 | 1.0857 | 0 | 0 | 0 | 0 | 0
NSR Winyah 2-4 - NOX Rate Annual v3.1, Unit 4710 and retrofits | 699 | 7434 | Rate Constraint in lbs/MMBtu | FALSE | L | Annual | Constraint Shadow Price | US2022$/Ton | 0 | 0 | 0 | 0 | 0 | 0 | 0
NSR Winyah 2-4 - NOX Rate Annual v3.1, Unit 4711 and retrofits | 700 | 7434 | Rate Constraint in lbs/MMBtu | FALSE | L | Annual | Seasons Included | Seasons | Winter, Spring, Summer, Fall | Winter, Spring, Summer, Fall | Winter, Spring, Summer, Fall | Winter, Spring, Summer, Fall | Winter, Spring, Summer, Fall | Winter, Spring, Summer, Fall | Winter, Spring, Summer, Fall
NSR Winyah 2-4 - NOX Rate Annual v3.1, Unit 4711 and retrofits | 700 | 7434 | Rate Constraint in lbs/MMBtu | FALSE | L | Annual | Standard NOX | lb/MMBtu | 0.12 | 0.12 | 0.12 | 0.12 | 0.12 | 0.12 | 0.12
NSR Winyah 2-4 - NOX Rate Annual v3.1, Unit 4711 and retrofits | 700 | 7434 | Rate Constraint in lbs/MMBtu | FALSE | L | Annual | Emissions at Affected Plants NOX | Thousand Tons | 0 | 0 | 0 | 0 | 0 | 0 | 0
NSR Winyah 2-4 - NOX Rate Annual v3.1, Unit 4711 and retrofits | 700 | 7434 | Rate Constraint in lbs/MMBtu | FALSE | L | Annual | Allowances Purchased NOX | Thousand Tons | 0 | 0 | 0 | 0 | 0 | 0 | 0
NSR Winyah 2-4 - NOX Rate Annual v3.1, Unit 4711 and retrofits | 700 | 7434 | Rate Constraint in lbs/MMBtu | FALSE | L | Annual | Allowances Sold NOX | Thousand Tons | 0 | 0 | 0 | 0 | 0 | 0 | 0
NSR Winyah 2-4 - NOX Rate Annual v3.1, Unit 4711 and retrofits | 700 | 7434 | Rate Constraint in lbs/MMBtu | FALSE | L | Annual | Allowances Banked | Thousand Tons | 0 | 0 | 0 | 0 | 0 | 0 | 0
NSR Winyah 2-4 - NOX Rate Annual v3.1, Unit 4711 and retrofits | 700 | 7434 | Rate Constraint in lbs/MMBtu | FALSE | L | Annual | Allowances Withdrawn (1:1) | Thousand Tons | 0 | 0 | 0 | 0 | 0 | 0 | 0
NSR Winyah 2-4 - NOX Rate Annual v3.1, Unit 4711 and retrofits | 700 | 7434 | Rate Constraint in lbs/MMBtu | FALSE | L | Annual | Allowances Withdrawn (n:1) | Thousand Tons | 0 | 0 | 0 | 0 | 0 | 0 | 0
NSR Winyah 2-4 - NOX Rate Annual v3.1, Unit 4711 and retrofits | 700 | 7434 | Rate Constraint in lbs/MMBtu | FALSE | L | Annual | Net Emissions Allowance Position | Thousand Tons | 0 | 0 | 0 | 0 | 0 | 0 | 0
NSR Winyah 2-4 - NOX Rate Annual v3.1, Unit 4711 and retrofits | 700 | 7434 | Rate Constraint in lbs/MMBtu | FALSE | L | Annual | Fuel Consumed | TBtu | 0 | 0 | 0 | 0 | 0 | 0 | 0
NSR Winyah 2-4 - NOX Rate Annual v3.1, Unit 4711 and retrofits | 700 | 7434 | Rate Constraint in lbs/MMBtu | FALSE | L | Annual | Rate | lb/MMBtu | 0 | 0 | 0 | 0 | 0 | 0 | 0
NSR Winyah 2-4 - NOX Rate Annual v3.1, Unit 4711 and retrofits | 700 | 7434 | Rate Constraint in lbs/MMBtu | FALSE | L | Annual | Generation | TWh | 0 | 0 | 0 | 0 | 0 | 0 | 0
NSR Winyah 2-4 - NOX Rate Annual v3.1, Unit 4711 and retrofits | 700 | 7434 | Rate Constraint in lbs/MMBtu | FALSE | L | Annual | Qualifying Generation | TWh | 0 | 0 | 0 | 0 | 0 | 0 | 0
NSR Winyah 2-4 - NOX Rate Annual v3.1, Unit 4711 and retrofits | 700 | 7434 | Rate Constraint in lbs/MMBtu | FALSE | L | Annual | Rate | lb/MWh | 0 | 0 | 0 | 0 | 0 | 0 | 0
NSR Winyah 2-4 - NOX Rate Annual v3.1, Unit 4711 and retrofits | 700 | 7434 | Rate Constraint in lbs/MMBtu | FALSE | L | Annual | Constraint Shadow Price | US2022$/Ton | 0 | 0 | 0 | 0 | 0 | 0 | 0
NSR WPS Consent - NOX Cap Annual v5.12 | 701 | 7409 | Rate Constraint in MTons | FALSE | L | Annual | Seasons Included | Seasons | Winter, Spring, Summer, Fall | Winter, Spring, Summer, Fall | Winter, Spring, Summer, Fall | Winter, Spring, Summer, Fall | Winter, Spring, Summer, Fall | Winter, Spring, Summer, Fall | Winter, Spring, Summer, Fall
NSR WPS Consent - NOX Cap Annual v5.12 | 701 | 7409 | Rate Constraint in MTons | FALSE | L | Annual | Standard NOX | Thousand Tons | 3.7 | 3.7 | 3.7 | 3.7 | 3.7 | 3.7 | 3.7
NSR WPS Consent - NOX Cap Annual v5.12 | 701 | 7409 | Rate Constraint in MTons | FALSE | L | Annual | Emissions at Affected Plants NOX | Thousand Tons | 0.94962 | 1.214 | 0.16609 | 0 | 0 | 0 | 0.2147
NSR WPS Consent - NOX Cap Annual v5.12 | 701 | 7409 | Rate Constraint in MTons | FALSE | L | Annual | Allowances Purchased NOX | Thousand Tons | 0 | 0 | 0 | 0 | 0 | 0 | 0
NSR WPS Consent - NOX Cap Annual v5.12 | 701 | 7409 | Rate Constraint in MTons | FALSE | L | Annual | Allowances Sold NOX | Thousand Tons | 0 | 0 | 0 | 0 | 0 | 0 | 0
NSR WPS Consent - NOX Cap Annual v5.12 | 701 | 7409 | Rate Constraint in MTons | FALSE | L | Annual | Allowances Banked | Thousand Tons | 0 | 0 | 0 | 0 | 0 | 0 | 0
NSR WPS Consent - NOX Cap Annual v5.12 | 701 | 7409 | Rate Constraint in MTons | FALSE | L | Annual | Allowances Withdrawn (1:1) | Thousand Tons | 0 | 0 | 0 | 0 | 0 | 0 | 0
NSR WPS Consent - NOX Cap Annual v5.12 | 701 | 7409 | Rate Constraint in MTons | FALSE | L | Annual | Allowances Withdrawn (n:1) | Thousand Tons | 0 | 0 | 0 | 0 | 0 | 0 | 0
NSR WPS Consent - NOX Cap Annual v5.12 | 701 | 7409 | Rate Constraint in MTons | FALSE | L | Annual | Net Emissions Allowance Position | Thousand Tons | 0.94962 | 1.214 | 0.16609 | 0 | 0 | 0 | 0.2147
NSR WPS Consent - NOX Cap Annual v5.12 | 701 | 7409 | Rate Constraint in MTons | FALSE | L | Annual | Fuel Consumed | TBtu | 35.0445 | 44.4796 | 6.1778 | 0 | 0 | 0 | 7.986
NSR WPS Consent - NOX Cap Annual v5.12 | 701 | 7409 | Rate Constraint in MTons | FALSE | L | Annual | Rate | lb/MMBtu | 0.054195 | 0.054586 | 0.05377 | 0 | 0 | 0 | 0.05377
NSR WPS Consent - NOX Cap Annual v5.12 | 701 | 7409 | Rate Constraint in MTons | FALSE | L | Annual | Generation | TWh | 3.6031 | 4.5527 | 0.63827 | 0 | 0 | 0 | 0.82509
NSR WPS Consent - NOX Cap Annual v5.12 | 701 | 7409 | Rate Constraint in MTons | FALSE | L | Annual | Qualifying Generation | TWh | 3.6031 | 4.5527 | 0.63827 | 0 | 0 | 0 | 0.82509
NSR WPS Consent - NOX Cap Annual v5.12 | 701 | 7409 | Rate Constraint in MTons | FALSE | L | Annual | Rate | lb/MWh | 0.52711 | 0.5333 | 0.52044 | 0 | 0 | 0 | 0.52044
NSR WPS Consent - NOX Cap Annual v5.12 | 701 | 7409 | Rate Constraint in MTons | FALSE | L | Annual | Constraint Shadow Price | US2022$/Ton | 0 | 0 | 0 | 0 | 0 | 0 | 0
NSR WPS Consent - SO2 Cap Annual v5.12 | 702 | 7410 | Rate Constraint in MTons | FALSE | L | Annual | Seasons Included | Seasons | Winter, Spring, Summer, Fall | Winter, Spring, Summer, Fall | Winter, Spring, Summer, Fall | Winter, Spring, Summer, Fall | Winter, Spring, Summer, Fall | Winter, Spring, Summer, Fall | Winter, Spring, Summer, Fall
NSR WPS Consent - SO2 Cap Annual v5.12 | 702 | 7410 | Rate Constraint in MTons | FALSE | L | Annual | Standard SO2 | Thousand Tons | 4.25 | 4.25 | 4.25 | 4.25 | 4.25 | 4.25 | 4.25
NSR WPS Consent - SO2 Cap Annual v5.12 | 702 | 7410 | Rate Constraint in MTons | FALSE | L | Annual | Emissions at Affected Plants SO2 | Thousand Tons | 1.1978 | 1.2822 | 0.24711 | 0 | 0 | 0 | 0.31944
NSR WPS Consent - SO2 Cap Annual v5.12 | 702 | 7410 | Rate Constraint in MTons | FALSE | L | Annual | Allowances Purchased SO2 | Thousand Tons | 0 | 0 | 0 | 0 | 0 | 0 | 0
NSR WPS Consent - SO2 Cap Annual v5.12 | 702 | 7410 | Rate Constraint in MTons | FALSE | L | Annual | Allowances Sold SO2 | Thousand Tons | 0 | 0 | 0 | 0 | 0 | 0 | 0
NSR WPS Consent - SO2 Cap Annual v5.12 | 702 | 7410 | Rate Constraint in MTons | FALSE | L | Annual | Allowances Banked | Thousand Tons | 0 | 0 | 0 | 0 | 0 | 0 | 0
NSR WPS Consent - SO2 Cap Annual v5.12 | 702 | 7410 | Rate Constraint in MTons | FALSE | L | Annual | Allowances Withdrawn (1:1) | Thousand Tons | 0 | 0 | 0 | 0 | 0 | 0 | 0
NSR WPS Consent - SO2 Cap Annual v5.12 | 702 | 7410 | Rate Constraint in MTons | FALSE | L | Annual | Allowances Withdrawn (n:1) | Thousand Tons | 0 | 0 | 0 | 0 | 0 | 0 | 0
NSR WPS Consent - SO2 Cap Annual v5.12 | 702 | 7410 | Rate Constraint in MTons | FALSE | L | Annual | Net Emissions Allowance Position | Thousand Tons | 1.1978 | 1.2822 | 0.24711 | 0 | 0 | 0 | 0.31944
NSR WPS Consent - SO2 Cap Annual v5.12 | 702 | 7410 | Rate Constraint in MTons | FALSE | L | Annual | Fuel Consumed | TBtu | 35.0445 | 44.4796 | 6.1778 | 0 | 0 | 0 | 7.986
NSR WPS Consent - SO2 Cap Annual v5.12 | 702 | 7410 | Rate Constraint in MTons | FALSE | L | Annual | Rate | lb/MMBtu | 0.068358 | 0.057656 | 0.08 | 0 | 0 | 0 | 0.08
NSR WPS Consent - SO2 Cap Annual v5.12 | 702 | 7410 | Rate Constraint in MTons | FALSE | L | Annual | Generation | TWh | 3.6031 | 4.5527 | 0.63827 | 0 | 0 | 0 | 0.82509
NSR WPS Consent - SO2 Cap Annual v5.12 | 702 | 7410 | Rate Constraint in MTons | FALSE | L | Annual | Qualifying Generation | TWh | 3.6031 | 4.5527 | 0.63827 | 0 | 0 | 0 | 0.82509
NSR WPS Consent - SO2 Cap Annual v5.12 | 702 | 7410 | Rate Constraint in MTons | FALSE | L | Annual | Rate | lb/MWh | 0.66486 | 0.56329 | 0.77432 | 0 | 0 | 0 | 0.77432
NSR WPS Consent - SO2 Cap Annual v5.12 | 702 | 7410 | Rate Constraint in MTons | FALSE | L | Annual | Constraint Shadow Price | US2022$/Ton | 0 | 0 | 0 | 0 | 0 | 0 | 0
NSR WPS Weston 3 - NOX Rate Annual v5.12, Unit 3161 and retrofits | 703 | 7411 | Rate Constraint in lbs/MMBtu | FALSE | L | Annual | Seasons Included | Seasons | Winter, Spring, Summer, Fall | Winter, Spring, Summer, Fall | Winter, Spring, Summer, Fall | Winter, Spring, Summer, Fall | Winter, Spring, Summer, Fall | Winter, Spring, Summer, Fall | Winter, Spring, Summer, Fall
NSR WPS Weston 3 - NOX Rate Annual v5.12, Unit 3161 and retrofits | 703 | 7411 | Rate Constraint in lbs/MMBtu | FALSE | L | Annual | Standard NOX | lb/MMBtu | 0.1 | 0.1 | 0.1 | 0.1 | 0.1 | 0.1 | 0.1
NSR WPS Weston 3 - NOX Rate Annual v5.12, Unit 3161 and retrofits | 703 | 7411 | Rate Constraint in lbs/MMBtu | FALSE | L | Annual | Emissions at Affected Plants NOX | Thousand Tons | 0.15251 | 0.37152 | 0 | 0 | 0 | 0 | 0
NSR WPS Weston 3 - NOX Rate Annual v5.12, Unit 3161 and retrofits | 703 | 7411 | Rate Constraint in lbs/MMBtu | FALSE | L | Annual | Allowances Purchased NOX | Thousand Tons | 0 | 0 | 0 | 0 | 0 | 0 | 0
NSR WPS Weston 3 - NOX Rate Annual v5.12, Unit 3161 and retrofits | 703 | 7411 | Rate Constraint in lbs/MMBtu | FALSE | L | Annual | Allowances Sold NOX | Thousand Tons | 0 | 0 | 0 | 0 | 0 | 0 | 0
NSR WPS Weston 3 - NOX Rate Annual v5.12, Unit 3161 and retrofits | 703 | 7411 | Rate Constraint in lbs/MMBtu | FALSE | L | Annual | Allowances Banked | Thousand Tons | 0 | 0 | 0 | 0 | 0 | 0 | 0
NSR WPS Weston 3 - NOX Rate Annual v5.12, Unit 3161 and retrofits | 703 | 7411 | Rate Constraint in lbs/MMBtu | FALSE | L | Annual | Allowances Withdrawn (1:1) | Thousand Tons | 0 | 0 | 0 | 0 | 0 | 0 | 0
NSR WPS Weston 3 - NOX Rate Annual v5.12, Unit 3161 and retrofits | 703 | 7411 | Rate Constraint in lbs/MMBtu | FALSE | L | Annual | Allowances Withdrawn (n:1) | Thousand Tons | 0 | 0 | 0 | 0 | 0 | 0 | 0
NSR WPS Weston 3 - NOX Rate Annual v5.12, Unit 3161 and retrofits | 703 | 7411 | Rate Constraint in lbs/MMBtu | FALSE | L | Annual | Net Emissions Allowance Position | Thousand Tons | 0.15251 | 0.37152 | 0 | 0 | 0 | 0 | 0
NSR WPS Weston 3 - NOX Rate Annual v5.12, Unit 3161 and retrofits | 703 | 7411 | Rate Constraint in lbs/MMBtu | FALSE | L | Annual | Fuel Consumed | TBtu | 5.3959 | 13.1443 | 0 | 0 | 0 | 0 | 0
NSR WPS Weston 3 - NOX Rate Annual v5.12, Unit 3161 and retrofits | 703 | 7411 | Rate Constraint in lbs/MMBtu | FALSE | L | Annual | Rate | lb/MMBtu | 0.05653 | 0.05653 | 0 | 0 | 0 | 0 | 0
NSR WPS Weston 3 - NOX Rate Annual v5.12, Unit 3161 and retrofits | 703 | 7411 | Rate Constraint in lbs/MMBtu | FALSE | L | Annual | Generation | TWh | 0.53991 | 1.3152 | 0 | 0 | 0 | 0 | 0
NSR WPS Weston 3 - NOX Rate Annual v5.12, Unit 3161 and retrofits | 703 | 7411 | Rate Constraint in lbs/MMBtu | FALSE | L | Annual | Qualifying Generation | TWh | 0.53991 | 1.3152 | 0 | 0 | 0 | 0 | 0
NSR WPS Weston 3 - NOX Rate Annual v5.12, Unit 3161 and retrofits | 703 | 7411 | Rate Constraint in lbs/MMBtu | FALSE | L | Annual | Rate | lb/MWh | 0.56496 | 0.56496 | 0 | 0 | 0 | 0 | 0
NSR WPS Weston 3 - NOX Rate Annual v5.12, Unit 3161 and retrofits | 703 | 7411 | Rate Constraint in lbs/MMBtu | FALSE | L | Annual | Constraint Shadow Price | US2022$/Ton | 0 | 0 | 0 | 0 | 0 | 0 | 0
NSR WPS Weston 3 - SO2 Rate Annual v5.12, Unit 3161 and retrofits | 704 | 7412 | Rate Constraint in lbs/MMBtu | FALSE | L | Annual | Seasons Included | Seasons | Winter, Spring, Summer, Fall | Winter, Spring, Summer, Fall | Winter, Spring, Summer, Fall | Winter, Spring, Summer, Fall | Winter, Spring, Summer, Fall | Winter, Spring, Summer, Fall | Winter, Spring, Summer, Fall
NSR WPS Weston 3 - SO2 Rate Annual v5.12, Unit 3161 and retrofits | 704 | 7412 | Rate Constraint in lbs/MMBtu | FALSE | L | Annual | Standard SO2 | lb/MMBtu | 0.08 | 0.08 | 0.08 | 0.08 | 0.08 | 0.08 | 0.08
NSR WPS Weston 3 - SO2 Rate Annual v5.12, Unit 3161 and retrofits | 704 | 7412 | Rate Constraint in lbs/MMBtu | FALSE | L | Annual | Emissions at Affected Plants SO2 | Thousand Tons | 0.011837 | 0.028835 | 0 | 0 | 0 | 0 | 0
NSR WPS Weston 3 - SO2 Rate Annual v5.12, Unit 3161 and retrofits | 704 | 7412 | Rate Constraint in lbs/MMBtu | FALSE | L | Annual | Allowances Purchased SO2 | Thousand Tons | 0 | 0 | 0 | 0 | 0 | 0 | 0
NSR WPS Weston 3 - SO2 Rate Annual v5.12, Unit 3161 and retrofits | 704 | 7412 | Rate Constraint in lbs/MMBtu | FALSE | L | Annual | Allowances Sold SO2 | Thousand Tons | 0 | 0 | 0 | 0 | 0 | 0 | 0
NSR WPS Weston 3 - SO2 Rate Annual v5.12, Unit 3161 and retrofits | 704 | 7412 | Rate Constraint in lbs/MMBtu | FALSE | L | Annual | Allowances Banked | Thousand Tons | 0 | 0 | 0 | 0 | 0 | 0 | 0
NSR WPS Weston 3 - SO2 Rate Annual v5.12, Unit 3161 and retrofits | 704 | 7412 | Rate Constraint in lbs/MMBtu | FALSE | L | Annual | Allowances Withdrawn (1:1) | Thousand Tons | 0 | 0 | 0 | 0 | 0 | 0 | 0
NSR WPS Weston 3 - SO2 Rate Annual v5.12, Unit 3161 and retrofits | 704 | 7412 | Rate Constraint in lbs/MMBtu | FALSE | L | Annual | Allowances Withdrawn (n:1) | Thousand Tons | 0 | 0 | 0 | 0 | 0 | 0 | 0
NSR WPS Weston 3 - SO2 Rate Annual v5.12, Unit 3161 and retrofits | 704 | 7412 | Rate Constraint in lbs/MMBtu | FALSE | L | Annual | Net Emissions Allowance Position | Thousand Tons | 0.011837 | 0.028835 | 0 | 0 | 0 | 0 | 0
NSR WPS Weston 3 - SO2 Rate Annual v5.12, Unit 3161 and retrofits | 704 | 7412 | Rate Constraint in lbs/MMBtu | FALSE | L | Annual | Fuel Consumed | TBtu | 5.3959 | 13.1443 | 0 | 0 | 0 | 0 | 0
NSR WPS Weston 3 - SO2 Rate Annual v5.12, Unit 3161 and retrofits | 704 | 7412 | Rate Constraint in lbs/MMBtu | FALSE | L | Annual | Rate | lb/MMBtu | 0.0043875 | 0.0043875 | 0 | 0 | 0 | 0 | 0
NSR WPS Weston 3 - SO2 Rate Annual v5.12, Unit 3161 and retrofits | 704 | 7412 | Rate Constraint in lbs/MMBtu | FALSE | L | Annual | Generation | TWh | 0.53991 | 1.3152 | 0 | 0 | 0 | 0 | 0
NSR WPS Weston 3 - SO2 Rate Annual v5.12, Unit 3161 and retrofits | 704 | 7412 | Rate Constraint in lbs/MMBtu | FALSE | L | Annual | Qualifying Generation | TWh | 0.53991 | 1.3152 | 0 | 0 | 0 | 0 | 0
NSR WPS Weston 3 - SO2 Rate Annual v5.12, Unit 3161 and retrofits | 704 | 7412 | Rate Constraint in lbs/MMBtu | FALSE | L | Annual | Rate | lb/MWh | 0.043848 | 0.043848 | 0 | 0 | 0 | 0 | 0
NSR WPS Weston 3 - SO2 Rate Annual v5.12, Unit 3161 and retrofits | 704 | 7412 | Rate Constraint in lbs/MMBtu | FALSE | L | Annual | Constraint Shadow Price | US2022$/Ton | 0 | 0 | 0 | 0 | 0 | 0 | 0
NSR WPS Weston 4 - SO2 Rate Annual v5.12, Unit 2563 and retrofits | 705 | 7413 | Rate Constraint in lbs/MMBtu | FALSE | L | Annual | Seasons Included | Seasons | Winter, Spring, Summer, Fall | Winter, Spring, Summer, Fall | Winter, Spring, Summer, Fall | Winter, Spring, Summer, Fall | Winter, Spring, Summer, Fall | Winter, Spring, Summer, Fall | Winter, Spring, Summer, Fall
NSR WPS Weston 4 - SO2 Rate Annual v5.12, Unit 2563 and retrofits | 705 | 7413 | Rate Constraint in lbs/MMBtu | FALSE | L | Annual | Standard SO2 | lb/MMBtu | 0.08 | 0.08 | 0.08 | 0.08 | 0.08 | 0.08 | 0.08
NSR WPS Weston 4 - SO2 Rate Annual v5.12, Unit 2563 and retrofits | 705 | 7413 | Rate Constraint in lbs/MMBtu | FALSE | L | Annual | Emissions at Affected Plants SO2 | Thousand Tons | 1.1859 | 1.2534 | 0.24711 | 0 | 0 | 0 | 0.31944
NSR WPS Weston 4 - SO2 Rate Annual v5.12, Unit 2563 and retrofits | 705 | 7413 | Rate Constraint in lbs/MMBtu | FALSE | L | Annual | Allowances Purchased SO2 | Thousand Tons | 0 | 0 | 0 | 0 | 0 | 0 | 0
NSR WPS Weston 4 - SO2 Rate Annual v5.12, Unit 2563 and retrofits | 705 | 7413 | Rate Constraint in lbs/MMBtu | FALSE | L | Annual | Allowances Sold SO2 | Thousand Tons | 0 | 0 | 0 | 0 | 0 | 0 | 0
NSR WPS Weston 4 - SO2 Rate Annual v5.12, Unit 2563 and retrofits | 705 | 7413 | Rate Constraint in lbs/MMBtu | FALSE | L | Annual | Allowances Banked | Thousand Tons | 0 | 0 | 0 | 0 | 0 | 0 | 0
NSR WPS Weston 4 - SO2 Rate Annual v5.12, Unit 2563 and retrofits | 705 | 7413 | Rate Constraint in lbs/MMBtu | FALSE | L | Annual | Allowances Withdrawn (1:1) | Thousand Tons | 0 | 0 | 0 | 0 | 0 | 0 | 0
NSR WPS Weston 4 - SO2 Rate Annual v5.12, Unit 2563 and retrofits | 705 | 7413 | Rate Constraint in lbs/MMBtu | FALSE | L | Annual | Allowances Withdrawn (n:1) | Thousand Tons | 0 | 0 | 0 | 0 | 0 | 0 | 0
NSR WPS Weston 4 - SO2 Rate Annual v5.12, Unit 2563 and retrofits | 705 | 7413 | Rate Constraint in lbs/MMBtu | FALSE | L | Annual | Net Emissions Allowance Position | Thousand Tons | 1.1859 | 1.2534 | 0.24711 | 0 | 0 | 0 | 0.31944
NSR WPS Weston 4 - SO2 Rate Annual v5.12, Unit 2563 and retrofits | 705 | 7413 | Rate Constraint in lbs/MMBtu | FALSE | L | Annual | Fuel Consumed | TBtu | 29.6486 | 31.3353 | 6.1778 | 0 | 0 | 0 | 7.986
NSR WPS Weston 4 - SO2 Rate Annual v5.12, Unit 2563 and retrofits | 705 | 7413 | Rate Constraint in lbs/MMBtu | FALSE | L | Annual | Rate | lb/MMBtu | 0.08 | 0.08 | 0.08 | 0 | 0 | 0 | 0.08
NSR WPS Weston 4 - SO2 Rate Annual v5.12, Unit 2563 and retrofits | 705 | 7413 | Rate Constraint in lbs/MMBtu | FALSE | L | Annual | Generation | TWh | 3.0632 | 3.2375 | 0.63827 | 0 | 0 | 0 | 0.82509
NSR WPS Weston 4 - SO2 Rate Annual v5.12, Unit 2563 and retrofits | 705 | 7413 | Rate Constraint in lbs/MMBtu | FALSE | L | Annual | Qualifying Generation | TWh | 3.0632 | 3.2375 | 0.63827 | 0 | 0 | 0 | 0.82509
NSR WPS Weston 4 - SO2 Rate Annual v5.12, Unit 2563 and retrofits | 705 | 7413 | Rate Constraint in lbs/MMBtu | FALSE | L | Annual | Rate | lb/MWh | 0.77432 | 0.77432 | 0.77432 | 0 | 0 | 0 | 0.77432
NSR WPS Weston 4 - SO2 Rate Annual v5.12, Unit 2563 and retrofits | 705 | 7413 | Rate Constraint in lbs/MMBtu | FALSE | L | Annual | Constraint Shadow Price | US2022$/Ton | 0 | 0 | 0 | 0 | 0 | 0 | 0
NY- CO2 Budget- v5.16 | 706 | 7537 | Rate Constraint in MTons | FALSE | L | Annual | Seasons Included | Seasons | Winter, Spring, Summer, Fall | Winter, Spring, Summer, Fall | Winter, Spring, Summer, Fall | Winter, Spring, Summer, Fall | Winter, Spring, Summer, Fall | Winter, Spring, Summer, Fall | Winter, Spring, Summer, Fall
NY- CO2 Budget- v5.16 | 706 | 7537 | Rate Constraint in MTons | FALSE | L | Annual | Standard CO2 | Thousand Tons | 22892.819 | 21131.833 | 21131.833 | 21131.833 | 21131.833 | 21131.833 | 21131.833
NY- CO2 Budget- v5.16 | 706 | 7537 | Rate Constraint in MTons | FALSE | L | Annual | Emissions at Affected Plants CO2 | Thousand Tons | 21829.4578 | 22195.1942 | 18265.2031 | 6663.8965 | 7122.9418 | 7446.8168 | 8121.1483
NY- CO2 Budget- v5.16 | 706 | 7537 | Rate Constraint in MTons | FALSE | L | Annual | Allowances Purchased CO2 | Thousand Tons | 0 | 0 | 0 | 0 | 0 | 0 | 0
NY- CO2 Budget- v5.16 | 706 | 7537 | Rate Constraint in MTons | FALSE | L | Annual | Allowances Sold CO2 | Thousand Tons | 0 | 0 | 0 | 0 | 0 | 0 | 0
NY- CO2 Budget- v5.16 | 706 | 7537 | Rate Constraint in MTons | FALSE | L | Annual | Allowances Banked | Thousand Tons | 1063.3612 | 0 | 0 | 0 | 0 | 0 | 0
NY- CO2 Budget- v5.16 | 706 | 7537 | Rate Constraint in MTons | FALSE | L | Annual | Allowances Withdrawn (1:1) | Thousand Tons | 0 | -1063.3612 | 0 | 0 | 0 | 0 | 0
NY- CO2 Budget- v5.16 | 706 | 7537 | Rate Constraint in MTons | FALSE | L | Annual | Allowances Withdrawn (n:1) | Thousand Tons | 0 | 0 | 0 | 0 | 0 | 0 | 0
NY- CO2 Budget- v5.16 | 706 | 7537 | Rate Constraint in MTons | FALSE | L | Annual | Net Emissions Allowance Position | Thousand Tons | 22892.819 | 21131.833 | 18265.2031 | 6663.8965 | 7122.9418 | 7446.8168 | 8121.1483
NY- CO2 Budget- v5.16 | 706 | 7537 | Rate Constraint in MTons | FALSE | L | Annual | Fuel Consumed | TBtu | 357.7251 | 363.4991 | 296.2351 | 107.7251 | 115.5149 | 121.6629 | 131.9272
NY- CO2 Budget- v5.16 | 706 | 7537 | Rate Constraint in MTons | FALSE | L | Annual | Rate | lb/MMBtu | 122.046 | 122.1197 | 123.3156 | 123.7205 | 123.3251 | 122.4172 | 123.1156
NY- CO2 Budget- v5.16 | 706 | 7537 | Rate Constraint in MTons | FALSE | L | Annual | Generation | TWh | 51.8858 | 65.9257 | 105.5291 | 138.4613 | 149.2197 | 179.4001 | 181.8011
NY- CO2 Budget- v5.16 | 706 | 7537 | Rate Constraint in MTons | FALSE | L | Annual | Qualifying Generation | TWh | 51.8858 | 65.9257 | 105.5291 | 138.3669 | 149.0861 | 179.2603 | 181.3624
NY- CO2 Budget- v5.16 | 706 | 7537 | Rate Constraint in MTons | FALSE | L | Annual | Rate | lb/MWh | 841.4427 | 673.3396 | 346.1644 | 96.3221 | 95.5547 | 83.0839 | 89.5571
NY- CO2 Budget- v5.16 | 706 | 7537 | Rate Constraint in MTons | FALSE | L | Annual | Constraint Shadow Price | US2022$/Ton | 6.8684 | 7.3947 | 0 | 0 | 0 | 0 | 0
NY- CO2 Rate Limit- Existing Fossil Units- v6.20 | 707 | 7561 | Rate Constraint in lbs/MWh | FALSE | L | Annual | Seasons Included | Seasons | Winter, Spring, Summer, Fall | Winter, Spring, Summer, Fall | Winter, Spring, Summer, Fall | Winter, Spring, Summer, Fall | Winter, Spring, Summer, Fall | Winter, Spring, Summer, Fall | Winter, Spring, Summer, Fall
NY- CO2 Rate Limit- Existing Fossil Units- v6.20 | 707 | 7561 | Rate Constraint in lbs/MWh | FALSE | L | Annual | Standard CO2 | lb/MWh | 1800 | 1800 | 1800 | 1800 | 1800 | 1800 | 1800
NY- CO2 Rate Limit- Existing Fossil Units- v6.20 | 707 | 7561 | Rate Constraint in lbs/MWh | FALSE | L | Annual | Emissions at Affected Plants CO2 | Thousand Tons | 21400.1233 | 21765.2404 | 17836.0024 | 5966.8865 | 6195.905 | 5953.9821 | 5701.6771
NY- CO2 Rate Limit- Existing Fossil Units- v6.20 | 707 | 7561 | Rate Constraint in lbs/MWh | FALSE | L | Annual | Allowances Purchased CO2 | Thousand Tons | 0 | 0 | 0 | 0 | 0 | 0 | 0
NY- CO2 Rate Limit- Existing Fossil Units- v6.20 | 707 | 7561 | Rate Constraint in lbs/MWh | FALSE | L | Annual | Allowances Sold CO2 | Thousand Tons | 0 | 0 | 0 | 0 | 0 | 0 | 0
NY- CO2 Rate Limit- Existing Fossil Units- v6.20 | 707 | 7561 | Rate Constraint in lbs/MWh | FALSE | L | Annual | Allowances Banked | Thousand Tons | 0 | 0 | 0 | 0 | 0 | 0 | 0
NY- CO2 Rate Limit- Existing Fossil Units- v6.20 | 707 | 7561 | Rate Constraint in lbs/MWh | FALSE | L | Annual | Allowances Withdrawn (1:1) | Thousand Tons | 0 | 0 | 0 | 0 | 0 | 0 | 0
NY- CO2 Rate Limit- Existing Fossil Units- v6.20 | 707 | 7561 | Rate Constraint in lbs/MWh | FALSE | L | Annual | Allowances Withdrawn (n:1) | Thousand Tons | 0 | 0 | 0 | 0 | 0 | 0 | 0
NY- CO2 Rate Limit- Existing Fossil Units- v6.20 | 707 | 7561 | Rate Constraint in lbs/MWh | FALSE | L | Annual | Net Emissions Allowance Position | Thousand Tons | 21400.1233 | 21765.2404 | 17836.0024 | 5966.8865 | 6195.905 | 5953.9821 | 5701.6771
NY- CO2 Rate Limit- Existing Fossil Units- v6.20 | 707 | 7561 | Rate Constraint in lbs/MWh | FALSE | L | Annual | Fuel Consumed | TBtu | 350.2752 | 356.0387 | 288.7875 | 95.7027 | 99.5631 | 96.0538 | 90.3661
NY- CO2 Rate Limit- Existing Fossil Units- v6.20 | 707 | 7561 | Rate Constraint in lbs/MWh | FALSE | L | Annual | Rate | lb/MMBtu | 122.1903 | 122.2633 | 123.5234 | 124.6963 | 124.4618 | 123.9718 | 126.1906
NY- CO2 Rate Limit- Existing Fossil Units- v6.20 | 707 | 7561 | Rate Constraint in lbs/MWh | FALSE | L | Annual | Generation | TWh | 46.816 | 48.3593 | 39.1854 | 13.2547 | 13.6741 | 13.3394 | 12.6778
NY- CO2 Rate Limit- Existing Fossil Units- v6.20 | 707 | 7561 | Rate Constraint in lbs/MWh | FALSE | L | Annual | Qualifying Generation | TWh | 46.816 | 48.3593 | 39.1854 | 13.2547 | 13.6741 | 13.3394 | 12.6778
NY- CO2 Rate Limit- Existing Fossil Units- v6.20 | 707 | 7561 | Rate Constraint in lbs/MWh | FALSE | L | Annual | Constraint Shadow Price | US2022$/Ton | 0 | 0 | 0 | 0 | 0 | 0 | 0
NY- CO2 Rate Limit- New CT Units- v5.12 | 708 | 7352 | Rate Constraint in lbs/MWh | FALSE | L | Annual | Seasons Included | Seasons | Winter, Spring, Summer, Fall | Winter, Spring, Summer, Fall | Winter, Spring, Summer, Fall | Winter, Spring, Summer, Fall | Winter, Spring, Summer, Fall | Winter, Spring, Summer, Fall | Winter, Spring, Summer, Fall
NY- CO2 Rate Limit- New CT Units- v5.12 | 708 | 7352 | Rate Constraint in lbs/MWh | FALSE | L | Annual | Standard CO2 | lb/MWh | 1450 | 1450 | 1450 | 1450 | 1450 | 1450 | 1450
NY- CO2 Rate Limit- New CT Units- v5.12 | 708 | 7352 | Rate Constraint in lbs/MWh | FALSE | L | Annual | Emissions at Affected Plants CO2 | Thousand Tons | 0.49317 | 1.1124 | 0.35931 | 64.6697 | 210.1243 | 791.0278 | 618.291
NY- CO2 Rate Limit- New CT Units- v5.12 | 708 | 7352 | Rate Constraint in lbs/MWh | FALSE | L | Annual | Allowances Purchased CO2 | Thousand Tons | 0 | 0 | 0 | 0 | 0 | 0 | 0
NY- CO2 Rate Limit- New CT Units- v5.12 | 708 | 7352 | Rate Constraint in lbs/MWh | FALSE | L | Annual | Allowances Sold CO2 | Thousand Tons | 0 | 0 | 0 | 0 | 0 | 0 | 0
NY- CO2 Rate Limit- New CT Units- v5.12 | 708 | 7352 | Rate Constraint in lbs/MWh | FALSE | L | Annual | Allowances Banked | Thousand Tons | 0 | 0 | 0 | 0 | 0 | 0 | 0
NY- CO2 Rate Limit- New CT Units- v5.12 | 708 | 7352 | Rate Constraint in lbs/MWh | FALSE | L | Annual | Allowances Withdrawn (1:1) | Thousand Tons | 0 | 0 | 0 | 0 | 0 | 0 | 0
NY- CO2 Rate Limit- New CT Units- v5.12 | 708 | 7352 | Rate Constraint in lbs/MWh | FALSE | L | Annual | Allowances Withdrawn (n:1) | Thousand Tons | 0 | 0 | 0 | 0 | 0 | 0 | 0
NY- CO2 Rate Limit- New CT Units- v5.12 | 708 | 7352 | Rate Constraint in lbs/MWh | FALSE | L | Annual | Net Emissions Allowance Position | Thousand Tons | 0.49317 | 1.1124 | 0.35931 | 64.6697 | 210.1243 | 791.0278 | 618.291
NY- CO2 Rate Limit- New CT Units- v5.12 | 708 | 7352 | Rate Constraint in lbs/MWh | FALSE | L | Annual | Fuel Consumed | TBtu | 0.0084245 | 0.019002 | 0.0061379 | 1.1047 | 3.5894 | 13.5126 | 10.5619
NY- CO2 Rate Limit- New CT Units- v5.12 | 708 | 7352 | Rate Constraint in lbs/MWh | FALSE | L | Annual | Rate | lb/MMBtu | 117.08 | 117.08 | 117.08 | 117.08 | 117.08 | 117.08 | 117.08
NY- CO2 Rate Limit- New CT Units- v5.12 | 708 | 7352 | Rate Constraint in lbs/MWh | FALSE | L | Annual | Generation | TWh | 0.00085053 | 0.0019185 | 0.00061967 | 0.11153 | 0.36238 | 1.3642 | 1.0663
NY- CO2 Rate Limit- New CT Units- v5.12 | 708 | 7352 | Rate Constraint in lbs/MWh | FALSE | L | Annual | Qualifying Generation | TWh | 0.00085053 | 0.0019185 | 0.00061967 | 0.11153 | 0.36238 | 1.3642 | 1.0663
NY- CO2 Rate Limit- New CT Units- v5.12 | 708 | 7352 | Rate Constraint in lbs/MWh | FALSE | L | Annual | Constraint Shadow Price | US2022$/Ton | 0 | 0 | 0 | 0 | 0 | 0 | 0
NY- CO2 Rate Limit- New Fossil Units- v5.12 | 709 | 7351 | Rate Constraint in lbs/MWh | FALSE | L | Annual | Seasons Included | Seasons | Winter, Spring, Summer, Fall | Winter, Spring, Summer, Fall | Winter, Spring, Summer, Fall | Winter, Spring, Summer, Fall | Winter, Spring, Summer, Fall | Winter, Spring, Summer, Fall | Winter, Spring, Summer, Fall
NY- CO2 Rate Limit- New Fossil Units- v5.12 | 709 | 7351 | Rate Constraint in lbs/MWh | FALSE | L | Annual | Standard CO2 | lb/MWh | 925 | 925 | 925 | 925 | 925 | 925 | 925
NY- CO2 Rate Limit- New Fossil Units- v5.12 | 709 | 7351 | Rate Constraint in lbs/MWh | FALSE | L | Annual | Emissions at Affected Plants CO2 | Thousand Tons | 5055.1178 | 5055.1178 | 3780.4102 | 1275.9196 | 1712.852 | 2923.6655 | 2472.3729
NY- CO2 Rate Limit- New Fossil Units- v5.12 | 709 | 7351 | Rate Constraint in lbs/MWh | FALSE | L | Annual | Allowances Purchased CO2 | Thousand Tons | 0 | 0 | 0 | 0 | 0 | 0 | 0
NY- CO2 Rate Limit- New Fossil Units- v5.12 | 709 | 7351 | Rate Constraint in lbs/MWh | FALSE | L | Annual | Allowances Sold CO2 | Thousand Tons | 0 | 0 | 0 | 0 | 0 | 0 | 0
NY- CO2 Rate Limit- New Fossil Units- v5.12 | 709 | 7351 | Rate Constraint in lbs/MWh | FALSE | L | Annual | Allowances Banked | Thousand Tons | 0 | 0 | 0 | 0 | 0 | 0 | 0
NY- CO2 Rate Limit- New Fossil Units- v5.12 | 709 | 7351 | Rate Constraint in lbs/MWh | FALSE | L | Annual | Allowances Withdrawn (1:1) | Thousand Tons | 0 | 0 | 0 | 0 | 0 | 0 | 0
NY- CO2 Rate Limit- New Fossil Units- v5.12 | 709 | 7351 | Rate Constraint in lbs/MWh | FALSE | L | Annual | Allowances Withdrawn (n:1) | Thousand Tons | 0 | 0 | 0 | 0 | 0 | 0 | 0
NY- CO2 Rate Limit- New Fossil Units- v5.12 | 709 | 7351 | Rate Constraint in lbs/MWh | FALSE | L | Annual | Net Emissions Allowance Position | Thousand Tons | 5055.1178 | 5055.1178 | 3780.4102 | 1275.9196 | 1712.852 | 2923.6655 | 2472.3729
NY- CO2 Rate Limit- New Fossil Units- v5.12 | 709 | 7351 | Rate Constraint in lbs/MWh | FALSE | L | Annual | Fuel Consumed | TBtu | 86.3532 | 86.3532 | 64.5782 | 21.7957 | 29.2595 | 49.943 | 42.2339
NY- CO2 Rate Limit- New Fossil Units- v5.12 | 709 | 7351 | Rate Constraint in lbs/MWh | FALSE | L | Annual | Rate | lb/MMBtu | 117.08 | 117.08 | 117.08 | 117.08 | 117.08 | 117.08 | 117.08
NY- CO2 Rate Limit- New Fossil Units- v5.12 | 709 | 7351 | Rate Constraint in lbs/MWh | FALSE | L | Annual | Generation | TWh | 12.2487 | 12.2487 | 9.16 | 3.2334 | 4.3511 | 7.2944 | 6.6501
NY- CO2 Rate Limit- New Fossil Units- v5.12 | 709 | 7351 | Rate Constraint in lbs/MWh | FALSE | L | Annual | Qualifying Generation | TWh | 12.2487 | 12.2487 | 9.16 | 3.139 | 4.2175 | 7.1545 | 6.2113
NY- CO2 Rate Limit- New Fossil Units- v5.12 | 709 | 7351 | Rate Constraint in lbs/MWh | FALSE | L | Annual | Constraint Shadow Price | US2022$/Ton | 0 | 0 | 0 | 0 | 0 | 0 | 0
NY Min Oil Burn - Astoria - Summer | 710 | 7541 | Generation Constraint in GWh | FALSE | G | Annual | Seasons Included | Seasons | Winter, Spring, Summer, Fall | Winter, Spring, Summer, Fall | Winter, Spring, Summer, Fall | Winter, Spring, Summer, Fall | Winter, Spring, Summer, Fall | Winter, Spring, Summer, Fall | Winter, Spring, Summer, Fall
NY Min Oil Burn - Astoria - Summer | 710 | 7541 | Generation Constraint in GWh | FALSE | G | Annual | Standard GWh | GWh | 0 | 0 | 0 | 0 | 0 | 0 | 0
NY Min Oil Burn - Astoria - Summer | 710 | 7541 | Generation Constraint in GWh | FALSE | G | Annual | Emissions at Affected Plants | GWh | 0 | 0 | 0 | 0 | 0 | 0 | 0
NY Min Oil Burn - Astoria - Summer | 710 | 7541 | Generation Constraint in GWh | FALSE | G | Annual | Allowances Purchased | GWh | 0 | 0 | 0 | 0 | 0 | 0 | 0
NY Min Oil Burn - Astoria - Summer | 710 | 7541 | Generation Constraint in GWh | FALSE | G | Annual | Allowances Sold | GWh | 0 | 0 | 0 | 0 | 0 | 0 | 0
NY Min Oil Burn - Astoria - Summer | 710 | 7541 | Generation Constraint in GWh | FALSE | G | Annual | Allowances Banked | GWh | 0 | 0 | 0 | 0 | 0 | 0 | 0
NY Min Oil Burn - Astoria - Summer | 710 | 7541 | Generation Constraint in GWh | FALSE | G | Annual | Allowances Withdrawn (1:1) | GWh | 0 | 0 | 0 | 0 | 0 | 0 | 0
NY Min Oil Burn - Astoria - Summer | 710 | 7541 | Generation Constraint in GWh | FALSE | G | Annual | Allowances Withdrawn (n:1) | GWh | 0 | 0 | 0 | 0 | 0 | 0 | 0
NY Min Oil Burn - Astoria - Summer | 710 | 7541 | Generation Constraint in GWh | FALSE | G | Annual | Net Emissions Allowance Position | GWh | 0 | 0 | 0 | 0 | 0 | 0 | 0
NY Min Oil Burn - Astoria - Summer | 710 | 7541 | Generation Constraint in GWh | FALSE | G | Annual | Constraint Shadow Price | US2022$/MWh | 0 | 0 | 0 | 0 | 0 | 0 | 0
NY Min Oil Burn - Astoria - Winter | 711 | 7539 | Generation Constraint in GWh | FALSE | G | Annual | Seasons Included | Seasons | Winter, Spring, Summer, Fall | Winter, Spring, Summer, Fall | Winter, Spring, Summer, Fall | Winter, Spring, Summer, Fall | Winter, Spring, Summer, Fall | Winter, Spring, Summer, Fall | Winter, Spring, Summer, Fall
NY Min Oil Burn - Astoria - Winter | 711 | 7539 | Generation Constraint in GWh | FALSE | G | Annual | Standard GWh | GWh | 0 | 0 | 0 | 0 | 0 | 0 | 0
NY Min Oil Burn - Astoria - Winter | 711 | 7539 | Generation Constraint in GWh | FALSE | G | Annual | Emissions at Affected Plants | GWh | 0 | 0 | 0 | 0 | 0 | 0 | 0
NY Min Oil Burn - Astoria - Winter | 711 | 7539 | Generation Constraint in GWh | FALSE | G | Annual | Allowances Purchased | GWh | 0 | 0 | 0 | 0 | 0 | 0 | 0
NY Min Oil Burn - Astoria - Winter | 711 | 7539 | Generation Constraint in GWh | FALSE | G | Annual | Allowances Sold | GWh | 0 | 0 | 0 | 0 | 0 | 0 | 0
NY Min Oil Burn - Astoria - Winter | 711 | 7539 | Generation Constraint in GWh | FALSE | G | Annual | Allowances Banked | GWh | 0 | 0 | 0 | 0 | 0 | 0 | 0
NY Min Oil Burn - Astoria - Winter | 711 | 7539 | Generation Constraint in GWh | FALSE | G | Annual | Allowances Withdrawn (1:1) | GWh | 0 | 0 | 0 | 0 | 0 | 0 | 0
NY Min Oil Burn - Astoria - Winter | 711 | 7539 | Generation Constraint in GWh | FALSE | G | Annual | Allowances Withdrawn (n:1) | GWh | 0 | 0 | 0 | 0 | 0 | 0 | 0
NY Min Oil Burn - Astoria - Winter | 711 | 7539 | Generation Constraint in GWh | FALSE | G | Annual | Net Emissions Allowance Position | GWh | 0 | 0 | 0 | 0 | 0 | 0 | 0
NY Min Oil Burn - Astoria - Winter | 711 | 7539 | Generation Constraint in GWh | FALSE | G | Annual | Constraint Shadow Price | US2022$/MWh | 0 | 0 | 0 | 0 | 0 | 0 | 0
NY Min Oil Burn - Astoria - Winter Shldr | 712 | 7540 | Generation Constraint in GWh | FALSE | G | Annual | Seasons Included | Seasons | Winter, Spring, Summer, Fall | Winter, Spring, Summer, Fall | Winter, Spring, Summer, Fall | Winter, Spring, Summer, Fall | Winter, Spring, Summer, Fall | Winter, Spring, Summer, Fall | Winter, Spring, Summer, Fall
NY Min Oil Burn - Astoria - Winter Shldr | 712 | 7540 | Generation Constraint in GWh | FALSE | G | Annual | Standard GWh | GWh | 0 | 0 | 0 | 0 | 0 | 0 | 0
NY Min Oil Burn - Astoria - Winter Shldr | 712 | 7540 | Generation Constraint in GWh | FALSE | G | Annual | Emissions at Affected Plants | GWh | 0 | 0 | 0 | 0 | 0 | 0 | 0
NY Min Oil Burn - Astoria - Winter Shldr | 712 | 7540 | Generation Constraint in GWh | FALSE | G | Annual | Allowances Purchased | GWh | 0 | 0 | 0 | 0 | 0 | 0 | 0
NY Min Oil Burn - Astoria - Winter Shldr | 712 | 7540 | Generation Constraint in GWh | FALSE | G | Annual | Allowances Sold | GWh | 0 | 0 | 0 | 0 | 0 | 0 | 0
NY Min Oil Burn - Astoria - Winter Shldr | 712 | 7540 | Generation Constraint in GWh | FALSE | G | Annual | Allowances Banked | GWh | 0 | 0 | 0 | 0 | 0 | 0 | 0
NY Min Oil Burn - Astoria - Winter Shldr | 712 | 7540 | Generation Constraint in GWh | FALSE | G | Annual | Allowances Withdrawn (1:1) | GWh | 0 | 0 | 0 | 0 | 0 | 0 | 0
NY Min Oil Burn - Astoria - Winter Shldr | 712 | 7540 | Generation Constraint in GWh | FALSE | G | Annual | Allowances Withdrawn (n:1) | GWh | 0 | 0 | 0 | 0 | 0 | 0 | 0
NY Min Oil Burn - Astoria - Winter Shldr | 712 | 7540 | Generation Constraint in GWh | FALSE | G | Annual | Net Emissions Allowance Position | GWh | 0 | 0 | 0 | 0 | 0 | 0 | 0
NY Min Oil Burn - Astoria - Winter Shldr | 712 | 7540 | Generation Constraint in GWh | FALSE | G | Annual | Constraint Shadow Price | US2022$/MWh | 0 | 0 | 0 | 0 | 0 | 0 | 0
NY Min Oil Burn - Astoria Energy - Summer | 713 | 7553 | Generation Constraint in GWh | FALSE | G | Annual | Seasons Included | Seasons | Winter, Spring, Summer, Fall | Winter, Spring, Summer, Fall | Winter, Spring, Summer, Fall | Winter, Spring, Summer, Fall | Winter, Spring, Summer, Fall | Winter, Spring, Summer, Fall | Winter, Spring, Summer, Fall
NY Min Oil Burn - Astoria Energy - Summer | 713 | 7553 | Generation Constraint in GWh | FALSE | G | Annual | Standard GWh | GWh | 0 | 0 | 0 | 0 | 0 | 0 | 0
NY Min Oil Burn - Astoria Energy - Summer | 713 | 7553 | Generation Constraint in GWh | FALSE | G | Annual | Emissions at Affected Plants | GWh | 2598.073 | 2909.3557 | 1889.5594 | 1418.3303 | 1418.3303 | 1444.1337 | 1442.7067
NY Min Oil Burn - Astoria Energy - Summer | 713 | 7553 | Generation Constraint in GWh | FALSE | G | Annual | Allowances Purchased | GWh | 0 | 0 | 0 | 0 | 0 | 0 | 0
NY Min Oil Burn - Astoria Energy - Summer | 713 | 7553 | Generation Constraint in GWh | FALSE | G | Annual | Allowances Sold | GWh | 0 | 0 | 0 | 0 | 0 | 0 | 0
NY Min Oil Burn - Astoria Energy - Summer | 713 | 7553 | Generation Constraint in GWh | FALSE | G | Annual | Allowances Banked | GWh | 0 | 0 | 0 | 0 | 0 | 0 | 0
NY Min Oil Burn - Astoria Energy - Summer | 713 | 7553 | Generation Constraint in GWh | FALSE | G | Annual | Allowances Withdrawn (1:1) | GWh | 0 | 0 | 0 | 0 | 0 | 0 | 0
NY Min Oil Burn - Astoria Energy - Summer | 713 | 7553 | Generation Constraint in GWh | FALSE | G | Annual | Allowances Withdrawn (n:1) | GWh | 0 | 0 | 0 | 0 | 0 | 0 | 0
NY Min Oil Burn - Astoria Energy - Summer | 713 | 7553 | Generation Constraint in GWh | FALSE | G | Annual | Net Emissions Allowance Position | GWh | 2598.073 | 2909.3557 | 1889.5594 | 1418.3303 | 1418.3303 | 1444.1337 | 1442.7067
NY Min Oil Burn - Astoria Energy - Summer | 713 | 7553 | Generation Constraint in GWh | FALSE | G | Annual | Constraint Shadow Price | US2022$/MWh | 0 | 0 | 0 | 0 | 0 | 0 | 0
NY Min Oil Burn - Astoria Energy - Winter | 714 | 7551 | Generation Constraint in GWh | FALSE | G | Annual | Seasons Included | Seasons | Winter, Spring, Summer, Fall | Winter, Spring, Summer, Fall | Winter, Spring, Summer, Fall | Winter, Spring, Summer, Fall | Winter, Spring, Summer, Fall | Winter, Spring, Summer, Fall | Winter, Spring, Summer, Fall
NY Min Oil Burn - Astoria Energy - Winter | 714 | 7551 | Generation Constraint in GWh | FALSE | G | Annual | Standard GWh | GWh | 0 | 0 | 0 | 0 | 0 | 0 | 0
NY Min Oil Burn - Astoria Energy - Winter | 714 | 7551 | Generation Constraint in GWh | FALSE | G | Annual | Emissions at Affected Plants | GWh | 2598.073 | 2909.3557 | 1889.5594 | 1418.3303 | 1418.3303 | 1444.1337 | 1442.7067
NY Min Oil Burn - Astoria Energy - Winter | 714 | 7551 | Generation Constraint in GWh | FALSE | G | Annual | Allowances Purchased | GWh | 0 | 0 | 0 | 0 | 0 | 0 | 0
NY Min Oil Burn - Astoria Energy - Winter | 714 | 7551 | Generation Constraint in GWh | FALSE | G | Annual | Allowances Sold | GWh | 0 | 0 | 0 | 0 | 0 | 0 | 0
NY Min Oil Burn - Astoria Energy - Winter | 714 | 7551 | Generation Constraint in GWh | FALSE | G | Annual | Allowances Banked | GWh | 0 | 0 | 0 | 0 | 0 | 0 | 0
NY Min Oil Burn - Astoria Energy - Winter | 714 | 7551 | Generation Constraint in GWh | FALSE | G | Annual | Allowances Withdrawn (1:1) | GWh | 0 | 0 | 0 | 0 | 0 | 0 | 0
NY Min Oil Burn - Astoria Energy - Winter | 714 | 7551 | Generation Constraint in GWh | FALSE | G | Annual | Allowances Withdrawn (n:1) | GWh | 0 | 0 | 0 | 0 | 0 | 0 | 0
NY Min Oil Burn - Astoria Energy - Winter | 714 | 7551 | Generation Constraint in GWh | FALSE | G | Annual | Net Emissions Allowance Position | GWh | 2598.073 | 2909.3557 | 1889.5594 | 1418.3303 | 1418.3303 | 1444.1337 | 1442.7067
NY Min Oil Burn - Astoria Energy - Winter | 714 | 7551 | Generation Constraint in GWh | FALSE | G | Annual | Constraint Shadow Price | US2022$/MWh | 0 | 0 | 0 | 0 | 0 | 0 | 0
NY Min Oil Burn - Astoria Energy - Winter Shldr | 715 | 7552 | Generation Constraint in GWh | FALSE | G | Annual | Seasons Included | Seasons | Winter, Spring, Summer, Fall | Winter, Spring, Summer, Fall | Winter, Spring, Summer, Fall | Winter, Spring, Summer, Fall | Winter, Spring, Summer, Fall | Winter, Spring, Summer, Fall | Winter, Spring, Summer, Fall
NY Min Oil Burn - Astoria Energy - Winter Shldr | 715 | 7552 | Generation Constraint in GWh | FALSE | G | Annual | Standard GWh | GWh | 0 | 0 | 0 | 0 | 0 | 0 | 0
NY Min Oil Burn - Astoria Energy - Winter Shldr | 715 | 7552 | Generation Constraint in GWh | FALSE | G | Annual | Emissions at Affected Plants | GWh | 2598.073 | 2909.3557 | 1889.5594 | 1418.3303 | 1418.3303 | 1444.1337 | 1442.7067
NY Min Oil Burn - Astoria Energy - Winter Shldr | 715 | 7552 | Generation Constraint in GWh | FALSE | G | Annual | Allowances Purchased | GWh | 0 | 0 | 0 | 0 | 0 | 0 | 0
NY Min Oil Burn - Astoria Energy - Winter Shldr | 715 | 7552 | Generation Constraint in GWh | FALSE | G | Annual | Allowances Sold | GWh | 0 | 0 | 0 | 0 | 0 | 0 | 0
NY Min Oil Burn - Astoria Energy - Winter Shldr | 715 | 7552 | Generation Constraint in GWh | FALSE | G | Annual | Allowances Banked | GWh | 0 | 0 | 0 | 0 | 0 | 0 | 0
NY Min Oil Burn - Astoria Energy - Winter Shldr | 715 | 7552 | Generation Constraint in GWh | FALSE | G | Annual | Allowances Withdrawn (1:1) | GWh | 0 | 0 | 0 | 0 | 0 | 0 | 0
NY Min Oil Burn - Astoria Energy - Winter Shldr | 715 | 7552 | Generation Constraint in GWh | FALSE | G | Annual | Allowances Withdrawn (n:1) | GWh | 0 | 0 | 0 | 0 | 0 | 0 | 0
NY Min Oil Burn - Astoria Energy - Winter Shldr | 715 | 7552 | Generation Constraint in GWh | FALSE | G | Annual | Net Emissions Allowance Position | GWh | 2598.073 | 2909.3557 | 1889.5594 | 1418.3303 | 1418.3303 | 1444.1337 | 1442.7067
NY Min Oil Burn - Astoria Energy - Winter Shldr | 715 | 7552 | Generation Constraint in GWh | FALSE | G | Annual | Constraint Shadow Price | US2022$/MWh | 0 | 0 | 0 | 0 | 0 | 0 | 0
NY Min Oil Burn - East River - Summer | 716 | 7544 | Generation Constraint in GWh | FALSE | G | Annual | Seasons Included | Seasons | Winter, Spring, Summer, Fall | Winter, Spring, Summer, Fall | Winter, Spring, Summer, Fall | Winter, Spring, Summer, Fall | Winter, Spring, Summer, Fall | Winter, Spring, Summer, Fall | Winter, Spring, Summer, Fall
NY Min Oil Burn - East River - Summer | 716 | 7544 | Generation Constraint in GWh | FALSE | G | Annual | Standard GWh | GWh | 0 | 0 | 0 | 0 | 0 | 0 | 0
NY Min Oil Burn - East River - Summer | 716 | 7544 | Generation Constraint in GWh | FALSE | G | Annual | Emissions at Affected Plants | GWh | 765.1616 | 728.0542 | 645.8321 | 484.2738 | 484.1578 | 403.6245 | 175.1998
NY Min Oil Burn - East River - Summer | 716 | 7544 | Generation Constraint in GWh | FALSE | G | Annual | Allowances Purchased | GWh | 0 | 0 | 0 | 0 | 0 | 0 | 0
NY Min Oil Burn - East River - Summer | 716 | 7544 | Generation Constraint in GWh | FALSE | G | Annual | Allowances Sold | GWh | 0 | 0 | 0 | 0 | 0 | 0 | 0
NY Min Oil Burn - East River - Summer | 716 | 7544 | Generation Constraint in GWh | FALSE | G | Annual | Allowances Banked | GWh | 0 | 0 | 0 | 0 | 0 | 0 | 0
NY Min Oil Burn - East River - Summer | 716 | 7544 | Generation Constraint in GWh | FALSE | G | Annual | Allowances Withdrawn (1:1) | GWh | 0 | 0 | 0 | 0 | 0 | 0 | 0
NY Min Oil Burn - East River - Summer | 716 | 7544 | Generation Constraint in GWh | FALSE | G | Annual | Allowances Withdrawn (n:1) | GWh | 0 | 0 | 0 | 0 | 0 | 0 | 0
NY Min Oil Burn - East River - Summer | 716 | 7544 | Generation Constraint in GWh | FALSE | G | Annual | Net Emissions Allowance Position | GWh | 765.1616 | 728.0542 | 645.8321 | 484.2738 | 484.1578 | 403.6245 | 175.1998
NY Min Oil Burn - East River - Summer | 716 | 7544 | Generation Constraint in GWh | FALSE | G | Annual | Constraint Shadow Price | US2022$/MWh | 0 | 0 | 0 | 0 | 0 | 0 | 0
NY Min Oil Burn - East River - Winter | 717 | 7542 | Generation Constraint in GWh | FALSE | G | Annual | Seasons Included | Seasons | Winter, Spring, Summer, Fall | Winter, Spring, Summer, Fall | Winter, Spring, Summer, Fall | Winter, Spring, Summer, Fall | Winter, Spring, Summer, Fall | Winter, Spring, Summer, Fall | Winter, Spring, Summer, Fall
NY Min Oil Burn - East River - Winter | 717 | 7542 | Generation Constraint in GWh | FALSE | G | Annual | Standard GWh | GWh | 0 | 0 | 0 | 0 | 0 | 0 | 0
NY Min Oil Burn - East River - Winter | 717 | 7542 | Generation Constraint in GWh | FALSE | G | Annual | Emissions at Affected Plants | GWh | 765.1616 | 728.0542 | 645.8321 | 484.2738 | 484.1578 | 403.6245 | 175.1998
NY Min Oil Burn - East River - Winter | 717 | 7542 | Generation Constraint in GWh | FALSE | G | Annual | Allowances Purchased | GWh | 0 | 0 | 0 | 0 | 0 | 0 | 0
NY Min Oil Burn - East River - Winter | 717 | 7542 | Generation Constraint in GWh | FALSE | G | Annual | Allowances Sold | GWh | 0 | 0 | 0 | 0 | 0 | 0 | 0
NY Min Oil Burn - East River - Winter | 717 | 7542 | Generation Constraint in GWh | FALSE | G | Annual | Allowances Banked | GWh | 0 | 0 | 0 | 0 | 0 | 0 | 0
NY Min Oil Burn - East River - Winter | 717 | 7542 | Generation Constraint in GWh | FALSE | G | Annual | Allowances Withdrawn (1:1) | GWh | 0 | 0 | 0 | 0 | 0 | 0 | 0
NY Min Oil Burn - East River - Winter | 717 | 7542 | Generation Constraint in GWh | FALSE | G | Annual | Allowances Withdrawn (n:1) | GWh | 0 | 0 | 0 | 0 | 0 | 0 | 0
NY Min Oil Burn - East River - Winter | 717 | 7542 | Generation Constraint in GWh | FALSE | G | Annual | Net Emissions Allowance Position | GWh | 765.1616 | 728.0542 | 645.8321 | 484.2738 | 484.1578 | 403.6245 | 175.1998
NY Min Oil Burn - East River - Winter | 717 | 7542 | Generation Constraint in GWh | FALSE | G | Annual | Constraint Shadow Price | US2022$/MWh | 0 | 0 | 0 | 0 | 0 | 0 | 0
NY Min Oil Burn - East River - Winter Shldr | 718 | 7543 | Generation Constraint in GWh | FALSE | G | Annual | Seasons Included | Seasons | Winter, Spring, Summer, Fall | Winter, Spring, Summer, Fall | Winter, Spring, Summer, Fall | Winter, Spring, Summer, Fall | Winter, Spring, Summer, Fall | Winter, Spring, Summer, Fall | Winter, Spring, Summer, Fall
NY Min Oil Burn - East River - Winter Shldr | 718 | 7543 | Generation Constraint in GWh | FALSE | G | Annual | Standard GWh | GWh | 0 | 0 | 0 | 0 | 0 | 0 | 0
NY Min Oil Burn - East River - Winter Shldr | 718 | 7543 | Generation Constraint in GWh | FALSE | G | Annual | Emissions at Affected Plants | GWh | 765.1616 | 728.0542 | 645.8321 | 484.2738 | 484.1578 | 403.6245 | 175.1998
NY Min Oil Burn - East River - Winter Shldr | 718 | 7543 | Generation Constraint in GWh | FALSE | G | Annual | Allowances Purchased | GWh | 0 | 0 | 0 | 0 | 0 | 0 | 0
NY Min Oil Burn - East River - Winter Shldr | 718 | 7543 | Generation Constraint in GWh | FALSE | G | Annual | Allowances Sold | GWh | 0 | 0 | 0 | 0 | 0 | 0 | 0
NY Min Oil Burn - East River - Winter Shldr | 718 | 7543 | Generation Constraint in GWh | FALSE | G | Annual | Allowances Banked | GWh | 0 | 0 | 0 | 0 | 0 | 0 | 0
NY Min Oil Burn - East River - Winter Shldr | 718 | 7543 | Generation Constraint in GWh | FALSE | G | Annual | Allowances Withdrawn (1:1) | GWh | 0 | 0 | 0 | 0 | 0 | 0 | 0
NY Min Oil Burn - East River - Winter Shldr | 718 | 7543 | Generation Constraint in GWh | FALSE | G | Annual | Allowances Withdrawn (n:1) | GWh | 0 | 0 | 0 | 0 | 0 | 0 | 0
NY Min Oil Burn - East River - Winter Shldr | 718 | 7543 | Generation Constraint in GWh | FALSE | G | Annual | Net Emissions Allowance Position | GWh | 765.1616 | 728.0542 | 645.8321 | 484.2738 | 484.1578 | 403.6245 | 175.1998
NY Min Oil Burn - East River - Winter Shldr | 718 | 7543 | Generation Constraint in GWh | FALSE | G | Annual | Constraint Shadow Price | US2022$/MWh | 0 | 0 | 0 | 0 | 0 | 0 | 0
NY Min Oil Burn - Northport - Summer | 719 | 7547 | Generation Constraint in GWh | FALSE | G | Annual | Seasons Included | Seasons | Winter, Spring, Summer, Fall | Winter, Spring, Summer, Fall | Winter, Spring, Summer, Fall | Winter, Spring, Summer, Fall | Winter, Spring, Summer, Fall | Winter, Spring, Summer, Fall | Winter, Spring, Summer, Fall
NY Min Oil Burn - Northport - Summer | 719 | 7547 | Generation Constraint in GWh | FALSE | G | Annual | Standard GWh | GWh | 0 | 0 | 0 | 0 | 0 | 0 | 0
NY Min Oil Burn - Northport - Summer | 719 | 7547 | Generation Constraint in GWh | FALSE | G | Annual | Emissions at Affected Plants | GWh | 2224.83 | 1889.7195 | 1783.8303 | 0 | 296.8631 | 0 | 0
NY Min Oil Burn - Northport - Summer | 719 | 7547 | Generation Constraint in GWh | FALSE | G | Annual | Allowances Purchased | GWh | 0 | 0 | 0 | 0 | 0 | 0 | 0
NY Min Oil Burn - Northport - Summer | 719 | 7547 | Generation Constraint in GWh | FALSE | G | Annual | Allowances Sold | GWh | 0 | 0 | 0 | 0 | 0 | 0 | 0
NY Min Oil Burn - Northport - Summer | 719 | 7547 | Generation Constraint in GWh | FALSE | G | Annual | Allowances Banked | GWh | 0 | 0 | 0 | 0 | 0 | 0 | 0
NY Min Oil Burn - Northport - Summer | 719 | 7547 | Generation Constraint in GWh | FALSE | G | Annual | Allowances Withdrawn (1:1) | GWh | 0 | 0 | 0 | 0 | 0 | 0 | 0
NY Min Oil Burn - Northport - Summer | 719 | 7547 | Generation Constraint in GWh | FALSE | G | Annual | Allowances Withdrawn (n:1) | GWh | 0 | 0 | 0 | 0 | 0 | 0 | 0
NY Min Oil Burn - Northport - Summer | 719 | 7547 | Generation Constraint in GWh | FALSE | G | Annual | Net Emissions Allowance Position | GWh | 2224.83 | 1889.7195 | 1783.8303 | 0 | 296.8631 | 0 | 0
NY Min Oil Burn - Northport - Summer | 719 | 7547 | Generation Constraint in GWh | FALSE | G | Annual | Constraint Shadow Price | US2022$/MWh | 0 | 0 | 0 | 0 | 0 | 0 | 0
NY Min Oil Burn - Northport - Winter | 720 | 7545 | Generation Constraint in GWh | FALSE | G | Annual | Seasons Included | Seasons | Winter, Spring, Summer, Fall | Winter, Spring, Summer, Fall | Winter, Spring, Summer, Fall | Winter, Spring, Summer, Fall | Winter, Spring, Summer, Fall | Winter, Spring, Summer, Fall | Winter, Spring, Summer, Fall
NY Min Oil Burn - Northport - Winter | 720 | 7545 | Generation Constraint in GWh | FALSE | G | Annual | Standard GWh | GWh | 0 | 0 | 0 | 0 | 0 | 0 | 0
NY Min Oil Burn - Northport - Winter | 720 | 7545 | Generation Constraint in GWh | FALSE | G | Annual | Emissions at Affected Plants | GWh | 2224.83 | 1889.7195 | 1783.8303 | 0 | 296.8631 | 0 | 0
NY Min Oil Burn - Northport - Winter | 720 | 7545 | Generation Constraint in GWh | FALSE | G | Annual | Allowances Purchased | GWh | 0 | 0 | 0 | 0 | 0 | 0 | 0
NY Min Oil Burn - Northport - Winter | 720 | 7545 | Generation Constraint in GWh | FALSE | G | Annual | Allowances Sold | GWh | 0 | 0 | 0 | 0 | 0 | 0 | 0
NY Min Oil Burn - Northport - Winter | 720 | 7545 | Generation Constraint in GWh | FALSE | G | Annual | Allowances Banked | GWh | 0 | 0 | 0 | 0 | 0 | 0 | 0
NY Min Oil Burn - Northport - Winter | 720 | 7545 | Generation Constraint in GWh | FALSE | G | Annual | Allowances Withdrawn (1:1) | GWh | 0 | 0 | 0 | 0 | 0 | 0 | 0
NY Min Oil Burn - Northport - Winter | 720 | 7545 | Generation Constraint in GWh | FALSE | G | Annual | Allowances Withdrawn (n:1) | GWh | 0 | 0 | 0 | 0 | 0 | 0 | 0
NY Min Oil Burn - Northport - Winter | 720 | 7545 | Generation Constraint in GWh | FALSE | G | Annual | Net Emissions Allowance Position | GWh | 2224.83 | 1889.7195 | 1783.8303 | 0 | 296.8631 | 0 | 0
NY Min Oil Burn - Northport - Winter | 720 | 7545 | Generation Constraint in GWh | FALSE | G | Annual | Constraint Shadow Price | US2022$/MWh | 0 | 0 | 0 | 0 | 0 | 0 | 0
NY Min Oil Burn - Northport - Winter Shldr | 721 | 7546 | Generation Constraint in GWh | FALSE | G | Annual | Seasons Included | Seasons | Winter, Spring, Summer, Fall | Winter, Spring, Summer, Fall | Winter, Spring, Summer, Fall | Winter, Spring, Summer, Fall | Winter, Spring, Summer, Fall | Winter, Spring, Summer, Fall | Winter, Spring, Summer, Fall
NY Min Oil Burn - Northport - Winter Shldr | 721 | 7546 | Generation Constraint in GWh | FALSE | G | Annual | Standard GWh | GWh | 0 | 0 | 0 | 0 | 0 | 0 | 0
NY Min Oil Burn - Northport - Winter Shldr | 721 | 7546 | Generation Constraint in GWh | FALSE | G | Annual | Emissions at Affected Plants | GWh | 2224.83 | 1889.7195 | 1783.8303 | 0 | 296.8631 | 0 | 0
NY Min Oil Burn - Northport - Winter Shldr | 721 | 7546 | Generation Constraint in GWh | FALSE | G | Annual | Allowances Purchased | GWh | 0 | 0 | 0 | 0 | 0 | 0 | 0
NY Min Oil Burn - Northport - Winter Shldr | 721 | 7546 | Generation Constraint in GWh | FALSE | G | Annual | Allowances Sold | GWh | 0 | 0 | 0 | 0 | 0 | 0 | 0
NY Min Oil Burn - Northport - Winter Shldr | 721 | 7546 | Generation Constraint in GWh | FALSE | G | Annual | Allowances Banked | GWh | 0 | 0 | 0 | 0 | 0 | 0 | 0
NY Min Oil Burn - Northport - Winter Shldr | 721 | 7546 | Generation Constraint in GWh | FALSE | G | Annual | Allowances Withdrawn (1:1) | GWh | 0 | 0 | 0 | 0 | 0 | 0 | 0
NY Min Oil Burn - Northport - Winter Shldr | 721 | 7546 | Generation Constraint in GWh | FALSE | G | Annual | Allowances Withdrawn (n:1) | GWh | 0 | 0 | 0 | 0 | 0 | 0 | 0
NY Min Oil Burn - Northport - Winter Shldr | 721 | 7546 | Generation Constraint in GWh | FALSE | G | Annual | Net Emissions Allowance Position | GWh | 2224.83 | 1889.7195 | 1783.8303 | 0 | 296.8631 | 0 | 0
NY Min Oil Burn - Northport - Winter Shldr | 721 | 7546 | Generation Constraint in GWh | FALSE | G | Annual | Constraint Shadow Price | US2022$/MWh | 0 | 0 | 0 | 0 | 0 | 0 | 0
NY Min Oil Burn - Ravenswood CC - Summer | 722 | 7556 | Generation Constraint in GWh | FALSE | G | Annual | Seasons Included | Seasons | Winter, Spring, Summer, Fall | Winter, Spring, Summer, Fall | Winter, Spring, Summer, Fall | Winter, Spring, Summer, Fall | Winter, Spring, Summer, Fall | Winter, Spring, Summer, Fall | Winter, Spring, Summer, Fall
NY Min Oil Burn - Ravenswood CC - Summer | 722 | 7556 | Generation Constraint in GWh | FALSE | G | Annual | Standard GWh | GWh | 0 | 0 | 0 | 0 | 0 | 0 | 0
NY Min Oil Burn - Ravenswood CC - Summer | 722 | 7556 | Generation Constraint in GWh | FALSE | G | Annual | Emissions at Affected Plants | GWh | 958.1483 | 916.4872 | 667.0762 | 610.2887 | 610.2887 | 619.4926 | 620.7775
NY Min Oil Burn - Ravenswood CC - Summer | 722 | 7556 | Generation Constraint in GWh | FALSE | G | Annual | Allowances Purchased | GWh | 0 | 0 | 0 | 0 | 0 | 0 | 0
NY Min Oil Burn - Ravenswood CC - Summer | 722 | 7556 | Generation Constraint in GWh | FALSE | G | Annual | Allowances Sold | GWh | 0 | 0 | 0 | 0 | 0 | 0 | 0
NY Min Oil Burn - Ravenswood CC - Summer | 722 | 7556 | Generation Constraint in GWh | FALSE | G | Annual | Allowances Banked | GWh | 0 | 0 | 0 | 0 | 0 | 0 | 0
NY Min Oil Burn - Ravenswood CC - Summer | 722 | 7556 | Generation Constraint in GWh | FALSE | G | Annual | Allowances Withdrawn (1:1) | GWh | 0 | 0 | 0 | 0 | 0 | 0 | 0
NY Min Oil Burn - Ravenswood CC - Summer | 722 | 7556 | Generation Constraint in GWh | FALSE | G | Annual | Allowances Withdrawn (n:1) | GWh | 0 | 0 | 0 | 0 | 0 | 0 | 0
NY Min Oil Burn - Ravenswood CC - Summer | 722 | 7556 | Generation Constraint in GWh | FALSE | G | Annual | Net Emissions Allowance Position | GWh | 958.1483 | 916.4872 | 667.0762 | 610.2887 | 610.2887 | 619.4926 | 620.7775
NY Min Oil Burn - Ravenswood CC - Summer | 722 | 7556 | Generation Constraint in GWh | FALSE | G | Annual | Constraint Shadow Price | US2022$/MWh | 0 | 0 | 0 | 0 | 0 | 0 | 0
NY Min Oil Burn - Ravenswood CC - Winter | 723 | 7554 | Generation Constraint in GWh | FALSE | G | Annual | Seasons Included | Seasons | Winter, Spring, Summer, Fall | Winter, Spring, Summer, Fall | Winter, Spring, Summer, Fall | Winter, Spring, Summer, Fall | Winter, Spring, Summer, Fall | Winter, Spring, Summer, Fall | Winter, Spring, Summer, Fall
NY Min Oil Burn - Ravenswood CC - Winter | 723 | 7554 | Generation Constraint in GWh | FALSE | G | Annual | Standard GWh | GWh | 0 | 0 | 0 | 0 | 0 | 0 | 0
NY Min Oil Burn - Ravenswood CC - Winter | 723 | 7554 | Generation Constraint in GWh | FALSE | G | Annual | Emissions at Affected Plants | GWh | 958.1483 | 916.4872 | 667.0762 | 610.2887 | 610.2887 | 619.4926 | 620.7775
NY Min Oil Burn - Ravenswood CC - Winter | 723 | 7554 | Generation Constraint in GWh | FALSE | G | Annual | Allowances Purchased | GWh | 0 | 0 | 0 | 0 | 0 | 0 | 0
NY Min Oil Burn - Ravenswood CC - Winter | 723 | 7554 | Generation Constraint in GWh | FALSE | G | Annual | Allowances Sold | GWh | 0 | 0 | 0 | 0 | 0 | 0 | 0
NY Min Oil Burn - Ravenswood CC - Winter | 723 | 7554 | Generation Constraint in GWh | FALSE | G | Annual | Allowances Banked | GWh | 0 | 0 | 0 | 0 | 0 | 0 | 0
NY Min Oil Burn - Ravenswood CC - Winter | 723 | 7554 | Generation Constraint in GWh | FALSE | G | Annual | Allowances Withdrawn (1:1) | GWh | 0 | 0 | 0 | 0 | 0 | 0 | 0
NY Min Oil Burn - Ravenswood CC - Winter | 723 | 7554 | Generation Constraint in GWh | FALSE | G | Annual | Allowances Withdrawn (n:1) | GWh | 0 | 0 | 0 | 0 | 0 | 0 | 0
NY Min Oil Burn - Ravenswood CC - Winter | 723 | 7554 | Generation Constraint in GWh | FALSE | G | Annual | Net Emissions Allowance Position | GWh | 958.1483 | 916.4872 | 667.0762 | 610.2887 | 610.2887 | 619.4926 | 620.7775
NY Min Oil Burn - Ravenswood CC - Winter | 723 | 7554 | Generation Constraint in GWh | FALSE | G | Annual | Constraint Shadow Price | US2022$/MWh | 0 | 0 | 0 | 0 | 0 | 0 | 0
NY Min Oil Burn - Ravenswood CC - Winter Shldr | 724 | 7555 | Generation Constraint in GWh | FALSE | G | Annual | Seasons Included | Seasons | Winter, Spring, Summer, Fall | Winter, Spring, Summer, Fall | Winter, Spring, Summer, Fall | Winter, Spring, Summer, Fall | Winter, Spring, Summer, Fall | Winter, Spring, Summer, Fall | Winter, Spring, Summer, Fall
NY Min Oil Burn - Ravenswood CC - Winter Shldr | 724 | 7555 | Generation Constraint in GWh | FALSE | G | Annual | Standard GWh | GWh | 0 | 0 | 0 | 0 | 0 | 0 | 0
NY Min Oil Burn - Ravenswood CC - Winter Shldr | 724 | 7555 | Generation Constraint in GWh | FALSE | G | Annual | Emissions at Affected Plants | GWh | 958.1483 | 916.4872 | 667.0762 | 610.2887 | 610.2887 | 619.4926 | 620.7775
NY Min Oil Burn - Ravenswood CC - Winter Shldr | 724 | 7555 | Generation Constraint in GWh | FALSE | G | Annual | Allowances Purchased | GWh | 0 | 0 | 0 | 0 | 0 | 0 | 0
NY Min Oil Burn - Ravenswood CC - Winter Shldr | 724 | 7555 | Generation Constraint in GWh | FALSE | G | Annual | Allowances Sold | GWh | 0 | 0 | 0 | 0 | 0 | 0 | 0
NY Min Oil Burn - Ravenswood CC - Winter Shldr | 724 | 7555 | Generation Constraint in GWh | FALSE | G | Annual | Allowances Banked | GWh | 0 | 0 | 0 | 0 | 0 | 0 | 0
NY Min Oil Burn - Ravenswood CC - Winter Shldr | 724 | 7555 | Generation Constraint in GWh | FALSE | G | Annual | Allowances Withdrawn (1:1) | GWh | 0 | 0 | 0 | 0 | 0 | 0 | 0
NY Min Oil Burn - Ravenswood CC - Winter Shldr | 724 | 7555 | Generation Constraint in GWh | FALSE | G | Annual | Allowances Withdrawn (n:1) | GWh | 0 | 0 | 0 | 0 | 0 | 0 | 0
NY Min Oil Burn - Ravenswood CC - Winter Shldr | 724 | 7555 | Generation Constraint in GWh | FALSE | G | Annual | Net Emissions Allowance Position | GWh | 958.1483 | 916.4872 | 667.0762 | 610.2887 | 610.2887 | 619.4926 | 620.7775
NY Min Oil Burn - Ravenswood CC - Winter Shldr | 724 | 7555 | Generation Constraint in GWh | FALSE | G | Annual | Constraint Shadow Price | US2022$/MWh | 0 | 0 | 0 | 0 | 0 | 0 | 0
NY Min Oil Burn - Ravenswood Oil - Summer | 725 | 7550 | Generation Constraint in GWh | FALSE | G | Annual | Seasons Included | Seasons | Winter, Spring, Summer, Fall | Winter, Spring, Summer, Fall | Winter, Spring, Summer, Fall | Winter, Spring, Summer, Fall | Winter, Spring, Summer, Fall | Winter, Spring, Summer, Fall | Winter, Spring, Summer, Fall
NY Min Oil Burn - Ravenswood Oil - Summer | 725 | 7550 | Generation Constraint in GWh | FALSE | G | Annual | Standard GWh | GWh | 0 | 0 | 0 | 0 | 0 | 0 | 0
NY Min Oil Burn - Ravenswood Oil - Summer | 725 | 7550 | Generation Constraint in GWh | FALSE | G | Annual | Emissions at Affected Plants | GWh | 1205.2154 | 67.9835 | 32.962 | 0 | 0 | 0 | 0
NY Min Oil Burn - Ravenswood Oil - Summer | 725 | 7550 | Generation Constraint in GWh | FALSE | G | Annual | Allowances Purchased | GWh | 0 | 0 | 0 | 0 | 0 | 0 | 0
NY Min Oil Burn - Ravenswood Oil - Summer | 725 | 7550 | Generation Constraint in GWh | FALSE | G | Annual | Allowances Sold | GWh | 0 | 0 | 0 | 0 | 0 | 0 | 0
NY Min Oil Burn - Ravenswood Oil - Summer | 725 | 7550 | Generation Constraint in GWh | FALSE | G | Annual | Allowances Banked | GWh | 0 | 0 | 0 | 0 | 0 | 0 | 0
NY Min Oil Burn - Ravenswood Oil - Summer | 725 | 7550 | Generation Constraint in GWh | FALSE | G | Annual | Allowances Withdrawn (1:1) | GWh | 0 | 0 | 0 | 0 | 0 | 0 | 0
NY Min Oil Burn - Ravenswood Oil - Summer | 725 | 7550 | Generation Constraint in GWh | FALSE | G | Annual | Allowances Withdrawn (n:1) | GWh | 0 | 0 | 0 | 0 | 0 | 0 | 0
NY Min Oil Burn - Ravenswood Oil - Summer | 725 | 7550 | Generation Constraint in GWh | FALSE | G | Annual | Net Emissions Allowance Position | GWh | 1205.2154 | 67.9835 | 32.962 | 0 | 0 | 0 | 0
NY Min Oil Burn - Ravenswood Oil - Summer | 725 | 7550 | Generation Constraint in GWh | FALSE | G | Annual | Constraint Shadow Price | US2022$/MWh | 0 | 0 | 0 | 0 | 0 | 0 | 0
NY Min Oil Burn - Ravenswood Oil - Winter | 726 | 7548 | Generation Constraint in GWh | FALSE | G | Annual | Seasons Included | Seasons | Winter, Spring, Summer, Fall | Winter, Spring, Summer, Fall | Winter, Spring, Summer, Fall | Winter, Spring, Summer, Fall | Winter, Spring, Summer, Fall | Winter, Spring, Summer, Fall | Winter, Spring, Summer, Fall
NY Min Oil Burn - Ravenswood Oil - Winter | 726 | 7548 | Generation Constraint in GWh | FALSE | G | Annual | Standard GWh | GWh | 0 | 0 | 0 | 0 | 0 | 0 | 0
NY Min Oil Burn - Ravenswood Oil - Winter | 726 | 7548 | Generation Constraint in GWh | FALSE | G | Annual | Emissions at Affected Plants | GWh | 1205.2154 | 67.9835 | 32.962 | 0 | 0 | 0 | 0
NY Min Oil Burn - Ravenswood Oil - Winter | 726 | 7548 | Generation Constraint in GWh | FALSE | G | Annual | Allowances Purchased | GWh | 0 | 0 | 0 | 0 | 0 | 0 | 0
NY Min Oil Burn - Ravenswood Oil - Winter | 726 | 7548 | Generation Constraint in GWh | FALSE | G | Annual | Allowances Sold | GWh | 0 | 0 | 0 | 0 | 0 | 0 | 0
NY Min Oil Burn - Ravenswood Oil - Winter | 726 | 7548 | Generation Constraint in GWh | FALSE | G | Annual | Allowances Banked | GWh | 0 | 0 | 0 | 0 | 0 | 0 | 0
NY Min Oil Burn - Ravenswood Oil - Winter | 726 | 7548 | Generation Constraint in GWh | FALSE | G | Annual | Allowances Withdrawn (1:1) | GWh | 0 | 0 | 0 | 0 | 0 | 0 | 0
NY Min Oil Burn - Ravenswood Oil - Winter | 726 | 7548 | Generation Constraint in GWh | FALSE | G | Annual | Allowances Withdrawn (n:1) | GWh | 0 | 0 | 0 | 0 | 0 | 0 | 0
NY Min Oil Burn - Ravenswood Oil - Winter | 726 | 7548 | Generation Constraint in GWh | FALSE | G | Annual | Net Emissions Allowance Position | GWh | 1205.2154 | 67.9835 | 32.962 | 0 | 0 | 0 | 0
NY Min Oil Burn - Ravenswood Oil - Winter | 726 | 7548 | Generation Constraint in GWh | FALSE | G | Annual | Constraint Shadow Price | US2022$/MWh | 0 | 0 | 0 | 0 | 0 | 0 | 0
NY Min Oil Burn - Ravenswood Oil - Winter Shldr | 727 | 7549 | Generation Constraint in GWh | FALSE | G | Annual | Seasons Included | Seasons | Winter, Spring, Summer, Fall | Winter, Spring, Summer, Fall | Winter, Spring, Summer, Fall | Winter, Spring, Summer, Fall | Winter, Spring, Summer, Fall | Winter, Spring, Summer, Fall | Winter, Spring, Summer, Fall
NY Min Oil Burn - Ravenswood Oil - Winter Shldr | 727 | 7549 | Generation Constraint in GWh | FALSE | G | Annual | Standard GWh | GWh | 0 | 0 | 0 | 0 | 0 | 0 | 0
NY Min Oil Burn - Ravenswood Oil - Winter Shldr | 727 | 7549 | Generation Constraint in GWh | FALSE | G | Annual | Emissions at Affected Plants | GWh | 1205.2154 | 67.9835 | 32.962 | 0 | 0 | 0 | 0
NY Min Oil Burn - Ravenswood Oil - Winter Shldr | 727 | 7549 | Generation Constraint in GWh | FALSE | G | Annual | Allowances Purchased | GWh | 0 | 0 | 0 | 0 | 0 | 0 | 0
NY Min Oil Burn - Ravenswood Oil - Winter Shldr | 727 | 7549 | Generation Constraint in GWh | FALSE | G | Annual | Allowances Sold | GWh | 0 | 0 | 0 | 0 | 0 | 0 | 0
NY Min Oil Burn - Ravenswood Oil - Winter Shldr | 727 | 7549 | Generation Constraint in GWh | FALSE | G | Annual | Allowances Banked | GWh | 0 | 0 | 0 | 0 | 0 | 0 | 0
NY Min Oil Burn - Ravenswood Oil - Winter Shldr | 727 | 7549 | Generation Constraint in GWh | FALSE | G | Annual | Allowances Withdrawn (1:1) | GWh | 0 | 0 | 0 | 0 | 0 | 0 | 0
NY Min Oil Burn - Ravenswood Oil - Winter Shldr | 727 | 7549 | Generation Constraint in GWh | FALSE | G | Annual | Allowances Withdrawn (n:1) | GWh | 0 | 0 | 0 | 0 | 0 | 0 | 0
NY Min Oil Burn - Ravenswood Oil - Winter Shldr | 727 | 7549 | Generation Constraint in GWh | FALSE | G | Annual | Net Emissions Allowance Position | GWh | 1205.2154 | 67.9835 | 32.962 | 0 | 0 | 0 | 0
NY Min Oil Burn - Ravenswood Oil - Winter Shldr | 727 | 7549 | Generation Constraint in GWh | FALSE | G | Annual | Constraint Shadow Price | US2022$/MWh | 0 | 0 | 0 | 0 | 0 | 0 | 0
NY New Units MER Rate Limit v3.1 | 728 | 7350 | MACT Fuel Choice Floor in lbs/MMBtu | FALSE | L | Annual | Seasons Included | Seasons | Winter, Spring, Summer, Fall | Winter, Spring, Summer, Fall | Winter, Spring, Summer, Fall | Winter, Spring, Summer, Fall | Winter, Spring, Summer, Fall | Winter, Spring, Summer, Fall | Winter, Spring, Summer, Fall
NY New Units MER Rate Limit v3.1 | 728 | 7350 | MACT Fuel Choice Floor in lbs/MMBtu | FALSE | L | Annual | Emission Floor | lbs/MMBtu | 6e-07 | 6e-07 | 6e-07 | 6e-07 | 6e-07 | 6e-07 | 6e-07
NY New Units MER Rate Limit v3.1 | 728 | 7350 | MACT Fuel Choice Floor in lbs/MMBtu | FALSE | L | Annual | Emissions at Affected Plants MER | lbs | 0 | 0 | 0 | 0 | 0 | 0 | 0
NY New Units MER Rate Limit v3.1 | 728 | 7350 | MACT Fuel Choice Floor in lbs/MMBtu | FALSE | L | Annual | Allowances Purchased MER | lbs | 0 | 0 | 0 | 0 | 0 | 0 | 0
NY New Units MER Rate Limit v3.1 | 728 | 7350 | MACT Fuel Choice Floor in lbs/MMBtu | FALSE | L | Annual | Allowances Sold MER | lbs | 0 | 0 | 0 | 0 | 0 | 0 | 0
NY New Units MER Rate Limit v3.1 | 728 | 7350 | MACT Fuel Choice Floor in lbs/MMBtu | FALSE | L | Annual | Allowances Banked | lbs | 0 | 0 | 0 | 0 | 0 | 0 | 0
NY New Units MER Rate Limit v3.1 | 728 | 7350 | MACT Fuel Choice Floor in lbs/MMBtu | FALSE | L | Annual | Allowances Withdrawn (1:1) | lbs | 0 | 0 | 0 | 0 | 0 | 0 | 0
NY New Units MER Rate Limit v3.1 | 728 | 7350 | MACT Fuel Choice Floor in lbs/MMBtu | FALSE | L | Annual | Allowances Withdrawn (n:1) | lbs | 0 | 0 | 0 | 0 | 0 | 0 | 0
NY New Units MER Rate Limit v3.1 | 728 | 7350 | MACT Fuel Choice Floor in lbs/MMBtu | FALSE | L | Annual | Net Emissions Allowance Position | lbs | 0 | 0 | 0 | 0 | 0 | 0 | 0
NY New Units MER Rate Limit v3.1 | 728 | 7350 | MACT Fuel Choice Floor in lbs/MMBtu | FALSE | L | Annual | Fuel Consumed | TBtu | 0 | 0 | 0 | 0 | 0 | 0 | 0
NY New Units MER Rate Limit v3.1 | 728 | 7350 | MACT Fuel Choice Floor in lbs/MMBtu | FALSE | L | Annual | Rate | lb/MMBtu | 0 | 0 | 0 | 0 | 0 | 0 | 0
NY New Units MER Rate Limit v3.1 | 728 | 7350 | MACT Fuel Choice Floor in lbs/MMBtu | FALSE | L | Annual | Generation | TWh | 0 | 0 | 0 | 0 | 0 | 0 | 0
NY New Units MER Rate Limit v3.1 | 728 | 7350 | MACT Fuel Choice Floor in lbs/MMBtu | FALSE | L | Annual | Qualifying Generation | TWh | 0 | 0 | 0 | 0 | 0 | 0 | 0
NY New Units MER Rate Limit v3.1 | 728 | 7350 | MACT Fuel Choice Floor in lbs/MMBtu | FALSE | L | Annual | Constraint Shadow Price | US2022$/Lb | 0 | 0 | 0 | 0 | 0 | 0 | 0
NY New Units MER Rate Limit v3.1 | 729 | 7350 | MACT Fuel Choice Floor in lbs/MMBtu | FALSE | L | Annual | Seasons Included | Seasons | Winter, Spring, Summer, Fall | Winter, Spring, Summer, Fall | Winter, Spring, Summer, Fall | Winter, Spring, Summer, Fall | Winter, Spring, Summer, Fall | Winter, Spring, Summer, Fall | Winter, Spring, Summer, Fall
NY New Units MER Rate Limit v3.1 | 729 | 7350 | MACT Fuel Choice Floor in lbs/MMBtu | FALSE | L | Annual | Emission Floor | lbs/MMBtu | 6e-07 | 6e-07 | 6e-07 | 6e-07 | 6e-07 | 6e-07 | 6e-07
NY New Units MER Rate Limit v3.1 | 729 | 7350 | MACT Fuel Choice Floor in lbs/MMBtu | FALSE | L | Annual | Emissions at Affected Plants MER | lbs | 0 | 0 | 0 | 0 | 0 | 0 | 0
NY New Units MER Rate Limit v3.1 | 729 | 7350 | MACT Fuel Choice Floor in lbs/MMBtu | FALSE | L | Annual | Allowances Purchased MER | lbs | 0 | 0 | 0 | 0 | 0 | 0 | 0
NY New Units MER Rate Limit v3.1 | 729 | 7350 | MACT Fuel Choice Floor in lbs/MMBtu | FALSE | L | Annual | Allowances Sold MER | lbs | 0 | 0 | 0 | 0 | 0 | 0 | 0
NY New Units MER Rate Limit v3.1 | 729 | 7350 | MACT Fuel Choice Floor in lbs/MMBtu | FALSE | L | Annual | Allowances Banked | lbs | 0 | 0 | 0 | 0 | 0 | 0 | 0
NY New Units MER Rate Limit v3.1 | 729 | 7350 | MACT Fuel Choice Floor in lbs/MMBtu | FALSE | L | Annual | Allowances Withdrawn (1:1) | lbs | 0 | 0 | 0 | 0 | 0 | 0 | 0
NY New Units MER Rate Limit v3.1 | 729 | 7350 | MACT Fuel Choice Floor in lbs/MMBtu | FALSE | L | Annual | Allowances Withdrawn (n:1) | lbs | 0 | 0 | 0 | 0 | 0 | 0 | 0
NY New Units MER Rate Limit v3.1 | 729 | 7350 | MACT Fuel Choice Floor in lbs/MMBtu | FALSE | L | Annual | Net Emissions Allowance Position | lbs | 0 | 0 | 0 | 0 | 0 | 0 | 0
NY New Units MER Rate Limit v3.1 | 729 | 7350 | MACT Fuel Choice Floor in lbs/MMBtu | FALSE | L | Annual | Fuel Consumed | TBtu | 0 | 0 | 0 | 0 | 0 | 0 | 0
NY New Units MER Rate Limit v3.1 | 729 | 7350 | MACT Fuel Choice Floor in lbs/MMBtu | FALSE | L | Annual | Rate | lb/MMBtu | 0 | 0 | 0 | 0 | 0 | 0 | 0
NY New Units MER Rate Limit v3.1 | 729 | 7350 | MACT Fuel Choice Floor in lbs/MMBtu | FALSE | L | Annual | Generation | TWh | 0 | 0 | 0 | 0 | 0 | 0 | 0
NY New Units MER Rate Limit v3.1 | 729 | 7350 | MACT Fuel Choice Floor in lbs/MMBtu | FALSE | L | Annual | Qualifying Generation | TWh | 0 | 0 | 0 | 0 | 0 | 0 | 0
NY New Units MER Rate Limit v3.1 | 729 | 7350 | MACT Fuel Choice Floor in lbs/MMBtu | FALSE | L | Annual | Constraint Shadow Price | US2022$/Lb | 0 | 0 | 0 | 0 | 0 | 0 | 0
NY New Units MER Rate Limit v3.1 | 730 | 7350 | MACT Fuel Choice Floor in lbs/MMBtu | FALSE | L | Annual | Seasons Included | Seasons | Winter, Spring, Summer, Fall | Winter, Spring, Summer, Fall | Winter, Spring, Summer, Fall | Winter, Spring, Summer, Fall | Winter, Spring, Summer, Fall | Winter, Spring, Summer, Fall | Winter, Spring, Summer, Fall
NY New Units MER Rate Limit v3.1 | 730 | 7350 | MACT Fuel Choice Floor in lbs/MMBtu | FALSE | L | Annual | Emission Floor | lbs/MMBtu | 6e-07 | 6e-07 | 6e-07 | 6e-07 | 6e-07 | 6e-07 | 6e-07
NY New Units MER Rate Limit v3.1 | 730 | 7350 | MACT Fuel Choice Floor in lbs/MMBtu | FALSE | L | Annual | Emissions at Affected Plants MER | lbs | 0 | 0 | 0 | 0 | 0 | 0 | 0
NY New Units MER Rate Limit v3.1 | 730 | 7350 | MACT Fuel Choice Floor in lbs/MMBtu | FALSE | L | Annual | Allowances Purchased MER | lbs | 0 | 0 | 0 | 0 | 0 | 0 | 0
NY New Units MER Rate Limit v3.1 | 730 | 7350 | MACT Fuel Choice Floor in lbs/MMBtu | FALSE | L | Annual | Allowances Sold MER | lbs | 0 | 0 | 0 | 0 | 0 | 0 | 0
NY New Units MER Rate Limit v3.1 | 730 | 7350 | MACT Fuel Choice Floor in lbs/MMBtu | FALSE | L | Annual | Allowances Banked | lbs | 0 | 0 | 0 | 0 | 0 | 0 | 0
NY New Units MER Rate Limit v3.1 | 730 | 7350 | MACT Fuel Choice Floor in lbs/MMBtu | FALSE | L | Annual | Allowances Withdrawn (1:1) | lbs | 0 | 0 | 0 | 0 | 0 | 0 | 0
NY New Units MER Rate Limit v3.1 | 730 | 7350 | MACT Fuel Choice Floor in lbs/MMBtu | FALSE | L | Annual | Allowances Withdrawn (n:1) | lbs | 0 | 0 | 0 | 0 | 0 | 0 | 0
NY New Units MER Rate Limit v3.1 | 730 | 7350 | MACT Fuel Choice Floor in lbs/MMBtu | FALSE | L | Annual | Net Emissions Allowance Position | lbs | 0 | 0 | 0 | 0 | 0 | 0 | 0
NY New Units MER Rate Limit v3.1 | 730 | 7350 | MACT Fuel Choice Floor in lbs/MMBtu | FALSE | L | Annual | Fuel Consumed | TBtu | 0 | 0 | 0 | 0 | 0 | 0 | 0
NY New Units MER Rate Limit v3.1 | 730 | 7350 | MACT Fuel Choice Floor in lbs/MMBtu | FALSE | L | Annual | Rate | lb/MMBtu | 0 | 0 | 0 | 0 | 0 | 0 | 0
NY New Units MER Rate Limit v3.1 | 730 | 7350 | MACT Fuel Choice Floor in lbs/MMBtu | FALSE | L | Annual | Generation | TWh | 0 | 0 | 0 | 0 | 0 | 0 | 0
NY New Units MER Rate Limit v3.1 | 730 | 7350 | MACT Fuel Choice Floor in lbs/MMBtu | FALSE | L | Annual | Qualifying Generation | TWh | 0 | 0 | 0 | 0 | 0 | 0 | 0
NY New Units MER Rate Limit v3.1 | 730 | 7350 | MACT Fuel Choice Floor in lbs/MMBtu | FALSE | L | Annual | Constraint Shadow Price | US2022$/Lb | 0 | 0 | 0 | 0 | 0 | 0 | 0
NY New Units MER Rate Limit v3.1 | 731 | 7350 | MACT Fuel Choice Floor in lbs/MMBtu | FALSE | L | Annual | Seasons Included | Seasons | Winter, Spring, Summer, Fall | Winter, Spring, Summer, Fall | Winter, Spring, Summer, Fall | Winter, Spring, Summer, Fall | Winter, Spring, Summer, Fall | Winter, Spring, Summer, Fall | Winter, Spring, Summer, Fall
NY New Units MER Rate Limit v3.1 | 731 | 7350 | MACT Fuel Choice Floor in lbs/MMBtu | FALSE | L | Annual | Emission Floor | lbs/MMBtu | 6e-07 | 6e-07 | 6e-07 | 6e-07 | 6e-07 | 6e-07 | 6e-07
NY New Units MER Rate Limit v3.1 | 731 | 7350 | MACT Fuel Choice Floor in lbs/MMBtu | FALSE | L | Annual | Emissions at Affected Plants MER | lbs | 0 | 0 | 0 | 0 | 0 | 0 | 0
NY New Units MER Rate Limit v3.1 | 731 | 7350 | MACT Fuel Choice Floor in lbs/MMBtu | FALSE | L | Annual | Allowances Purchased MER | lbs | 0 | 0 | 0 | 0 | 0 | 0 | 0
NY New Units MER Rate Limit v3.1 | 731 | 7350 | MACT Fuel Choice Floor in lbs/MMBtu | FALSE | L | Annual | Allowances Sold MER | lbs | 0 | 0 | 0 | 0 | 0 | 0 | 0
NY New Units MER Rate Limit v3.1 | 731 | 7350 | MACT Fuel Choice Floor in lbs/MMBtu | FALSE | L | Annual | Allowances Banked | lbs | 0 | 0 | 0 | 0 | 0 | 0 | 0
NY New Units MER Rate Limit v3.1 | 731 | 7350 | MACT Fuel Choice Floor in lbs/MMBtu | FALSE | L | Annual | Allowances Withdrawn (1:1) | lbs | 0 | 0 | 0 | 0 | 0 | 0 | 0
NY New Units MER Rate Limit v3.1 | 731 | 7350 | MACT Fuel Choice Floor in lbs/MMBtu | FALSE | L | Annual | Allowances Withdrawn (n:1) | lbs | 0 | 0 | 0 | 0 | 0 | 0 | 0
NY New Units MER Rate Limit v3.1 | 731 | 7350 | MACT Fuel Choice Floor in lbs/MMBtu | FALSE | L | Annual | Net Emissions Allowance Position | lbs | 0 | 0 | 0 | 0 | 0 | 0 | 0
NY New Units MER Rate Limit v3.1 | 731 | 7350 | MACT Fuel Choice Floor in lbs/MMBtu | FALSE | L | Annual | Fuel Consumed | TBtu | 0 | 0 | 0 | 0 | 0 | 0 | 0
NY New Units MER Rate Limit v3.1 | 731 | 7350 | MACT Fuel Choice Floor in lbs/MMBtu | FALSE | L | Annual | Rate | lb/MMBtu | 0 | 0 | 0 | 0 | 0 | 0 | 0
NY New Units MER Rate Limit v3.1 | 731 | 7350 | MACT Fuel Choice Floor in lbs/MMBtu | FALSE | L | Annual | Generation | TWh | 0 | 0 | 0 | 0 | 0 | 0 | 0
NY New Units MER Rate Limit v3.1 | 731 | 7350 | MACT Fuel Choice Floor in lbs/MMBtu | FALSE | L | Annual | Qualifying Generation | TWh | 0 | 0 | 0 | 0 | 0 | 0 | 0
NY New Units MER Rate Limit v3.1 | 731 | 7350 | MACT Fuel Choice Floor in lbs/MMBtu | FALSE | L | Annual | Constraint Shadow Price | US2022$/Lb | 0 | 0 | 0 | 0 | 0 | 0 | 0
NY New Units MER Rate Limit v3.1 | 732 | 7350 | MACT Fuel Choice Floor in lbs/MMBtu | FALSE | L | Annual | Seasons Included | Seasons | Winter, Spring, Summer, Fall | Winter, Spring, Summer, Fall | Winter, Spring, Summer, Fall | Winter, Spring, Summer, Fall | Winter, Spring, Summer, Fall | Winter, Spring, Summer, Fall | Winter, Spring, Summer, Fall
NY New Units MER Rate Limit v3.1 | 732 | 7350 | MACT Fuel Choice Floor in lbs/MMBtu | FALSE | L | Annual | Emission Floor | lbs/MMBtu | 6e-07 | 6e-07 | 6e-07 | 6e-07 | 6e-07 | 6e-07 | 6e-07
NY New Units MER Rate Limit v3.1 | 732 | 7350 | MACT Fuel Choice Floor in lbs/MMBtu | FALSE | L | Annual | Emissions at Affected Plants MER | lbs | 0 | 0 | 0 | 0 | 0 | 0 | 0
NY New Units MER Rate Limit v3.1 | 732 | 7350 | MACT Fuel Choice Floor in lbs/MMBtu | FALSE | L | Annual | Allowances Purchased MER | lbs | 0 | 0 | 0 | 0 | 0 | 0 | 0
NY New Units MER Rate Limit v3.1 | 732 | 7350 | MACT Fuel Choice Floor in lbs/MMBtu | FALSE | L | Annual | Allowances Sold MER | lbs | 0 | 0 | 0 | 0 | 0 | 0 | 0
NY New Units MER Rate Limit v3.1 | 732 | 7350 | MACT Fuel Choice Floor in lbs/MMBtu | FALSE | L | Annual | Allowances Banked | lbs | 0 | 0 | 0 | 0 | 0 | 0 | 0
NY New Units MER Rate Limit v3.1 | 732 | 7350 | MACT Fuel Choice Floor in lbs/MMBtu | FALSE | L | Annual | Allowances Withdrawn (1:1) | lbs | 0 | 0 | 0 | 0 | 0 | 0 | 0
NY New Units MER Rate Limit v3.1 | 732 | 7350 | MACT Fuel Choice Floor in lbs/MMBtu | FALSE | L | Annual | Allowances Withdrawn (n:1) | lbs | 0 | 0 | 0 | 0 | 0 | 0 | 0
NY New Units MER Rate Limit v3.1 | 732 | 7350 | MACT Fuel Choice Floor in lbs/MMBtu | FALSE | L | Annual | Net Emissions Allowance Position | lbs | 0 | 0 | 0 | 0 | 0 | 0 | 0
NY New Units MER Rate Limit v3.1 | 732 | 7350 | MACT Fuel Choice Floor in lbs/MMBtu | FALSE | L | Annual | Fuel Consumed | TBtu | 0 | 0 | 0 | 0 | 0 | 0 | 0
NY New Units MER Rate Limit v3.1 | 732 | 7350 | MACT Fuel Choice Floor in lbs/MMBtu | FALSE | L | Annual | Rate | lb/MMBtu | 0 | 0 | 0 | 0 | 0 | 0 | 0
NY New Units MER Rate Limit v3.1 | 732 | 7350 | MACT Fuel Choice Floor in lbs/MMBtu | FALSE | L | Annual | Generation | TWh | 0 | 0 | 0 | 0 | 0 | 0 | 0
NY New Units MER Rate Limit v3.1 | 732 | 7350 | MACT Fuel Choice Floor in lbs/MMBtu | FALSE | L | Annual | Qualifying Generation | TWh | 0 | 0 | 0 | 0 | 0 | 0 | 0
NY New Units MER Rate Limit v3.1 | 732 | 7350 | MACT Fuel Choice Floor in lbs/MMBtu | FALSE | L | Annual | Constraint Shadow Price | US2022$/Lb | 0 | 0 | 0 | 0 | 0 | 0 | 0
NY New Units MER Rate Limit v3.1 | 733 | 7350 | MACT Fuel Choice Floor in lbs/MMBtu | FALSE | L | Annual | Seasons Included | Seasons | Winter, Spring, Summer, Fall | Winter, Spring, Summer, Fall | Winter, Spring, Summer, Fall | Winter, Spring, Summer, Fall | Winter, Spring, Summer, Fall | Winter, Spring, Summer, Fall | Winter, Spring, Summer, Fall
NY New Units MER Rate Limit v3.1 | 733 | 7350 | MACT Fuel Choice Floor in lbs/MMBtu | FALSE | L | Annual | Emission Floor | lbs/MMBtu | 6e-07 | 6e-07 | 6e-07 | 6e-07 | 6e-07 | 6e-07 | 6e-07
NY New Units MER Rate Limit v3.1 | 733 | 7350 | MACT Fuel Choice Floor in lbs/MMBtu | FALSE | L | Annual | Emissions at Affected Plants MER | lbs | 0 | 0 | 0 | 0 | 0 | 0 | 0
NY New Units MER Rate Limit v3.1 | 733 | 7350 | MACT Fuel Choice Floor in lbs/MMBtu | FALSE | L | Annual | Allowances Purchased MER | lbs | 0 | 0 | 0 | 0 | 0 | 0 | 0
NY New Units MER Rate Limit v3.1 | 733 | 7350 | MACT Fuel Choice Floor in lbs/MMBtu | FALSE | L | Annual | Allowances Sold MER | lbs | 0 | 0 | 0 | 0 | 0 | 0 | 0
NY New Units MER Rate Limit v3.1 | 733 | 7350 | MACT Fuel Choice Floor in lbs/MMBtu | FALSE | L | Annual | Allowances Banked | lbs | 0 | 0 | 0 | 0 | 0 | 0 | 0
NY New Units MER Rate Limit v3.1 | 733 | 7350 | MACT Fuel Choice Floor in lbs/MMBtu | FALSE | L | Annual | Allowances Withdrawn (1:1) | lbs | 0 | 0 | 0 | 0 | 0 | 0 | 0
NY New Units MER Rate Limit v3.1 | 733 | 7350 | MACT Fuel Choice Floor in lbs/MMBtu | FALSE | L | Annual | Allowances Withdrawn (n:1) | lbs | 0 | 0 | 0 | 0 | 0 | 0 | 0
NY New Units MER Rate Limit v3.1 | 733 | 7350 | MACT Fuel Choice Floor in lbs/MMBtu | FALSE | L | Annual | Net Emissions Allowance Position | lbs | 0 | 0 | 0 | 0 | 0 | 0 | 0
NY New Units MER Rate Limit v3.1 | 733 | 7350 | MACT Fuel Choice Floor in lbs/MMBtu | FALSE | L | Annual | Fuel Consumed | TBtu | 0 | 0 | 0 | 0 | 0 | 0 | 0
NY New Units MER Rate Limit v3.1 | 733 | 7350 | MACT Fuel Choice Floor in lbs/MMBtu | FALSE | L | Annual | Rate | lb/MMBtu | 0 | 0 | 0 | 0 | 0 | 0 | 0
NY New Units MER Rate Limit v3.1 | 733 | 7350 | MACT Fuel Choice Floor in lbs/MMBtu | FALSE | L | Annual | Generation | TWh | 0 | 0 | 0 | 0 | 0 | 0 | 0
NY New Units MER Rate Limit v3.1 | 733 | 7350 | MACT Fuel Choice Floor in lbs/MMBtu | FALSE | L | Annual | Qualifying Generation | TWh | 0 | 0 | 0 | 0 | 0 | 0 | 0
NY New Units MER Rate Limit v3.1 | 733 | 7350 | MACT Fuel Choice Floor in lbs/MMBtu | FALSE | L | Annual | Constraint Shadow Price | US2022$/Lb | 0 | 0 | 0 | 0 | 0 | 0 | 0
NY New Units MER Rate Limit v3.1 | 734 | 7350 | MACT Fuel Choice Floor in lbs/MMBtu | FALSE | L | Annual | Seasons Included | Seasons | Winter, Spring, Summer, Fall | Winter, Spring, Summer, Fall | Winter, Spring, Summer, Fall | Winter, Spring, Summer, Fall | Winter, Spring, Summer, Fall | Winter, Spring, Summer, Fall | Winter, Spring, Summer, Fall
NY New Units MER Rate Limit v3.1 | 734 | 7350 | MACT Fuel Choice Floor in lbs/MMBtu | FALSE | L | Annual | Emission Floor | lbs/MMBtu | 6e-07 | 6e-07 | 6e-07 | 6e-07 | 6e-07 | 6e-07 | 6e-07
NY New Units MER Rate Limit v3.1 | 734 | 7350 | MACT Fuel Choice Floor in lbs/MMBtu | FALSE | L | Annual | Emissions at Affected Plants MER | lbs | 0 | 0 | 0 | 0 | 0 | 0 | 0
NY New Units MER Rate Limit v3.1 | 734 | 7350 | MACT Fuel Choice Floor in lbs/MMBtu | FALSE | L | Annual | Allowances Purchased MER | lbs | 0 | 0 | 0 | 0 | 0 | 0 | 0
NY New Units MER Rate Limit v3.1 | 734 | 7350 | MACT Fuel Choice Floor in lbs/MMBtu | FALSE | L | Annual | Allowances Sold MER | lbs | 0 | 0 | 0 | 0 | 0 | 0 | 0
NY New Units MER Rate Limit v3.1 | 734 | 7350 | MACT Fuel Choice Floor in lbs/MMBtu | FALSE | L | Annual | Allowances Banked | lbs | 0 | 0 | 0 | 0 | 0 | 0 | 0
NY New Units MER Rate Limit v3.1 | 734 | 7350 | MACT Fuel Choice Floor in lbs/MMBtu | FALSE | L | Annual | Allowances Withdrawn (1:1) | lbs | 0 | 0 | 0 | 0 | 0 | 0 | 0
NY New Units MER Rate Limit v3.1 | 734 | 7350 | MACT Fuel Choice Floor in lbs/MMBtu | FALSE | L | Annual | Allowances Withdrawn (n:1) | lbs | 0 | 0 | 0 | 0 | 0 | 0 | 0
NY New Units MER Rate Limit v3.1 | 734 | 7350 | MACT Fuel Choice Floor in lbs/MMBtu | FALSE | L | Annual | Net Emissions Allowance Position | lbs | 0 | 0 | 0 | 0 | 0 | 0 | 0
NY New Units MER Rate Limit v3.1 | 734 | 7350 | MACT Fuel Choice Floor in lbs/MMBtu | FALSE | L | Annual | Fuel Consumed | TBtu | 0 | 0 | 0 | 0 | 0 | 0 | 0
NY New Units MER Rate Limit v3.1 | 734 | 7350 | MACT Fuel Choice Floor in lbs/MMBtu | FALSE | L | Annual | Rate | lb/MMBtu | 0 | 0 | 0 | 0 | 0 | 0 | 0
NY New Units MER Rate Limit v3.1 | 734 | 7350 | MACT Fuel Choice Floor in lbs/MMBtu | FALSE | L | Annual | Generation | TWh | 0 | 0 | 0 | 0 | 0 | 0 | 0
NY New Units MER Rate Limit v3.1 | 734 | 7350 | MACT Fuel Choice Floor in lbs/MMBtu | FALSE | L | Annual | Qualifying Generation | TWh | 0 | 0 | 0 | 0 | 0 | 0 | 0
NY New Units MER Rate Limit v3.1 | 734 | 7350 | MACT Fuel Choice Floor in lbs/MMBtu | FALSE | L | Annual | Constraint Shadow Price | US2022$/Lb | 0 | 0 | 0 | 0 | 0 | 0 | 0
NY New Units MER Rate Limit v3.1 | 735 | 7350 | MACT Fuel Choice Floor in lbs/MMBtu | FALSE | L | Annual | Seasons Included | Seasons | Winter, Spring, Summer, Fall | Winter, Spring, Summer, Fall | Winter, Spring, Summer, Fall | Winter, Spring, Summer, Fall | Winter, Spring, Summer, Fall | Winter, Spring, Summer, Fall | Winter, Spring, Summer, Fall
NY New Units MER Rate Limit v3.1 | 735 | 7350 | MACT Fuel Choice Floor in lbs/MMBtu | FALSE | L | Annual | Emission Floor | lbs/MMBtu | 6e-07 | 6e-07 | 6e-07 | 6e-07 | 6e-07 | 6e-07 | 6e-07
NY New Units MER Rate Limit v3.1 | 735 | 7350 | MACT Fuel Choice Floor in lbs/MMBtu | FALSE | L | Annual | Emissions at Affected Plants MER | lbs | 0 | 0 | 0 | 0 | 0 | 0 | 0
NY New Units MER Rate Limit v3.1 | 735 | 7350 | MACT Fuel Choice Floor in lbs/MMBtu | FALSE | L | Annual | Allowances Purchased MER | lbs | 0 | 0 | 0 | 0 | 0 | 0 | 0
NY New Units MER Rate Limit v3.1 | 735 | 7350 | MACT Fuel Choice Floor in lbs/MMBtu | FALSE | L | Annual | Allowances Sold MER | lbs | 0 | 0 | 0 | 0 | 0 | 0 | 0
NY New Units MER Rate Limit v3.1 | 735 | 7350 | MACT Fuel Choice Floor in lbs/MMBtu | FALSE | L | Annual | Allowances Banked | lbs | 0 | 0 | 0 | 0 | 0 | 0 | 0
NY New Units MER Rate Limit v3.1 | 735 | 7350 | MACT Fuel Choice Floor in lbs/MMBtu | FALSE | L | Annual | Allowances Withdrawn (1:1) | lbs | 0 | 0 | 0 | 0 | 0 | 0 | 0
NY New Units MER Rate Limit v3.1 | 735 | 7350 | MACT Fuel Choice Floor in lbs/MMBtu | FALSE | L | Annual | Allowances Withdrawn (n:1) | lbs | 0 | 0 | 0 | 0 | 0 | 0 | 0
NY New Units MER Rate Limit v3.1 | 735 | 7350 | MACT Fuel Choice Floor in lbs/MMBtu | FALSE | L | Annual | Net Emissions Allowance Position | lbs | 0 | 0 | 0 | 0 | 0 | 0 | 0
NY New Units MER Rate Limit v3.1 | 735 | 7350 | MACT Fuel Choice Floor in lbs/MMBtu | FALSE | L | Annual | Fuel Consumed | TBtu | 0 | 0 | 0 | 0 | 0 | 0 | 0
NY New Units MER Rate Limit v3.1 | 735 | 7350 | MACT Fuel Choice Floor in lbs/MMBtu | FALSE | L | Annual | Rate | lb/MMBtu | 0 | 0 | 0 | 0 | 0 | 0 | 0
NY New Units MER Rate Limit v3.1 | 735 | 7350 | MACT Fuel Choice Floor in lbs/MMBtu | FALSE | L | Annual | Generation | TWh | 0 | 0 | 0 | 0 | 0 | 0 | 0
NY New Units MER Rate Limit v3.1 | 735 | 7350 | MACT Fuel Choice Floor in lbs/MMBtu | FALSE | L | Annual | Qualifying Generation | TWh | 0 | 0 | 0 | 0 | 0 | 0 | 0
NY New Units MER Rate Limit v3.1 | 735 | 7350 | MACT Fuel Choice Floor in lbs/MMBtu | FALSE | L | Annual | Constraint Shadow Price | US2022$/Lb | 0 | 0 | 0 | 0 | 0 | 0 | 0
NY New Units MER Rate Limit v3.1 | 736 | 7350 | MACT Fuel Choice Floor in lbs/MMBtu | FALSE | L | Annual | Seasons Included | Seasons | Winter, Spring, Summer, Fall | Winter, Spring, Summer, Fall | Winter, Spring, Summer, Fall | Winter, Spring, Summer, Fall | Winter, Spring, Summer, Fall | Winter, Spring, Summer, Fall | Winter, Spring, Summer, Fall
NY New Units MER Rate Limit v3.1 | 736 | 7350 | MACT Fuel Choice Floor in lbs/MMBtu | FALSE | L | Annual | Emission Floor | lbs/MMBtu | 6e-07 | 6e-07 | 6e-07 | 6e-07 | 6e-07 | 6e-07 | 6e-07
NY New Units MER Rate Limit v3.1 | 736 | 7350 | MACT Fuel Choice Floor in lbs/MMBtu | FALSE | L | Annual | Emissions at Affected Plants MER | lbs | 0 | 0 | 0 | 0 | 0 | 0 | 0
NY New Units MER Rate Limit v3.1 | 736 | 7350 | MACT Fuel Choice Floor in lbs/MMBtu | FALSE | L | Annual | Allowances Purchased MER | lbs | 0 | 0 | 0 | 0 | 0 | 0 | 0
NY New Units MER Rate Limit v3.1 | 736 | 7350 | MACT Fuel Choice Floor in lbs/MMBtu | FALSE | L | Annual | Allowances Sold MER | lbs | 0 | 0 | 0 | 0 | 0 | 0 | 0
NY New Units MER Rate Limit v3.1 | 736 | 7350 | MACT Fuel Choice Floor in lbs/MMBtu | FALSE | L | Annual | Allowances Banked | lbs | 0 | 0 | 0 | 0 | 0 | 0 | 0
NY New Units MER Rate Limit v3.1 | 736 | 7350 | MACT Fuel Choice Floor in lbs/MMBtu | FALSE | L | Annual | Allowances Withdrawn (1:1) | lbs | 0 | 0 | 0 | 0 | 0 | 0 | 0
NY New Units MER Rate Limit v3.1 | 736 | 7350 | MACT Fuel Choice Floor in lbs/MMBtu | FALSE | L | Annual | Allowances Withdrawn (n:1) | lbs | 0 | 0 | 0 | 0 | 0 | 0 | 0
NY New Units MER Rate Limit v3.1 | 736 | 7350 | MACT Fuel Choice Floor in lbs/MMBtu | FALSE | L | Annual | Net Emissions Allowance Position | lbs | 0 | 0 | 0 | 0 | 0 | 0 | 0
NY New Units MER Rate Limit v3.1 | 736 | 7350 | MACT Fuel Choice Floor in lbs/MMBtu | FALSE | L | Annual | Fuel Consumed | TBtu | 0 | 0 | 0 | 0 | 0 | 0 | 0
NY New Units MER Rate Limit v3.1 | 736 | 7350 | MACT Fuel Choice Floor in lbs/MMBtu | FALSE | L | Annual | Rate | lb/MMBtu | 0 | 0 | 0 | 0 | 0 | 0 | 0
NY New Units MER Rate Limit v3.1 | 736 | 7350 | MACT Fuel Choice Floor in lbs/MMBtu | FALSE | L | Annual | Generation | TWh | 0 | 0 | 0 | 0 | 0 | 0 | 0
NY New Units MER Rate Limit v3.1 | 736 | 7350 | MACT Fuel Choice Floor in lbs/MMBtu | FALSE | L | Annual | Qualifying Generation | TWh | 0 | 0 | 0 | 0 | 0 | 0 | 0
NY New Units MER Rate Limit v3.1 | 736 | 7350 | MACT Fuel Choice Floor in lbs/MMBtu | FALSE | L | Annual | Constraint Shadow Price | US2022$/Lb | 0 | 0 | 0 | 0 | 0 | 0 | 0
NY New Units MER Rate Limit v3.1 | 737 | 7350 | MACT Fuel Choice Floor in lbs/MMBtu | FALSE | L | Annual | Seasons Included | Seasons | Winter, Spring, Summer, Fall | Winter, Spring, Summer, Fall | Winter, Spring, Summer, Fall | Winter, Spring, Summer, Fall | Winter, Spring, Summer, Fall | Winter, Spring, Summer, Fall | Winter, Spring, Summer, Fall
NY New Units MER Rate Limit v3.1 | 737 | 7350 | MACT Fuel Choice Floor in lbs/MMBtu | FALSE | L | Annual | Emission Floor | lbs/MMBtu | 6e-07 | 6e-07 | 6e-07 | 6e-07 | 6e-07 | 6e-07 | 6e-07
NY New Units MER Rate Limit v3.1 | 737 | 7350 | MACT Fuel Choice Floor in lbs/MMBtu | FALSE | L | Annual | Emissions at Affected Plants MER | lbs | 0 | 0 | 0 | 0 | 0 | 0 | 0
NY New Units MER Rate Limit v3.1 | 737 | 7350 | MACT Fuel Choice Floor in lbs/MMBtu | FALSE | L | Annual | Allowances Purchased MER | lbs | 0 | 0 | 0 | 0 | 0 | 0 | 0
NY New Units MER Rate Limit v3.1 | 737 | 7350 | MACT Fuel Choice Floor in lbs/MMBtu | FALSE | L | Annual | Allowances Sold MER | lbs | 0 | 0 | 0 | 0 | 0 | 0 | 0
NY New Units MER Rate Limit v3.1 | 737 | 7350 | MACT Fuel Choice Floor in lbs/MMBtu | FALSE | L | Annual | Allowances Banked | lbs | 0 | 0 | 0 | 0 | 0 | 0 | 0
NY New Units MER Rate Limit v3.1 | 737 | 7350 | MACT Fuel Choice Floor in lbs/MMBtu | FALSE | L | Annual | Allowances Withdrawn (1:1) | lbs | 0 | 0 | 0 | 0 | 0 | 0 | 0
NY New Units MER Rate Limit v3.1 | 737 | 7350 | MACT Fuel Choice Floor in lbs/MMBtu | FALSE | L | Annual | Allowances Withdrawn (n:1) | lbs | 0 | 0 | 0 | 0 | 0 | 0 | 0
NY New Units MER Rate Limit v3.1 | 737 | 7350 | MACT Fuel Choice Floor in lbs/MMBtu | FALSE | L | Annual | Net Emissions Allowance Position | lbs | 0 | 0 | 0 | 0 | 0 | 0 | 0
NY New Units MER Rate Limit v3.1 | 737 | 7350 | MACT Fuel Choice Floor in lbs/MMBtu | FALSE | L | Annual | Fuel Consumed | TBtu | 0 | 0 | 0 | 0 | 0 | 0 | 0
NY New Units MER Rate Limit v3.1 | 737 | 7350 | MACT Fuel Choice Floor in lbs/MMBtu | FALSE | L | Annual | Rate | lb/MMBtu | 0 | 0 | 0 | 0 | 0 | 0 | 0
NY New Units MER Rate Limit v3.1 | 737 | 7350 | MACT Fuel Choice Floor in lbs/MMBtu | FALSE | L | Annual | Generation | TWh | 0 | 0 | 0 | 0 | 0 | 0 | 0
NY New Units MER Rate Limit v3.1 | 737 | 7350 | MACT Fuel Choice Floor in lbs/MMBtu | FALSE | L | Annual | Qualifying Generation | TWh | 0 | 0 | 0 | 0 | 0 | 0 | 0
NY New Units MER Rate Limit v3.1 | 737 | 7350 | MACT Fuel Choice Floor in lbs/MMBtu | FALSE | L | Annual | Constraint Shadow Price | US2022$/Lb | 0 | 0 | 0 | 0 | 0 | 0 | 0
NY New Units MER Rate Limit v3.1 | 738 | 7350 | MACT Fuel Choice Floor in lbs/MMBtu | FALSE | L | Annual | Seasons Included | Seasons | Winter, Spring, Summer, Fall | Winter, Spring, Summer, Fall | Winter, Spring, Summer, Fall | Winter, Spring, Summer, Fall | Winter, Spring, Summer, Fall | Winter, Spring, Summer, Fall | Winter, Spring, Summer, Fall
NY New Units MER Rate Limit v3.1 | 738 | 7350 | MACT Fuel Choice Floor in lbs/MMBtu | FALSE | L | Annual | Emission Floor | lbs/MMBtu | 6e-07 | 6e-07 | 6e-07 | 6e-07 | 6e-07 | 6e-07 | 6e-07
NY New Units MER Rate Limit v3.1 | 738 | 7350 | MACT Fuel Choice Floor in lbs/MMBtu | FALSE | L | Annual | Emissions at Affected Plants MER | lbs | 0 | 0 | 0 | 0 | 0 | 0 | 0
NY New Units MER Rate Limit v3.1 | 738 | 7350 | MACT Fuel Choice Floor in lbs/MMBtu | FALSE | L | Annual | Allowances Purchased MER | lbs | 0 | 0 | 0 | 0 | 0 | 0 | 0
NY New Units MER Rate Limit v3.1 | 738 | 7350 | MACT Fuel Choice Floor in lbs/MMBtu | FALSE | L | Annual | Allowances Sold MER | lbs | 0 | 0 | 0 | 0 | 0 | 0 | 0
NY New Units MER Rate Limit v3.1 | 738 | 7350 | MACT Fuel Choice Floor in lbs/MMBtu | FALSE | L | Annual | Allowances Banked | lbs | 0 | 0 | 0 | 0 | 0 | 0 | 0
NY New Units MER Rate Limit v3.1 | 738 | 7350 | MACT Fuel Choice Floor in lbs/MMBtu | FALSE | L | Annual | Allowances Withdrawn (1:1) | lbs | 0 | 0 | 0 | 0 | 0 | 0 | 0
NY New Units MER Rate Limit v3.1 | 738 | 7350 | MACT Fuel Choice Floor in lbs/MMBtu | FALSE | L | Annual | Allowances Withdrawn (n:1) | lbs | 0 | 0 | 0 | 0 | 0 | 0 | 0
NY New Units MER Rate Limit v3.1 | 738 | 7350 | MACT Fuel Choice Floor in lbs/MMBtu | FALSE | L | Annual | Net Emissions Allowance Position | lbs | 0 | 0 | 0 | 0 | 0 | 0 | 0
NY New Units MER Rate Limit v3.1 | 738 | 7350 | MACT Fuel Choice Floor in lbs/MMBtu | FALSE | L | Annual | Fuel Consumed | TBtu | 0 | 0 | 0 | 0 | 0 | 0 | 0
NY New Units MER Rate Limit v3.1 | 738 | 7350 | MACT Fuel Choice Floor in lbs/MMBtu | FALSE | L | Annual | Rate | lb/MMBtu | 0 | 0 | 0 | 0 | 0 | 0 | 0
NY New Units MER Rate Limit v3.1 | 738 | 7350 | MACT Fuel Choice Floor in lbs/MMBtu | FALSE | L | Annual | Generation | TWh | 0 | 0 | 0 | 0 | 0 | 0 | 0
NY New Units MER Rate Limit v3.1 | 738 | 7350 | MACT Fuel Choice Floor in lbs/MMBtu | FALSE | L | Annual | Qualifying Generation | TWh | 0 | 0 | 0 | 0 | 0 | 0 | 0
NY New Units MER Rate Limit v3.1 | 738 | 7350 | MACT Fuel Choice Floor in lbs/MMBtu | FALSE | L | Annual | Constraint Shadow Price | US2022$/Lb | 0 | 0 | 0 | 0 | 0 | 0 | 0
NY New Units MER Rate Limit v3.1 | 739 | 7350 | MACT Fuel Choice Floor in lbs/MMBtu | FALSE | L | Annual | Seasons Included | Seasons | Winter, Spring, Summer, Fall | Winter, Spring, Summer, Fall | Winter, Spring, Summer, Fall | Winter, Spring, Summer, Fall | Winter, Spring, Summer, Fall | Winter, Spring, Summer, Fall | Winter, Spring, Summer, Fall
NY New Units MER Rate Limit v3.1 | 739 | 7350 | MACT Fuel Choice Floor in lbs/MMBtu | FALSE | L | Annual | Emission Floor | lbs/MMBtu | 6e-07 | 6e-07 | 6e-07 | 6e-07 | 6e-07 | 6e-07 | 6e-07
NY New Units MER Rate Limit v3.1 | 739 | 7350 | MACT Fuel Choice Floor in lbs/MMBtu | FALSE | L | Annual | Emissions at Affected Plants MER | lbs | 0 | 0 | 0 | 0 | 0 | 0 | 0
NY New Units MER Rate Limit v3.1 | 739 | 7350 | MACT Fuel Choice Floor in lbs/MMBtu | FALSE | L | Annual | Allowances Purchased MER | lbs | 0 | 0 | 0 | 0 | 0 | 0 | 0
NY New Units MER Rate Limit v3.1 | 739 | 7350 | MACT Fuel Choice Floor in lbs/MMBtu | FALSE | L | Annual | Allowances Sold MER | lbs | 0 | 0 | 0 | 0 | 0 | 0 | 0
NY New Units MER Rate Limit v3.1 | 739 | 7350 | MACT Fuel Choice Floor in lbs/MMBtu | FALSE | L | Annual | Allowances Banked | lbs | 0 | 0 | 0 | 0 | 0 | 0 | 0
NY New Units MER Rate Limit v3.1 | 739 | 7350 | MACT Fuel Choice Floor in lbs/MMBtu | FALSE | L | Annual | Allowances Withdrawn (1:1) | lbs | 0 | 0 | 0 | 0 | 0 | 0 | 0
NY New Units MER Rate Limit v3.1 | 739 | 7350 | MACT Fuel Choice Floor in lbs/MMBtu | FALSE | L | Annual | Allowances Withdrawn (n:1) | lbs | 0 | 0 | 0 | 0 | 0 | 0 | 0
NY New Units MER Rate Limit v3.1 | 739 | 7350 | MACT Fuel Choice Floor in lbs/MMBtu | FALSE | L | Annual | Net Emissions Allowance Position | lbs | 0 | 0 | 0 | 0 | 0 | 0 | 0
NY New Units MER Rate Limit v3.1 | 739 | 7350 | MACT Fuel Choice Floor in lbs/MMBtu | FALSE | L | Annual | Fuel Consumed | TBtu | 0 | 0 | 0 | 0 | 0 | 0 | 0
NY New Units MER Rate Limit v3.1 | 739 | 7350 | MACT Fuel Choice Floor in lbs/MMBtu | FALSE | L | Annual | Rate | lb/MMBtu | 0 | 0 | 0 | 0 | 0 | 0 | 0
NY New Units MER Rate Limit v3.1 | 739 | 7350 | MACT Fuel Choice Floor in lbs/MMBtu | FALSE | L | Annual | Generation | TWh | 0 | 0 | 0 | 0 | 0 | 0 | 0
NY New Units MER Rate Limit v3.1 | 739 | 7350 | MACT Fuel Choice Floor in lbs/MMBtu | FALSE | L | Annual | Qualifying Generation | TWh | 0 | 0 | 0 | 0 | 0 | 0 | 0
NY New Units MER Rate Limit v3.1 | 739 | 7350 | MACT Fuel Choice Floor in lbs/MMBtu | FALSE | L | Annual | Constraint Shadow Price | US2022$/Lb | 0 | 0 | 0 | 0 | 0 | 0 | 0
NY New Units MER Rate Limit v3.1 | 740 | 7350 | MACT Fuel Choice Floor in lbs/MMBtu | FALSE | L | Annual | Seasons Included | Seasons | Winter, Spring, Summer, Fall | Winter, Spring, Summer, Fall | Winter, Spring, Summer, Fall | Winter, Spring, Summer, Fall | Winter, Spring, Summer, Fall | Winter, Spring, Summer, Fall | Winter, Spring, Summer, Fall
NY New Units MER Rate Limit v3.1 | 740 | 7350 | MACT Fuel Choice Floor in lbs/MMBtu | FALSE | L | Annual | Emission Floor | lbs/MMBtu | 6e-07 | 6e-07 | 6e-07 | 6e-07 | 6e-07 | 6e-07 | 6e-07
NY New Units MER Rate Limit v3.1 | 740 | 7350 | MACT Fuel Choice Floor in lbs/MMBtu | FALSE | L | Annual | Emissions at Affected Plants MER | lbs | 0 | 0 | 0 | 0 | 0 | 0 | 0
NY New Units MER Rate Limit v3.1 | 740 | 7350 | MACT Fuel Choice Floor in lbs/MMBtu | FALSE | L | Annual | Allowances Purchased MER | lbs | 0 | 0 | 0 | 0 | 0 | 0 | 0
NY New Units MER Rate Limit v3.1 | 740 | 7350 | MACT Fuel Choice Floor in lbs/MMBtu | FALSE | L | Annual | Allowances Sold MER | lbs | 0 | 0 | 0 | 0 | 0 | 0 | 0
NY New Units MER Rate Limit v3.1 | 740 | 7350 | MACT Fuel Choice Floor in lbs/MMBtu | FALSE | L | Annual | Allowances Banked | lbs | 0 | 0 | 0 | 0 | 0 | 0 | 0
NY New Units MER Rate Limit v3.1 | 740 | 7350 | MACT Fuel Choice Floor in lbs/MMBtu | FALSE | L | Annual | Allowances Withdrawn (1:1) | lbs | 0 | 0 | 0 | 0 | 0 | 0 | 0
NY New Units MER Rate Limit v3.1 | 740 | 7350 | MACT Fuel Choice Floor in lbs/MMBtu | FALSE | L | Annual | Allowances Withdrawn (n:1) | lbs | 0 | 0 | 0 | 0 | 0 | 0 | 0
NY New Units MER Rate Limit v3.1 | 740 | 7350 | MACT Fuel Choice Floor in lbs/MMBtu | FALSE | L | Annual | Net Emissions Allowance Position | lbs | 0 | 0 | 0 | 0 | 0 | 0 | 0
NY New Units MER Rate Limit v3.1 | 740 | 7350 | MACT Fuel Choice Floor in lbs/MMBtu | FALSE | L | Annual | Fuel Consumed | TBtu | 0 | 0 | 0 | 0 | 0 | 0 | 0
NY New Units MER Rate Limit v3.1 | 740 | 7350 | MACT Fuel Choice Floor in lbs/MMBtu | FALSE | L | Annual | Rate | lb/MMBtu | 0 | 0 | 0 | 0 | 0 | 0 | 0
NY New Units MER Rate Limit v3.1 | 740 | 7350 | MACT Fuel Choice Floor in lbs/MMBtu | FALSE | L | Annual | Generation | TWh | 0 | 0 | 0 | 0 | 0 | 0 | 0
NY New Units MER Rate Limit v3.1 | 740 | 7350 | MACT Fuel Choice Floor in lbs/MMBtu | FALSE | L | Annual | Qualifying Generation | TWh | 0 | 0 | 0 | 0 | 0 | 0 | 0
NY New Units MER Rate Limit v3.1 | 740 | 7350 | MACT Fuel Choice Floor in lbs/MMBtu | FALSE | L | Annual | Constraint Shadow Price | US2022$/Lb | 0 | 0 | 0 | 0 | 0 | 0 | 0
NY New Units MER Rate Limit v3.1 | 741 | 7350 | MACT Fuel Choice Floor in lbs/MMBtu | FALSE | L | Annual | Seasons Included | Seasons | Winter, Spring, Summer, Fall | Winter, Spring, Summer, Fall | Winter, Spring, Summer, Fall | Winter, Spring, Summer, Fall | Winter, Spring, Summer, Fall | Winter, Spring, Summer, Fall | Winter, Spring, Summer, Fall
NY New Units MER Rate Limit v3.1 | 741 | 7350 | MACT Fuel Choice Floor in lbs/MMBtu | FALSE | L | Annual | Emission Floor | lbs/MMBtu | 6e-07 | 6e-07 | 6e-07 | 6e-07 | 6e-07 | 6e-07 | 6e-07
NY New Units MER Rate Limit v3.1 | 741 | 7350 | MACT Fuel Choice Floor in lbs/MMBtu | FALSE | L | Annual | Emissions at Affected Plants MER | lbs | 0 | 0 | 0 | 0 | 0 | 0 | 0
NY New Units MER Rate Limit v3.1 | 741 | 7350 | MACT Fuel Choice Floor in lbs/MMBtu | FALSE | L | Annual | Allowances Purchased MER | lbs | 0 | 0 | 0 | 0 | 0 | 0 | 0
NY New Units MER Rate Limit v3.1 | 741 | 7350 | MACT Fuel Choice Floor in lbs/MMBtu | FALSE | L | Annual | Allowances Sold MER | lbs | 0 | 0 | 0 | 0 | 0 | 0 | 0
NY New Units MER Rate Limit v3.1 | 741 | 7350 | MACT Fuel Choice Floor in lbs/MMBtu | FALSE | L | Annual | Allowances Banked | lbs | 0 | 0 | 0 | 0 | 0 | 0 | 0
NY New Units MER Rate Limit v3.1 | 741 | 7350 | MACT Fuel Choice Floor in lbs/MMBtu | FALSE | L | Annual | Allowances Withdrawn (1:1) | lbs | 0 | 0 | 0 | 0 | 0 | 0 | 0
NY New Units MER Rate Limit v3.1 | 741 | 7350 | MACT Fuel Choice Floor in lbs/MMBtu | FALSE | L | Annual | Allowances Withdrawn (n:1) | lbs | 0 | 0 | 0 | 0 | 0 | 0 | 0
NY New Units MER Rate Limit v3.1 | 741 | 7350 | MACT Fuel Choice Floor in lbs/MMBtu | FALSE | L | Annual | Net Emissions Allowance Position | lbs | 0 | 0 | 0 | 0 | 0 | 0 | 0
NY New Units MER Rate Limit v3.1 | 741 | 7350 | MACT Fuel Choice Floor in lbs/MMBtu | FALSE | L | Annual | Fuel Consumed | TBtu | 0 | 0 | 0 | 0 | 0 | 0 | 0
NY New Units MER Rate Limit v3.1 | 741 | 7350 | MACT Fuel Choice Floor in lbs/MMBtu | FALSE | L | Annual | Rate | lb/MMBtu | 0 | 0 | 0 | 0 | 0 | 0 | 0
NY New Units MER Rate Limit v3.1 | 741 | 7350 | MACT Fuel Choice Floor in lbs/MMBtu | FALSE | L | Annual | Generation | TWh | 0 | 0 | 0 | 0 | 0 | 0 | 0
NY New Units MER Rate Limit v3.1 | 741 | 7350 | MACT Fuel Choice Floor in lbs/MMBtu | FALSE | L | Annual | Qualifying Generation | TWh | 0 | 0 | 0 | 0 | 0 | 0 | 0
NY New Units MER Rate Limit v3.1 | 741 | 7350 | MACT Fuel Choice Floor in lbs/MMBtu | FALSE | L | Annual | Constraint Shadow Price | US2022$/Lb | 0 | 0 | 0 | 0 | 0 | 0 | 0
NY New Units MER Rate Limit v3.1 | 742 | 7350 | MACT Fuel Choice Floor in lbs/MMBtu | FALSE | L | Annual | Seasons Included | Seasons | Winter, Spring, Summer, Fall | Winter, Spring, Summer, Fall | Winter, Spring, Summer, Fall | Winter, Spring, Summer, Fall | Winter, Spring, Summer, Fall | Winter, Spring, Summer, Fall | Winter, Spring, Summer, Fall
NY New Units MER Rate Limit v3.1 | 742 | 7350 | MACT Fuel Choice Floor in lbs/MMBtu | FALSE | L | Annual | Emission Floor | lbs/MMBtu | 6e-07 | 6e-07 | 6e-07 | 6e-07 | 6e-07 | 6e-07 | 6e-07
NY New Units MER Rate Limit v3.1 | 742 | 7350 | MACT Fuel Choice Floor in lbs/MMBtu | FALSE | L | Annual | Emissions at Affected Plants MER | lbs | 0 | 0 | 0 | 0 | 0 | 0 | 0
NY New Units MER Rate Limit v3.1 | 742 | 7350 | MACT Fuel Choice Floor in lbs/MMBtu | FALSE | L | Annual | Allowances Purchased MER | lbs | 0 | 0 | 0 | 0 | 0 | 0 | 0
NY New Units MER Rate Limit v3.1 | 742 | 7350 | MACT Fuel Choice Floor in lbs/MMBtu | FALSE | L | Annual | Allowances Sold MER | lbs | 0 | 0 | 0 | 0 | 0 | 0 | 0
NY New Units MER Rate Limit v3.1 | 742 | 7350 | MACT Fuel Choice Floor in lbs/MMBtu | FALSE | L | Annual | Allowances Banked | lbs | 0 | 0 | 0 | 0 | 0 | 0 | 0
NY New Units MER Rate Limit v3.1 | 742 | 7350 | MACT Fuel Choice Floor in lbs/MMBtu | FALSE | L | Annual | Allowances Withdrawn (1:1) | lbs | 0 | 0 | 0 | 0 | 0 | 0 | 0
NY New Units MER Rate Limit v3.1 | 742 | 7350 | MACT Fuel Choice Floor in lbs/MMBtu | FALSE | L | Annual | Allowances Withdrawn (n:1) | lbs | 0 | 0 | 0 | 0 | 0 | 0 | 0
NY New Units MER Rate Limit v3.1 | 742 | 7350 | MACT Fuel Choice Floor in lbs/MMBtu | FALSE | L | Annual | Net Emissions Allowance Position | lbs | 0 | 0 | 0 | 0 | 0 | 0 | 0
NY New Units MER Rate Limit v3.1 | 742 | 7350 | MACT Fuel Choice Floor in lbs/MMBtu | FALSE | L | Annual | Fuel Consumed | TBtu | 0 | 0 | 0 | 0 | 0 | 0 | 0
NY New Units MER Rate Limit v3.1 | 742 | 7350 | MACT Fuel Choice Floor in lbs/MMBtu | FALSE | L | Annual | Rate | lb/MMBtu | 0 | 0 | 0 | 0 | 0 | 0 | 0
NY New Units MER Rate Limit v3.1 | 742 | 7350 | MACT Fuel Choice Floor in lbs/MMBtu | FALSE | L | Annual | Generation | TWh | 0 | 0 | 0 | 0 | 0 | 0 | 0
NY New Units MER Rate Limit v3.1 | 742 | 7350 | MACT Fuel Choice Floor in lbs/MMBtu | FALSE | L | Annual | Qualifying Generation | TWh | 0 | 0 | 0 | 0 | 0 | 0 | 0
NY New Units MER Rate Limit v3.1 | 742 | 7350 | MACT Fuel Choice Floor in lbs/MMBtu | FALSE | L | Annual | Constraint Shadow Price | US2022$/Lb | 0 | 0 | 0 | 0 | 0 | 0 | 0
NY New Units MER Rate Limit v3.1 | 743 | 7350 | MACT Fuel Choice Floor in lbs/MMBtu | FALSE | L | Annual | Seasons Included | Seasons | Winter, Spring, Summer, Fall | Winter, Spring, Summer, Fall | Winter, Spring, Summer, Fall | Winter, Spring, Summer, Fall | Winter, Spring, Summer, Fall | Winter, Spring, Summer, Fall | Winter, Spring, Summer, Fall
NY New Units MER Rate Limit v3.1 | 743 | 7350 | MACT Fuel Choice Floor in lbs/MMBtu | FALSE | L | Annual | Emission Floor | lbs/MMBtu | 6e-07 | 6e-07 | 6e-07 | 6e-07 | 6e-07 | 6e-07 | 6e-07
NY New Units MER Rate Limit v3.1 | 743 | 7350 | MACT Fuel Choice Floor in lbs/MMBtu | FALSE | L | Annual | Emissions at Affected Plants MER | lbs | 0 | 0 | 0 | 0 | 0 | 0 | 0
NY New Units MER Rate Limit v3.1 | 743 | 7350 | MACT Fuel Choice Floor in lbs/MMBtu | FALSE | L | Annual | Allowances Purchased MER | lbs | 0 | 0 | 0 | 0 | 0 | 0 | 0
NY New Units MER Rate Limit v3.1 | 743 | 7350 | MACT Fuel Choice Floor in lbs/MMBtu | FALSE | L | Annual | Allowances Sold MER | lbs | 0 | 0 | 0 | 0 | 0 | 0 | 0
NY New Units MER Rate Limit v3.1 | 743 | 7350 | MACT Fuel Choice Floor in lbs/MMBtu | FALSE | L | Annual | Allowances Banked | lbs | 0 | 0 | 0 | 0 | 0 | 0 | 0
NY New Units MER Rate Limit v3.1 | 743 | 7350 | MACT Fuel Choice Floor in lbs/MMBtu | FALSE | L | Annual | Allowances Withdrawn (1:1) | lbs | 0 | 0 | 0 | 0 | 0 | 0 | 0
NY New Units MER Rate Limit v3.1 | 743 | 7350 | MACT Fuel Choice Floor in lbs/MMBtu | FALSE | L | Annual | Allowances Withdrawn (n:1) | lbs | 0 | 0 | 0 | 0 | 0 | 0 | 0
NY New Units MER Rate Limit v3.1 | 743 | 7350 | MACT Fuel Choice Floor in lbs/MMBtu | FALSE | L | Annual | Net Emissions Allowance Position | lbs | 0 | 0 | 0 | 0 | 0 | 0 | 0
NY New Units MER Rate Limit v3.1 | 743 | 7350 | MACT Fuel Choice Floor in lbs/MMBtu | FALSE | L | Annual | Fuel Consumed | TBtu | 0 | 0 | 0 | 0 | 0 | 0 | 0
NY New Units MER Rate Limit v3.1 | 743 | 7350 | MACT Fuel Choice Floor in lbs/MMBtu | FALSE | L | Annual | Rate | lb/MMBtu | 0 | 0 | 0 | 0 | 0 | 0 | 0
NY New Units MER Rate Limit v3.1 | 743 | 7350 | MACT Fuel Choice Floor in lbs/MMBtu | FALSE | L | Annual | Generation | TWh | 0 | 0 | 0 | 0 | 0 | 0 | 0
NY New Units MER Rate Limit v3.1 | 743 | 7350 | MACT Fuel Choice Floor in lbs/MMBtu | FALSE | L | Annual | Qualifying Generation | TWh | 0 | 0 | 0 | 0 | 0 | 0 | 0
NY New Units MER Rate Limit v3.1 | 743 | 7350 | MACT Fuel Choice Floor in lbs/MMBtu | FALSE | L | Annual | Constraint Shadow Price | US2022$/Lb | 0 | 0 | 0 | 0 | 0 | 0 | 0
NY New Units MER Rate Limit v3.1 | 744 | 7350 | MACT Fuel Choice Floor in lbs/MMBtu | FALSE | L | Annual | Seasons Included | Seasons | Winter, Spring, Summer, Fall | Winter, Spring, Summer, Fall | Winter, Spring, Summer, Fall | Winter, Spring, Summer, Fall | Winter, Spring, Summer, Fall | Winter, Spring, Summer, Fall | Winter, Spring, Summer, Fall
NY New Units MER Rate Limit v3.1 | 744 | 7350 | MACT Fuel Choice Floor in lbs/MMBtu | FALSE | L | Annual | Emission Floor | lbs/MMBtu | 6e-07 | 6e-07 | 6e-07 | 6e-07 | 6e-07 | 6e-07 | 6e-07
NY New Units MER Rate Limit v3.1 | 744 | 7350 | MACT Fuel Choice Floor in lbs/MMBtu | FALSE | L | Annual | Emissions at Affected Plants MER | lbs | 0 | 0 | 0 | 0 | 0 | 0 | 0
NY New Units MER Rate Limit v3.1 | 744 | 7350 | MACT Fuel Choice Floor in lbs/MMBtu | FALSE | L | Annual | Allowances Purchased MER | lbs | 0 | 0 | 0 | 0 | 0 | 0 | 0
NY New Units MER Rate Limit v3.1 | 744 | 7350 | MACT Fuel Choice Floor in lbs/MMBtu | FALSE | L | Annual | Allowances Sold MER | lbs | 0 | 0 | 0 | 0 | 0 | 0 | 0
NY New Units MER Rate Limit v3.1 | 744 | 7350 | MACT Fuel Choice Floor in lbs/MMBtu | FALSE | L | Annual | Allowances Banked | lbs | 0 | 0 | 0 | 0 | 0 | 0 | 0
NY New Units MER Rate Limit v3.1 | 744 | 7350 | MACT Fuel Choice Floor in lbs/MMBtu | FALSE | L | Annual | Allowances Withdrawn (1:1) | lbs | 0 | 0 | 0 | 0 | 0 | 0 | 0
NY New Units MER Rate Limit v3.1 | 744 | 7350 | MACT Fuel Choice Floor in lbs/MMBtu | FALSE | L | Annual | Allowances Withdrawn (n:1) | lbs | 0 | 0 | 0 | 0 | 0 | 0 | 0
NY New Units MER Rate Limit v3.1 | 744 | 7350 | MACT Fuel Choice Floor in lbs/MMBtu | FALSE | L | Annual | Net Emissions Allowance Position | lbs | 0 | 0 | 0 | 0 | 0 | 0 | 0
NY New Units MER Rate Limit v3.1 | 744 | 7350 | MACT Fuel Choice Floor in lbs/MMBtu | FALSE | L | Annual | Fuel Consumed | TBtu | 0 | 0 | 0 | 0 | 0 | 0 | 0
NY New Units MER Rate Limit v3.1 | 744 | 7350 | MACT Fuel Choice Floor in lbs/MMBtu | FALSE | L | Annual | Rate | lb/MMBtu | 0 | 0 | 0 | 0 | 0 | 0 | 0
NY New Units MER Rate Limit v3.1 | 744 | 7350 | MACT Fuel Choice Floor in lbs/MMBtu | FALSE | L | Annual | Generation | TWh | 0 | 0 | 0 | 0 | 0 | 0 | 0
NY New Units MER Rate Limit v3.1 | 744 | 7350 | MACT Fuel Choice Floor in lbs/MMBtu | FALSE | L | Annual | Qualifying Generation | TWh | 0 | 0 | 0 | 0 | 0 | 0 | 0
NY New Units MER Rate Limit v3.1 | 744 | 7350 | MACT Fuel Choice Floor in lbs/MMBtu | FALSE | L | Annual | Constraint Shadow Price | US2022$/Lb | 0 | 0 | 0 | 0 | 0 | 0 | 0
NY New Units MER Rate Limit v3.1 | 745 | 7350 | MACT Fuel Choice Floor in lbs/MMBtu | FALSE | L | Annual | Seasons Included | Seasons | Winter, Spring, Summer, Fall | Winter, Spring, Summer, Fall | Winter, Spring, Summer, Fall | Winter, Spring, Summer, Fall | Winter, Spring, Summer, Fall | Winter, Spring, Summer, Fall | Winter, Spring, Summer, Fall
NY New Units MER Rate Limit v3.1 | 745 | 7350 | MACT Fuel Choice Floor in lbs/MMBtu | FALSE | L | Annual | Emission Floor | lbs/MMBtu | 6e-07 | 6e-07 | 6e-07 | 6e-07 | 6e-07 | 6e-07 | 6e-07
NY New Units MER Rate Limit v3.1 | 745 | 7350 | MACT Fuel Choice Floor in lbs/MMBtu | FALSE | L | Annual | Emissions at Affected Plants MER | lbs | 0 | 0 | 0 | 0 | 0 | 0 | 0
NY New Units MER Rate Limit v3.1 | 745 | 7350 | MACT Fuel Choice Floor in lbs/MMBtu | FALSE | L | Annual | Allowances Purchased MER | lbs | 0 | 0 | 0 | 0 | 0 | 0 | 0
NY New Units MER Rate Limit v3.1 | 745 | 7350 | MACT Fuel Choice Floor in lbs/MMBtu | FALSE | L | Annual | Allowances Sold MER | lbs | 0 | 0 | 0 | 0 | 0 | 0 | 0
NY New Units MER Rate Limit v3.1 | 745 | 7350 | MACT Fuel Choice Floor in lbs/MMBtu | FALSE | L | Annual | Allowances Banked | lbs | 0 | 0 | 0 | 0 | 0 | 0 | 0
NY New Units MER Rate Limit v3.1 | 745 | 7350 | MACT Fuel Choice Floor in lbs/MMBtu | FALSE | L | Annual | Allowances Withdrawn (1:1) | lbs | 0 | 0 | 0 | 0 | 0 | 0 | 0
NY New Units MER Rate Limit v3.1 | 745 | 7350 | MACT Fuel Choice Floor in lbs/MMBtu | FALSE | L | Annual | Allowances Withdrawn (n:1) | lbs | 0 | 0 | 0 | 0 | 0 | 0 | 0
NY New Units MER Rate Limit v3.1 | 745 | 7350 | MACT Fuel Choice Floor in lbs/MMBtu | FALSE | L | Annual | Net Emissions Allowance Position | lbs | 0 | 0 | 0 | 0 | 0 | 0 | 0
NY New Units MER Rate Limit v3.1 | 745 | 7350 | MACT Fuel Choice Floor in lbs/MMBtu | FALSE | L | Annual | Fuel Consumed | TBtu | 0 | 0 | 0 | 0 | 0 | 0 | 0
NY New Units MER Rate Limit v3.1 | 745 | 7350 | MACT Fuel Choice Floor in lbs/MMBtu | FALSE | L | Annual | Rate | lb/MMBtu | 0 | 0 | 0 | 0 | 0 | 0 | 0
NY New Units MER Rate Limit v3.1 | 745 | 7350 | MACT Fuel Choice Floor in lbs/MMBtu | FALSE | L | Annual | Generation | TWh | 0 | 0 | 0 | 0 | 0 | 0 | 0
NY New Units MER Rate Limit v3.1 | 745 | 7350 | MACT Fuel Choice Floor in lbs/MMBtu | FALSE | L | Annual | Qualifying Generation | TWh | 0 | 0 | 0 | 0 | 0 | 0 | 0
NY New Units MER Rate Limit v3.1 | 745 | 7350 | MACT Fuel Choice Floor in lbs/MMBtu | FALSE | L | Annual | Constraint Shadow Price | US2022$/Lb | 0 | 0 | 0 | 0 | 0 | 0 | 0
NY New Units MER Rate Limit v3.1 | 746 | 7350 | MACT Fuel Choice Floor in lbs/MMBtu | FALSE | L | Annual | Seasons Included | Seasons | Winter, Spring, Summer, Fall | Winter, Spring, Summer, Fall | Winter, Spring, Summer, Fall | Winter, Spring, Summer, Fall | Winter, Spring, Summer, Fall | Winter, Spring, Summer, Fall | Winter, Spring, Summer, Fall
NY New Units MER Rate Limit v3.1 | 746 | 7350 | MACT Fuel Choice Floor in lbs/MMBtu | FALSE | L | Annual | Emission Floor | lbs/MMBtu | 6e-07 | 6e-07 | 6e-07 | 6e-07 | 6e-07 | 6e-07 | 6e-07
NY New Units MER Rate Limit v3.1 | 746 | 7350 | MACT Fuel Choice Floor in lbs/MMBtu | FALSE | L | Annual | Emissions at Affected Plants MER | lbs | 0 | 0 | 0 | 0 | 0 | 0 | 0
NY New Units MER Rate Limit v3.1 | 746 | 7350 | MACT Fuel Choice Floor in lbs/MMBtu | FALSE | L | Annual | Allowances Purchased MER | lbs | 0 | 0 | 0 | 0 | 0 | 0 | 0
NY New Units MER Rate Limit v3.1 | 746 | 7350 | MACT Fuel Choice Floor in lbs/MMBtu | FALSE | L | Annual | Allowances Sold MER | lbs | 0 | 0 | 0 | 0 | 0 | 0 | 0
NY New Units MER Rate Limit v3.1 | 746 | 7350 | MACT Fuel Choice Floor in lbs/MMBtu | FALSE | L | Annual | Allowances Banked | lbs | 0 | 0 | 0 | 0 | 0 | 0 | 0
NY New Units MER Rate Limit v3.1 | 746 | 7350 | MACT Fuel Choice Floor in lbs/MMBtu | FALSE | L | Annual | Allowances Withdrawn (1:1) | lbs | 0 | 0 | 0 | 0 | 0 | 0 | 0
NY New Units MER Rate Limit v3.1 | 746 | 7350 | MACT Fuel Choice Floor in lbs/MMBtu | FALSE | L | Annual | Allowances Withdrawn (n:1) | lbs | 0 | 0 | 0 | 0 | 0 | 0 | 0
NY New Units MER Rate Limit v3.1 | 746 | 7350 | MACT Fuel Choice Floor in lbs/MMBtu | FALSE | L | Annual | Net Emissions Allowance Position | lbs | 0 | 0 | 0 | 0 | 0 | 0 | 0
NY New Units MER Rate Limit v3.1 | 746 | 7350 | MACT Fuel Choice Floor in lbs/MMBtu | FALSE | L | Annual | Fuel Consumed | TBtu | 0 | 0 | 0 | 0 | 0 | 0 | 0
NY New Units MER Rate Limit v3.1 | 746 | 7350 | MACT Fuel Choice Floor in lbs/MMBtu | FALSE | L | Annual | Rate | lb/MMBtu | 0 | 0 | 0 | 0 | 0 | 0 | 0
NY New Units MER Rate Limit v3.1 | 746 | 7350 | MACT Fuel Choice Floor in lbs/MMBtu | FALSE | L | Annual | Generation | TWh | 0 | 0 | 0 | 0 | 0 | 0 | 0
NY New Units MER Rate Limit v3.1 | 746 | 7350 | MACT Fuel Choice Floor in lbs/MMBtu | FALSE | L | Annual | Qualifying Generation | TWh | 0 | 0 | 0 | 0 | 0 | 0 | 0
NY New Units MER Rate Limit v3.1 | 746 | 7350 | MACT Fuel Choice Floor in lbs/MMBtu | FALSE | L | Annual | Constraint Shadow Price | US2022$/Lb | 0 | 0 | 0 | 0 | 0 | 0 | 0
NY New Units MER Rate Limit v3.1 | 747 | 7350 | MACT Fuel Choice Floor in lbs/MMBtu | FALSE | L | Annual | Seasons Included | Seasons | Winter, Spring, Summer, Fall | Winter, Spring, Summer, Fall | Winter, Spring, Summer, Fall | Winter, Spring, Summer, Fall | Winter, Spring, Summer, Fall | Winter, Spring, Summer, Fall | Winter, Spring, Summer, Fall
NY New Units MER Rate Limit v3.1 | 747 | 7350 | MACT Fuel Choice Floor in lbs/MMBtu | FALSE | L | Annual | Emission Floor | lbs/MMBtu | 6e-07 | 6e-07 | 6e-07 | 6e-07 | 6e-07 | 6e-07 | 6e-07
NY New Units MER Rate Limit v3.1 | 747 | 7350 | MACT Fuel Choice Floor in lbs/MMBtu | FALSE | L | Annual | Emissions at Affected Plants MER | lbs | 0 | 0 | 0 | 0 | 0 | 0 | 0
NY New Units MER Rate Limit v3.1 | 747 | 7350 | MACT Fuel Choice Floor in lbs/MMBtu | FALSE | L | Annual | Allowances Purchased MER | lbs | 0 | 0 | 0 | 0 | 0 | 0 | 0
NY New Units MER Rate Limit v3.1 | 747 | 7350 | MACT Fuel Choice Floor in lbs/MMBtu | FALSE | L | Annual | Allowances Sold MER | lbs | 0 | 0 | 0 | 0 | 0 | 0 | 0
NY New Units MER Rate Limit v3.1 | 747 | 7350 | MACT Fuel Choice Floor in lbs/MMBtu | FALSE | L | Annual | Allowances Banked | lbs | 0 | 0 | 0 | 0 | 0 | 0 | 0
NY New Units MER Rate Limit v3.1 | 747 | 7350 | MACT Fuel Choice Floor in lbs/MMBtu | FALSE | L | Annual | Allowances Withdrawn (1:1) | lbs | 0 | 0 | 0 | 0 | 0 | 0 | 0
NY New Units MER Rate Limit v3.1 | 747 | 7350 | MACT Fuel Choice Floor in lbs/MMBtu | FALSE | L | Annual | Allowances Withdrawn (n:1) | lbs | 0 | 0 | 0 | 0 | 0 | 0 | 0
NY New Units MER Rate Limit v3.1 | 747 | 7350 | MACT Fuel Choice Floor in lbs/MMBtu | FALSE | L | Annual | Net Emissions Allowance Position | lbs | 0 | 0 | 0 | 0 | 0 | 0 | 0
NY New Units MER Rate Limit v3.1 | 747 | 7350 | MACT Fuel Choice Floor in lbs/MMBtu | FALSE | L | Annual | Fuel Consumed | TBtu | 0 | 0 | 0 | 0 | 0 | 0 | 0
NY New Units MER Rate Limit v3.1 | 747 | 7350 | MACT Fuel Choice Floor in lbs/MMBtu | FALSE | L | Annual | Rate | lb/MMBtu | 0 | 0 | 0 | 0 | 0 | 0 | 0
NY New Units MER Rate Limit v3.1 | 747 | 7350 | MACT Fuel Choice Floor in lbs/MMBtu | FALSE | L | Annual | Generation | TWh | 0 | 0 | 0 | 0 | 0 | 0 | 0
NY New Units MER Rate Limit v3.1 | 747 | 7350 | MACT Fuel Choice Floor in lbs/MMBtu | FALSE | L | Annual | Qualifying Generation | TWh | 0 | 0 | 0 | 0 | 0 | 0 | 0
NY New Units MER Rate Limit v3.1 | 747 | 7350 | MACT Fuel Choice Floor in lbs/MMBtu | FALSE | L | Annual | Constraint Shadow Price | US2022$/Lb | 0 | 0 | 0 | 0 | 0 | 0 | 0
NY New Units MER Rate Limit v3.1 | 748 | 7350 | MACT Fuel Choice Floor in lbs/MMBtu | FALSE | L | Annual | Seasons Included | Seasons | Winter, Spring, Summer, Fall | Winter, Spring, Summer, Fall | Winter, Spring, Summer, Fall | Winter, Spring, Summer, Fall | Winter, Spring, Summer, Fall | Winter, Spring, Summer, Fall | Winter, Spring, Summer, Fall
NY New Units MER Rate Limit v3.1 | 748 | 7350 | MACT Fuel Choice Floor in lbs/MMBtu | FALSE | L | Annual | Emission Floor | lbs/MMBtu | 6e-07 | 6e-07 | 6e-07 | 6e-07 | 6e-07 | 6e-07 | 6e-07
NY New Units MER Rate Limit v3.1 | 748 | 7350 | MACT Fuel Choice Floor in lbs/MMBtu | FALSE | L | Annual | Emissions at Affected Plants MER | lbs | 0 | 0 | 0 | 0 | 0 | 0 | 0
NY New Units MER Rate Limit v3.1 | 748 | 7350 | MACT Fuel Choice Floor in lbs/MMBtu | FALSE | L | Annual | Allowances Purchased MER | lbs | 0 | 0 | 0 | 0 | 0 | 0 | 0
NY New Units MER Rate Limit v3.1 | 748 | 7350 | MACT Fuel Choice Floor in lbs/MMBtu | FALSE | L | Annual | Allowances Sold MER | lbs | 0 | 0 | 0 | 0 | 0 | 0 | 0
NY New Units MER Rate Limit v3.1 | 748 | 7350 | MACT Fuel Choice Floor in lbs/MMBtu | FALSE | L | Annual | Allowances Banked | lbs | 0 | 0 | 0 | 0 | 0 | 0 | 0
NY New Units MER Rate Limit v3.1 | 748 | 7350 | MACT Fuel Choice Floor in lbs/MMBtu | FALSE | L | Annual | Allowances Withdrawn (1:1) | lbs | 0 | 0 | 0 | 0 | 0 | 0 | 0
NY New Units MER Rate Limit v3.1 | 748 | 7350 | MACT Fuel Choice Floor in lbs/MMBtu | FALSE | L | Annual | Allowances Withdrawn (n:1) | lbs | 0 | 0 | 0 | 0 | 0 | 0 | 0
NY New Units MER Rate Limit v3.1 | 748 | 7350 | MACT Fuel Choice Floor in lbs/MMBtu | FALSE | L | Annual | Net Emissions Allowance Position | lbs | 0 | 0 | 0 | 0 | 0 | 0 | 0
NY New Units MER Rate Limit v3.1 | 748 | 7350 | MACT Fuel Choice Floor in lbs/MMBtu | FALSE | L | Annual | Fuel Consumed | TBtu | 0 | 0 | 0 | 0 | 0 | 0 | 0
NY New Units MER Rate Limit v3.1 | 748 | 7350 | MACT Fuel Choice Floor in lbs/MMBtu | FALSE | L | Annual | Rate | lb/MMBtu | 0 | 0 | 0 | 0 | 0 | 0 | 0
NY New Units MER Rate Limit v3.1 | 748 | 7350 | MACT Fuel Choice Floor in lbs/MMBtu | FALSE | L | Annual | Generation | TWh | 0 | 0 | 0 | 0 | 0 | 0 | 0
NY New Units MER Rate Limit v3.1 | 748 | 7350 | MACT Fuel Choice Floor in lbs/MMBtu | FALSE | L | Annual | Qualifying Generation | TWh | 0 | 0 | 0 | 0 | 0 | 0 | 0
NY New Units MER Rate Limit v3.1 | 748 | 7350 | MACT Fuel Choice Floor in lbs/MMBtu | FALSE | L | Annual | Constraint Shadow Price | US2022$/Lb | 0 | 0 | 0 | 0 | 0 | 0 | 0
NY New Units MER Rate Limit v3.1 | 749 | 7350 | MACT Fuel Choice Floor in lbs/MMBtu | FALSE | L | Annual | Seasons Included | Seasons | Winter, Spring, Summer, Fall | Winter, Spring, Summer, Fall | Winter, Spring, Summer, Fall | Winter, Spring, Summer, Fall | Winter, Spring, Summer, Fall | Winter, Spring, Summer, Fall | Winter, Spring, Summer, Fall
NY New Units MER Rate Limit v3.1 | 749 | 7350 | MACT Fuel Choice Floor in lbs/MMBtu | FALSE | L | Annual | Emission Floor | lbs/MMBtu | 6e-07 | 6e-07 | 6e-07 | 6e-07 | 6e-07 | 6e-07 | 6e-07
NY New Units MER Rate Limit v3.1 | 749 | 7350 | MACT Fuel Choice Floor in lbs/MMBtu | FALSE | L | Annual | Emissions at Affected Plants MER | lbs | 0 | 0 | 0 | 0 | 0 | 0 | 0
NY New Units MER Rate Limit v3.1 | 749 | 7350 | MACT Fuel Choice Floor in lbs/MMBtu | FALSE | L | Annual | Allowances Purchased MER | lbs | 0 | 0 | 0 | 0 | 0 | 0 | 0
NY New Units MER Rate Limit v3.1 | 749 | 7350 | MACT Fuel Choice Floor in lbs/MMBtu | FALSE | L | Annual | Allowances Sold MER | lbs | 0 | 0 | 0 | 0 | 0 | 0 | 0
NY New Units MER Rate Limit v3.1 | 749 | 7350 | MACT Fuel Choice Floor in lbs/MMBtu | FALSE | L | Annual | Allowances Banked | lbs | 0 | 0 | 0 | 0 | 0 | 0 | 0
NY New Units MER Rate Limit v3.1 | 749 | 7350 | MACT Fuel Choice Floor in lbs/MMBtu | FALSE | L | Annual | Allowances Withdrawn (1:1) | lbs | 0 | 0 | 0 | 0 | 0 | 0 | 0
NY New Units MER Rate Limit v3.1 | 749 | 7350 | MACT Fuel Choice Floor in lbs/MMBtu | FALSE | L | Annual | Allowances Withdrawn (n:1) | lbs | 0 | 0 | 0 | 0 | 0 | 0 | 0
NY New Units MER Rate Limit v3.1 | 749 | 7350 | MACT Fuel Choice Floor in lbs/MMBtu | FALSE | L | Annual | Net Emissions Allowance Position | lbs | 0 | 0 | 0 | 0 | 0 | 0 | 0
NY New Units MER Rate Limit v3.1 | 749 | 7350 | MACT Fuel Choice Floor in lbs/MMBtu | FALSE | L | Annual | Fuel Consumed | TBtu | 0 | 0 | 0 | 0 | 0 | 0 | 0
NY New Units MER Rate Limit v3.1 | 749 | 7350 | MACT Fuel Choice Floor in lbs/MMBtu | FALSE | L | Annual | Rate | lb/MMBtu | 0 | 0 | 0 | 0 | 0 | 0 | 0
NY New Units MER Rate Limit v3.1 | 749 | 7350 | MACT Fuel Choice Floor in lbs/MMBtu | FALSE | L | Annual | Generation | TWh | 0 | 0 | 0 | 0 | 0 | 0 | 0
NY New Units MER Rate Limit v3.1 | 749 | 7350 | MACT Fuel Choice Floor in lbs/MMBtu | FALSE | L | Annual | Qualifying Generation | TWh | 0 | 0 | 0 | 0 | 0 | 0 | 0
NY New Units MER Rate Limit v3.1 | 749 | 7350 | MACT Fuel Choice Floor in lbs/MMBtu | FALSE | L | Annual | Constraint Shadow Price | US2022$/Lb | 0 | 0 | 0 | 0 | 0 | 0 | 0
NY New Units MER Rate Limit v3.1 | 750 | 7350 | MACT Fuel Choice Floor in lbs/MMBtu | FALSE | L | Annual | Seasons Included | Seasons | Winter, Spring, Summer, Fall | Winter, Spring, Summer, Fall | Winter, Spring, Summer, Fall | Winter, Spring, Summer, Fall | Winter, Spring, Summer, Fall | Winter, Spring, Summer, Fall | Winter, Spring, Summer, Fall
NY New Units MER Rate Limit v3.1 | 750 | 7350 | MACT Fuel Choice Floor in lbs/MMBtu | FALSE | L | Annual | Emission Floor | lbs/MMBtu | 6e-07 | 6e-07 | 6e-07 | 6e-07 | 6e-07 | 6e-07 | 6e-07
NY New Units MER Rate Limit v3.1 | 750 | 7350 | MACT Fuel Choice Floor in lbs/MMBtu | FALSE | L | Annual | Emissions at Affected Plants MER | lbs | 0 | 0 | 0 | 0 | 0 | 0 | 0
NY New Units MER Rate Limit v3.1 | 750 | 7350 | MACT Fuel Choice Floor in lbs/MMBtu | FALSE | L | Annual | Allowances Purchased MER | lbs | 0 | 0 | 0 | 0 | 0 | 0 | 0
NY New Units MER Rate Limit v3.1 | 750 | 7350 | MACT Fuel Choice Floor in lbs/MMBtu | FALSE | L | Annual | Allowances Sold MER | lbs | 0 | 0 | 0 | 0 | 0 | 0 | 0
NY New Units MER Rate Limit v3.1 | 750 | 7350 | MACT Fuel Choice Floor in lbs/MMBtu | FALSE | L | Annual | Allowances Banked | lbs | 0 | 0 | 0 | 0 | 0 | 0 | 0
NY New Units MER Rate Limit v3.1 | 750 | 7350 | MACT Fuel Choice Floor in lbs/MMBtu | FALSE | L | Annual | Allowances Withdrawn (1:1) | lbs | 0 | 0 | 0 | 0 | 0 | 0 | 0
NY New Units MER Rate Limit v3.1 | 750 | 7350 | MACT Fuel Choice Floor in lbs/MMBtu | FALSE | L | Annual | Allowances Withdrawn (n:1) | lbs | 0 | 0 | 0 | 0 | 0 | 0 | 0
NY New Units MER Rate Limit v3.1 | 750 | 7350 | MACT Fuel Choice Floor in lbs/MMBtu | FALSE | L | Annual | Net Emissions Allowance Position | lbs | 0 | 0 | 0 | 0 | 0 | 0 | 0
NY New Units MER Rate Limit v3.1 | 750 | 7350 | MACT Fuel Choice Floor in lbs/MMBtu | FALSE | L | Annual | Fuel Consumed | TBtu | 0 | 0 | 0 | 0 | 0 | 0 | 0
NY New Units MER Rate Limit v3.1 | 750 | 7350 | MACT Fuel Choice Floor in lbs/MMBtu | FALSE | L | Annual | Rate | lb/MMBtu | 0 | 0 | 0 | 0 | 0 | 0 | 0
NY New Units MER Rate Limit v3.1 | 750 | 7350 | MACT Fuel Choice Floor in lbs/MMBtu | FALSE | L | Annual | Generation | TWh | 0 | 0 | 0 | 0 | 0 | 0 | 0
NY New Units MER Rate Limit v3.1 | 750 | 7350 | MACT Fuel Choice Floor in lbs/MMBtu | FALSE | L | Annual | Qualifying Generation | TWh | 0 | 0 | 0 | 0 | 0 | 0 | 0
NY New Units MER Rate Limit v3.1 | 750 | 7350 | MACT Fuel Choice Floor in lbs/MMBtu | FALSE | L | Annual | Constraint Shadow Price | US2022$/Lb | 0 | 0 | 0 | 0 | 0 | 0 | 0
NY New Units MER Rate Limit v3.1 | 751 | 7350 | MACT Fuel Choice Floor in lbs/MMBtu | FALSE | L | Annual | Seasons Included | Seasons | Winter, Spring, Summer, Fall | Winter, Spring, Summer, Fall | Winter, Spring, Summer, Fall | Winter, Spring, Summer, Fall | Winter, Spring, Summer, Fall | Winter, Spring, Summer, Fall | Winter, Spring, Summer, Fall
NY New Units MER Rate Limit v3.1 | 751 | 7350 | MACT Fuel Choice Floor in lbs/MMBtu | FALSE | L | Annual | Emission Floor | lbs/MMBtu | 6e-07 | 6e-07 | 6e-07 | 6e-07 | 6e-07 | 6e-07 | 6e-07
NY New Units MER Rate Limit v3.1 | 751 | 7350 | MACT Fuel Choice Floor in lbs/MMBtu | FALSE | L | Annual | Emissions at Affected Plants MER | lbs | 0 | 0 | 0 | 0 | 0 | 0 | 0
NY New Units MER Rate Limit v3.1 | 751 | 7350 | MACT Fuel Choice Floor in lbs/MMBtu | FALSE | L | Annual | Allowances Purchased MER | lbs | 0 | 0 | 0 | 0 | 0 | 0 | 0
NY New Units MER Rate Limit v3.1 | 751 | 7350 | MACT Fuel Choice Floor in lbs/MMBtu | FALSE | L | Annual | Allowances Sold MER | lbs | 0 | 0 | 0 | 0 | 0 | 0 | 0
NY New Units MER Rate Limit v3.1 | 751 | 7350 | MACT Fuel Choice Floor in lbs/MMBtu | FALSE | L | Annual | Allowances Banked | lbs | 0 | 0 | 0 | 0 | 0 | 0 | 0
NY New Units MER Rate Limit v3.1 | 751 | 7350 | MACT Fuel Choice Floor in lbs/MMBtu | FALSE | L | Annual | Allowances Withdrawn (1:1) | lbs | 0 | 0 | 0 | 0 | 0 | 0 | 0
NY New Units MER Rate Limit v3.1 | 751 | 7350 | MACT Fuel Choice Floor in lbs/MMBtu | FALSE | L | Annual | Allowances Withdrawn (n:1) | lbs | 0 | 0 | 0 | 0 | 0 | 0 | 0
NY New Units MER Rate Limit v3.1 | 751 | 7350 | MACT Fuel Choice Floor in lbs/MMBtu | FALSE | L | Annual | Net Emissions Allowance Position | lbs | 0 | 0 | 0 | 0 | 0 | 0 | 0
NY New Units MER Rate Limit v3.1 | 751 | 7350 | MACT Fuel Choice Floor in lbs/MMBtu | FALSE | L | Annual | Fuel Consumed | TBtu | 0 | 0 | 0 | 0 | 0 | 0 | 0
NY New Units MER Rate Limit v3.1 | 751 | 7350 | MACT Fuel Choice Floor in lbs/MMBtu | FALSE | L | Annual | Rate | lb/MMBtu | 0 | 0 | 0 | 0 | 0 | 0 | 0
NY New Units MER Rate Limit v3.1 | 751 | 7350 | MACT Fuel Choice Floor in lbs/MMBtu | FALSE | L | Annual | Generation | TWh | 0 | 0 | 0 | 0 | 0 | 0 | 0
NY New Units MER Rate Limit v3.1 | 751 | 7350 | MACT Fuel Choice Floor in lbs/MMBtu | FALSE | L | Annual | Qualifying Generation | TWh | 0 | 0 | 0 | 0 | 0 | 0 | 0
NY New Units MER Rate Limit v3.1 | 751 | 7350 | MACT Fuel Choice Floor in lbs/MMBtu | FALSE | L | Annual | Constraint Shadow Price | US2022$/Lb | 0 | 0 | 0 | 0 | 0 | 0 | 0
NY New Units MER Rate Limit v3.1 | 752 | 7350 | MACT Fuel Choice Floor in lbs/MMBtu | FALSE | L | Annual | Seasons Included | Seasons | Winter, Spring, Summer, Fall | Winter, Spring, Summer, Fall | Winter, Spring, Summer, Fall | Winter, Spring, Summer, Fall | Winter, Spring, Summer, Fall | Winter, Spring, Summer, Fall | Winter, Spring, Summer, Fall
NY New Units MER Rate Limit v3.1 | 752 | 7350 | MACT Fuel Choice Floor in lbs/MMBtu | FALSE | L | Annual | Emission Floor | lbs/MMBtu | 6e-07 | 6e-07 | 6e-07 | 6e-07 | 6e-07 | 6e-07 | 6e-07
NY New Units MER Rate Limit v3.1 | 752 | 7350 | MACT Fuel Choice Floor in lbs/MMBtu | FALSE | L | Annual | Emissions at Affected Plants MER | lbs | 0 | 0 | 0 | 0 | 0 | 0 | 0
NY New Units MER Rate Limit v3.1 | 752 | 7350 | MACT Fuel Choice Floor in lbs/MMBtu | FALSE | L | Annual | Allowances Purchased MER | lbs | 0 | 0 | 0 | 0 | 0 | 0 | 0
NY New Units MER Rate Limit v3.1 | 752 | 7350 | MACT Fuel Choice Floor in lbs/MMBtu | FALSE | L | Annual | Allowances Sold MER | lbs | 0 | 0 | 0 | 0 | 0 | 0 | 0
NY New Units MER Rate Limit v3.1 | 752 | 7350 | MACT Fuel Choice Floor in lbs/MMBtu | FALSE | L | Annual | Allowances Banked | lbs | 0 | 0 | 0 | 0 | 0 | 0 | 0
NY New Units MER Rate Limit v3.1 | 752 | 7350 | MACT Fuel Choice Floor in lbs/MMBtu | FALSE | L | Annual | Allowances Withdrawn (1:1) | lbs | 0 | 0 | 0 | 0 | 0 | 0 | 0
NY New Units MER Rate Limit v3.1 | 752 | 7350 | MACT Fuel Choice Floor in lbs/MMBtu | FALSE | L | Annual | Allowances Withdrawn (n:1) | lbs | 0 | 0 | 0 | 0 | 0 | 0 | 0
NY New Units MER Rate Limit v3.1 | 752 | 7350 | MACT Fuel Choice Floor in lbs/MMBtu | FALSE | L | Annual | Net Emissions Allowance Position | lbs | 0 | 0 | 0 | 0 | 0 | 0 | 0
NY New Units MER Rate Limit v3.1 | 752 | 7350 | MACT Fuel Choice Floor in lbs/MMBtu | FALSE | L | Annual | Fuel Consumed | TBtu | 0 | 0 | 0 | 0 | 0 | 0 | 0
NY New Units MER Rate Limit v3.1 | 752 | 7350 | MACT Fuel Choice Floor in lbs/MMBtu | FALSE | L | Annual | Rate | lb/MMBtu | 0 | 0 | 0 | 0 | 0 | 0 | 0
NY New Units MER Rate Limit v3.1 | 752 | 7350 | MACT Fuel Choice Floor in lbs/MMBtu | FALSE | L | Annual | Generation | TWh | 0 | 0 | 0 | 0 | 0 | 0 | 0
NY New Units MER Rate Limit v3.1 | 752 | 7350 | MACT Fuel Choice Floor in lbs/MMBtu | FALSE | L | Annual | Qualifying Generation | TWh | 0 | 0 | 0 | 0 | 0 | 0 | 0
NY New Units MER Rate Limit v3.1 | 752 | 7350 | MACT Fuel Choice Floor in lbs/MMBtu | FALSE | L | Annual | Constraint Shadow Price | US2022$/Lb | 0 | 0 | 0 | 0 | 0 | 0 | 0
NY New Units MER Rate Limit v3.1 | 753 | 7350 | MACT Fuel Choice Floor in lbs/MMBtu | FALSE | L | Annual | Seasons Included | Seasons | Winter, Spring, Summer, Fall | Winter, Spring, Summer, Fall | Winter, Spring, Summer, Fall | Winter, Spring, Summer, Fall | Winter, Spring, Summer, Fall | Winter, Spring, Summer, Fall | Winter, Spring, Summer, Fall
NY New Units MER Rate Limit v3.1 | 753 | 7350 | MACT Fuel Choice Floor in lbs/MMBtu | FALSE | L | Annual | Emission Floor | lbs/MMBtu | 6e-07 | 6e-07 | 6e-07 | 6e-07 | 6e-07 | 6e-07 | 6e-07
NY New Units MER Rate Limit v3.1 | 753 | 7350 | MACT Fuel Choice Floor in lbs/MMBtu | FALSE | L | Annual | Emissions at Affected Plants MER | lbs | 0 | 0 | 0 | 0 | 0 | 0 | 0
NY New Units MER Rate Limit v3.1 | 753 | 7350 | MACT Fuel Choice Floor in lbs/MMBtu | FALSE | L | Annual | Allowances Purchased MER | lbs | 0 | 0 | 0 | 0 | 0 | 0 | 0
NY New Units MER Rate Limit v3.1 | 753 | 7350 | MACT Fuel Choice Floor in lbs/MMBtu | FALSE | L | Annual | Allowances Sold MER | lbs | 0 | 0 | 0 | 0 | 0 | 0 | 0
NY New Units MER Rate Limit v3.1 | 753 | 7350 | MACT Fuel Choice Floor in lbs/MMBtu | FALSE | L | Annual | Allowances Banked | lbs | 0 | 0 | 0 | 0 | 0 | 0 | 0
NY New Units MER Rate Limit v3.1 | 753 | 7350 | MACT Fuel Choice Floor in lbs/MMBtu | FALSE | L | Annual | Allowances Withdrawn (1:1) | lbs | 0 | 0 | 0 | 0 | 0 | 0 | 0
NY New Units MER Rate Limit v3.1 | 753 | 7350 | MACT Fuel Choice Floor in lbs/MMBtu | FALSE | L | Annual | Allowances Withdrawn (n:1) | lbs | 0 | 0 | 0 | 0 | 0 | 0 | 0
NY New Units MER Rate Limit v3.1 | 753 | 7350 | MACT Fuel Choice Floor in lbs/MMBtu | FALSE | L | Annual | Net Emissions Allowance Position | lbs | 0 | 0 | 0 | 0 | 0 | 0 | 0
NY New Units MER Rate Limit v3.1 | 753 | 7350 | MACT Fuel Choice Floor in lbs/MMBtu | FALSE | L | Annual | Fuel Consumed | TBtu | 0 | 0 | 0 | 0 | 0 | 0 | 0
NY New Units MER Rate Limit v3.1 | 753 | 7350 | MACT Fuel Choice Floor in lbs/MMBtu | FALSE | L | Annual | Rate | lb/MMBtu | 0 | 0 | 0 | 0 | 0 | 0 | 0
NY New Units MER Rate Limit v3.1 | 753 | 7350 | MACT Fuel Choice Floor in lbs/MMBtu | FALSE | L | Annual | Generation | TWh | 0 | 0 | 0 | 0 | 0 | 0 | 0
NY New Units MER Rate Limit v3.1 | 753 | 7350 | MACT Fuel Choice Floor in lbs/MMBtu | FALSE | L | Annual | Qualifying Generation | TWh | 0 | 0 | 0 | 0 | 0 | 0 | 0
NY New Units MER Rate Limit v3.1 | 753 | 7350 | MACT Fuel Choice Floor in lbs/MMBtu | FALSE | L | Annual | Constraint Shadow Price | US2022$/Lb | 0 | 0 | 0 | 0 | 0 | 0 | 0
NY New Units MER Rate Limit v3.1 | 754 | 7350 | MACT Fuel Choice Floor in lbs/MMBtu | FALSE | L | Annual | Seasons Included | Seasons | Winter, Spring, Summer, Fall | Winter, Spring, Summer, Fall | Winter, Spring, Summer, Fall | Winter, Spring, Summer, Fall | Winter, Spring, Summer, Fall | Winter, Spring, Summer, Fall | Winter, Spring, Summer, Fall
NY New Units MER Rate Limit v3.1 | 754 | 7350 | MACT Fuel Choice Floor in lbs/MMBtu | FALSE | L | Annual | Emission Floor | lbs/MMBtu | 6e-07 | 6e-07 | 6e-07 | 6e-07 | 6e-07 | 6e-07 | 6e-07
NY New Units MER Rate Limit v3.1 | 754 | 7350 | MACT Fuel Choice Floor in lbs/MMBtu | FALSE | L | Annual | Emissions at Affected Plants MER | lbs | 0 | 0 | 0 | 0 | 0 | 0 | 0
NY New Units MER Rate Limit v3.1 | 754 | 7350 | MACT Fuel Choice Floor in lbs/MMBtu | FALSE | L | Annual | Allowances Purchased MER | lbs | 0 | 0 | 0 | 0 | 0 | 0 | 0
NY New Units MER Rate Limit v3.1 | 754 | 7350 | MACT Fuel Choice Floor in lbs/MMBtu | FALSE | L | Annual | Allowances Sold MER | lbs | 0 | 0 | 0 | 0 | 0 | 0 | 0
NY New Units MER Rate Limit v3.1 | 754 | 7350 | MACT Fuel Choice Floor in lbs/MMBtu | FALSE | L | Annual | Allowances Banked | lbs | 0 | 0 | 0 | 0 | 0 | 0 | 0
NY New Units MER Rate Limit v3.1 | 754 | 7350 | MACT Fuel Choice Floor in lbs/MMBtu | FALSE | L | Annual | Allowances Withdrawn (1:1) | lbs | 0 | 0 | 0 | 0 | 0 | 0 | 0
NY New Units MER Rate Limit v3.1 | 754 | 7350 | MACT Fuel Choice Floor in lbs/MMBtu | FALSE | L | Annual | Allowances Withdrawn (n:1) | lbs | 0 | 0 | 0 | 0 | 0 | 0 | 0
NY New Units MER Rate Limit v3.1 | 754 | 7350 | MACT Fuel Choice Floor in lbs/MMBtu | FALSE | L | Annual | Net Emissions Allowance Position | lbs | 0 | 0 | 0 | 0 | 0 | 0 | 0
NY New Units MER Rate Limit v3.1 | 754 | 7350 | MACT Fuel Choice Floor in lbs/MMBtu | FALSE | L | Annual | Fuel Consumed | TBtu | 0 | 0 | 0 | 0 | 0 | 0 | 0
NY New Units MER Rate Limit v3.1 | 754 | 7350 | MACT Fuel Choice Floor in lbs/MMBtu | FALSE | L | Annual | Rate | lb/MMBtu | 0 | 0 | 0 | 0 | 0 | 0 | 0
NY New Units MER Rate Limit v3.1 | 754 | 7350 | MACT Fuel Choice Floor in lbs/MMBtu | FALSE | L | Annual | Generation | TWh | 0 | 0 | 0 | 0 | 0 | 0 | 0
NY New Units MER Rate Limit v3.1 | 754 | 7350 | MACT Fuel Choice Floor in lbs/MMBtu | FALSE | L | Annual | Qualifying Generation | TWh | 0 | 0 | 0 | 0 | 0 | 0 | 0
NY New Units MER Rate Limit v3.1 | 754 | 7350 | MACT Fuel Choice Floor in lbs/MMBtu | FALSE | L | Annual | Constraint Shadow Price | US2022$/Lb | 0 | 0 | 0 | 0 | 0 | 0 | 0
NY New Units MER Rate Limit v3.1 | 755 | 7350 | MACT Fuel Choice Floor in lbs/MMBtu | FALSE | L | Annual | Seasons Included | Seasons | Winter, Spring, Summer, Fall | Winter, Spring, Summer, Fall | Winter, Spring, Summer, Fall | Winter, Spring, Summer, Fall | Winter, Spring, Summer, Fall | Winter, Spring, Summer, Fall | Winter, Spring, Summer, Fall
NY New Units MER Rate Limit v3.1 | 755 | 7350 | MACT Fuel Choice Floor in lbs/MMBtu | FALSE | L | Annual | Emission Floor | lbs/MMBtu | 6e-07 | 6e-07 | 6e-07 | 6e-07 | 6e-07 | 6e-07 | 6e-07
NY New Units MER Rate Limit v3.1 | 755 | 7350 | MACT Fuel Choice Floor in lbs/MMBtu | FALSE | L | Annual | Emissions at Affected Plants MER | lbs | 0 | 0 | 0 | 0 | 0 | 0 | 0
NY New Units MER Rate Limit v3.1 | 755 | 7350 | MACT Fuel Choice Floor in lbs/MMBtu | FALSE | L | Annual | Allowances Purchased MER | lbs | 0 | 0 | 0 | 0 | 0 | 0 | 0
NY New Units MER Rate Limit v3.1 | 755 | 7350 | MACT Fuel Choice Floor in lbs/MMBtu | FALSE | L | Annual | Allowances Sold MER | lbs | 0 | 0 | 0 | 0 | 0 | 0 | 0
NY New Units MER Rate Limit v3.1 | 755 | 7350 | MACT Fuel Choice Floor in lbs/MMBtu | FALSE | L | Annual | Allowances Banked | lbs | 0 | 0 | 0 | 0 | 0 | 0 | 0
NY New Units MER Rate Limit v3.1 | 755 | 7350 | MACT Fuel Choice Floor in lbs/MMBtu | FALSE | L | Annual | Allowances Withdrawn (1:1) | lbs | 0 | 0 | 0 | 0 | 0 | 0 | 0
NY New Units MER Rate Limit v3.1 | 755 | 7350 | MACT Fuel Choice Floor in lbs/MMBtu | FALSE | L | Annual | Allowances Withdrawn (n:1) | lbs | 0 | 0 | 0 | 0 | 0 | 0 | 0
NY New Units MER Rate Limit v3.1 | 755 | 7350 | MACT Fuel Choice Floor in lbs/MMBtu | FALSE | L | Annual | Net Emissions Allowance Position | lbs | 0 | 0 | 0 | 0 | 0 | 0 | 0
NY New Units MER Rate Limit v3.1 | 755 | 7350 | MACT Fuel Choice Floor in lbs/MMBtu | FALSE | L | Annual | Fuel Consumed | TBtu | 0 | 0 | 0 | 0 | 0 | 0 | 0
NY New Units MER Rate Limit v3.1 | 755 | 7350 | MACT Fuel Choice Floor in lbs/MMBtu | FALSE | L | Annual | Rate | lb/MMBtu | 0 | 0 | 0 | 0 | 0 | 0 | 0
NY New Units MER Rate Limit v3.1 | 755 | 7350 | MACT Fuel Choice Floor in lbs/MMBtu | FALSE | L | Annual | Generation | TWh | 0 | 0 | 0 | 0 | 0 | 0 | 0
NY New Units MER Rate Limit v3.1 | 755 | 7350 | MACT Fuel Choice Floor in lbs/MMBtu | FALSE | L | Annual | Qualifying Generation | TWh | 0 | 0 | 0 | 0 | 0 | 0 | 0
NY New Units MER Rate Limit v3.1 | 755 | 7350 | MACT Fuel Choice Floor in lbs/MMBtu | FALSE | L | Annual | Constraint Shadow Price | US2022$/Lb | 0 | 0 | 0 | 0 | 0 | 0 | 0
NY New Units MER Rate Limit v3.1 | 756 | 7350 | MACT Fuel Choice Floor in lbs/MMBtu | FALSE | L | Annual | Seasons Included | Seasons | Winter, Spring, Summer, Fall | Winter, Spring, Summer, Fall | Winter, Spring, Summer, Fall | Winter, Spring, Summer, Fall | Winter, Spring, Summer, Fall | Winter, Spring, Summer, Fall | Winter, Spring, Summer, Fall
NY New Units MER Rate Limit v3.1 | 756 | 7350 | MACT Fuel Choice Floor in lbs/MMBtu | FALSE | L | Annual | Emission Floor | lbs/MMBtu | 6e-07 | 6e-07 | 6e-07 | 6e-07 | 6e-07 | 6e-07 | 6e-07
NY New Units MER Rate Limit v3.1 | 756 | 7350 | MACT Fuel Choice Floor in lbs/MMBtu | FALSE | L | Annual | Emissions at Affected Plants MER | lbs | 0 | 0 | 0 | 0 | 0 | 0 | 0
NY New Units MER Rate Limit v3.1 | 756 | 7350 | MACT Fuel Choice Floor in lbs/MMBtu | FALSE | L | Annual | Allowances Purchased MER | lbs | 0 | 0 | 0 | 0 | 0 | 0 | 0
NY New Units MER Rate Limit v3.1 | 756 | 7350 | MACT Fuel Choice Floor in lbs/MMBtu | FALSE | L | Annual | Allowances Sold MER | lbs | 0 | 0 | 0 | 0 | 0 | 0 | 0
NY New Units MER Rate Limit v3.1 | 756 | 7350 | MACT Fuel Choice Floor in lbs/MMBtu | FALSE | L | Annual | Allowances Banked | lbs | 0 | 0 | 0 | 0 | 0 | 0 | 0
NY New Units MER Rate Limit v3.1 | 756 | 7350 | MACT Fuel Choice Floor in lbs/MMBtu | FALSE | L | Annual | Allowances Withdrawn (1:1) | lbs | 0 | 0 | 0 | 0 | 0 | 0 | 0
NY New Units MER Rate Limit v3.1 | 756 | 7350 | MACT Fuel Choice Floor in lbs/MMBtu | FALSE | L | Annual | Allowances Withdrawn (n:1) | lbs | 0 | 0 | 0 | 0 | 0 | 0 | 0
NY New Units MER Rate Limit v3.1 | 756 | 7350 | MACT Fuel Choice Floor in lbs/MMBtu | FALSE | L | Annual | Net Emissions Allowance Position | lbs | 0 | 0 | 0 | 0 | 0 | 0 | 0
NY New Units MER Rate Limit v3.1 | 756 | 7350 | MACT Fuel Choice Floor in lbs/MMBtu | FALSE | L | Annual | Fuel Consumed | TBtu | 0 | 0 | 0 | 0 | 0 | 0 | 0
NY New Units MER Rate Limit v3.1 | 756 | 7350 | MACT Fuel Choice Floor in lbs/MMBtu | FALSE | L | Annual | Rate | lb/MMBtu | 0 | 0 | 0 | 0 | 0 | 0 | 0
NY New Units MER Rate Limit v3.1 | 756 | 7350 | MACT Fuel Choice Floor in lbs/MMBtu | FALSE | L | Annual | Generation | TWh | 0 | 0 | 0 | 0 | 0 | 0 | 0
NY New Units MER Rate Limit v3.1 | 756 | 7350 | MACT Fuel Choice Floor in lbs/MMBtu | FALSE | L | Annual | Qualifying Generation | TWh | 0 | 0 | 0 | 0 | 0 | 0 | 0
NY New Units MER Rate Limit v3.1 | 756 | 7350 | MACT Fuel Choice Floor in lbs/MMBtu | FALSE | L | Annual | Constraint Shadow Price | US2022$/Lb | 0 | 0 | 0 | 0 | 0 | 0 | 0
NY New Units MER Rate Limit v3.1 | 757 | 7350 | MACT Fuel Choice Floor in lbs/MMBtu | FALSE | L | Annual | Seasons Included | Seasons | Winter, Spring, Summer, Fall | Winter, Spring, Summer, Fall | Winter, Spring, Summer, Fall | Winter, Spring, Summer, Fall | Winter, Spring, Summer, Fall | Winter, Spring, Summer, Fall | Winter, Spring, Summer, Fall
NY New Units MER Rate Limit v3.1 | 757 | 7350 | MACT Fuel Choice Floor in lbs/MMBtu | FALSE | L | Annual | Emission Floor | lbs/MMBtu | 6e-07 | 6e-07 | 6e-07 | 6e-07 | 6e-07 | 6e-07 | 6e-07
NY New Units MER Rate Limit v3.1 | 757 | 7350 | MACT Fuel Choice Floor in lbs/MMBtu | FALSE | L | Annual | Emissions at Affected Plants MER | lbs | 0 | 0 | 0 | 0 | 0 | 0 | 0
NY New Units MER Rate Limit v3.1 | 757 | 7350 | MACT Fuel Choice Floor in lbs/MMBtu | FALSE | L | Annual | Allowances Purchased MER | lbs | 0 | 0 | 0 | 0 | 0 | 0 | 0
NY New Units MER Rate Limit v3.1 | 757 | 7350 | MACT Fuel Choice Floor in lbs/MMBtu | FALSE | L | Annual | Allowances Sold MER | lbs | 0 | 0 | 0 | 0 | 0 | 0 | 0
NY New Units MER Rate Limit v3.1 | 757 | 7350 | MACT Fuel Choice Floor in lbs/MMBtu | FALSE | L | Annual | Allowances Banked | lbs | 0 | 0 | 0 | 0 | 0 | 0 | 0
NY New Units MER Rate Limit v3.1 | 757 | 7350 | MACT Fuel Choice Floor in lbs/MMBtu | FALSE | L | Annual | Allowances Withdrawn (1:1) | lbs | 0 | 0 | 0 | 0 | 0 | 0 | 0
NY New Units MER Rate Limit v3.1 | 757 | 7350 | MACT Fuel Choice Floor in lbs/MMBtu | FALSE | L | Annual | Allowances Withdrawn (n:1) | lbs | 0 | 0 | 0 | 0 | 0 | 0 | 0
NY New Units MER Rate Limit v3.1 | 757 | 7350 | MACT Fuel Choice Floor in lbs/MMBtu | FALSE | L | Annual | Net Emissions Allowance Position | lbs | 0 | 0 | 0 | 0 | 0 | 0 | 0
NY New Units MER Rate Limit v3.1 | 757 | 7350 | MACT Fuel Choice Floor in lbs/MMBtu | FALSE | L | Annual | Fuel Consumed | TBtu | 0 | 0 | 0 | 0 | 0 | 0 | 0
NY New Units MER Rate Limit v3.1 | 757 | 7350 | MACT Fuel Choice Floor in lbs/MMBtu | FALSE | L | Annual | Rate | lb/MMBtu | 0 | 0 | 0 | 0 | 0 | 0 | 0
NY New Units MER Rate Limit v3.1 | 757 | 7350 | MACT Fuel Choice Floor in lbs/MMBtu | FALSE | L | Annual | Generation | TWh | 0 | 0 | 0 | 0 | 0 | 0 | 0
NY New Units MER Rate Limit v3.1 | 757 | 7350 | MACT Fuel Choice Floor in lbs/MMBtu | FALSE | L | Annual | Qualifying Generation | TWh | 0 | 0 | 0 | 0 | 0 | 0 | 0
NY New Units MER Rate Limit v3.1 | 757 | 7350 | MACT Fuel Choice Floor in lbs/MMBtu | FALSE | L | Annual | Constraint Shadow Price | US2022$/Lb | 0 | 0 | 0 | 0 | 0 | 0 | 0
NY New Units MER Rate Limit v3.1 | 758 | 7350 | MACT Fuel Choice Floor in lbs/MMBtu | FALSE | L | Annual | Seasons Included | Seasons | Winter, Spring, Summer, Fall | Winter, Spring, Summer, Fall | Winter, Spring, Summer, Fall | Winter, Spring, Summer, Fall | Winter, Spring, Summer, Fall | Winter, Spring, Summer, Fall | Winter, Spring, Summer, Fall
NY New Units MER Rate Limit v3.1 | 758 | 7350 | MACT Fuel Choice Floor in lbs/MMBtu | FALSE | L | Annual | Emission Floor | lbs/MMBtu | 6e-07 | 6e-07 | 6e-07 | 6e-07 | 6e-07 | 6e-07 | 6e-07
NY New Units MER Rate Limit v3.1 | 758 | 7350 | MACT Fuel Choice Floor in lbs/MMBtu | FALSE | L | Annual | Emissions at Affected Plants MER | lbs | 0 | 0 | 0 | 0 | 0 | 0 | 0
NY New Units MER Rate Limit v3.1 | 758 | 7350 | MACT Fuel Choice Floor in lbs/MMBtu | FALSE | L | Annual | Allowances Purchased MER | lbs | 0 | 0 | 0 | 0 | 0 | 0 | 0
NY New Units MER Rate Limit v3.1 | 758 | 7350 | MACT Fuel Choice Floor in lbs/MMBtu | FALSE | L | Annual | Allowances Sold MER | lbs | 0 | 0 | 0 | 0 | 0 | 0 | 0
NY New Units MER Rate Limit v3.1 | 758 | 7350 | MACT Fuel Choice Floor in lbs/MMBtu | FALSE | L | Annual | Allowances Banked | lbs | 0 | 0 | 0 | 0 | 0 | 0 | 0
NY New Units MER Rate Limit v3.1 | 758 | 7350 | MACT Fuel Choice Floor in lbs/MMBtu | FALSE | L | Annual | Allowances Withdrawn (1:1) | lbs | 0 | 0 | 0 | 0 | 0 | 0 | 0
NY New Units MER Rate Limit v3.1 | 758 | 7350 | MACT Fuel Choice Floor in lbs/MMBtu | FALSE | L | Annual | Allowances Withdrawn (n:1) | lbs | 0 | 0 | 0 | 0 | 0 | 0 | 0
NY New Units MER Rate Limit v3.1 | 758 | 7350 | MACT Fuel Choice Floor in lbs/MMBtu | FALSE | L | Annual | Net Emissions Allowance Position | lbs | 0 | 0 | 0 | 0 | 0 | 0 | 0
NY New Units MER Rate Limit v3.1 | 758 | 7350 | MACT Fuel Choice Floor in lbs/MMBtu | FALSE | L | Annual | Fuel Consumed | TBtu | 0 | 0 | 0 | 0 | 0 | 0 | 0
NY New Units MER Rate Limit v3.1 | 758 | 7350 | MACT Fuel Choice Floor in lbs/MMBtu | FALSE | L | Annual | Rate | lb/MMBtu | 0 | 0 | 0 | 0 | 0 | 0 | 0
NY New Units MER Rate Limit v3.1 | 758 | 7350 | MACT Fuel Choice Floor in lbs/MMBtu | FALSE | L | Annual | Generation | TWh | 0 | 0 | 0 | 0 | 0 | 0 | 0
NY New Units MER Rate Limit v3.1 | 758 | 7350 | MACT Fuel Choice Floor in lbs/MMBtu | FALSE | L | Annual | Qualifying Generation | TWh | 0 | 0 | 0 | 0 | 0 | 0 | 0
NY New Units MER Rate Limit v3.1 | 758 | 7350 | MACT Fuel Choice Floor in lbs/MMBtu | FALSE | L | Annual | Constraint Shadow Price | US2022$/Lb | 0 | 0 | 0 | 0 | 0 | 0 | 0
NY New Units MER Rate Limit v3.1 | 759 | 7350 | MACT Fuel Choice Floor in lbs/MMBtu | FALSE | L | Annual | Seasons Included | Seasons | Winter, Spring, Summer, Fall | Winter, Spring, Summer, Fall | Winter, Spring, Summer, Fall | Winter, Spring, Summer, Fall | Winter, Spring, Summer, Fall | Winter, Spring, Summer, Fall | Winter, Spring, Summer, Fall
NY New Units MER Rate Limit v3.1 | 759 | 7350 | MACT Fuel Choice Floor in lbs/MMBtu | FALSE | L | Annual | Emission Floor | lbs/MMBtu | 6e-07 | 6e-07 | 6e-07 | 6e-07 | 6e-07 | 6e-07 | 6e-07
NY New Units MER Rate Limit v3.1 | 759 | 7350 | MACT Fuel Choice Floor in lbs/MMBtu | FALSE | L | Annual | Emissions at Affected Plants MER | lbs | 0 | 0 | 0 | 0 | 0 | 0 | 0
NY New Units MER Rate Limit v3.1 | 759 | 7350 | MACT Fuel Choice Floor in lbs/MMBtu | FALSE | L | Annual | Allowances Purchased MER | lbs | 0 | 0 | 0 | 0 | 0 | 0 | 0
NY New Units MER Rate Limit v3.1 | 759 | 7350 | MACT Fuel Choice Floor in lbs/MMBtu | FALSE | L | Annual | Allowances Sold MER | lbs | 0 | 0 | 0 | 0 | 0 | 0 | 0
NY New Units MER Rate Limit v3.1 | 759 | 7350 | MACT Fuel Choice Floor in lbs/MMBtu | FALSE | L | Annual | Allowances Banked | lbs | 0 | 0 | 0 | 0 | 0 | 0 | 0
NY New Units MER Rate Limit v3.1 | 759 | 7350 | MACT Fuel Choice Floor in lbs/MMBtu | FALSE | L | Annual | Allowances Withdrawn (1:1) | lbs | 0 | 0 | 0 | 0 | 0 | 0 | 0
NY New Units MER Rate Limit v3.1 | 759 | 7350 | MACT Fuel Choice Floor in lbs/MMBtu | FALSE | L | Annual | Allowances Withdrawn (n:1) | lbs | 0 | 0 | 0 | 0 | 0 | 0 | 0
NY New Units MER Rate Limit v3.1 | 759 | 7350 | MACT Fuel Choice Floor in lbs/MMBtu | FALSE | L | Annual | Net Emissions Allowance Position | lbs | 0 | 0 | 0 | 0 | 0 | 0 | 0
NY New Units MER Rate Limit v3.1 | 759 | 7350 | MACT Fuel Choice Floor in lbs/MMBtu | FALSE | L | Annual | Fuel Consumed | TBtu | 0 | 0 | 0 | 0 | 0 | 0 | 0
NY New Units MER Rate Limit v3.1 | 759 | 7350 | MACT Fuel Choice Floor in lbs/MMBtu | FALSE | L | Annual | Rate | lb/MMBtu | 0 | 0 | 0 | 0 | 0 | 0 | 0
NY New Units MER Rate Limit v3.1 | 759 | 7350 | MACT Fuel Choice Floor in lbs/MMBtu | FALSE | L | Annual | Generation | TWh | 0 | 0 | 0 | 0 | 0 | 0 | 0
NY New Units MER Rate Limit v3.1 | 759 | 7350 | MACT Fuel Choice Floor in lbs/MMBtu | FALSE | L | Annual | Qualifying Generation | TWh | 0 | 0 | 0 | 0 | 0 | 0 | 0
NY New Units MER Rate Limit v3.1 | 759 | 7350 | MACT Fuel Choice Floor in lbs/MMBtu | FALSE | L | Annual | Constraint Shadow Price | US2022$/Lb | 0 | 0 | 0 | 0 | 0 | 0 | 0
NY New Units MER Rate Limit v3.1 | 760 | 7350 | MACT Fuel Choice Floor in lbs/MMBtu | FALSE | L | Annual | Seasons Included | Seasons | Winter, Spring, Summer, Fall | Winter, Spring, Summer, Fall | Winter, Spring, Summer, Fall | Winter, Spring, Summer, Fall | Winter, Spring, Summer, Fall | Winter, Spring, Summer, Fall | Winter, Spring, Summer, Fall
NY New Units MER Rate Limit v3.1 | 760 | 7350 | MACT Fuel Choice Floor in lbs/MMBtu | FALSE | L | Annual | Emission Floor | lbs/MMBtu | 6e-07 | 6e-07 | 6e-07 | 6e-07 | 6e-07 | 6e-07 | 6e-07
NY New Units MER Rate Limit v3.1 | 760 | 7350 | MACT Fuel Choice Floor in lbs/MMBtu | FALSE | L | Annual | Emissions at Affected Plants MER | lbs | 0 | 0 | 0 | 0 | 0 | 0 | 0
NY New Units MER Rate Limit v3.1 | 760 | 7350 | MACT Fuel Choice Floor in lbs/MMBtu | FALSE | L | Annual | Allowances Purchased MER | lbs | 0 | 0 | 0 | 0 | 0 | 0 | 0
NY New Units MER Rate Limit v3.1 | 760 | 7350 | MACT Fuel Choice Floor in lbs/MMBtu | FALSE | L | Annual | Allowances Sold MER | lbs | 0 | 0 | 0 | 0 | 0 | 0 | 0
NY New Units MER Rate Limit v3.1 | 760 | 7350 | MACT Fuel Choice Floor in lbs/MMBtu | FALSE | L | Annual | Allowances Banked | lbs | 0 | 0 | 0 | 0 | 0 | 0 | 0
NY New Units MER Rate Limit v3.1 | 760 | 7350 | MACT Fuel Choice Floor in lbs/MMBtu | FALSE | L | Annual | Allowances Withdrawn (1:1) | lbs | 0 | 0 | 0 | 0 | 0 | 0 | 0
NY New Units MER Rate Limit v3.1 | 760 | 7350 | MACT Fuel Choice Floor in lbs/MMBtu | FALSE | L | Annual | Allowances Withdrawn (n:1) | lbs | 0 | 0 | 0 | 0 | 0 | 0 | 0
NY New Units MER Rate Limit v3.1 | 760 | 7350 | MACT Fuel Choice Floor in lbs/MMBtu | FALSE | L | Annual | Net Emissions Allowance Position | lbs | 0 | 0 | 0 | 0 | 0 | 0 | 0
NY New Units MER Rate Limit v3.1 | 760 | 7350 | MACT Fuel Choice Floor in lbs/MMBtu | FALSE | L | Annual | Fuel Consumed | TBtu | 0 | 0 | 0 | 0 | 0 | 0 | 0
NY New Units MER Rate Limit v3.1 | 760 | 7350 | MACT Fuel Choice Floor in lbs/MMBtu | FALSE | L | Annual | Rate | lb/MMBtu | 0 | 0 | 0 | 0 | 0 | 0 | 0
NY New Units MER Rate Limit v3.1 | 760 | 7350 | MACT Fuel Choice Floor in lbs/MMBtu | FALSE | L | Annual | Generation | TWh | 0 | 0 | 0 | 0 | 0 | 0 | 0
NY New Units MER Rate Limit v3.1 | 760 | 7350 | MACT Fuel Choice Floor in lbs/MMBtu | FALSE | L | Annual | Qualifying Generation | TWh | 0 | 0 | 0 | 0 | 0 | 0 | 0
NY New Units MER Rate Limit v3.1 | 760 | 7350 | MACT Fuel Choice Floor in lbs/MMBtu | FALSE | L | Annual | Constraint Shadow Price | US2022$/Lb | 0 | 0 | 0 | 0 | 0 | 0 | 0
NY New Units MER Rate Limit v3.1 | 761 | 7350 | MACT Fuel Choice Floor in lbs/MMBtu | FALSE | L | Annual | Seasons Included | Seasons | Winter, Spring, Summer, Fall | Winter, Spring, Summer, Fall | Winter, Spring, Summer, Fall | Winter, Spring, Summer, Fall | Winter, Spring, Summer, Fall | Winter, Spring, Summer, Fall | Winter, Spring, Summer, Fall
NY New Units MER Rate Limit v3.1 | 761 | 7350 | MACT Fuel Choice Floor in lbs/MMBtu | FALSE | L | Annual | Emission Floor | lbs/MMBtu | 6e-07 | 6e-07 | 6e-07 | 6e-07 | 6e-07 | 6e-07 | 6e-07
NY New Units MER Rate Limit v3.1 | 761 | 7350 | MACT Fuel Choice Floor in lbs/MMBtu | FALSE | L | Annual | Emissions at Affected Plants MER | lbs | 0 | 0 | 0 | 0 | 0 | 0 | 0
NY New Units MER Rate Limit v3.1 | 761 | 7350 | MACT Fuel Choice Floor in lbs/MMBtu | FALSE | L | Annual | Allowances Purchased MER | lbs | 0 | 0 | 0 | 0 | 0 | 0 | 0
NY New Units MER Rate Limit v3.1 | 761 | 7350 | MACT Fuel Choice Floor in lbs/MMBtu | FALSE | L | Annual | Allowances Sold MER | lbs | 0 | 0 | 0 | 0 | 0 | 0 | 0
NY New Units MER Rate Limit v3.1 | 761 | 7350 | MACT Fuel Choice Floor in lbs/MMBtu | FALSE | L | Annual | Allowances Banked | lbs | 0 | 0 | 0 | 0 | 0 | 0 | 0
NY New Units MER Rate Limit v3.1 | 761 | 7350 | MACT Fuel Choice Floor in lbs/MMBtu | FALSE | L | Annual | Allowances Withdrawn (1:1) | lbs | 0 | 0 | 0 | 0 | 0 | 0 | 0
NY New Units MER Rate Limit v3.1 | 761 | 7350 | MACT Fuel Choice Floor in lbs/MMBtu | FALSE | L | Annual | Allowances Withdrawn (n:1) | lbs | 0 | 0 | 0 | 0 | 0 | 0 | 0
NY New Units MER Rate Limit v3.1 | 761 | 7350 | MACT Fuel Choice Floor in lbs/MMBtu | FALSE | L | Annual | Net Emissions Allowance Position | lbs | 0 | 0 | 0 | 0 | 0 | 0 | 0
NY New Units MER Rate Limit v3.1 | 761 | 7350 | MACT Fuel Choice Floor in lbs/MMBtu | FALSE | L | Annual | Fuel Consumed | TBtu | 0 | 0 | 0 | 0 | 0 | 0 | 0
NY New Units MER Rate Limit v3.1 | 761 | 7350 | MACT Fuel Choice Floor in lbs/MMBtu | FALSE | L | Annual | Rate | lb/MMBtu | 0 | 0 | 0 | 0 | 0 | 0 | 0
NY New Units MER Rate Limit v3.1 | 761 | 7350 | MACT Fuel Choice Floor in lbs/MMBtu | FALSE | L | Annual | Generation | TWh | 0 | 0 | 0 | 0 | 0 | 0 | 0
NY New Units MER Rate Limit v3.1 | 761 | 7350 | MACT Fuel Choice Floor in lbs/MMBtu | FALSE | L | Annual | Qualifying Generation | TWh | 0 | 0 | 0 | 0 | 0 | 0 | 0
NY New Units MER Rate Limit v3.1 | 761 | 7350 | MACT Fuel Choice Floor in lbs/MMBtu | FALSE | L | Annual | Constraint Shadow Price | US2022$/Lb | 0 | 0 | 0 | 0 | 0 | 0 | 0
NY New Units MER Rate Limit v3.1 | 762 | 7350 | MACT Fuel Choice Floor in lbs/MMBtu | FALSE | L | Annual | Seasons Included | Seasons | Winter, Spring, Summer, Fall | Winter, Spring, Summer, Fall | Winter, Spring, Summer, Fall | Winter, Spring, Summer, Fall | Winter, Spring, Summer, Fall | Winter, Spring, Summer, Fall | Winter, Spring, Summer, Fall
NY New Units MER Rate Limit v3.1 | 762 | 7350 | MACT Fuel Choice Floor in lbs/MMBtu | FALSE | L | Annual | Emission Floor | lbs/MMBtu | 6e-07 | 6e-07 | 6e-07 | 6e-07 | 6e-07 | 6e-07 | 6e-07
NY New Units MER Rate Limit v3.1 | 762 | 7350 | MACT Fuel Choice Floor in lbs/MMBtu | FALSE | L | Annual | Emissions at Affected Plants MER | lbs | 0 | 0 | 0 | 0 | 0 | 0 | 0
NY New Units MER Rate Limit v3.1 | 762 | 7350 | MACT Fuel Choice Floor in lbs/MMBtu | FALSE | L | Annual | Allowances Purchased MER | lbs | 0 | 0 | 0 | 0 | 0 | 0 | 0
NY New Units MER Rate Limit v3.1 | 762 | 7350 | MACT Fuel Choice Floor in lbs/MMBtu | FALSE | L | Annual | Allowances Sold MER | lbs | 0 | 0 | 0 | 0 | 0 | 0 | 0
NY New Units MER Rate Limit v3.1 | 762 | 7350 | MACT Fuel Choice Floor in lbs/MMBtu | FALSE | L | Annual | Allowances Banked | lbs | 0 | 0 | 0 | 0 | 0 | 0 | 0
NY New Units MER Rate Limit v3.1 | 762 | 7350 | MACT Fuel Choice Floor in lbs/MMBtu | FALSE | L | Annual | Allowances Withdrawn (1:1) | lbs | 0 | 0 | 0 | 0 | 0 | 0 | 0
NY New Units MER Rate Limit v3.1 | 762 | 7350 | MACT Fuel Choice Floor in lbs/MMBtu | FALSE | L | Annual | Allowances Withdrawn (n:1) | lbs | 0 | 0 | 0 | 0 | 0 | 0 | 0
NY New Units MER Rate Limit v3.1 | 762 | 7350 | MACT Fuel Choice Floor in lbs/MMBtu | FALSE | L | Annual | Net Emissions Allowance Position | lbs | 0 | 0 | 0 | 0 | 0 | 0 | 0
NY New Units MER Rate Limit v3.1 | 762 | 7350 | MACT Fuel Choice Floor in lbs/MMBtu | FALSE | L | Annual | Fuel Consumed | TBtu | 0 | 0 | 0 | 0 | 0 | 0 | 0
NY New Units MER Rate Limit v3.1 | 762 | 7350 | MACT Fuel Choice Floor in lbs/MMBtu | FALSE | L | Annual | Rate | lb/MMBtu | 0 | 0 | 0 | 0 | 0 | 0 | 0
NY New Units MER Rate Limit v3.1 | 762 | 7350 | MACT Fuel Choice Floor in lbs/MMBtu | FALSE | L | Annual | Generation | TWh | 0 | 0 | 0 | 0 | 0 | 0 | 0
NY New Units MER Rate Limit v3.1 | 762 | 7350 | MACT Fuel Choice Floor in lbs/MMBtu | FALSE | L | Annual | Qualifying Generation | TWh | 0 | 0 | 0 | 0 | 0 | 0 | 0
NY New Units MER Rate Limit v3.1 | 762 | 7350 | MACT Fuel Choice Floor in lbs/MMBtu | FALSE | L | Annual | Constraint Shadow Price | US2022$/Lb | 0 | 0 | 0 | 0 | 0 | 0 | 0
NY New Units MER Rate Limit v3.1 | 763 | 7350 | MACT Fuel Choice Floor in lbs/MMBtu | FALSE | L | Annual | Seasons Included | Seasons | Winter, Spring, Summer, Fall | Winter, Spring, Summer, Fall | Winter, Spring, Summer, Fall | Winter, Spring, Summer, Fall | Winter, Spring, Summer, Fall | Winter, Spring, Summer, Fall | Winter, Spring, Summer, Fall
NY New Units MER Rate Limit v3.1 | 763 | 7350 | MACT Fuel Choice Floor in lbs/MMBtu | FALSE | L | Annual | Emission Floor | lbs/MMBtu | 6e-07 | 6e-07 | 6e-07 | 6e-07 | 6e-07 | 6e-07 | 6e-07
NY New Units MER Rate Limit v3.1 | 763 | 7350 | MACT Fuel Choice Floor in lbs/MMBtu | FALSE | L | Annual | Emissions at Affected Plants MER | lbs | 0 | 0 | 0 | 0 | 0 | 0 | 0
NY New Units MER Rate Limit v3.1 | 763 | 7350 | MACT Fuel Choice Floor in lbs/MMBtu | FALSE | L | Annual | Allowances Purchased MER | lbs | 0 | 0 | 0 | 0 | 0 | 0 | 0
NY New Units MER Rate Limit v3.1 | 763 | 7350 | MACT Fuel Choice Floor in lbs/MMBtu | FALSE | L | Annual | Allowances Sold MER | lbs | 0 | 0 | 0 | 0 | 0 | 0 | 0
NY New Units MER Rate Limit v3.1 | 763 | 7350 | MACT Fuel Choice Floor in lbs/MMBtu | FALSE | L | Annual | Allowances Banked | lbs | 0 | 0 | 0 | 0 | 0 | 0 | 0
NY New Units MER Rate Limit v3.1 | 763 | 7350 | MACT Fuel Choice Floor in lbs/MMBtu | FALSE | L | Annual | Allowances Withdrawn (1:1) | lbs | 0 | 0 | 0 | 0 | 0 | 0 | 0
NY New Units MER Rate Limit v3.1 | 763 | 7350 | MACT Fuel Choice Floor in lbs/MMBtu | FALSE | L | Annual | Allowances Withdrawn (n:1) | lbs | 0 | 0 | 0 | 0 | 0 | 0 | 0
NY New Units MER Rate Limit v3.1 | 763 | 7350 | MACT Fuel Choice Floor in lbs/MMBtu | FALSE | L | Annual | Net Emissions Allowance Position | lbs | 0 | 0 | 0 | 0 | 0 | 0 | 0
NY New Units MER Rate Limit v3.1 | 763 | 7350 | MACT Fuel Choice Floor in lbs/MMBtu | FALSE | L | Annual | Fuel Consumed | TBtu | 0 | 0 | 0 | 0 | 0 | 0 | 0
NY New Units MER Rate Limit v3.1 | 763 | 7350 | MACT Fuel Choice Floor in lbs/MMBtu | FALSE | L | Annual | Rate | lb/MMBtu | 0 | 0 | 0 | 0 | 0 | 0 | 0
NY New Units MER Rate Limit v3.1 | 763 | 7350 | MACT Fuel Choice Floor in lbs/MMBtu | FALSE | L | Annual | Generation | TWh | 0 | 0 | 0 | 0 | 0 | 0 | 0
NY New Units MER Rate Limit v3.1 | 763 | 7350 | MACT Fuel Choice Floor in lbs/MMBtu | FALSE | L | Annual | Qualifying Generation | TWh | 0 | 0 | 0 | 0 | 0 | 0 | 0
NY New Units MER Rate Limit v3.1 | 763 | 7350 | MACT Fuel Choice Floor in lbs/MMBtu | FALSE | L | Annual | Constraint Shadow Price | US2022$/Lb | 0 | 0 | 0 | 0 | 0 | 0 | 0
NY New Units MER Rate Limit v3.1 | 764 | 7350 | MACT Fuel Choice Floor in lbs/MMBtu | FALSE | L | Annual | Seasons Included | Seasons | Winter, Spring, Summer, Fall | Winter, Spring, Summer, Fall | Winter, Spring, Summer, Fall | Winter, Spring, Summer, Fall | Winter, Spring, Summer, Fall | Winter, Spring, Summer, Fall | Winter, Spring, Summer, Fall
NY New Units MER Rate Limit v3.1 | 764 | 7350 | MACT Fuel Choice Floor in lbs/MMBtu | FALSE | L | Annual | Emission Floor | lbs/MMBtu | 6e-07 | 6e-07 | 6e-07 | 6e-07 | 6e-07 | 6e-07 | 6e-07
NY New Units MER Rate Limit v3.1 | 764 | 7350 | MACT Fuel Choice Floor in lbs/MMBtu | FALSE | L | Annual | Emissions at Affected Plants MER | lbs | 0 | 0 | 0 | 0 | 0 | 0 | 0
NY New Units MER Rate Limit v3.1 | 764 | 7350 | MACT Fuel Choice Floor in lbs/MMBtu | FALSE | L | Annual | Allowances Purchased MER | lbs | 0 | 0 | 0 | 0 | 0 | 0 | 0
NY New Units MER Rate Limit v3.1 | 764 | 7350 | MACT Fuel Choice Floor in lbs/MMBtu | FALSE | L | Annual | Allowances Sold MER | lbs | 0 | 0 | 0 | 0 | 0 | 0 | 0
NY New Units MER Rate Limit v3.1 | 764 | 7350 | MACT Fuel Choice Floor in lbs/MMBtu | FALSE | L | Annual | Allowances Banked | lbs | 0 | 0 | 0 | 0 | 0 | 0 | 0
NY New Units MER Rate Limit v3.1 | 764 | 7350 | MACT Fuel Choice Floor in lbs/MMBtu | FALSE | L | Annual | Allowances Withdrawn (1:1) | lbs | 0 | 0 | 0 | 0 | 0 | 0 | 0
NY New Units MER Rate Limit v3.1 | 764 | 7350 | MACT Fuel Choice Floor in lbs/MMBtu | FALSE | L | Annual | Allowances Withdrawn (n:1) | lbs | 0 | 0 | 0 | 0 | 0 | 0 | 0
NY New Units MER Rate Limit v3.1 | 764 | 7350 | MACT Fuel Choice Floor in lbs/MMBtu | FALSE | L | Annual | Net Emissions Allowance Position | lbs | 0 | 0 | 0 | 0 | 0 | 0 | 0
NY New Units MER Rate Limit v3.1 | 764 | 7350 | MACT Fuel Choice Floor in lbs/MMBtu | FALSE | L | Annual | Fuel Consumed | TBtu | 0 | 0 | 0 | 0 | 0 | 0 | 0
NY New Units MER Rate Limit v3.1 | 764 | 7350 | MACT Fuel Choice Floor in lbs/MMBtu | FALSE | L | Annual | Rate | lb/MMBtu | 0 | 0 | 0 | 0 | 0 | 0 | 0
NY New Units MER Rate Limit v3.1 | 764 | 7350 | MACT Fuel Choice Floor in lbs/MMBtu | FALSE | L | Annual | Generation | TWh | 0 | 0 | 0 | 0 | 0 | 0 | 0
NY New Units MER Rate Limit v3.1 | 764 | 7350 | MACT Fuel Choice Floor in lbs/MMBtu | FALSE | L | Annual | Qualifying Generation | TWh | 0 | 0 | 0 | 0 | 0 | 0 | 0
NY New Units MER Rate Limit v3.1 | 764 | 7350 | MACT Fuel Choice Floor in lbs/MMBtu | FALSE | L | Annual | Constraint Shadow Price | US2022$/Lb | 0 | 0 | 0 | 0 | 0 | 0 | 0
NY New Units MER Rate Limit v3.1 | 765 | 7350 | MACT Fuel Choice Floor in lbs/MMBtu | FALSE | L | Annual | Seasons Included | Seasons | Winter, Spring, Summer, Fall | Winter, Spring, Summer, Fall | Winter, Spring, Summer, Fall | Winter, Spring, Summer, Fall | Winter, Spring, Summer, Fall | Winter, Spring, Summer, Fall | Winter, Spring, Summer, Fall
NY New Units MER Rate Limit v3.1 | 765 | 7350 | MACT Fuel Choice Floor in lbs/MMBtu | FALSE | L | Annual | Emission Floor | lbs/MMBtu | 6e-07 | 6e-07 | 6e-07 | 6e-07 | 6e-07 | 6e-07 | 6e-07
NY New Units MER Rate Limit v3.1 | 765 | 7350 | MACT Fuel Choice Floor in lbs/MMBtu | FALSE | L | Annual | Emissions at Affected Plants MER | lbs | 0 | 0 | 0 | 0 | 0 | 0 | 0
NY New Units MER Rate Limit v3.1 | 765 | 7350 | MACT Fuel Choice Floor in lbs/MMBtu | FALSE | L | Annual | Allowances Purchased MER | lbs | 0 | 0 | 0 | 0 | 0 | 0 | 0
NY New Units MER Rate Limit v3.1 | 765 | 7350 | MACT Fuel Choice Floor in lbs/MMBtu | FALSE | L | Annual | Allowances Sold MER | lbs | 0 | 0 | 0 | 0 | 0 | 0 | 0
NY New Units MER Rate Limit v3.1 | 765 | 7350 | MACT Fuel Choice Floor in lbs/MMBtu | FALSE | L | Annual | Allowances Banked | lbs | 0 | 0 | 0 | 0 | 0 | 0 | 0
NY New Units MER Rate Limit v3.1 | 765 | 7350 | MACT Fuel Choice Floor in lbs/MMBtu | FALSE | L | Annual | Allowances Withdrawn (1:1) | lbs | 0 | 0 | 0 | 0 | 0 | 0 | 0
NY New Units MER Rate Limit v3.1 | 765 | 7350 | MACT Fuel Choice Floor in lbs/MMBtu | FALSE | L | Annual | Allowances Withdrawn (n:1) | lbs | 0 | 0 | 0 | 0 | 0 | 0 | 0
NY New Units MER Rate Limit v3.1 | 765 | 7350 | MACT Fuel Choice Floor in lbs/MMBtu | FALSE | L | Annual | Net Emissions Allowance Position | lbs | 0 | 0 | 0 | 0 | 0 | 0 | 0
NY New Units MER Rate Limit v3.1 | 765 | 7350 | MACT Fuel Choice Floor in lbs/MMBtu | FALSE | L | Annual | Fuel Consumed | TBtu | 0 | 0 | 0 | 0 | 0 | 0 | 0
NY New Units MER Rate Limit v3.1 | 765 | 7350 | MACT Fuel Choice Floor in lbs/MMBtu | FALSE | L | Annual | Rate | lb/MMBtu | 0 | 0 | 0 | 0 | 0 | 0 | 0
NY New Units MER Rate Limit v3.1 | 765 | 7350 | MACT Fuel Choice Floor in lbs/MMBtu | FALSE | L | Annual | Generation | TWh | 0 | 0 | 0 | 0 | 0 | 0 | 0
NY New Units MER Rate Limit v3.1 | 765 | 7350 | MACT Fuel Choice Floor in lbs/MMBtu | FALSE | L | Annual | Qualifying Generation | TWh | 0 | 0 | 0 | 0 | 0 | 0 | 0
NY New Units MER Rate Limit v3.1 | 765 | 7350 | MACT Fuel Choice Floor in lbs/MMBtu | FALSE | L | Annual | Constraint Shadow Price | US2022$/Lb | 0 | 0 | 0 | 0 | 0 | 0 | 0
NY New Units MER Rate Limit v3.1 | 766 | 7350 | MACT Fuel Choice Floor in lbs/MMBtu | FALSE | L | Annual | Seasons Included | Seasons | Winter, Spring, Summer, Fall | Winter, Spring, Summer, Fall | Winter, Spring, Summer, Fall | Winter, Spring, Summer, Fall | Winter, Spring, Summer, Fall | Winter, Spring, Summer, Fall | Winter, Spring, Summer, Fall
NY New Units MER Rate Limit v3.1 | 766 | 7350 | MACT Fuel Choice Floor in lbs/MMBtu | FALSE | L | Annual | Emission Floor | lbs/MMBtu | 6e-07 | 6e-07 | 6e-07 | 6e-07 | 6e-07 | 6e-07 | 6e-07
NY New Units MER Rate Limit v3.1 | 766 | 7350 | MACT Fuel Choice Floor in lbs/MMBtu | FALSE | L | Annual | Emissions at Affected Plants MER | lbs | 0 | 0 | 0 | 0 | 0 | 0 | 0
NY New Units MER Rate Limit v3.1 | 766 | 7350 | MACT Fuel Choice Floor in lbs/MMBtu | FALSE | L | Annual | Allowances Purchased MER | lbs | 0 | 0 | 0 | 0 | 0 | 0 | 0
NY New Units MER Rate Limit v3.1 | 766 | 7350 | MACT Fuel Choice Floor in lbs/MMBtu | FALSE | L | Annual | Allowances Sold MER | lbs | 0 | 0 | 0 | 0 | 0 | 0 | 0
NY New Units MER Rate Limit v3.1 | 766 | 7350 | MACT Fuel Choice Floor in lbs/MMBtu | FALSE | L | Annual | Allowances Banked | lbs | 0 | 0 | 0 | 0 | 0 | 0 | 0
NY New Units MER Rate Limit v3.1 | 766 | 7350 | MACT Fuel Choice Floor in lbs/MMBtu | FALSE | L | Annual | Allowances Withdrawn (1:1) | lbs | 0 | 0 | 0 | 0 | 0 | 0 | 0
NY New Units MER Rate Limit v3.1 | 766 | 7350 | MACT Fuel Choice Floor in lbs/MMBtu | FALSE | L | Annual | Allowances Withdrawn (n:1) | lbs | 0 | 0 | 0 | 0 | 0 | 0 | 0
NY New Units MER Rate Limit v3.1 | 766 | 7350 | MACT Fuel Choice Floor in lbs/MMBtu | FALSE | L | Annual | Net Emissions Allowance Position | lbs | 0 | 0 | 0 | 0 | 0 | 0 | 0
NY New Units MER Rate Limit v3.1 | 766 | 7350 | MACT Fuel Choice Floor in lbs/MMBtu | FALSE | L | Annual | Fuel Consumed | TBtu | 0 | 0 | 0 | 0 | 0 | 0 | 0
NY New Units MER Rate Limit v3.1 | 766 | 7350 | MACT Fuel Choice Floor in lbs/MMBtu | FALSE | L | Annual | Rate | lb/MMBtu | 0 | 0 | 0 | 0 | 0 | 0 | 0
NY New Units MER Rate Limit v3.1 | 766 | 7350 | MACT Fuel Choice Floor in lbs/MMBtu | FALSE | L | Annual | Generation | TWh | 0 | 0 | 0 | 0 | 0 | 0 | 0
NY New Units MER Rate Limit v3.1 | 766 | 7350 | MACT Fuel Choice Floor in lbs/MMBtu | FALSE | L | Annual | Qualifying Generation | TWh | 0 | 0 | 0 | 0 | 0 | 0 | 0
NY New Units MER Rate Limit v3.1 | 766 | 7350 | MACT Fuel Choice Floor in lbs/MMBtu | FALSE | L | Annual | Constraint Shadow Price | US2022$/Lb | 0 | 0 | 0 | 0 | 0 | 0 | 0
NY New Units MER Rate Limit v3.1 | 767 | 7350 | MACT Fuel Choice Floor in lbs/MMBtu | FALSE | L | Annual | Seasons Included | Seasons | Winter, Spring, Summer, Fall | Winter, Spring, Summer, Fall | Winter, Spring, Summer, Fall | Winter, Spring, Summer, Fall | Winter, Spring, Summer, Fall | Winter, Spring, Summer, Fall | Winter, Spring, Summer, Fall
NY New Units MER Rate Limit v3.1 | 767 | 7350 | MACT Fuel Choice Floor in lbs/MMBtu | FALSE | L | Annual | Emission Floor | lbs/MMBtu | 6e-07 | 6e-07 | 6e-07 | 6e-07 | 6e-07 | 6e-07 | 6e-07
NY New Units MER Rate Limit v3.1 | 767 | 7350 | MACT Fuel Choice Floor in lbs/MMBtu | FALSE | L | Annual | Emissions at Affected Plants MER | lbs | 0 | 0 | 0 | 0 | 0 | 0 | 0
NY New Units MER Rate Limit v3.1 | 767 | 7350 | MACT Fuel Choice Floor in lbs/MMBtu | FALSE | L | Annual | Allowances Purchased MER | lbs | 0 | 0 | 0 | 0 | 0 | 0 | 0
NY New Units MER Rate Limit v3.1 | 767 | 7350 | MACT Fuel Choice Floor in lbs/MMBtu | FALSE | L | Annual | Allowances Sold MER | lbs | 0 | 0 | 0 | 0 | 0 | 0 | 0
NY New Units MER Rate Limit v3.1 | 767 | 7350 | MACT Fuel Choice Floor in lbs/MMBtu | FALSE | L | Annual | Allowances Banked | lbs | 0 | 0 | 0 | 0 | 0 | 0 | 0
NY New Units MER Rate Limit v3.1 | 767 | 7350 | MACT Fuel Choice Floor in lbs/MMBtu | FALSE | L | Annual | Allowances Withdrawn (1:1) | lbs | 0 | 0 | 0 | 0 | 0 | 0 | 0
NY New Units MER Rate Limit v3.1 | 767 | 7350 | MACT Fuel Choice Floor in lbs/MMBtu | FALSE | L | Annual | Allowances Withdrawn (n:1) | lbs | 0 | 0 | 0 | 0 | 0 | 0 | 0
NY New Units MER Rate Limit v3.1 | 767 | 7350 | MACT Fuel Choice Floor in lbs/MMBtu | FALSE | L | Annual | Net Emissions Allowance Position | lbs | 0 | 0 | 0 | 0 | 0 | 0 | 0
NY New Units MER Rate Limit v3.1 | 767 | 7350 | MACT Fuel Choice Floor in lbs/MMBtu | FALSE | L | Annual | Fuel Consumed | TBtu | 0 | 0 | 0 | 0 | 0 | 0 | 0
NY New Units MER Rate Limit v3.1 | 767 | 7350 | MACT Fuel Choice Floor in lbs/MMBtu | FALSE | L | Annual | Rate | lb/MMBtu | 0 | 0 | 0 | 0 | 0 | 0 | 0
NY New Units MER Rate Limit v3.1 | 767 | 7350 | MACT Fuel Choice Floor in lbs/MMBtu | FALSE | L | Annual | Generation | TWh | 0 | 0 | 0 | 0 | 0 | 0 | 0
NY New Units MER Rate Limit v3.1 | 767 | 7350 | MACT Fuel Choice Floor in lbs/MMBtu | FALSE | L | Annual | Qualifying Generation | TWh | 0 | 0 | 0 | 0 | 0 | 0 | 0
NY New Units MER Rate Limit v3.1 | 767 | 7350 | MACT Fuel Choice Floor in lbs/MMBtu | FALSE | L | Annual | Constraint Shadow Price | US2022$/Lb | 0 | 0 | 0 | 0 | 0 | 0 | 0
NY New Units MER Rate Limit v3.1 | 768 | 7350 | MACT Fuel Choice Floor in lbs/MMBtu | FALSE | L | Annual | Seasons Included | Seasons | Winter, Spring, Summer, Fall | Winter, Spring, Summer, Fall | Winter, Spring, Summer, Fall | Winter, Spring, Summer, Fall | Winter, Spring, Summer, Fall | Winter, Spring, Summer, Fall | Winter, Spring, Summer, Fall
NY New Units MER Rate Limit v3.1 | 768 | 7350 | MACT Fuel Choice Floor in lbs/MMBtu | FALSE | L | Annual | Emission Floor | lbs/MMBtu | 6e-07 | 6e-07 | 6e-07 | 6e-07 | 6e-07 | 6e-07 | 6e-07
NY New Units MER Rate Limit v3.1 | 768 | 7350 | MACT Fuel Choice Floor in lbs/MMBtu | FALSE | L | Annual | Emissions at Affected Plants MER | lbs | 0 | 0 | 0 | 0 | 0 | 0 | 0
NY New Units MER Rate Limit v3.1 | 768 | 7350 | MACT Fuel Choice Floor in lbs/MMBtu | FALSE | L | Annual | Allowances Purchased MER | lbs | 0 | 0 | 0 | 0 | 0 | 0 | 0
NY New Units MER Rate Limit v3.1 | 768 | 7350 | MACT Fuel Choice Floor in lbs/MMBtu | FALSE | L | Annual | Allowances Sold MER | lbs | 0 | 0 | 0 | 0 | 0 | 0 | 0
NY New Units MER Rate Limit v3.1 | 768 | 7350 | MACT Fuel Choice Floor in lbs/MMBtu | FALSE | L | Annual | Allowances Banked | lbs | 0 | 0 | 0 | 0 | 0 | 0 | 0
NY New Units MER Rate Limit v3.1 | 768 | 7350 | MACT Fuel Choice Floor in lbs/MMBtu | FALSE | L | Annual | Allowances Withdrawn (1:1) | lbs | 0 | 0 | 0 | 0 | 0 | 0 | 0
NY New Units MER Rate Limit v3.1 | 768 | 7350 | MACT Fuel Choice Floor in lbs/MMBtu | FALSE | L | Annual | Allowances Withdrawn (n:1) | lbs | 0 | 0 | 0 | 0 | 0 | 0 | 0
NY New Units MER Rate Limit v3.1 | 768 | 7350 | MACT Fuel Choice Floor in lbs/MMBtu | FALSE | L | Annual | Net Emissions Allowance Position | lbs | 0 | 0 | 0 | 0 | 0 | 0 | 0
NY New Units MER Rate Limit v3.1 | 768 | 7350 | MACT Fuel Choice Floor in lbs/MMBtu | FALSE | L | Annual | Fuel Consumed | TBtu | 0 | 0 | 0 | 0 | 0 | 0 | 0
NY New Units MER Rate Limit v3.1 | 768 | 7350 | MACT Fuel Choice Floor in lbs/MMBtu | FALSE | L | Annual | Rate | lb/MMBtu | 0 | 0 | 0 | 0 | 0 | 0 | 0
NY New Units MER Rate Limit v3.1 | 768 | 7350 | MACT Fuel Choice Floor in lbs/MMBtu | FALSE | L | Annual | Generation | TWh | 0 | 0 | 0 | 0 | 0 | 0 | 0
NY New Units MER Rate Limit v3.1 | 768 | 7350 | MACT Fuel Choice Floor in lbs/MMBtu | FALSE | L | Annual | Qualifying Generation | TWh | 0 | 0 | 0 | 0 | 0 | 0 | 0
NY New Units MER Rate Limit v3.1 | 768 | 7350 | MACT Fuel Choice Floor in lbs/MMBtu | FALSE | L | Annual | Constraint Shadow Price | US2022$/Lb | 0 | 0 | 0 | 0 | 0 | 0 | 0
NY New Units MER Rate Limit v3.1 | 769 | 7350 | MACT Fuel Choice Floor in lbs/MMBtu | FALSE | L | Annual | Seasons Included | Seasons | Winter, Spring, Summer, Fall | Winter, Spring, Summer, Fall | Winter, Spring, Summer, Fall | Winter, Spring, Summer, Fall | Winter, Spring, Summer, Fall | Winter, Spring, Summer, Fall | Winter, Spring, Summer, Fall
NY New Units MER Rate Limit v3.1 | 769 | 7350 | MACT Fuel Choice Floor in lbs/MMBtu | FALSE | L | Annual | Emission Floor | lbs/MMBtu | 6e-07 | 6e-07 | 6e-07 | 6e-07 | 6e-07 | 6e-07 | 6e-07
NY New Units MER Rate Limit v3.1 | 769 | 7350 | MACT Fuel Choice Floor in lbs/MMBtu | FALSE | L | Annual | Emissions at Affected Plants MER | lbs | 0 | 0 | 0 | 0 | 0 | 0 | 0
NY New Units MER Rate Limit v3.1 | 769 | 7350 | MACT Fuel Choice Floor in lbs/MMBtu | FALSE | L | Annual | Allowances Purchased MER | lbs | 0 | 0 | 0 | 0 | 0 | 0 | 0
NY New Units MER Rate Limit v3.1 | 769 | 7350 | MACT Fuel Choice Floor in lbs/MMBtu | FALSE | L | Annual | Allowances Sold MER | lbs | 0 | 0 | 0 | 0 | 0 | 0 | 0
NY New Units MER Rate Limit v3.1 | 769 | 7350 | MACT Fuel Choice Floor in lbs/MMBtu | FALSE | L | Annual | Allowances Banked | lbs | 0 | 0 | 0 | 0 | 0 | 0 | 0
NY New Units MER Rate Limit v3.1 | 769 | 7350 | MACT Fuel Choice Floor in lbs/MMBtu | FALSE | L | Annual | Allowances Withdrawn (1:1) | lbs | 0 | 0 | 0 | 0 | 0 | 0 | 0
NY New Units MER Rate Limit v3.1 | 769 | 7350 | MACT Fuel Choice Floor in lbs/MMBtu | FALSE | L | Annual | Allowances Withdrawn (n:1) | lbs | 0 | 0 | 0 | 0 | 0 | 0 | 0
NY New Units MER Rate Limit v3.1 | 769 | 7350 | MACT Fuel Choice Floor in lbs/MMBtu | FALSE | L | Annual | Net Emissions Allowance Position | lbs | 0 | 0 | 0 | 0 | 0 | 0 | 0
NY New Units MER Rate Limit v3.1 | 769 | 7350 | MACT Fuel Choice Floor in lbs/MMBtu | FALSE | L | Annual | Fuel Consumed | TBtu | 0 | 0 | 0 | 0 | 0 | 0 | 0
NY New Units MER Rate Limit v3.1 | 769 | 7350 | MACT Fuel Choice Floor in lbs/MMBtu | FALSE | L | Annual | Rate | lb/MMBtu | 0 | 0 | 0 | 0 | 0 | 0 | 0
NY New Units MER Rate Limit v3.1 | 769 | 7350 | MACT Fuel Choice Floor in lbs/MMBtu | FALSE | L | Annual | Generation | TWh | 0 | 0 | 0 | 0 | 0 | 0 | 0
NY New Units MER Rate Limit v3.1 | 769 | 7350 | MACT Fuel Choice Floor in lbs/MMBtu | FALSE | L | Annual | Qualifying Generation | TWh | 0 | 0 | 0 | 0 | 0 | 0 | 0
NY New Units MER Rate Limit v3.1 | 769 | 7350 | MACT Fuel Choice Floor in lbs/MMBtu | FALSE | L | Annual | Constraint Shadow Price | US2022$/Lb | 0 | 0 | 0 | 0 | 0 | 0 | 0
NY New Units MER Rate Limit v3.1 | 770 | 7350 | MACT Fuel Choice Floor in lbs/MMBtu | FALSE | L | Annual | Seasons Included | Seasons | Winter, Spring, Summer, Fall | Winter, Spring, Summer, Fall | Winter, Spring, Summer, Fall | Winter, Spring, Summer, Fall | Winter, Spring, Summer, Fall | Winter, Spring, Summer, Fall | Winter, Spring, Summer, Fall
NY New Units MER Rate Limit v3.1 | 770 | 7350 | MACT Fuel Choice Floor in lbs/MMBtu | FALSE | L | Annual | Emission Floor | lbs/MMBtu | 6e-07 | 6e-07 | 6e-07 | 6e-07 | 6e-07 | 6e-07 | 6e-07
NY New Units MER Rate Limit v3.1 | 770 | 7350 | MACT Fuel Choice Floor in lbs/MMBtu | FALSE | L | Annual | Emissions at Affected Plants MER | lbs | 0 | 0 | 0 | 0 | 0 | 0 | 0
NY New Units MER Rate Limit v3.1 | 770 | 7350 | MACT Fuel Choice Floor in lbs/MMBtu | FALSE | L | Annual | Allowances Purchased MER | lbs | 0 | 0 | 0 | 0 | 0 | 0 | 0
NY New Units MER Rate Limit v3.1 | 770 | 7350 | MACT Fuel Choice Floor in lbs/MMBtu | FALSE | L | Annual | Allowances Sold MER | lbs | 0 | 0 | 0 | 0 | 0 | 0 | 0
NY New Units MER Rate Limit v3.1 | 770 | 7350 | MACT Fuel Choice Floor in lbs/MMBtu | FALSE | L | Annual | Allowances Banked | lbs | 0 | 0 | 0 | 0 | 0 | 0 | 0
NY New Units MER Rate Limit v3.1 | 770 | 7350 | MACT Fuel Choice Floor in lbs/MMBtu | FALSE | L | Annual | Allowances Withdrawn (1:1) | lbs | 0 | 0 | 0 | 0 | 0 | 0 | 0
NY New Units MER Rate Limit v3.1 | 770 | 7350 | MACT Fuel Choice Floor in lbs/MMBtu | FALSE | L | Annual | Allowances Withdrawn (n:1) | lbs | 0 | 0 | 0 | 0 | 0 | 0 | 0
NY New Units MER Rate Limit v3.1 | 770 | 7350 | MACT Fuel Choice Floor in lbs/MMBtu | FALSE | L | Annual | Net Emissions Allowance Position | lbs | 0 | 0 | 0 | 0 | 0 | 0 | 0
NY New Units MER Rate Limit v3.1 | 770 | 7350 | MACT Fuel Choice Floor in lbs/MMBtu | FALSE | L | Annual | Fuel Consumed | TBtu | 0 | 0 | 0 | 0 | 0 | 0 | 0
NY New Units MER Rate Limit v3.1 | 770 | 7350 | MACT Fuel Choice Floor in lbs/MMBtu | FALSE | L | Annual | Rate | lb/MMBtu | 0 | 0 | 0 | 0 | 0 | 0 | 0
NY New Units MER Rate Limit v3.1 | 770 | 7350 | MACT Fuel Choice Floor in lbs/MMBtu | FALSE | L | Annual | Generation | TWh | 0 | 0 | 0 | 0 | 0 | 0 | 0
NY New Units MER Rate Limit v3.1 | 770 | 7350 | MACT Fuel Choice Floor in lbs/MMBtu | FALSE | L | Annual | Qualifying Generation | TWh | 0 | 0 | 0 | 0 | 0 | 0 | 0
NY New Units MER Rate Limit v3.1 | 770 | 7350 | MACT Fuel Choice Floor in lbs/MMBtu | FALSE | L | Annual | Constraint Shadow Price | US2022$/Lb | 0 | 0 | 0 | 0 | 0 | 0 | 0
NY New Units MER Rate Limit v3.1 | 771 | 7350 | MACT Fuel Choice Floor in lbs/MMBtu | FALSE | L | Annual | Seasons Included | Seasons | Winter, Spring, Summer, Fall | Winter, Spring, Summer, Fall | Winter, Spring, Summer, Fall | Winter, Spring, Summer, Fall | Winter, Spring, Summer, Fall | Winter, Spring, Summer, Fall | Winter, Spring, Summer, Fall
NY New Units MER Rate Limit v3.1 | 771 | 7350 | MACT Fuel Choice Floor in lbs/MMBtu | FALSE | L | Annual | Emission Floor | lbs/MMBtu | 6e-07 | 6e-07 | 6e-07 | 6e-07 | 6e-07 | 6e-07 | 6e-07
NY New Units MER Rate Limit v3.1 | 771 | 7350 | MACT Fuel Choice Floor in lbs/MMBtu | FALSE | L | Annual | Emissions at Affected Plants MER | lbs | 0 | 0 | 0 | 0 | 0 | 0 | 0
NY New Units MER Rate Limit v3.1 | 771 | 7350 | MACT Fuel Choice Floor in lbs/MMBtu | FALSE | L | Annual | Allowances Purchased MER | lbs | 0 | 0 | 0 | 0 | 0 | 0 | 0
NY New Units MER Rate Limit v3.1 | 771 | 7350 | MACT Fuel Choice Floor in lbs/MMBtu | FALSE | L | Annual | Allowances Sold MER | lbs | 0 | 0 | 0 | 0 | 0 | 0 | 0
NY New Units MER Rate Limit v3.1 | 771 | 7350 | MACT Fuel Choice Floor in lbs/MMBtu | FALSE | L | Annual | Allowances Banked | lbs | 0 | 0 | 0 | 0 | 0 | 0 | 0
NY New Units MER Rate Limit v3.1 | 771 | 7350 | MACT Fuel Choice Floor in lbs/MMBtu | FALSE | L | Annual | Allowances Withdrawn (1:1) | lbs | 0 | 0 | 0 | 0 | 0 | 0 | 0
NY New Units MER Rate Limit v3.1 | 771 | 7350 | MACT Fuel Choice Floor in lbs/MMBtu | FALSE | L | Annual | Allowances Withdrawn (n:1) | lbs | 0 | 0 | 0 | 0 | 0 | 0 | 0
NY New Units MER Rate Limit v3.1 | 771 | 7350 | MACT Fuel Choice Floor in lbs/MMBtu | FALSE | L | Annual | Net Emissions Allowance Position | lbs | 0 | 0 | 0 | 0 | 0 | 0 | 0
NY New Units MER Rate Limit v3.1 | 771 | 7350 | MACT Fuel Choice Floor in lbs/MMBtu | FALSE | L | Annual | Fuel Consumed | TBtu | 0 | 0 | 0 | 0 | 0 | 0 | 0
NY New Units MER Rate Limit v3.1 | 771 | 7350 | MACT Fuel Choice Floor in lbs/MMBtu | FALSE | L | Annual | Rate | lb/MMBtu | 0 | 0 | 0 | 0 | 0 | 0 | 0
NY New Units MER Rate Limit v3.1 | 771 | 7350 | MACT Fuel Choice Floor in lbs/MMBtu | FALSE | L | Annual | Generation | TWh | 0 | 0 | 0 | 0 | 0 | 0 | 0
NY New Units MER Rate Limit v3.1 | 771 | 7350 | MACT Fuel Choice Floor in lbs/MMBtu | FALSE | L | Annual | Qualifying Generation | TWh | 0 | 0 | 0 | 0 | 0 | 0 | 0
NY New Units MER Rate Limit v3.1 | 771 | 7350 | MACT Fuel Choice Floor in lbs/MMBtu | FALSE | L | Annual | Constraint Shadow Price | US2022$/Lb | 0 | 0 | 0 | 0 | 0 | 0 | 0
NY New Units MER Rate Limit v3.1 | 772 | 7350 | MACT Fuel Choice Floor in lbs/MMBtu | FALSE | L | Annual | Seasons Included | Seasons | Winter, Spring, Summer, Fall | Winter, Spring, Summer, Fall | Winter, Spring, Summer, Fall | Winter, Spring, Summer, Fall | Winter, Spring, Summer, Fall | Winter, Spring, Summer, Fall | Winter, Spring, Summer, Fall
NY New Units MER Rate Limit v3.1 | 772 | 7350 | MACT Fuel Choice Floor in lbs/MMBtu | FALSE | L | Annual | Emission Floor | lbs/MMBtu | 6e-07 | 6e-07 | 6e-07 | 6e-07 | 6e-07 | 6e-07 | 6e-07
NY New Units MER Rate Limit v3.1 | 772 | 7350 | MACT Fuel Choice Floor in lbs/MMBtu | FALSE | L | Annual | Emissions at Affected Plants MER | lbs | 0 | 0 | 0 | 0 | 0 | 0 | 0
NY New Units MER Rate Limit v3.1 | 772 | 7350 | MACT Fuel Choice Floor in lbs/MMBtu | FALSE | L | Annual | Allowances Purchased MER | lbs | 0 | 0 | 0 | 0 | 0 | 0 | 0
NY New Units MER Rate Limit v3.1 | 772 | 7350 | MACT Fuel Choice Floor in lbs/MMBtu | FALSE | L | Annual | Allowances Sold MER | lbs | 0 | 0 | 0 | 0 | 0 | 0 | 0
NY New Units MER Rate Limit v3.1 | 772 | 7350 | MACT Fuel Choice Floor in lbs/MMBtu | FALSE | L | Annual | Allowances Banked | lbs | 0 | 0 | 0 | 0 | 0 | 0 | 0
NY New Units MER Rate Limit v3.1 | 772 | 7350 | MACT Fuel Choice Floor in lbs/MMBtu | FALSE | L | Annual | Allowances Withdrawn (1:1) | lbs | 0 | 0 | 0 | 0 | 0 | 0 | 0
NY New Units MER Rate Limit v3.1 | 772 | 7350 | MACT Fuel Choice Floor in lbs/MMBtu | FALSE | L | Annual | Allowances Withdrawn (n:1) | lbs | 0 | 0 | 0 | 0 | 0 | 0 | 0
NY New Units MER Rate Limit v3.1 | 772 | 7350 | MACT Fuel Choice Floor in lbs/MMBtu | FALSE | L | Annual | Net Emissions Allowance Position | lbs | 0 | 0 | 0 | 0 | 0 | 0 | 0
NY New Units MER Rate Limit v3.1 | 772 | 7350 | MACT Fuel Choice Floor in lbs/MMBtu | FALSE | L | Annual | Fuel Consumed | TBtu | 0 | 0 | 0 | 0 | 0 | 0 | 0
NY New Units MER Rate Limit v3.1 | 772 | 7350 | MACT Fuel Choice Floor in lbs/MMBtu | FALSE | L | Annual | Rate | lb/MMBtu | 0 | 0 | 0 | 0 | 0 | 0 | 0
NY New Units MER Rate Limit v3.1 | 772 | 7350 | MACT Fuel Choice Floor in lbs/MMBtu | FALSE | L | Annual | Generation | TWh | 0 | 0 | 0 | 0 | 0 | 0 | 0
NY New Units MER Rate Limit v3.1 | 772 | 7350 | MACT Fuel Choice Floor in lbs/MMBtu | FALSE | L | Annual | Qualifying Generation | TWh | 0 | 0 | 0 | 0 | 0 | 0 | 0
NY New Units MER Rate Limit v3.1 | 772 | 7350 | MACT Fuel Choice Floor in lbs/MMBtu | FALSE | L | Annual | Constraint Shadow Price | US2022$/Lb | 0 | 0 | 0 | 0 | 0 | 0 | 0
NY New Units MER Rate Limit v3.1 | 773 | 7350 | MACT Fuel Choice Floor in lbs/MMBtu | FALSE | L | Annual | Seasons Included | Seasons | Winter, Spring, Summer, Fall | Winter, Spring, Summer, Fall | Winter, Spring, Summer, Fall | Winter, Spring, Summer, Fall | Winter, Spring, Summer, Fall | Winter, Spring, Summer, Fall | Winter, Spring, Summer, Fall
NY New Units MER Rate Limit v3.1 | 773 | 7350 | MACT Fuel Choice Floor in lbs/MMBtu | FALSE | L | Annual | Emission Floor | lbs/MMBtu | 6e-07 | 6e-07 | 6e-07 | 6e-07 | 6e-07 | 6e-07 | 6e-07
NY New Units MER Rate Limit v3.1 | 773 | 7350 | MACT Fuel Choice Floor in lbs/MMBtu | FALSE | L | Annual | Emissions at Affected Plants MER | lbs | 0 | 0 | 0 | 0 | 0 | 0 | 0
NY New Units MER Rate Limit v3.1 | 773 | 7350 | MACT Fuel Choice Floor in lbs/MMBtu | FALSE | L | Annual | Allowances Purchased MER | lbs | 0 | 0 | 0 | 0 | 0 | 0 | 0
NY New Units MER Rate Limit v3.1 | 773 | 7350 | MACT Fuel Choice Floor in lbs/MMBtu | FALSE | L | Annual | Allowances Sold MER | lbs | 0 | 0 | 0 | 0 | 0 | 0 | 0
NY New Units MER Rate Limit v3.1 | 773 | 7350 | MACT Fuel Choice Floor in lbs/MMBtu | FALSE | L | Annual | Allowances Banked | lbs | 0 | 0 | 0 | 0 | 0 | 0 | 0
NY New Units MER Rate Limit v3.1 | 773 | 7350 | MACT Fuel Choice Floor in lbs/MMBtu | FALSE | L | Annual | Allowances Withdrawn (1:1) | lbs | 0 | 0 | 0 | 0 | 0 | 0 | 0
NY New Units MER Rate Limit v3.1 | 773 | 7350 | MACT Fuel Choice Floor in lbs/MMBtu | FALSE | L | Annual | Allowances Withdrawn (n:1) | lbs | 0 | 0 | 0 | 0 | 0 | 0 | 0
NY New Units MER Rate Limit v3.1 | 773 | 7350 | MACT Fuel Choice Floor in lbs/MMBtu | FALSE | L | Annual | Net Emissions Allowance Position | lbs | 0 | 0 | 0 | 0 | 0 | 0 | 0
NY New Units MER Rate Limit v3.1 | 773 | 7350 | MACT Fuel Choice Floor in lbs/MMBtu | FALSE | L | Annual | Fuel Consumed | TBtu | 0 | 0 | 0 | 0 | 0 | 0 | 0
NY New Units MER Rate Limit v3.1 | 773 | 7350 | MACT Fuel Choice Floor in lbs/MMBtu | FALSE | L | Annual | Rate | lb/MMBtu | 0 | 0 | 0 | 0 | 0 | 0 | 0
NY New Units MER Rate Limit v3.1 | 773 | 7350 | MACT Fuel Choice Floor in lbs/MMBtu | FALSE | L | Annual | Generation | TWh | 0 | 0 | 0 | 0 | 0 | 0 | 0
NY New Units MER Rate Limit v3.1 | 773 | 7350 | MACT Fuel Choice Floor in lbs/MMBtu | FALSE | L | Annual | Qualifying Generation | TWh | 0 | 0 | 0 | 0 | 0 | 0 | 0
NY New Units MER Rate Limit v3.1 | 773 | 7350 | MACT Fuel Choice Floor in lbs/MMBtu | FALSE | L | Annual | Constraint Shadow Price | US2022$/Lb | 0 | 0 | 0 | 0 | 0 | 0 | 0
NY New Units MER Rate Limit v3.1 | 774 | 7350 | MACT Fuel Choice Floor in lbs/MMBtu | FALSE | L | Annual | Seasons Included | Seasons | Winter, Spring, Summer, Fall | Winter, Spring, Summer, Fall | Winter, Spring, Summer, Fall | Winter, Spring, Summer, Fall | Winter, Spring, Summer, Fall | Winter, Spring, Summer, Fall | Winter, Spring, Summer, Fall
NY New Units MER Rate Limit v3.1 | 774 | 7350 | MACT Fuel Choice Floor in lbs/MMBtu | FALSE | L | Annual | Emission Floor | lbs/MMBtu | 6e-07 | 6e-07 | 6e-07 | 6e-07 | 6e-07 | 6e-07 | 6e-07
NY New Units MER Rate Limit v3.1 | 774 | 7350 | MACT Fuel Choice Floor in lbs/MMBtu | FALSE | L | Annual | Emissions at Affected Plants MER | lbs | 0 | 0 | 0 | 0 | 0 | 0 | 0
NY New Units MER Rate Limit v3.1 | 774 | 7350 | MACT Fuel Choice Floor in lbs/MMBtu | FALSE | L | Annual | Allowances Purchased MER | lbs | 0 | 0 | 0 | 0 | 0 | 0 | 0
NY New Units MER Rate Limit v3.1 | 774 | 7350 | MACT Fuel Choice Floor in lbs/MMBtu | FALSE | L | Annual | Allowances Sold MER | lbs | 0 | 0 | 0 | 0 | 0 | 0 | 0
NY New Units MER Rate Limit v3.1 | 774 | 7350 | MACT Fuel Choice Floor in lbs/MMBtu | FALSE | L | Annual | Allowances Banked | lbs | 0 | 0 | 0 | 0 | 0 | 0 | 0
NY New Units MER Rate Limit v3.1 | 774 | 7350 | MACT Fuel Choice Floor in lbs/MMBtu | FALSE | L | Annual | Allowances Withdrawn (1:1) | lbs | 0 | 0 | 0 | 0 | 0 | 0 | 0
NY New Units MER Rate Limit v3.1 | 774 | 7350 | MACT Fuel Choice Floor in lbs/MMBtu | FALSE | L | Annual | Allowances Withdrawn (n:1) | lbs | 0 | 0 | 0 | 0 | 0 | 0 | 0
NY New Units MER Rate Limit v3.1 | 774 | 7350 | MACT Fuel Choice Floor in lbs/MMBtu | FALSE | L | Annual | Net Emissions Allowance Position | lbs | 0 | 0 | 0 | 0 | 0 | 0 | 0
NY New Units MER Rate Limit v3.1 | 774 | 7350 | MACT Fuel Choice Floor in lbs/MMBtu | FALSE | L | Annual | Fuel Consumed | TBtu | 0 | 0 | 0 | 0 | 0 | 0 | 0
NY New Units MER Rate Limit v3.1 | 774 | 7350 | MACT Fuel Choice Floor in lbs/MMBtu | FALSE | L | Annual | Rate | lb/MMBtu | 0 | 0 | 0 | 0 | 0 | 0 | 0
NY New Units MER Rate Limit v3.1 | 774 | 7350 | MACT Fuel Choice Floor in lbs/MMBtu | FALSE | L | Annual | Generation | TWh | 0 | 0 | 0 | 0 | 0 | 0 | 0
NY New Units MER Rate Limit v3.1 | 774 | 7350 | MACT Fuel Choice Floor in lbs/MMBtu | FALSE | L | Annual | Qualifying Generation | TWh | 0 | 0 | 0 | 0 | 0 | 0 | 0
NY New Units MER Rate Limit v3.1 | 774 | 7350 | MACT Fuel Choice Floor in lbs/MMBtu | FALSE | L | Annual | Constraint Shadow Price | US2022$/Lb | 0 | 0 | 0 | 0 | 0 | 0 | 0
NY New Units MER Rate Limit v3.1 | 775 | 7350 | MACT Fuel Choice Floor in lbs/MMBtu | FALSE | L | Annual | Seasons Included | Seasons | Winter, Spring, Summer, Fall | Winter, Spring, Summer, Fall | Winter, Spring, Summer, Fall | Winter, Spring, Summer, Fall | Winter, Spring, Summer, Fall | Winter, Spring, Summer, Fall | Winter, Spring, Summer, Fall
NY New Units MER Rate Limit v3.1 | 775 | 7350 | MACT Fuel Choice Floor in lbs/MMBtu | FALSE | L | Annual | Emission Floor | lbs/MMBtu | 6e-07 | 6e-07 | 6e-07 | 6e-07 | 6e-07 | 6e-07 | 6e-07
NY New Units MER Rate Limit v3.1 | 775 | 7350 | MACT Fuel Choice Floor in lbs/MMBtu | FALSE | L | Annual | Emissions at Affected Plants MER | lbs | 0 | 0 | 0 | 0 | 0 | 0 | 0
NY New Units MER Rate Limit v3.1 | 775 | 7350 | MACT Fuel Choice Floor in lbs/MMBtu | FALSE | L | Annual | Allowances Purchased MER | lbs | 0 | 0 | 0 | 0 | 0 | 0 | 0
NY New Units MER Rate Limit v3.1 | 775 | 7350 | MACT Fuel Choice Floor in lbs/MMBtu | FALSE | L | Annual | Allowances Sold MER | lbs | 0 | 0 | 0 | 0 | 0 | 0 | 0
NY New Units MER Rate Limit v3.1 | 775 | 7350 | MACT Fuel Choice Floor in lbs/MMBtu | FALSE | L | Annual | Allowances Banked | lbs | 0 | 0 | 0 | 0 | 0 | 0 | 0
NY New Units MER Rate Limit v3.1 | 775 | 7350 | MACT Fuel Choice Floor in lbs/MMBtu | FALSE | L | Annual | Allowances Withdrawn (1:1) | lbs | 0 | 0 | 0 | 0 | 0 | 0 | 0
NY New Units MER Rate Limit v3.1 | 775 | 7350 | MACT Fuel Choice Floor in lbs/MMBtu | FALSE | L | Annual | Allowances Withdrawn (n:1) | lbs | 0 | 0 | 0 | 0 | 0 | 0 | 0
NY New Units MER Rate Limit v3.1 | 775 | 7350 | MACT Fuel Choice Floor in lbs/MMBtu | FALSE | L | Annual | Net Emissions Allowance Position | lbs | 0 | 0 | 0 | 0 | 0 | 0 | 0
NY New Units MER Rate Limit v3.1 | 775 | 7350 | MACT Fuel Choice Floor in lbs/MMBtu | FALSE | L | Annual | Fuel Consumed | TBtu | 0 | 0 | 0 | 0 | 0 | 0 | 0
NY New Units MER Rate Limit v3.1 | 775 | 7350 | MACT Fuel Choice Floor in lbs/MMBtu | FALSE | L | Annual | Rate | lb/MMBtu | 0 | 0 | 0 | 0 | 0 | 0 | 0
NY New Units MER Rate Limit v3.1 | 775 | 7350 | MACT Fuel Choice Floor in lbs/MMBtu | FALSE | L | Annual | Generation | TWh | 0 | 0 | 0 | 0 | 0 | 0 | 0
NY New Units MER Rate Limit v3.1 | 775 | 7350 | MACT Fuel Choice Floor in lbs/MMBtu | FALSE | L | Annual | Qualifying Generation | TWh | 0 | 0 | 0 | 0 | 0 | 0 | 0
NY New Units MER Rate Limit v3.1 | 775 | 7350 | MACT Fuel Choice Floor in lbs/MMBtu | FALSE | L | Annual | Constraint Shadow Price | US2022$/Lb | 0 | 0 | 0 | 0 | 0 | 0 | 0
NY- NOx Annual Budget- v6.20 | 776 | 7559 | Rate Constraint in MTons | FALSE | L | Annual | Seasons Included | Seasons | Winter, Spring, Summer, Fall | Winter, Spring, Summer, Fall | Winter, Spring, Summer, Fall | Winter, Spring, Summer, Fall | Winter, Spring, Summer, Fall | Winter, Spring, Summer, Fall | Winter, Spring, Summer, Fall
NY- NOx Annual Budget- v6.20 | 776 | 7559 | Rate Constraint in MTons | FALSE | L | Annual | Standard NOX | Thousand Tons | 16.081 | 16.081 | 16.081 | 16.081 | 16.081 | 16.081 | 16.081
NY- NOx Annual Budget- v6.20 | 776 | 7559 | Rate Constraint in MTons | FALSE | L | Annual | Emissions at Affected Plants NOX | Thousand Tons | 3.6369 | 3.2515 | 2.8109 | 0.67073 | 0.76194 | 0.71092 | 0.67528
NY- NOx Annual Budget- v6.20 | 776 | 7559 | Rate Constraint in MTons | FALSE | L | Annual | Allowances Purchased NOX | Thousand Tons | 0 | 0 | 0 | 0 | 0 | 0 | 0
NY- NOx Annual Budget- v6.20 | 776 | 7559 | Rate Constraint in MTons | FALSE | L | Annual | Allowances Sold NOX | Thousand Tons | 0 | 0 | 0 | 0 | 0 | 0 | 0
NY- NOx Annual Budget- v6.20 | 776 | 7559 | Rate Constraint in MTons | FALSE | L | Annual | Allowances Banked | Thousand Tons | 0 | 0 | 13.2701 | 4.2163 | 5.9528 | 15.3701 | 0
NY- NOx Annual Budget- v6.20 | 776 | 7559 | Rate Constraint in MTons | FALSE | L | Annual | Allowances Withdrawn (1:1) | Thousand Tons | 0 | 0 | 0 | 0 | -16.081 | 0 | -16.081
NY- NOx Annual Budget- v6.20 | 776 | 7559 | Rate Constraint in MTons | FALSE | L | Annual | Allowances Withdrawn (n:1) | Thousand Tons | 0 | 0 | 0 | 0 | 0 | 0 | 0
NY- NOx Annual Budget- v6.20 | 776 | 7559 | Rate Constraint in MTons | FALSE | L | Annual | Net Emissions Allowance Position | Thousand Tons | 3.6369 | 3.2515 | 16.081 | 4.887 | -9.3663 | 16.081 | -15.4057
NY- NOx Annual Budget- v6.20 | 776 | 7559 | Rate Constraint in MTons | FALSE | L | Annual | Fuel Consumed | TBtu | 350.2836 | 356.0577 | 288.7936 | 100.2836 | 108.0745 | 114.7209 | 117.0944
NY- NOx Annual Budget- v6.20 | 776 | 7559 | Rate Constraint in MTons | FALSE | L | Annual | Rate | lb/MMBtu | 0.020766 | 0.018264 | 0.019466 | 0.013377 | 0.0141 | 0.012394 | 0.011534
NY- NOx Annual Budget- v6.20 | 776 | 7559 | Rate Constraint in MTons | FALSE | L | Annual | Generation | TWh | 46.8168 | 48.3612 | 39.1861 | 14.0011 | 14.9355 | 15.645 | 16.6967
NY- NOx Annual Budget- v6.20 | 776 | 7559 | Rate Constraint in MTons | FALSE | L | Annual | Qualifying Generation | TWh | 46.8168 | 48.3612 | 39.1861 | 13.9068 | 14.8019 | 15.5051 | 16.2579
NY- NOx Annual Budget- v6.20 | 776 | 7559 | Rate Constraint in MTons | FALSE | L | Annual | Rate | lb/MWh | 0.15537 | 0.13447 | 0.14346 | 0.096461 | 0.10295 | 0.091702 | 0.083071
NY- NOx Annual Budget- v6.20 | 776 | 7559 | Rate Constraint in MTons | FALSE | L | Annual | Constraint Shadow Price | US2022$/Ton | 0 | 0 | 0 | 0 | 0 | 0 | 0
NY- NOx Ozone Season Budget- v6.20 | 777 | 7558 | Rate Constraint in MTons | FALSE | L | Annual | Seasons Included | Seasons | Summer | Summer | Summer | Summer | Summer | Summer | Summer
NY- NOx Ozone Season Budget- v6.20 | 777 | 7558 | Rate Constraint in MTons | FALSE | L | Annual | Standard NOX | Thousand Tons | 5.135 | 5.135 | 5.135 | 5.135 | 5.135 | 5.135 | 5.135
NY- NOx Ozone Season Budget- v6.20 | 777 | 7558 | Rate Constraint in MTons | FALSE | L | Annual | Emissions at Affected Plants NOX | Thousand Tons | 2.2248 | 1.9323 | 1.7858 | 0.65965 | 0.74102 | 0.64506 | 0.59984
NY- NOx Ozone Season Budget- v6.20 | 777 | 7558 | Rate Constraint in MTons | FALSE | L | Annual | Allowances Purchased NOX | Thousand Tons | 0 | 0 | 0 | 0 | 0 | 0 | 0
NY- NOx Ozone Season Budget- v6.20 | 777 | 7558 | Rate Constraint in MTons | FALSE | L | Annual | Allowances Sold NOX | Thousand Tons | 0 | 0 | 0 | 0 | 0 | 0 | 0
NY- NOx Ozone Season Budget- v6.20 | 777 | 7558 | Rate Constraint in MTons | FALSE | L | Annual | Allowances Banked | Thousand Tons | 0 | 0.22237 | 3.3492 | 0 | 4.394 | 7.0512 | 0
NY- NOx Ozone Season Budget- v6.20 | 777 | 7558 | Rate Constraint in MTons | FALSE | L | Annual | Allowances Withdrawn (1:1) | Thousand Tons | 0 | 0 | 0 | -5.135 | 0 | -5.135 | -5.135
NY- NOx Ozone Season Budget- v6.20 | 777 | 7558 | Rate Constraint in MTons | FALSE | L | Annual | Allowances Withdrawn (n:1) | Thousand Tons | 0 | 0 | 0 | 0 | 0 | 0 | 0
NY- NOx Ozone Season Budget- v6.20 | 777 | 7558 | Rate Constraint in MTons | FALSE | L | Annual | Net Emissions Allowance Position | Thousand Tons | 2.2248 | 2.1546 | 5.135 | -4.4754 | 5.135 | 2.5613 | -4.5352
NY- NOx Ozone Season Budget- v6.20 | 777 | 7558 | Rate Constraint in MTons | FALSE | L | Annual | Fuel Consumed | TBtu | 190.475 | 198.68 | 188.7369 | 98.037 | 103.9339 | 101.16 | 102.841
NY- NOx Ozone Season Budget- v6.20 | 777 | 7558 | Rate Constraint in MTons | FALSE | L | Annual | Rate | lb/MMBtu | 0.023361 | 0.019451 | 0.018924 | 0.013457 | 0.014259 | 0.012753 | 0.011665
NY- NOx Ozone Season Budget- v6.20 | 777 | 7558 | Rate Constraint in MTons | FALSE | L | Annual | Generation | TWh | 24.5379 | 26.2679 | 25.0475 | 13.6876 | 14.3118 | 13.653 | 14.554
NY- NOx Ozone Season Budget- v6.20 | 777 | 7558 | Rate Constraint in MTons | FALSE | L | Annual | Qualifying Generation | TWh | 24.5379 | 26.2679 | 25.0475 | 13.5977 | 14.1929 | 13.5341 | 14.1647
NY- NOx Ozone Season Budget- v6.20 | 777 | 7558 | Rate Constraint in MTons | FALSE | L | Annual | Rate | lb/MWh | 0.18134 | 0.14712 | 0.14259 | 0.097023 | 0.10442 | 0.095324 | 0.084695
NY- NOx Ozone Season Budget- v6.20 | 777 | 7558 | Rate Constraint in MTons | FALSE | L | Annual | Constraint Shadow Price | US2022$/Ton | 0 | 0 | 0 | 0 | 0 | 0 | 0
NY- NOx Ozone Season Limit- CT Gas Units- v6.20 | 778 | 7639 | Rate Constraint in lbs/MMBtu | FALSE | L | Annual | Seasons Included | Seasons | Summer | Summer | Summer | Summer | Summer | Summer | Summer
NY- NOx Ozone Season Limit- CT Gas Units- v6.20 | 778 | 7639 | Rate Constraint in lbs/MMBtu | FALSE | L | Annual | Standard NOX | lb/MMBtu | 0.09191 | 0.09191 | 0.09191 | 0.09191 | 0.09191 | 0.09191 | 0.09191
NY- NOx Ozone Season Limit- CT Gas Units- v6.20 | 778 | 7639 | Rate Constraint in lbs/MMBtu | FALSE | L | Annual | Emissions at Affected Plants NOX | Thousand Tons | 0.071713 | 0.076948 | 0.049609 | 0.059944 | 0.056841 | 0.051779 | 0.045609
NY- NOx Ozone Season Limit- CT Gas Units- v6.20 | 778 | 7639 | Rate Constraint in lbs/MMBtu | FALSE | L | Annual | Allowances Purchased NOX | Thousand Tons | 0 | 0 | 0 | 0 | 0 | 0 | 0
NY- NOx Ozone Season Limit- CT Gas Units- v6.20 | 778 | 7639 | Rate Constraint in lbs/MMBtu | FALSE | L | Annual | Allowances Sold NOX | Thousand Tons | 0 | 0 | 0 | 0 | 0 | 0 | 0
NY- NOx Ozone Season Limit- CT Gas Units- v6.20 | 778 | 7639 | Rate Constraint in lbs/MMBtu | FALSE | L | Annual | Allowances Banked | Thousand Tons | 0 | 0 | 0 | 0 | 0 | 0 | 0
NY- NOx Ozone Season Limit- CT Gas Units- v6.20 | 778 | 7639 | Rate Constraint in lbs/MMBtu | FALSE | L | Annual | Allowances Withdrawn (1:1) | Thousand Tons | 0 | 0 | 0 | 0 | 0 | 0 | 0
NY- NOx Ozone Season Limit- CT Gas Units- v6.20 | 778 | 7639 | Rate Constraint in lbs/MMBtu | FALSE | L | Annual | Allowances Withdrawn (n:1) | Thousand Tons | 0 | 0 | 0 | 0 | 0 | 0 | 0
NY- NOx Ozone Season Limit- CT Gas Units- v6.20 | 778 | 7639 | Rate Constraint in lbs/MMBtu | FALSE | L | Annual | Net Emissions Allowance Position | Thousand Tons | 0.071713 | 0.076948 | 0.049609 | 0.059944 | 0.056841 | 0.051779 | 0.045609
NY- NOx Ozone Season Limit- CT Gas Units- v6.20 | 778 | 7639 | Rate Constraint in lbs/MMBtu | FALSE | L | Annual | Fuel Consumed | TBtu | 4.4732 | 4.1738 | 3.6622 | 2.8597 | 2.4463 | 3.4652 | 1.8452
NY- NOx Ozone Season Limit- CT Gas Units- v6.20 | 778 | 7639 | Rate Constraint in lbs/MMBtu | FALSE | L | Annual | Rate | lb/MMBtu | 0.032063 | 0.036871 | 0.027092 | 0.041923 | 0.046471 | 0.029886 | 0.049435
NY- NOx Ozone Season Limit- CT Gas Units- v6.20 | 778 | 7639 | Rate Constraint in lbs/MMBtu | FALSE | L | Annual | Generation | TWh | 0.39092 | 0.36202 | 0.33312 | 0.23187 | 0.20116 | 0.31152 | 0.16721
NY- NOx Ozone Season Limit- CT Gas Units- v6.20 | 778 | 7639 | Rate Constraint in lbs/MMBtu | FALSE | L | Annual | Qualifying Generation | TWh | 0.39092 | 0.36202 | 0.33312 | 0.23187 | 0.20116 | 0.31152 | 0.16721
NY- NOx Ozone Season Limit- CT Gas Units- v6.20 | 778 | 7639 | Rate Constraint in lbs/MMBtu | FALSE | L | Annual | Rate | lb/MWh | 0.3669 | 0.4251 | 0.29784 | 0.51704 | 0.56514 | 0.33243 | 0.54551
NY- NOx Ozone Season Limit- CT Gas Units- v6.20 | 778 | 7639 | Rate Constraint in lbs/MMBtu | FALSE | L | Annual | Constraint Shadow Price | US2022$/Ton | 0 | 0 | 0 | 0 | 0 | 0 | 0
NY- NOx Ozone Season Limit- CT Oil Units- v6.20 | 779 | 7640 | Rate Constraint in lbs/MMBtu | FALSE | L | Annual | Seasons Included | Seasons | Summer | Summer | Summer | Summer | Summer | Summer | Summer
NY- NOx Ozone Season Limit- CT Oil Units- v6.20 | 779 | 7640 | Rate Constraint in lbs/MMBtu | FALSE | L | Annual | Standard NOX | lb/MMBtu | 0.16279 | 0.16279 | 0.16279 | 0.16279 | 0.16279 | 0.16279 | 0.16279
NY- NOx Ozone Season Limit- CT Oil Units- v6.20 | 779 | 7640 | Rate Constraint in lbs/MMBtu | FALSE | L | Annual | Emissions at Affected Plants NOX | Thousand Tons | 0 | 0 | 0.0007305 | 0 | 0 | 0 | 0
NY- NOx Ozone Season Limit- CT Oil Units- v6.20 | 779 | 7640 | Rate Constraint in lbs/MMBtu | FALSE | L | Annual | Allowances Purchased NOX | Thousand Tons | 0 | 0 | 0 | 0 | 0 | 0 | 0
NY- NOx Ozone Season Limit- CT Oil Units- v6.20 | 779 | 7640 | Rate Constraint in lbs/MMBtu | FALSE | L | Annual | Allowances Sold NOX | Thousand Tons | 0 | 0 | 0 | 0 | 0 | 0 | 0
NY- NOx Ozone Season Limit- CT Oil Units- v6.20 | 779 | 7640 | Rate Constraint in lbs/MMBtu | FALSE | L | Annual | Allowances Banked | Thousand Tons | 0 | 0 | 0 | 0 | 0 | 0 | 0
NY- NOx Ozone Season Limit- CT Oil Units- v6.20 | 779 | 7640 | Rate Constraint in lbs/MMBtu | FALSE | L | Annual | Allowances Withdrawn (1:1) | Thousand Tons | 0 | 0 | 0 | 0 | 0 | 0 | 0
NY- NOx Ozone Season Limit- CT Oil Units- v6.20 | 779 | 7640 | Rate Constraint in lbs/MMBtu | FALSE | L | Annual | Allowances Withdrawn (n:1) | Thousand Tons | 0 | 0 | 0 | 0 | 0 | 0 | 0
NY- NOx Ozone Season Limit- CT Oil Units- v6.20 | 779 | 7640 | Rate Constraint in lbs/MMBtu | FALSE | L | Annual | Net Emissions Allowance Position | Thousand Tons | 0 | 0 | 0.0007305 | 0 | 0 | 0 | 0
NY- NOx Ozone Season Limit- CT Oil Units- v6.20 | 779 | 7640 | Rate Constraint in lbs/MMBtu | FALSE | L | Annual | Fuel Consumed | TBtu | 0 | 0 | 0.011733 | 0 | 0 | 0 | 0
NY- NOx Ozone Season Limit- CT Oil Units- v6.20 | 779 | 7640 | Rate Constraint in lbs/MMBtu | FALSE | L | Annual | Rate | lb/MMBtu | 0 | 0 | 0.12452 | 0 | 0 | 0 | 0
NY- NOx Ozone Season Limit- CT Oil Units- v6.20 | 779 | 7640 | Rate Constraint in lbs/MMBtu | FALSE | L | Annual | Generation | TWh | 0 | 0 | 0.00083688 | 0 | 0 | 0 | 0
NY- NOx Ozone Season Limit- CT Oil Units- v6.20 | 779 | 7640 | Rate Constraint in lbs/MMBtu | FALSE | L | Annual | Qualifying Generation | TWh | 0 | 0 | 0.00083688 | 0 | 0 | 0 | 0
NY- NOx Ozone Season Limit- CT Oil Units- v6.20 | 779 | 7640 | Rate Constraint in lbs/MMBtu | FALSE | L | Annual | Rate | lb/MWh | 0 | 0 | 1.7458 | 0 | 0 | 0 | 0
NY- NOx Ozone Season Limit- CT Oil Units- v6.20 | 779 | 7640 | Rate Constraint in lbs/MMBtu | FALSE | L | Annual | Constraint Shadow Price | US2022$/Ton | 0 | 0 | 0 | 0 | 0 | 0 | 0
NY- SO2 Annual Budget- v6.20 | 780 | 7560 | Rate Constraint in MTons | FALSE | L | Annual | Seasons Included | Seasons | Winter, Spring, Summer, Fall | Winter, Spring, Summer, Fall | Winter, Spring, Summer, Fall | Winter, Spring, Summer, Fall | Winter, Spring, Summer, Fall | Winter, Spring, Summer, Fall | Winter, Spring, Summer, Fall
NY- SO2 Annual Budget- v6.20 | 780 | 7560 | Rate Constraint in MTons | FALSE | L | Annual | Standard SO2 | Thousand Tons | 27.556 | 27.556 | 27.556 | 27.556 | 27.556 | 27.556 | 27.556
NY- SO2 Annual Budget- v6.20 | 780 | 7560 | Rate Constraint in MTons | FALSE | L | Annual | Emissions at Affected Plants SO2 | Thousand Tons | 0 | 0 | 0 | 0 | 0 | 0 | 0
NY- SO2 Annual Budget- v6.20 | 780 | 7560 | Rate Constraint in MTons | FALSE | L | Annual | Allowances Purchased SO2 | Thousand Tons | 0 | 0 | 0 | 0 | 0 | 0 | 0
NY- SO2 Annual Budget- v6.20 | 780 | 7560 | Rate Constraint in MTons | FALSE | L | Annual | Allowances Sold SO2 | Thousand Tons | 0 | 0 | 0 | 0 | 0 | 0 | 0
NY- SO2 Annual Budget- v6.20 | 780 | 7560 | Rate Constraint in MTons | FALSE | L | Annual | Allowances Banked | Thousand Tons | 0 | 0 | 0 | 0 | 0 | 0 | 0
NY- SO2 Annual Budget- v6.20 | 780 | 7560 | Rate Constraint in MTons | FALSE | L | Annual | Allowances Withdrawn (1:1) | Thousand Tons | 0 | 0 | 0 | 0 | 0 | 0 | 0
NY- SO2 Annual Budget- v6.20 | 780 | 7560 | Rate Constraint in MTons | FALSE | L | Annual | Allowances Withdrawn (n:1) | Thousand Tons | 0 | 0 | 0 | 0 | 0 | 0 | 0
NY- SO2 Annual Budget- v6.20 | 780 | 7560 | Rate Constraint in MTons | FALSE | L | Annual | Net Emissions Allowance Position | Thousand Tons | 0 | 0 | 0 | 0 | 0 | 0 | 0
NY- SO2 Annual Budget- v6.20 | 780 | 7560 | Rate Constraint in MTons | FALSE | L | Annual | Fuel Consumed | TBtu | 350.2836 | 356.0577 | 288.7936 | 100.2836 | 108.0745 | 114.7209 | 117.0944
NY- SO2 Annual Budget- v6.20 | 780 | 7560 | Rate Constraint in MTons | FALSE | L | Annual | Rate | lb/MMBtu | 0 | 0 | 0 | 0 | 0 | 0 | 0
NY- SO2 Annual Budget- v6.20 | 780 | 7560 | Rate Constraint in MTons | FALSE | L | Annual | Generation | TWh | 46.8168 | 48.3612 | 39.1861 | 14.0011 | 14.9355 | 15.645 | 16.6967
NY- SO2 Annual Budget- v6.20 | 780 | 7560 | Rate Constraint in MTons | FALSE | L | Annual | Qualifying Generation | TWh | 46.8168 | 48.3612 | 39.1861 | 13.9068 | 14.8019 | 15.5051 | 16.2579
NY- SO2 Annual Budget- v6.20 | 780 | 7560 | Rate Constraint in MTons | FALSE | L | Annual | Rate | lb/MWh | 0 | 0 | 0 | 0 | 0 | 0 | 0
NY- SO2 Annual Budget- v6.20 | 780 | 7560 | Rate Constraint in MTons | FALSE | L | Annual | Constraint Shadow Price | US2022$/Ton | 0 | 0 | 0 | 0 | 0 | 0 | 0
OR - CO2 Cap Annual v6.21 | 781 | 7736 | Rate Constraint in MTons | FALSE | L | Annual | Seasons Included | Seasons | Winter, Spring, Summer, Fall | Winter, Spring, Summer, Fall | Winter, Spring, Summer, Fall | Winter, Spring, Summer, Fall | Winter, Spring, Summer, Fall | Winter, Spring, Summer, Fall | Winter, Spring, Summer, Fall
OR - CO2 Cap Annual v6.21 | 781 | 7736 | Rate Constraint in MTons | FALSE | L | Annual | Standard CO2 | Thousand Tons | NA | 1847.1125 | 923.5562 | 0 | 0 | 0 | 0
OR - CO2 Cap Annual v6.21 | 781 | 7736 | Rate Constraint in MTons | FALSE | L | Annual | Emissions at Affected Plants CO2 | Thousand Tons | 0 | 1847.1125 | 923.5562 | 0 | 0 | 0 | 0
OR - CO2 Cap Annual v6.21 | 781 | 7736 | Rate Constraint in MTons | FALSE | L | Annual | Allowances Purchased CO2 | Thousand Tons | 0 | 0 | 0 | 0 | 0 | 0 | 0
OR - CO2 Cap Annual v6.21 | 781 | 7736 | Rate Constraint in MTons | FALSE | L | Annual | Allowances Sold CO2 | Thousand Tons | 0 | 0 | 0 | 0 | 0 | 0 | 0
OR - CO2 Cap Annual v6.21 | 781 | 7736 | Rate Constraint in MTons | FALSE | L | Annual | Allowances Banked | Thousand Tons | 0 | 0 | 0 | 0 | 0 | 0 | 0
OR - CO2 Cap Annual v6.21 | 781 | 7736 | Rate Constraint in MTons | FALSE | L | Annual | Allowances Withdrawn (1:1) | Thousand Tons | 0 | 0 | 0 | 0 | 0 | 0 | 0
OR - CO2 Cap Annual v6.21 | 781 | 7736 | Rate Constraint in MTons | FALSE | L | Annual | Allowances Withdrawn (n:1) | Thousand Tons | 0 | 0 | 0 | 0 | 0 | 0 | 0
OR - CO2 Cap Annual v6.21 | 781 | 7736 | Rate Constraint in MTons | FALSE | L | Annual | Net Emissions Allowance Position | Thousand Tons | 0 | 1847.1125 | 923.5562 | 0 | 0 | 0 | 0
OR - CO2 Cap Annual v6.21 | 781 | 7736 | Rate Constraint in MTons | FALSE | L | Annual | Fuel Consumed | TBtu | 0 | 33.0742 | 17.1972 | 1.5623 | 1.5623 | 1.5164 | 30.9286
OR - CO2 Cap Annual v6.21 | 781 | 7736 | Rate Constraint in MTons | FALSE | L | Annual | Rate | lb/MMBtu | 0 | 111.695 | 107.4079 | 0 | 0 | 0 | 0
OR - CO2 Cap Annual v6.21 | 781 | 7736 | Rate Constraint in MTons | FALSE | L | Annual | Generation | TWh | 0 | 4.2633 | 2.3084 | 0.15672 | 0.15672 | 0.15261 | 1.1356
OR - CO2 Cap Annual v6.21 | 781 | 7736 | Rate Constraint in MTons | FALSE | L | Annual | Qualifying Generation | TWh | 0 | 4.2633 | 2.3084 | 0.15672 | 0.15672 | 0.15261 | 1.1356
OR - CO2 Cap Annual v6.21 | 781 | 7736 | Rate Constraint in MTons | FALSE | L | Annual | Rate | lb/MWh | 0 | 866.5269 | 800.1717 | 0 | 0 | 0 | 0
OR - CO2 Cap Annual v6.21 | 781 | 7736 | Rate Constraint in MTons | FALSE | L | Annual | Constraint Shadow Price | US2022$/Ton | 0 | 17.7844 | 27.645 | 2075.7535 | 751.0812 | 630.1754 | 1300.9065
OR Utility Hg Rule - MER Removal New Units v3.1 | 782 | 7563 | MACT Fuel Choice Floor in lbs/MMBtu | FALSE | L | Annual | Seasons Included | Seasons | Winter, Spring, Summer, Fall | Winter, Spring, Summer, Fall | Winter, Spring, Summer, Fall | Winter, Spring, Summer, Fall | Winter, Spring, Summer, Fall | Winter, Spring, Summer, Fall | Winter, Spring, Summer, Fall
OR Utility Hg Rule - MER Removal New Units v3.1 | 782 | 7563 | MACT Fuel Choice Floor in lbs/MMBtu | FALSE | L | Annual | Emission Floor | lbs/MMBtu | 6e-07 | 6e-07 | 6e-07 | 6e-07 | 6e-07 | 6e-07 | 6e-07
OR Utility Hg Rule - MER Removal New Units v3.1 | 782 | 7563 | MACT Fuel Choice Floor in lbs/MMBtu | FALSE | L | Annual | Emissions at Affected Plants MER | lbs | 0 | 0 | 0 | 0 | 0 | 0 | 0
OR Utility Hg Rule - MER Removal New Units v3.1 | 782 | 7563 | MACT Fuel Choice Floor in lbs/MMBtu | FALSE | L | Annual | Allowances Purchased MER | lbs | 0 | 0 | 0 | 0 | 0 | 0 | 0
OR Utility Hg Rule - MER Removal New Units v3.1 | 782 | 7563 | MACT Fuel Choice Floor in lbs/MMBtu | FALSE | L | Annual | Allowances Sold MER | lbs | 0 | 0 | 0 | 0 | 0 | 0 | 0
OR Utility Hg Rule - MER Removal New Units v3.1 | 782 | 7563 | MACT Fuel Choice Floor in lbs/MMBtu | FALSE | L | Annual | Allowances Banked | lbs | 0 | 0 | 0 | 0 | 0 | 0 | 0
OR Utility Hg Rule - MER Removal New Units v3.1 | 782 | 7563 | MACT Fuel Choice Floor in lbs/MMBtu | FALSE | L | Annual | Allowances Withdrawn (1:1) | lbs | 0 | 0 | 0 | 0 | 0 | 0 | 0
OR Utility Hg Rule - MER Removal New Units v3.1 | 782 | 7563 | MACT Fuel Choice Floor in lbs/MMBtu | FALSE | L | Annual | Allowances Withdrawn (n:1) | lbs | 0 | 0 | 0 | 0 | 0 | 0 | 0
OR Utility Hg Rule - MER Removal New Units v3.1 | 782 | 7563 | MACT Fuel Choice Floor in lbs/MMBtu | FALSE | L | Annual | Net Emissions Allowance Position | lbs | 0 | 0 | 0 | 0 | 0 | 0 | 0
OR Utility Hg Rule - MER Removal New Units v3.1 | 782 | 7563 | MACT Fuel Choice Floor in lbs/MMBtu | FALSE | L | Annual | Fuel Consumed | TBtu | 0 | 0 | 0 | 0 | 0 | 0 | 0
OR Utility Hg Rule - MER Removal New Units v3.1 | 782 | 7563 | MACT Fuel Choice Floor in lbs/MMBtu | FALSE | L | Annual | Rate | lb/MMBtu | 0 | 0 | 0 | 0 | 0 | 0 | 0
OR Utility Hg Rule - MER Removal New Units v3.1 | 782 | 7563 | MACT Fuel Choice Floor in lbs/MMBtu | FALSE | L | Annual | Generation | TWh | 0 | 0 | 0 | 0 | 0 | 0 | 0
OR Utility Hg Rule - MER Removal New Units v3.1 | 782 | 7563 | MACT Fuel Choice Floor in lbs/MMBtu | FALSE | L | Annual | Qualifying Generation | TWh | 0 | 0 | 0 | 0 | 0 | 0 | 0
OR Utility Hg Rule - MER Removal New Units v3.1 | 782 | 7563 | MACT Fuel Choice Floor in lbs/MMBtu | FALSE | L | Annual | Constraint Shadow Price | US2022$/Lb | 0 | 0 | 0 | 0 | 0 | 0 | 0
Ozone Season NOX Cap TR - AL | 783 | 7705 | Rate Constraint in MTons | FALSE | L | Annual | Seasons Included | Seasons | Summer | Summer | Summer | Summer | Summer | Summer | Summer
Ozone Season NOX Cap TR - AL | 783 | 7705 | Rate Constraint in MTons | FALSE | L | Annual | Standard NOX | Thousand Tons | 7.546 | 5.578 | 5.578 | 5.578 | 5.578 | 5.578 | 5.578
Ozone Season NOX Cap TR - AL | 783 | 7705 | Rate Constraint in MTons | FALSE | L | Annual | Emissions at Affected Plants NOX | Thousand Tons | 4.2184 | 5.3648 | 5.0701 | 5.0013 | 1.0299 | 0.96612 | 1.2925
Ozone Season NOX Cap TR - AL | 783 | 7705 | Rate Constraint in MTons | FALSE | L | Annual | Allowances Purchased NOX | Thousand Tons | 0 | 0 | 0 | 0 | 0 | 0 | 0
Ozone Season NOX Cap TR - AL | 783 | 7705 | Rate Constraint in MTons | FALSE | L | Annual | Allowances Sold NOX | Thousand Tons | 0 | 0 | 0 | 0 | 0 | 0 | 0
Ozone Season NOX Cap TR - AL | 783 | 7705 | Rate Constraint in MTons | FALSE | L | Annual | Allowances Banked | Thousand Tons | 0 | 0 | 0 | 0 | 0 | 0 | 0
Ozone Season NOX Cap TR - AL | 783 | 7705 | Rate Constraint in MTons | FALSE | L | Annual | Allowances Withdrawn (1:1) | Thousand Tons | 0 | 0 | 0 | 0 | 0 | 0 | 0
Ozone Season NOX Cap TR - AL | 783 | 7705 | Rate Constraint in MTons | FALSE | L | Annual | Allowances Withdrawn (n:1) | Thousand Tons | 0 | 0 | 0 | 0 | 0 | 0 | 0
Ozone Season NOX Cap TR - AL | 783 | 7705 | Rate Constraint in MTons | FALSE | L | Annual | Net Emissions Allowance Position | Thousand Tons | 4.2184 | 5.3648 | 5.0701 | 5.0013 | 1.0299 | 0.96612 | 1.2925
Ozone Season NOX Cap TR - AL | 783 | 7705 | Rate Constraint in MTons | FALSE | L | Annual | Fuel Consumed | TBtu | 328.9653 | 346.2761 | 343.1526 | 338.5429 | 180.1093 | 149.7803 | 204.3698
Ozone Season NOX Cap TR - AL | 783 | 7705 | Rate Constraint in MTons | FALSE | L | Annual | Rate | lb/MMBtu | 0.025646 | 0.030986 | 0.02955 | 0.029546 | 0.011436 | 0.0129 | 0.012649
Ozone Season NOX Cap TR - AL | 783 | 7705 | Rate Constraint in MTons | FALSE | L | Annual | Generation | TWh | 43.5129 | 44.6915 | 41.0293 | 40.3964 | 26.8274 | 25.3628 | 32.6043
Ozone Season NOX Cap TR - AL | 783 | 7705 | Rate Constraint in MTons | FALSE | L | Annual | Qualifying Generation | TWh | 43.0706 | 44.383 | 40.7164 | 40.1646 | 25.8142 | 20.9329 | 28.5307
Ozone Season NOX Cap TR - AL | 783 | 7705 | Rate Constraint in MTons | FALSE | L | Annual | Rate | lb/MWh | 0.19588 | 0.24175 | 0.24904 | 0.24904 | 0.07979 | 0.092307 | 0.090604
Ozone Season NOX Cap TR - AL | 783 | 7705 | Rate Constraint in MTons | FALSE | L | Annual | Constraint Shadow Price | US2022$/Ton | 0 | 0 | 0 | 0 | 0 | 0 | 0
Ozone Season NOX Cap TR - AR | 784 | 7706 | Rate Constraint in MTons | FALSE | L | Annual | Seasons Included | Seasons | Summer | Summer | Summer | Summer | Summer | Summer | Summer
Ozone Season NOX Cap TR - AR | 784 | 7706 | Rate Constraint in MTons | FALSE | L | Annual | Standard NOX | Thousand Tons | 4.877 | 4.334 | 4.334 | 4.334 | 4.334 | 4.334 | 4.334
Ozone Season NOX Cap TR - AR | 784 | 7706 | Rate Constraint in MTons | FALSE | L | Annual | Emissions at Affected Plants NOX | Thousand Tons | 4.877 | 2.7677 | 1.1133 | 0.66156 | 0.39252 | 0.28082 | 0.47978
Ozone Season NOX Cap TR - AR | 784 | 7706 | Rate Constraint in MTons | FALSE | L | Annual | Allowances Purchased NOX | Thousand Tons | 0 | 0 | 0 | 0 | 0 | 0 | 0
Ozone Season NOX Cap TR - AR | 784 | 7706 | Rate Constraint in MTons | FALSE | L | Annual | Allowances Sold NOX | Thousand Tons | 0 | 0 | 0 | 0 | 0 | 0 | 0
Ozone Season NOX Cap TR - AR | 784 | 7706 | Rate Constraint in MTons | FALSE | L | Annual | Allowances Banked | Thousand Tons | 0 | 0 | 0 | 0 | 0 | 0 | 0
Ozone Season NOX Cap TR - AR | 784 | 7706 | Rate Constraint in MTons | FALSE | L | Annual | Allowances Withdrawn (1:1) | Thousand Tons | 0 | 0 | 0 | 0 | 0 | 0 | 0
Ozone Season NOX Cap TR - AR | 784 | 7706 | Rate Constraint in MTons | FALSE | L | Annual | Allowances Withdrawn (n:1) | Thousand Tons | 0 | 0 | 0 | 0 | 0 | 0 | 0
Ozone Season NOX Cap TR - AR | 784 | 7706 | Rate Constraint in MTons | FALSE | L | Annual | Net Emissions Allowance Position | Thousand Tons | 4.877 | 2.7677 | 1.1133 | 0.66156 | 0.39252 | 0.28082 | 0.47978
Ozone Season NOX Cap TR - AR | 784 | 7706 | Rate Constraint in MTons | FALSE | L | Annual | Fuel Consumed | TBtu | 152.0185 | 146.9173 | 97.5165 | 55.2508 | 38.7734 | 21.405 | 33.1334
Ozone Season NOX Cap TR - AR | 784 | 7706 | Rate Constraint in MTons | FALSE | L | Annual | Rate | lb/MMBtu | 0.064163 | 0.037677 | 0.022832 | 0.023948 | 0.020247 | 0.026239 | 0.028961
Ozone Season NOX Cap TR - AR | 784 | 7706 | Rate Constraint in MTons | FALSE | L | Annual | Generation | TWh | 18.4712 | 18.1905 | 13.1476 | 7.4818 | 5.4362 | 3.0066 | 4.6357
Ozone Season NOX Cap TR - AR | 784 | 7706 | Rate Constraint in MTons | FALSE | L | Annual | Qualifying Generation | TWh | 18.4712 | 18.1905 | 13.1476 | 7.4818 | 5.4355 | 2.9743 | 4.5697
Ozone Season NOX Cap TR - AR | 784 | 7706 | Rate Constraint in MTons | FALSE | L | Annual | Rate | lb/MWh | 0.52807 | 0.3043 | 0.16935 | 0.17684 | 0.14443 | 0.18884 | 0.20998
Ozone Season NOX Cap TR - AR | 784 | 7706 | Rate Constraint in MTons | FALSE | L | Annual | Constraint Shadow Price | US2022$/Ton | 4535.362 | 0 | 0 | 0 | 0 | 0 | 0
Ozone Season NOX Cap TR - IL | 785 | 7708 | Rate Constraint in MTons | FALSE | L | Annual | Seasons Included | Seasons | Summer | Summer | Summer | Summer | Summer | Summer | Summer
Ozone Season NOX Cap TR - IL | 785 | 7708 | Rate Constraint in MTons | FALSE | L | Annual | Standard NOX | Thousand Tons | 5.511 | 4.901 | 4.901 | 4.901 | 4.901 | 4.901 | 4.901
Ozone Season NOX Cap TR - IL | 785 | 7708 | Rate Constraint in MTons | FALSE | L | Annual | Emissions at Affected Plants NOX | Thousand Tons | 2.772 | 2.47 | 1.1076 | 0.71069 | 0.0070022 | 0.0060967 | 0.0083089
Ozone Season NOX Cap TR - IL | 785 | 7708 | Rate Constraint in MTons | FALSE | L | Annual | Allowances Purchased NOX | Thousand Tons | 0 | 0 | 0 | 0 | 0 | 0 | 0
Ozone Season NOX Cap TR - IL | 785 | 7708 | Rate Constraint in MTons | FALSE | L | Annual | Allowances Sold NOX | Thousand Tons | 0 | 0 | 0 | 0 | 0 | 0 | 0
Ozone Season NOX Cap TR - IL | 785 | 7708 | Rate Constraint in MTons | FALSE | L | Annual | Allowances Banked | Thousand Tons | 0 | 0 | 0 | 0 | 0 | 0 | 0
Ozone Season NOX Cap TR - IL | 785 | 7708 | Rate Constraint in MTons | FALSE | L | Annual | Allowances Withdrawn (1:1) | Thousand Tons | 0 | 0 | 0 | 0 | 0 | 0 | 0
Ozone Season NOX Cap TR - IL | 785 | 7708 | Rate Constraint in MTons | FALSE | L | Annual | Allowances Withdrawn (n:1) | Thousand Tons | 0 | 0 | 0 | 0 | 0 | 0 | 0
Ozone Season NOX Cap TR - IL | 785 | 7708 | Rate Constraint in MTons | FALSE | L | Annual | Net Emissions Allowance Position | Thousand Tons | 2.772 | 2.47 | 1.1076 | 0.71069 | 0.0070022 | 0.0060967 | 0.0083089
Ozone Season NOX Cap TR - IL | 785 | 7708 | Rate Constraint in MTons | FALSE | L | Annual | Fuel Consumed | TBtu | 165.4695 | 151.7754 | 104.497 | 78.7187 | 0.54168 | 0.78713 | 0.77885
Ozone Season NOX Cap TR - IL | 785 | 7708 | Rate Constraint in MTons | FALSE | L | Annual | Rate | lb/MMBtu | 0.033504 | 0.032549 | 0.021199 | 0.018056 | 0.025854 | 0.015491 | 0.021337
Ozone Season NOX Cap TR - IL | 785 | 7708 | Rate Constraint in MTons | FALSE | L | Annual | Generation | TWh | 21.1333 | 21.4095 | 16.278 | 11.4611 | 0.071743 | 0.20785 | 0.091823
Ozone Season NOX Cap TR - IL | 785 | 7708 | Rate Constraint in MTons | FALSE | L | Annual | Qualifying Generation | TWh | 21.1333 | 19.5901 | 14.007 | 10.9231 | 0.067873 | 0.090197 | 0.091823
Ozone Season NOX Cap TR - IL | 785 | 7708 | Rate Constraint in MTons | FALSE | L | Annual | Rate | lb/MWh | 0.26233 | 0.25217 | 0.15815 | 0.13013 | 0.20633 | 0.13519 | 0.18098
Ozone Season NOX Cap TR - IL | 785 | 7708 | Rate Constraint in MTons | FALSE | L | Annual | Constraint Shadow Price | US2022$/Ton | 0 | 0 | 0 | 0 | 0 | 0 | 0
Ozone Season NOX Cap TR - IN | 786 | 7709 | Rate Constraint in MTons | FALSE | L | Annual | Seasons Included | Seasons | Summer | Summer | Summer | Summer | Summer | Summer | Summer
Ozone Season NOX Cap TR - IN | 786 | 7709 | Rate Constraint in MTons | FALSE | L | Annual | Standard NOX | Thousand Tons | 10.446 | 7.631 | 7.631 | 7.631 | 7.631 | 7.631 | 7.631
Ozone Season NOX Cap TR - IN | 786 | 7709 | Rate Constraint in MTons | FALSE | L | Annual | Emissions at Affected Plants NOX | Thousand Tons | 7.4502 | 4.3903 | 1.5248 | 1.2411 | 0.22161 | 0.25178 | 0.29492
Ozone Season NOX Cap TR - IN | 786 | 7709 | Rate Constraint in MTons | FALSE | L | Annual | Allowances Purchased NOX | Thousand Tons | 0 | 0 | 0 | 0 | 0 | 0 | 0
Ozone Season NOX Cap TR - IN | 786 | 7709 | Rate Constraint in MTons | FALSE | L | Annual | Allowances Sold NOX | Thousand Tons | 0 | 0 | 0 | 0 | 0 | 0 | 0
Ozone Season NOX Cap TR - IN | 786 | 7709 | Rate Constraint in MTons | FALSE | L | Annual | Allowances Banked | Thousand Tons | 0 | 0 | 0 | 0 | 0 | 0 | 0
Ozone Season NOX Cap TR - IN | 786 | 7709 | Rate Constraint in MTons | FALSE | L | Annual | Allowances Withdrawn (1:1) | Thousand Tons | 0 | 0 | 0 | 0 | 0 | 0 | 0
Ozone Season NOX Cap TR - IN | 786 | 7709 | Rate Constraint in MTons | FALSE | L | Annual | Allowances Withdrawn (n:1) | Thousand Tons | 0 | 0 | 0 | 0 | 0 | 0 | 0
Ozone Season NOX Cap TR - IN | 786 | 7709 | Rate Constraint in MTons | FALSE | L | Annual | Net Emissions Allowance Position | Thousand Tons | 7.4502 | 4.3903 | 1.5248 | 1.2411 | 0.22161 | 0.25178 | 0.29492
Ozone Season NOX Cap TR - IN | 786 | 7709 | Rate Constraint in MTons | FALSE | L | Annual | Fuel Consumed | TBtu | 231.5978 | 218.3678 | 137.5667 | 101.9111 | 52.526 | 56.8461 | 64.3189
Ozone Season NOX Cap TR - IN | 786 | 7709 | Rate Constraint in MTons | FALSE | L | Annual | Rate | lb/MMBtu | 0.064337 | 0.04021 | 0.022169 | 0.024357 | 0.0084382 | 0.0088584 | 0.0091704
Ozone Season NOX Cap TR - IN | 786 | 7709 | Rate Constraint in MTons | FALSE | L | Annual | Generation | TWh | 25.5637 | 24.4034 | 15.957 | 12.9957 | 8.6446 | 11.2432 | 14.3223
Ozone Season NOX Cap TR - IN | 786 | 7709 | Rate Constraint in MTons | FALSE | L | Annual | Qualifying Generation | TWh | 25.4863 | 24.2644 | 15.8329 | 11.5432 | 7.206 | 7.6423 | 8.4424
Ozone Season NOX Cap TR - IN | 786 | 7709 | Rate Constraint in MTons | FALSE | L | Annual | Rate | lb/MWh | 0.58464 | 0.36187 | 0.19261 | 0.21504 | 0.061507 | 0.065892 | 0.069865
Ozone Season NOX Cap TR - IN | 786 | 7709 | Rate Constraint in MTons | FALSE | L | Annual | Constraint Shadow Price | US2022$/Ton | 0 | 0 | 0 | 0 | 0 | 0 | 0
Ozone Season NOX Cap TR - KY | 787 | 7710 | Rate Constraint in MTons | FALSE | L | Annual | Seasons Included | Seasons | Summer | Summer | Summer | Summer | Summer | Summer | Summer
Ozone Season NOX Cap TR - KY | 787 | 7710 | Rate Constraint in MTons | FALSE | L | Annual | Standard NOX | Thousand Tons | 9.513 | 9.291 | 9.291 | 9.291 | 9.291 | 9.291 | 9.291
Ozone Season NOX Cap TR - KY | 787 | 7710 | Rate Constraint in MTons | FALSE | L | Annual | Emissions at Affected Plants NOX | Thousand Tons | 3.3691 | 3.7923 | 2.9024 | 2.4172 | 0.51546 | 0.4291 | 0.46836
Ozone Season NOX Cap TR - KY | 787 | 7710 | Rate Constraint in MTons | FALSE | L | Annual | Allowances Purchased NOX | Thousand Tons | 0 | 0 | 0 | 0 | 0 | 0 | 0
Ozone Season NOX Cap TR - KY | 787 | 7710 | Rate Constraint in MTons | FALSE | L | Annual | Allowances Sold NOX | Thousand Tons | 0 | 0 | 0 | 0 | 0 | 0 | 0
Ozone Season NOX Cap TR - KY | 787 | 7710 | Rate Constraint in MTons | FALSE | L | Annual | Allowances Banked | Thousand Tons | 0 | 0 | 0 | 0 | 0 | 0 | 0
Ozone Season NOX Cap TR - KY | 787 | 7710 | Rate Constraint in MTons | FALSE | L | Annual | Allowances Withdrawn (1:1) | Thousand Tons | 0 | 0 | 0 | 0 | 0 | 0 | 0
Ozone Season NOX Cap TR - KY | 787 | 7710 | Rate Constraint in MTons | FALSE | L | Annual | Allowances Withdrawn (n:1) | Thousand Tons | 0 | 0 | 0 | 0 | 0 | 0 | 0
Ozone Season NOX Cap TR - KY | 787 | 7710 | Rate Constraint in MTons | FALSE | L | Annual | Net Emissions Allowance Position | Thousand Tons | 3.3691 | 3.7923 | 2.9024 | 2.4172 | 0.51546 | 0.4291 | 0.46836
Ozone Season NOX Cap TR - KY | 787 | 7710 | Rate Constraint in MTons | FALSE | L | Annual | Fuel Consumed | TBtu | 174.6391 | 186.3276 | 164.7935 | 152.8816 | 78.1596 | 70.164 | 83.7855
Ozone Season NOX Cap TR - KY | 787 | 7710 | Rate Constraint in MTons | FALSE | L | Annual | Rate | lb/MMBtu | 0.038583 | 0.040705 | 0.035224 | 0.031621 | 0.01319 | 0.012231 | 0.01118
Ozone Season NOX Cap TR - KY | 787 | 7710 | Rate Constraint in MTons | FALSE | L | Annual | Generation | TWh | 23.567 | 25.6313 | 21.6048 | 20.3273 | 13.3524 | 14.865 | 18.6042
Ozone Season NOX Cap TR - KY | 787 | 7710 | Rate Constraint in MTons | FALSE | L | Annual | Qualifying Generation | TWh | 21.7393 | 22.8932 | 19.1184 | 17.8466 | 11.684 | 10.4004 | 11.7906
Ozone Season NOX Cap TR - KY | 787 | 7710 | Rate Constraint in MTons | FALSE | L | Annual | Rate | lb/MWh | 0.30995 | 0.3313 | 0.30362 | 0.27088 | 0.088233 | 0.082516 | 0.079446
Ozone Season NOX Cap TR - KY | 787 | 7710 | Rate Constraint in MTons | FALSE | L | Annual | Constraint Shadow Price | US2022$/Ton | 0 | 0 | 0 | 0 | 0 | 0 | 0
Ozone Season NOX Cap TR - LA | 788 | 7711 | Rate Constraint in MTons | FALSE | L | Annual | Seasons Included | Seasons | Summer | Summer | Summer | Summer | Summer | Summer | Summer
Ozone Season NOX Cap TR - LA | 788 | 7711 | Rate Constraint in MTons | FALSE | L | Annual | Standard NOX | Thousand Tons | 3.592 | 3.592 | 3.592 | 3.592 | 3.592 | 3.592 | 3.592
Ozone Season NOX Cap TR - LA | 788 | 7711 | Rate Constraint in MTons | FALSE | L | Annual | Emissions at Affected Plants NOX | Thousand Tons | 3.592 | 3.592 | 3.592 | 2.5202 | 2.0364 | 2.9079 | 3.2368
Ozone Season NOX Cap TR - LA | 788 | 7711 | Rate Constraint in MTons | FALSE | L | Annual | Allowances Purchased NOX | Thousand Tons | 0 | 0 | 0 | 0 | 0 | 0 | 0
Ozone Season NOX Cap TR - LA | 788 | 7711 | Rate Constraint in MTons | FALSE | L | Annual | Allowances Sold NOX | Thousand Tons | 0 | 0 | 0 | 0 | 0 | 0 | 0
Ozone Season NOX Cap TR - LA | 788 | 7711 | Rate Constraint in MTons | FALSE | L | Annual | Allowances Banked | Thousand Tons | 0 | 0 | 0 | 0 | 0 | 0 | 0
Ozone Season NOX Cap TR - LA | 788 | 7711 | Rate Constraint in MTons | FALSE | L | Annual | Allowances Withdrawn (1:1) | Thousand Tons | 0 | 0 | 0 | 0 | 0 | 0 | 0
Ozone Season NOX Cap TR - LA | 788 | 7711 | Rate Constraint in MTons | FALSE | L | Annual | Allowances Withdrawn (n:1) | Thousand Tons | 0 | 0 | 0 | 0 | 0 | 0 | 0
Ozone Season NOX Cap TR - LA | 788 | 7711 | Rate Constraint in MTons | FALSE | L | Annual | Net Emissions Allowance Position | Thousand Tons | 3.592 | 3.592 | 3.592 | 2.5202 | 2.0364 | 2.9079 | 3.2368
Ozone Season NOX Cap TR - LA | 788 | 7711 | Rate Constraint in MTons | FALSE | L | Annual | Fuel Consumed | TBtu | 210.0251 | 211.7792 | 246.4679 | 189.8223 | 152.9531 | 154.7458 | 193.1078
Ozone Season NOX Cap TR - LA | 788 | 7711 | Rate Constraint in MTons | FALSE | L | Annual | Rate | lb/MMBtu | 0.034205 | 0.033922 | 0.029148 | 0.026554 | 0.026628 | 0.037583 | 0.033524
Ozone Season NOX Cap TR - LA | 788 | 7711 | Rate Constraint in MTons | FALSE | L | Annual | Generation | TWh | 28.801 | 28.607 | 33.3366 | 25.9376 | 22.1182 | 21.7411 | 26.6797
Ozone Season NOX Cap TR - LA | 788 | 7711 | Rate Constraint in MTons | FALSE | L | Annual | Qualifying Generation | TWh | 28.801 | 28.607 | 33.3366 | 25.9376 | 22.1182 | 21.709 | 26.6116
Ozone Season NOX Cap TR - LA | 788 | 7711 | Rate Constraint in MTons | FALSE | L | Annual | Rate | lb/MWh | 0.24944 | 0.25113 | 0.2155 | 0.19433 | 0.18414 | 0.2679 | 0.24327
Ozone Season NOX Cap TR - LA | 788 | 7711 | Rate Constraint in MTons | FALSE | L | Annual | Constraint Shadow Price | US2022$/Ton | 46072.7871 | 51623.3166 | 519.9862 | 0 | 0 | 0 | 0
Ozone Season NOX Cap TR - MD | 789 | 7712 | Rate Constraint in MTons | FALSE | L | Annual | Seasons Included | Seasons | Summer | Summer | Summer | Summer | Summer | Summer | Summer
Ozone Season NOX Cap TR - MD | 789 | 7712 | Rate Constraint in MTons | FALSE | L | Annual | Standard NOX | Thousand Tons | 0.717 | 0.717 | 0.717 | 0.717 | 0.717 | 0.717 | 0.717
Ozone Season NOX Cap TR - MD | 789 | 7712 | Rate Constraint in MTons | FALSE | L | Annual | Emissions at Affected Plants NOX | Thousand Tons | 0.717 | 0.63429 | 0.62279 | 0.53942 | 0.51376 | 0.35141 | 0.61242
Ozone Season NOX Cap TR - MD | 789 | 7712 | Rate Constraint in MTons | FALSE | L | Annual | Allowances Purchased NOX | Thousand Tons | 0 | 0 | 0 | 0 | 0 | 0 | 0
Ozone Season NOX Cap TR - MD | 789 | 7712 | Rate Constraint in MTons | FALSE | L | Annual | Allowances Sold NOX | Thousand Tons | 0 | 0 | 0 | 0 | 0 | 0 | 0
Ozone Season NOX Cap TR - MD | 789 | 7712 | Rate Constraint in MTons | FALSE | L | Annual | Allowances Banked | Thousand Tons | 0 | 0 | 0 | 0 | 0 | 0 | 0
Ozone Season NOX Cap TR - MD | 789 | 7712 | Rate Constraint in MTons | FALSE | L | Annual | Allowances Withdrawn (1:1) | Thousand Tons | 0 | 0 | 0 | 0 | 0 | 0 | 0
Ozone Season NOX Cap TR - MD | 789 | 7712 | Rate Constraint in MTons | FALSE | L | Annual | Allowances Withdrawn (n:1) | Thousand Tons | 0 | 0 | 0 | 0 | 0 | 0 | 0
Ozone Season NOX Cap TR - MD | 789 | 7712 | Rate Constraint in MTons | FALSE | L | Annual | Net Emissions Allowance Position | Thousand Tons | 0.717 | 0.63429 | 0.62279 | 0.53942 | 0.51376 | 0.35141 | 0.61242
Ozone Season NOX Cap TR - MD | 789 | 7712 | Rate Constraint in MTons | FALSE | L | Annual | Fuel Consumed | TBtu | 100.8823 | 93.1653 | 92.248 | 82.7553 | 87.0153 | 86.729 | 104.5965
Ozone Season NOX Cap TR - MD | 789 | 7712 | Rate Constraint in MTons | FALSE | L | Annual | Rate | lb/MMBtu | 0.014215 | 0.013617 | 0.013503 | 0.013036 | 0.011809 | 0.0081037 | 0.01171
Ozone Season NOX Cap TR - MD | 789 | 7712 | Rate Constraint in MTons | FALSE | L | Annual | Generation | TWh | 14.3437 | 13.3274 | 13.2428 | 11.9427 | 13.3359 | 15.8915 | 34.4554
Ozone Season NOX Cap TR - MD | 789 | 7712 | Rate Constraint in MTons | FALSE | L | Annual | Qualifying Generation | TWh | 14.3437 | 13.3274 | 13.2428 | 11.9427 | 12.5932 | 12.6247 | 15.1023
Ozone Season NOX Cap TR - MD | 789 | 7712 | Rate Constraint in MTons | FALSE | L | Annual | Rate | lb/MWh | 0.099974 | 0.095186 | 0.094057 | 0.090335 | 0.081593 | 0.055671 | 0.081102
Ozone Season NOX Cap TR - MD | 789 | 7712 | Rate Constraint in MTons | FALSE | L | Annual | Constraint Shadow Price | US2022$/Ton | 1131.203 | 0 | 0 | 0 | 0 | 0 | 0
Ozone Season NOX Cap TR - MI | 790 | 7713 | Rate Constraint in MTons | FALSE | L | Annual | Seasons Included | Seasons | Summer | Summer | Summer | Summer | Summer | Summer | Summer
Ozone Season NOX Cap TR - MI | 790 | 7713 | Rate Constraint in MTons | FALSE | L | Annual | Standard NOX | Thousand Tons | 7.256 | 6.886 | 6.886 | 6.886 | 6.886 | 6.886 | 6.886
Ozone Season NOX Cap TR - MI | 790 | 7713 | Rate Constraint in MTons | FALSE | L | Annual | Emissions at Affected Plants NOX | Thousand Tons | 4.7755 | 4.1441 | 4.6596 | 3.2138 | 3.1085 | 1.6191 | 3.0865
Ozone Season NOX Cap TR - MI | 790 | 7713 | Rate Constraint in MTons | FALSE | L | Annual | Allowances Purchased NOX | Thousand Tons | 0 | 0 | 0 | 0 | 0 | 0 | 0
Ozone Season NOX Cap TR - MI | 790 | 7713 | Rate Constraint in MTons | FALSE | L | Annual | Allowances Sold NOX | Thousand Tons | 0 | 0 | 0 | 0 | 0 | 0 | 0
Ozone Season NOX Cap TR - MI | 790 | 7713 | Rate Constraint in MTons | FALSE | L | Annual | Allowances Banked | Thousand Tons | 0 | 0 | 0 | 0 | 0 | 0 | 0
Ozone Season NOX Cap TR - MI | 790 | 7713 | Rate Constraint in MTons | FALSE | L | Annual | Allowances Withdrawn (1:1) | Thousand Tons | 0 | 0 | 0 | 0 | 0 | 0 | 0
Ozone Season NOX Cap TR - MI | 790 | 7713 | Rate Constraint in MTons | FALSE | L | Annual | Allowances Withdrawn (n:1) | Thousand Tons | 0 | 0 | 0 | 0 | 0 | 0 | 0
Ozone Season NOX Cap TR - MI | 790 | 7713 | Rate Constraint in MTons | FALSE | L | Annual | Net Emissions Allowance Position | Thousand Tons | 4.7755 | 4.1441 | 4.6596 | 3.2138 | 3.1085 | 1.6191 | 3.0865
Ozone Season NOX Cap TR - MI | 790 | 7713 | Rate Constraint in MTons | FALSE | L | Annual | Fuel Consumed | TBtu | 234.0828 | 219.1592 | 225.0311 | 198.3579 | 184.3785 | 156.6488 | 189.5463
Ozone Season NOX Cap TR - MI | 790 | 7713 | Rate Constraint in MTons | FALSE | L | Annual | Rate | lb/MMBtu | 0.040802 | 0.037818 | 0.041413 | 0.032404 | 0.033718 | 0.020672 | 0.032568
Ozone Season NOX Cap TR - MI | 790 | 7713 | Rate Constraint in MTons | FALSE | L | Annual | Generation | TWh | 32.5915 | 32.4046 | 32.2164 | 30.3804 | 28.5062 | 27.437 | 34.3234
Ozone Season NOX Cap TR - MI | 790 | 7713 | Rate Constraint in MTons | FALSE | L | Annual | Qualifying Generation | TWh | 32.5909 | 31.3731 | 31.7464 | 28.7734 | 26.891 | 23.2425 | 27.4774
Ozone Season NOX Cap TR - MI | 790 | 7713 | Rate Constraint in MTons | FALSE | L | Annual | Rate | lb/MWh | 0.29306 | 0.26418 | 0.29355 | 0.22339 | 0.23119 | 0.13932 | 0.22466
Ozone Season NOX Cap TR - MI | 790 | 7713 | Rate Constraint in MTons | FALSE | L | Annual | Constraint Shadow Price | US2022$/Ton | 0 | 0 | 0 | 0 | 0 | 0 | 0
Ozone Season NOX Cap TR - MN | 791 | 7714 | Rate Constraint in MTons | FALSE | L | Annual | Seasons Included | Seasons | Summer | Summer | Summer | Summer | Summer | Summer | Summer
Ozone Season NOX Cap TR - MN | 791 | 7714 | Rate Constraint in MTons | FALSE | L | Annual | Standard NOX | Thousand Tons | 3.515 | 2.012 | 2.012 | 2.012 | 2.012 | 2.012 | 2.012
Ozone Season NOX Cap TR - MN | 791 | 7714 | Rate Constraint in MTons | FALSE | L | Annual | Emissions at Affected Plants NOX | Thousand Tons | 1.9869 | 1.7137 | 0.15773 | 0.046718 | 0.0096012 | 0.011614 | 0.073286
Ozone Season NOX Cap TR - MN | 791 | 7714 | Rate Constraint in MTons | FALSE | L | Annual | Allowances Purchased NOX | Thousand Tons | 0 | 0 | 0 | 0 | 0 | 0 | 0
Ozone Season NOX Cap TR - MN | 791 | 7714 | Rate Constraint in MTons | FALSE | L | Annual | Allowances Sold NOX | Thousand Tons | 0 | 0 | 0 | 0 | 0 | 0 | 0
Ozone Season NOX Cap TR - MN | 791 | 7714 | Rate Constraint in MTons | FALSE | L | Annual | Allowances Banked | Thousand Tons | 0 | 0 | 0 | 0 | 0 | 0 | 0
Ozone Season NOX Cap TR - MN | 791 | 7714 | Rate Constraint in MTons | FALSE | L | Annual | Allowances Withdrawn (1:1) | Thousand Tons | 0 | 0 | 0 | 0 | 0 | 0 | 0
Ozone Season NOX Cap TR - MN | 791 | 7714 | Rate Constraint in MTons | FALSE | L | Annual | Allowances Withdrawn (n:1) | Thousand Tons | 0 | 0 | 0 | 0 | 0 | 0 | 0
Ozone Season NOX Cap TR - MN | 791 | 7714 | Rate Constraint in MTons | FALSE | L | Annual | Net Emissions Allowance Position | Thousand Tons | 1.9869 | 1.7137 | 0.15773 | 0.046718 | 0.0096012 | 0.011614 | 0.073286
Ozone Season NOX Cap TR - MN | 791 | 7714 | Rate Constraint in MTons | FALSE | L | Annual | Fuel Consumed | TBtu | 71.8885 | 64.641 | 26.3763 | 7.8516 | 1.5768 | 2.0742 | 12.4761
Ozone Season NOX Cap TR - MN | 791 | 7714 | Rate Constraint in MTons | FALSE | L | Annual | Rate | lb/MMBtu | 0.055278 | 0.053022 | 0.01196 | 0.0119 | 0.012178 | 0.011199 | 0.011748
Ozone Season NOX Cap TR - MN | 791 | 7714 | Rate Constraint in MTons | FALSE | L | Annual | Generation | TWh | 15.6839 | 15.0058 | 10.6954 | 8.5489 | 7.47 | 7.528 | 9.091
Ozone Season NOX Cap TR - MN | 791 | 7714 | Rate Constraint in MTons | FALSE | L | Annual | Qualifying Generation | TWh | 8.6055 | 7.9274 | 3.617 | 1.0897 | 0.2175 | 0.28395 | 1.7143
Ozone Season NOX Cap TR - MN | 791 | 7714 | Rate Constraint in MTons | FALSE | L | Annual | Rate | lb/MWh | 0.46178 | 0.43235 | 0.087215 | 0.085744 | 0.088286 | 0.081803 | 0.085498
Ozone Season NOX Cap TR - MN | 791 | 7714 | Rate Constraint in MTons | FALSE | L | Annual | Constraint Shadow Price | US2022$/Ton | 0 | 0 | 0 | 0 | 0 | 0 | 0
Ozone Season NOX Cap TR - MO | 792 | 7716 | Rate Constraint in MTons | FALSE | L | Annual | Seasons Included | Seasons | Summer | Summer | Summer | Summer | Summer | Summer | Summer
Ozone Season NOX Cap TR - MO | 792 | 7716 | Rate Constraint in MTons | FALSE | L | Annual | Standard NOX | Thousand Tons | 8.868 | 8.191 | 8.191 | 8.191 | 8.191 | 8.191 | 8.191
Ozone Season NOX Cap TR - MO | 792 | 7716 | Rate Constraint in MTons | FALSE | L | Annual | Emissions at Affected Plants NOX | Thousand Tons | 8.0454 | 4.9009 | 0.50106 | 0.65589 | 0.54404 | 0.44929 | 0.45838
Ozone Season NOX Cap TR - MO | 792 | 7716 | Rate Constraint in MTons | FALSE | L | Annual | Allowances Purchased NOX | Thousand Tons | 0 | 0 | 0 | 0 | 0 | 0 | 0
Ozone Season NOX Cap TR - MO | 792 | 7716 | Rate Constraint in MTons | FALSE | L | Annual | Allowances Sold NOX | Thousand Tons | 0 | 0 | 0 | 0 | 0 | 0 | 0
Ozone Season NOX Cap TR - MO | 792 | 7716 | Rate Constraint in MTons | FALSE | L | Annual | Allowances Banked | Thousand Tons | 0 | 0 | 0 | 0 | 0 | 0 | 0
Ozone Season NOX Cap TR - MO | 792 | 7716 | Rate Constraint in MTons | FALSE | L | Annual | Allowances Withdrawn (1:1) | Thousand Tons | 0 | 0 | 0 | 0 | 0 | 0 | 0
Ozone Season NOX Cap TR - MO | 792 | 7716 | Rate Constraint in MTons | FALSE | L | Annual | Allowances Withdrawn (n:1) | Thousand Tons | 0 | 0 | 0 | 0 | 0 | 0 | 0
Ozone Season NOX Cap TR - MO | 792 | 7716 | Rate Constraint in MTons | FALSE | L | Annual | Net Emissions Allowance Position | Thousand Tons | 8.0454 | 4.9009 | 0.50106 | 0.65589 | 0.54404 | 0.44929 | 0.45838
Ozone Season NOX Cap TR - MO | 792 | 7716 | Rate Constraint in MTons | FALSE | L | Annual | Fuel Consumed | TBtu | 222.171 | 169.47 | 42.1933 | 26.7719 | 16.2093 | 14.6232 | 16.1664
Ozone Season NOX Cap TR - MO | 792 | 7716 | Rate Constraint in MTons | FALSE | L | Annual | Rate | lb/MMBtu | 0.072426 | 0.057838 | 0.023751 | 0.048998 | 0.067127 | 0.061449 | 0.056708
Ozone Season NOX Cap TR - MO | 792 | 7716 | Rate Constraint in MTons | FALSE | L | Annual | Generation | TWh | 22.836 | 18.0083 | 4.8051 | 2.8072 | 1.6759 | 1.551 | 1.8401
Ozone Season NOX Cap TR - MO | 792 | 7716 | Rate Constraint in MTons | FALSE | L | Annual | Qualifying Generation | TWh | 22.836 | 17.8333 | 4.5867 | 2.7554 | 1.6754 | 1.5056 | 1.7436
Ozone Season NOX Cap TR - MO | 792 | 7716 | Rate Constraint in MTons | FALSE | L | Annual | Rate | lb/MWh | 0.70463 | 0.54963 | 0.21848 | 0.47607 | 0.64944 | 0.5968 | 0.52578
Ozone Season NOX Cap TR - MO | 792 | 7716 | Rate Constraint in MTons | FALSE | L | Annual | Constraint Shadow Price | US2022$/Ton | 0 | 0 | 0 | 0 | 0 | 0 | 0
Ozone Season NOX Cap TR - MS | 793 | 7715 | Rate Constraint in MTons | FALSE | L | Annual | Seasons Included | Seasons | Summer | Summer | Summer | Summer | Summer | Summer | Summer
Ozone Season NOX Cap TR - MS | 793 | 7715 | Rate Constraint in MTons | FALSE | L | Annual | Standard NOX | Thousand Tons | 1.848 | 1.848 | 1.848 | 1.848 | 1.848 | 1.848 | 1.848
Ozone Season NOX Cap TR - MS | 793 | 7715 | Rate Constraint in MTons | FALSE | L | Annual | Emissions at Affected Plants NOX | Thousand Tons | 1.204 | 1.6972 | 1.1117 | 1.2636 | 1.0422 | 0.74191 | 1.0031
Ozone Season NOX Cap TR - MS | 793 | 7715 | Rate Constraint in MTons | FALSE | L | Annual | Allowances Purchased NOX | Thousand Tons | 0 | 0 | 0 | 0 | 0 | 0 | 0
Ozone Season NOX Cap TR - MS | 793 | 7715 | Rate Constraint in MTons | FALSE | L | Annual | Allowances Sold NOX | Thousand Tons | 0 | 0 | 0 | 0 | 0 | 0 | 0
Ozone Season NOX Cap TR - MS | 793 | 7715 | Rate Constraint in MTons | FALSE | L | Annual | Allowances Banked | Thousand Tons | 0 | 0 | 0 | 0 | 0 | 0 | 0
Ozone Season NOX Cap TR - MS | 793 | 7715 | Rate Constraint in MTons | FALSE | L | Annual | Allowances Withdrawn (1:1) | Thousand Tons | 0 | 0 | 0 | 0 | 0 | 0 | 0
Ozone Season NOX Cap TR - MS | 793 | 7715 | Rate Constraint in MTons | FALSE | L | Annual | Allowances Withdrawn (n:1) | Thousand Tons | 0 | 0 | 0 | 0 | 0 | 0 | 0
Ozone Season NOX Cap TR - MS | 793 | 7715 | Rate Constraint in MTons | FALSE | L | Annual | Net Emissions Allowance Position | Thousand Tons | 1.204 | 1.6972 | 1.1117 | 1.2636 | 1.0422 | 0.74191 | 1.0031
Ozone Season NOX Cap TR - MS | 793 | 7715 | Rate Constraint in MTons | FALSE | L | Annual | Fuel Consumed | TBtu | 191.3741 | 195.1168 | 178.629 | 165.8341 | 125.8519 | 72.6205 | 119.1255
Ozone Season NOX Cap TR - MS | 793 | 7715 | Rate Constraint in MTons | FALSE | L | Annual | Rate | lb/MMBtu | 0.012582 | 0.017397 | 0.012447 | 0.01524 | 0.016563 | 0.020433 | 0.016841
Ozone Season NOX Cap TR - MS | 793 | 7715 | Rate Constraint in MTons | FALSE | L | Annual | Generation | TWh | 26.9469 | 26.9136 | 25.1349 | 23.1399 | 18.8976 | 16.1595 | 22.1376
Ozone Season NOX Cap TR - MS | 793 | 7715 | Rate Constraint in MTons | FALSE | L | Annual | Qualifying Generation | TWh | 26.4922 | 26.5965 | 24.8132 | 22.9017 | 17.4594 | 9.9877 | 16.4077
Ozone Season NOX Cap TR - MS | 793 | 7715 | Rate Constraint in MTons | FALSE | L | Annual | Rate | lb/MWh | 0.090891 | 0.12763 | 0.089608 | 0.11035 | 0.11939 | 0.14857 | 0.12227
Ozone Season NOX Cap TR - MS | 793 | 7715 | Rate Constraint in MTons | FALSE | L | Annual | Constraint Shadow Price | US2022$/Ton | 0 | 0 | 0 | 0 | 0 | 0 | 0
Ozone Season NOX Cap TR - NJ | 794 | 7718 | Rate Constraint in MTons | FALSE | L | Annual | Seasons Included | Seasons | Summer | Summer | Summer | Summer | Summer | Summer | Summer
Ozone Season NOX Cap TR - NJ | 794 | 7718 | Rate Constraint in MTons | FALSE | L | Annual | Standard NOX | Thousand Tons | 0.93 | 0.93 | 0.93 | 0.93 | 0.93 | 0.93 | 0.93
Ozone Season NOX Cap TR - NJ | 794 | 7718 | Rate Constraint in MTons | FALSE | L | Annual | Emissions at Affected Plants NOX | Thousand Tons | 0.77967 | 0.79951 | 0.69536 | 0.66816 | 0.70434 | 0.61174 | 0.88283
Ozone Season NOX Cap TR - NJ | 794 | 7718 | Rate Constraint in MTons | FALSE | L | Annual | Allowances Purchased NOX | Thousand Tons | 0 | 0 | 0 | 0 | 0 | 0 | 0
Ozone Season NOX Cap TR - NJ | 794 | 7718 | Rate Constraint in MTons | FALSE | L | Annual | Allowances Sold NOX | Thousand Tons | 0 | 0 | 0 | 0 | 0 | 0 | 0
Ozone Season NOX Cap TR - NJ | 794 | 7718 | Rate Constraint in MTons | FALSE | L | Annual | Allowances Banked | Thousand Tons | 0 | 0 | 0 | 0 | 0 | 0 | 0
Ozone Season NOX Cap TR - NJ | 794 | 7718 | Rate Constraint in MTons | FALSE | L | Annual | Allowances Withdrawn (1:1) | Thousand Tons | 0 | 0 | 0 | 0 | 0 | 0 | 0
Ozone Season NOX Cap TR - NJ | 794 | 7718 | Rate Constraint in MTons | FALSE | L | Annual | Allowances Withdrawn (n:1) | Thousand Tons | 0 | 0 | 0 | 0 | 0 | 0 | 0
Ozone Season NOX Cap TR - NJ | 794 | 7718 | Rate Constraint in MTons | FALSE | L | Annual | Net Emissions Allowance Position | Thousand Tons | 0.77967 | 0.79951 | 0.69536 | 0.66816 | 0.70434 | 0.61174 | 0.88283
Ozone Season NOX Cap TR - NJ | 794 | 7718 | Rate Constraint in MTons | FALSE | L | Annual | Fuel Consumed | TBtu | 143.5799 | 145.9407 | 133.7115 | 120.7313 | 132.9902 | 118.6447 | 171.4564
Ozone Season NOX Cap TR - NJ | 794 | 7718 | Rate Constraint in MTons | FALSE | L | Annual | Rate | lb/MMBtu | 0.01086 | 0.010957 | 0.010401 | 0.011069 | 0.010592 | 0.010312 | 0.010298
Ozone Season NOX Cap TR - NJ | 794 | 7718 | Rate Constraint in MTons | FALSE | L | Annual | Generation | TWh | 19.8674 | 20.1337 | 18.7961 | 17.3468 | 19.5159 | 17.7653 | 31.2675
Ozone Season NOX Cap TR - NJ | 794 | 7718 | Rate Constraint in MTons | FALSE | L | Annual | Qualifying Generation | TWh | 19.8674 | 20.1337 | 18.7961 | 16.8315 | 18.3992 | 16.5982 | 24.1857
Ozone Season NOX Cap TR - NJ | 794 | 7718 | Rate Constraint in MTons | FALSE | L | Annual | Rate | lb/MWh | 0.078487 | 0.07942 | 0.07399 | 0.079394 | 0.076561 | 0.073711 | 0.073004
Ozone Season NOX Cap TR - NJ | 794 | 7718 | Rate Constraint in MTons | FALSE | L | Annual | Constraint Shadow Price | US2022$/Ton | 0 | 0 | 0 | 0 | 0 | 0 | 0
Ozone Season NOX Cap TR - NV | 795 | 7717 | Rate Constraint in MTons | FALSE | L | Annual | Seasons Included | Seasons | Summer | Summer | Summer | Summer | Summer | Summer | Summer
Ozone Season NOX Cap TR - NV | 795 | 7717 | Rate Constraint in MTons | FALSE | L | Annual | Standard NOX | Thousand Tons | 1.271 | 0.989 | 0.989 | 0.989 | 0.989 | 0.989 | 0.989
Ozone Season NOX Cap TR - NV | 795 | 7717 | Rate Constraint in MTons | FALSE | L | Annual | Emissions at Affected Plants NOX | Thousand Tons | 0.27059 | 0.34153 | 0.31916 | 0.34741 | 0.41886 | 0.18721 | 0.044594
Ozone Season NOX Cap TR - NV | 795 | 7717 | Rate Constraint in MTons | FALSE | L | Annual | Allowances Purchased NOX | Thousand Tons | 0 | 0 | 0 | 0 | 0 | 0 | 0
Ozone Season NOX Cap TR - NV | 795 | 7717 | Rate Constraint in MTons | FALSE | L | Annual | Allowances Sold NOX | Thousand Tons | 0 | 0 | 0 | 0 | 0 | 0 | 0
Ozone Season NOX Cap TR - NV | 795 | 7717 | Rate Constraint in MTons | FALSE | L | Annual | Allowances Banked | Thousand Tons | 0 | 0 | 0 | 0 | 0 | 0 | 0
Ozone Season NOX Cap TR - NV | 795 | 7717 | Rate Constraint in MTons | FALSE | L | Annual | Allowances Withdrawn (1:1) | Thousand Tons | 0 | 0 | 0 | 0 | 0 | 0 | 0
Ozone Season NOX Cap TR - NV | 795 | 7717 | Rate Constraint in MTons | FALSE | L | Annual | Allowances Withdrawn (n:1) | Thousand Tons | 0 | 0 | 0 | 0 | 0 | 0 | 0
Ozone Season NOX Cap TR - NV | 795 | 7717 | Rate Constraint in MTons | FALSE | L | Annual | Net Emissions Allowance Position | Thousand Tons | 0.27059 | 0.34153 | 0.31916 | 0.34741 | 0.41886 | 0.18721 | 0.044594
Ozone Season NOX Cap TR - NV | 795 | 7717 | Rate Constraint in MTons | FALSE | L | Annual | Fuel Consumed | TBtu | 54.1683 | 66.7116 | 61.5198 | 65.6885 | 66.5822 | 16.7164 | 5.6715
Ozone Season NOX Cap TR - NV | 795 | 7717 | Rate Constraint in MTons | FALSE | L | Annual | Rate | lb/MMBtu | 0.0099906 | 0.010239 | 0.010376 | 0.010578 | 0.012582 | 0.022398 | 0.015726
Ozone Season NOX Cap TR - NV | 795 | 7717 | Rate Constraint in MTons | FALSE | L | Annual | Generation | TWh | 7.5322 | 9.1907 | 8.5015 | 9.0435 | 8.774 | 1.7632 | 0.7472
Ozone Season NOX Cap TR - NV | 795 | 7717 | Rate Constraint in MTons | FALSE | L | Annual | Qualifying Generation | TWh | 7.5322 | 9.1907 | 8.5015 | 9.0435 | 8.774 | 1.7632 | 0.7472
Ozone Season NOX Cap TR - NV | 795 | 7717 | Rate Constraint in MTons | FALSE | L | Annual | Rate | lb/MWh | 0.071848 | 0.074321 | 0.075083 | 0.076831 | 0.095476 | 0.21235 | 0.11936
Ozone Season NOX Cap TR - NV | 795 | 7717 | Rate Constraint in MTons | FALSE | L | Annual | Constraint Shadow Price | US2022$/Ton | 0 | 0 | 0 | 0 | 0 | 0 | 0
Ozone Season NOX Cap TR - NY | 796 | 7719 | Rate Constraint in MTons | FALSE | L | Annual | Seasons Included | Seasons | Summer | Summer | Summer | Summer | Summer | Summer | Summer
Ozone Season NOX Cap TR - NY | 796 | 7719 | Rate Constraint in MTons | FALSE | L | Annual | Standard NOX | Thousand Tons | 4.033 | 4.033 | 4.033 | 4.033 | 4.033 | 4.033 | 4.033
Ozone Season NOX Cap TR - NY | 796 | 7719 | Rate Constraint in MTons | FALSE | L | Annual | Emissions at Affected Plants NOX | Thousand Tons | 2.2248 | 1.9323 | 1.7858 | 0.65965 | 0.74102 | 0.64506 | 0.59984
Ozone Season NOX Cap TR - NY | 796 | 7719 | Rate Constraint in MTons | FALSE | L | Annual | Allowances Purchased NOX | Thousand Tons | 0 | 0 | 0 | 0 | 0 | 0 | 0
Ozone Season NOX Cap TR - NY | 796 | 7719 | Rate Constraint in MTons | FALSE | L | Annual | Allowances Sold NOX | Thousand Tons | 0 | 0 | 0 | 0 | 0 | 0 | 0
Ozone Season NOX Cap TR - NY | 796 | 7719 | Rate Constraint in MTons | FALSE | L | Annual | Allowances Banked | Thousand Tons | 0 | 0 | 0 | 0 | 0 | 0 | 0
Ozone Season NOX Cap TR - NY | 796 | 7719 | Rate Constraint in MTons | FALSE | L | Annual | Allowances Withdrawn (1:1) | Thousand Tons | 0 | 0 | 0 | 0 | 0 | 0 | 0
Ozone Season NOX Cap TR - NY | 796 | 7719 | Rate Constraint in MTons | FALSE | L | Annual | Allowances Withdrawn (n:1) | Thousand Tons | 0 | 0 | 0 | 0 | 0 | 0 | 0
Ozone Season NOX Cap TR - NY | 796 | 7719 | Rate Constraint in MTons | FALSE | L | Annual | Net Emissions Allowance Position | Thousand Tons | 2.2248 | 1.9323 | 1.7858 | 0.65965 | 0.74102 | 0.64506 | 0.59984
Ozone Season NOX Cap TR - NY | 796 | 7719 | Rate Constraint in MTons | FALSE | L | Annual | Fuel Consumed | TBtu | 190.475 | 198.68 | 188.7369 | 98.037 | 103.9339 | 101.16 | 102.841
Ozone Season NOX Cap TR - NY | 796 | 7719 | Rate Constraint in MTons | FALSE | L | Annual | Rate | lb/MMBtu | 0.023361 | 0.019451 | 0.018924 | 0.013457 | 0.014259 | 0.012753 | 0.011665
Ozone Season NOX Cap TR - NY | 796 | 7719 | Rate Constraint in MTons | FALSE | L | Annual | Generation | TWh | 24.5379 | 26.2679 | 25.0475 | 13.6876 | 14.3118 | 13.653 | 14.554
Ozone Season NOX Cap TR - NY | 796 | 7719 | Rate Constraint in MTons | FALSE | L | Annual | Qualifying Generation | TWh | 24.5379 | 26.2679 | 25.0475 | 13.5977 | 14.1929 | 13.5341 | 14.1647
Ozone Season NOX Cap TR - NY | 796 | 7719 | Rate Constraint in MTons | FALSE | L | Annual | Rate | lb/MWh | 0.18134 | 0.14712 | 0.14259 | 0.097023 | 0.10442 | 0.095324 | 0.084695
Ozone Season NOX Cap TR - NY | 796 | 7719 | Rate Constraint in MTons | FALSE | L | Annual | Constraint Shadow Price | US2022$/Ton | 0 | 0 | 0 | 0 | 0 | 0 | 0
Ozone Season NOX Cap TR - OH | 797 | 7720 | Rate Constraint in MTons | FALSE | L | Annual | Seasons Included | Seasons | Summer | Summer | Summer | Summer | Summer | Summer | Summer
Ozone Season NOX Cap TR - OH | 797 | 7720 | Rate Constraint in MTons | FALSE | L | Annual | Standard NOX | Thousand Tons | 8.391 | 7.742 | 7.742 | 7.742 | 7.742 | 7.742 | 7.742
Ozone Season NOX Cap TR - OH | 797 | 7720 | Rate Constraint in MTons | FALSE | L | Annual | Emissions at Affected Plants NOX | Thousand Tons | 2.0243 | 4.0437 | 1.7872 | 1.5518 | 1.465 | 1.59 | 1.7621
Ozone Season NOX Cap TR - OH | 797 | 7720 | Rate Constraint in MTons | FALSE | L | Annual | Allowances Purchased NOX | Thousand Tons | 0 | 0 | 0 | 0 | 0 | 0 | 0
Ozone Season NOX Cap TR - OH | 797 | 7720 | Rate Constraint in MTons | FALSE | L | Annual | Allowances Sold NOX | Thousand Tons | 0 | 0 | 0 | 0 | 0 | 0 | 0
Ozone Season NOX Cap TR - OH | 797 | 7720 | Rate Constraint in MTons | FALSE | L | Annual | Allowances Banked | Thousand Tons | 0 | 0 | 0 | 0 | 0 | 0 | 0
Ozone Season NOX Cap TR - OH | 797 | 7720 | Rate Constraint in MTons | FALSE | L | Annual | Allowances Withdrawn (1:1) | Thousand Tons | 0 | 0 | 0 | 0 | 0 | 0 | 0
Ozone Season NOX Cap TR - OH | 797 | 7720 | Rate Constraint in MTons | FALSE | L | Annual | Allowances Withdrawn (n:1) | Thousand Tons | 0 | 0 | 0 | 0 | 0 | 0 | 0
Ozone Season NOX Cap TR - OH | 797 | 7720 | Rate Constraint in MTons | FALSE | L | Annual | Net Emissions Allowance Position | Thousand Tons | 2.0243 | 4.0437 | 1.7872 | 1.5518 | 1.465 | 1.59 | 1.7621
Ozone Season NOX Cap TR - OH | 797 | 7720 | Rate Constraint in MTons | FALSE | L | Annual | Fuel Consumed | TBtu | 336.0715 | 377.0273 | 328.5131 | 314.4194 | 306.1497 | 330.2263 | 362.1735
Ozone Season NOX Cap TR - OH | 797 | 7720 | Rate Constraint in MTons | FALSE | L | Annual | Rate | lb/MMBtu | 0.012047 | 0.02145 | 0.010881 | 0.0098706 | 0.0095702 | 0.00963 | 0.0097309
Ozone Season NOX Cap TR - OH | 797 | 7720 | Rate Constraint in MTons | FALSE | L | Annual | Generation | TWh | 50.9332 | 54.759 | 50.2555 | 49.58 | 48.4667 | 52.8512 | 59.2368
Ozone Season NOX Cap TR - OH | 797 | 7720 | Rate Constraint in MTons | FALSE | L | Annual | Qualifying Generation | TWh | 48.5317 | 52.3575 | 47.854 | 46.2172 | 45.0502 | 47.9329 | 52.2813
Ozone Season NOX Cap TR - OH | 797 | 7720 | Rate Constraint in MTons | FALSE | L | Annual | Rate | lb/MWh | 0.083421 | 0.15446 | 0.074694 | 0.06715 | 0.065037 | 0.066344 | 0.06741
Ozone Season NOX Cap TR - OH | 797 | 7720 | Rate Constraint in MTons | FALSE | L | Annual | Constraint Shadow Price | US2022$/Ton | 0 | 0 | 0 | 0 | 0 | 0 | 0
Ozone Season NOX Cap TR - OK | 798 | 7721 | Rate Constraint in MTons | FALSE | L | Annual | Seasons Included | Seasons | Summer | Summer | Summer | Summer | Summer | Summer | Summer
Ozone Season NOX Cap TR - OK | 798 | 7721 | Rate Constraint in MTons | FALSE | L | Annual | Standard NOX | Thousand Tons | 4.649 | 4.649 | 4.649 | 4.649 | 4.649 | 4.649 | 4.649
Ozone Season NOX Cap TR - OK | 798 | 7721 | Rate Constraint in MTons | FALSE | L | Annual | Emissions at Affected Plants NOX | Thousand Tons | 4.2314 | 3.1508 | 1.7576 | 1.1656 | 0.86639 | 0.86408 | 0.89002
Ozone Season NOX Cap TR - OK | 798 | 7721 | Rate Constraint in MTons | FALSE | L | Annual | Allowances Purchased NOX | Thousand Tons | 0 | 0 | 0 | 0 | 0 | 0 | 0
Ozone Season NOX Cap TR - OK | 798 | 7721 | Rate Constraint in MTons | FALSE | L | Annual | Allowances Sold NOX | Thousand Tons | 0 | 0 | 0 | 0 | 0 | 0 | 0
Ozone Season NOX Cap TR - OK | 798 | 7721 | Rate Constraint in MTons | FALSE | L | Annual | Allowances Banked | Thousand Tons | 0 | 0 | 0 | 0 | 0 | 0 | 0
Ozone Season NOX Cap TR - OK | 798 | 7721 | Rate Constraint in MTons | FALSE | L | Annual | Allowances Withdrawn (1:1) | Thousand Tons | 0 | 0 | 0 | 0 | 0 | 0 | 0
Ozone Season NOX Cap TR - OK | 798 | 7721 | Rate Constraint in MTons | FALSE | L | Annual | Allowances Withdrawn (n:1) | Thousand Tons | 0 | 0 | 0 | 0 | 0 | 0 | 0
Ozone Season NOX Cap TR - OK | 798 | 7721 | Rate Constraint in MTons | FALSE | L | Annual | Net Emissions Allowance Position | Thousand Tons | 4.2314 | 3.1508 | 1.7576 | 1.1656 | 0.86639 | 0.86408 | 0.89002
Ozone Season NOX Cap TR - OK | 798 | 7721 | Rate Constraint in MTons | FALSE | L | Annual | Fuel Consumed | TBtu | 179.722 | 150.4831 | 85.6028 | 35.4462 | 12.4194 | 11.9778 | 14.9405
Ozone Season NOX Cap TR - OK | 798 | 7721 | Rate Constraint in MTons | FALSE | L | Annual | Rate | lb/MMBtu | 0.047088 | 0.041876 | 0.041065 | 0.065769 | 0.13952 | 0.14428 | 0.11914
Ozone Season NOX Cap TR - OK | 798 | 7721 | Rate Constraint in MTons | FALSE | L | Annual | Generation | TWh | 22.7976 | 19.0345 | 10.5062 | 3.8208 | 1.222 | 1.1618 | 1.5986
Ozone Season NOX Cap TR - OK | 798 | 7721 | Rate Constraint in MTons | FALSE | L | Annual | Qualifying Generation | TWh | 22.7976 | 19.0345 | 10.5062 | 3.8208 | 1.2214 | 1.1513 | 1.5441
Ozone Season NOX Cap TR - OK | 798 | 7721 | Rate Constraint in MTons | FALSE | L | Annual | Rate | lb/MWh | 0.37121 | 0.33106 | 0.33459 | 0.61015 | 1.4187 | 1.501 | 1.1528
Ozone Season NOX Cap TR - OK | 798 | 7721 | Rate Constraint in MTons | FALSE | L | Annual | Constraint Shadow Price | US2022$/Ton | 0 | 0 | 0 | 0 | 0 | 0 | 0
Ozone Season NOX Cap TR - PA | 799 | 7722 | Rate Constraint in MTons | FALSE | L | Annual | Seasons Included | Seasons | Summer | Summer | Summer | Summer | Summer | Summer | Summer
Ozone Season NOX Cap TR - PA | 799 | 7722 | Rate Constraint in MTons | FALSE | L | Annual | Standard NOX | Thousand Tons | 8.646 | 5.827 | 5.827 | 5.827 | 5.827 | 5.827 | 5.827
Ozone Season NOX Cap TR - PA | 799 | 7722 | Rate Constraint in MTons | FALSE | L | Annual | Emissions at Affected Plants NOX | Thousand Tons | 7.0185 | 5.8063 | 5.827 | 2.3238 | 2.4355 | 2.5646 | 2.9237
Ozone Season NOX Cap TR - PA | 799 | 7722 | Rate Constraint in MTons | FALSE | L | Annual | Allowances Purchased NOX | Thousand Tons | 0 | 0 | 0 | 0 | 0 | 0 | 0
Ozone Season NOX Cap TR - PA | 799 | 7722 | Rate Constraint in MTons | FALSE | L | Annual | Allowances Sold NOX | Thousand Tons | 0 | 0 | 0 | 0 | 0 | 0 | 0
Ozone Season NOX Cap TR - PA | 799 | 7722 | Rate Constraint in MTons | FALSE | L | Annual | Allowances Banked | Thousand Tons | 0 | 0 | 0 | 0 | 0 | 0 | 0
Ozone Season NOX Cap TR - PA | 799 | 7722 | Rate Constraint in MTons | FALSE | L | Annual | Allowances Withdrawn (1:1) | Thousand Tons | 0 | 0 | 0 | 0 | 0 | 0 | 0
Ozone Season NOX Cap TR - PA | 799 | 7722 | Rate Constraint in MTons | FALSE | L | Annual | Allowances Withdrawn (n:1) | Thousand Tons | 0 | 0 | 0 | 0 | 0 | 0 | 0
Ozone Season NOX Cap TR - PA | 799 | 7722 | Rate Constraint in MTons | FALSE | L | Annual | Net Emissions Allowance Position | Thousand Tons | 7.0185 | 5.8063 | 5.827 | 2.3238 | 2.4355 | 2.5646 | 2.9237
Ozone Season NOX Cap TR - PA | 799 | 7722 | Rate Constraint in MTons | FALSE | L | Annual | Fuel Consumed | TBtu | 521.5727 | 508.4471 | 501.6766 | 412.0436 | 418.7228 | 436.6453 | 520.8989
Ozone Season NOX Cap TR - PA | 799 | 7722 | Rate Constraint in MTons | FALSE | L | Annual | Rate | lb/MMBtu | 0.026913 | 0.022839 | 0.02323 | 0.011279 | 0.011633 | 0.011747 | 0.011226
Ozone Season NOX Cap TR - PA | 799 | 7722 | Rate Constraint in MTons | FALSE | L | Annual | Generation | TWh | 80.6183 | 79.4169 | 78.4695 | 71.8482 | 73.2052 | 79.6191 | 109.9214
Ozone Season NOX Cap TR - PA | 799 | 7722 | Rate Constraint in MTons | FALSE | L | Annual | Qualifying Generation | TWh | 67.599 | 66.3976 | 65.4502 | 57.2257 | 57.7947 | 59.6493 | 72.6062
Ozone Season NOX Cap TR - PA | 799 | 7722 | Rate Constraint in MTons | FALSE | L | Annual | Rate | lb/MWh | 0.20765 | 0.1749 | 0.17806 | 0.081216 | 0.084281 | 0.085988 | 0.080535
Ozone Season NOX Cap TR - PA | 799 | 7722 | Rate Constraint in MTons | FALSE | L | Annual | Constraint Shadow Price | US2022$/Ton | 0 | 0 | 102.1949 | 0 | 0 | 0 | 0
Ozone Season NOX Cap TR - Region | 800 | 7730 | Rate Constraint in MTons | FALSE | L | Annual | Seasons Included | Seasons | Summer | Summer | Summer | Summer | Summer | Summer | Summer
Ozone Season NOX Cap TR - Region | 800 | 7730 | Rate Constraint in MTons | FALSE | L | Annual | Standard NOX | Thousand Tons | 133.695 | 104.685 | 104.685 | 104.685 | 104.685 | 104.685 | 104.685
Ozone Season NOX Cap TR - Region | 800 | 7730 | Rate Constraint in MTons | FALSE | L | Annual | Emissions at Affected Plants NOX | Thousand Tons | 83.4406 | 73.7179 | 44.4347 | 32.9797 | 21.0942 | 17.7992 | 23.882
Ozone Season NOX Cap TR - Region | 800 | 7730 | Rate Constraint in MTons | FALSE | L | Annual | Allowances Purchased NOX | Thousand Tons | 0 | 0 | 0 | 0 | 0 | 0 | 0
Ozone Season NOX Cap TR - Region | 800 | 7730 | Rate Constraint in MTons | FALSE | L | Annual | Allowances Sold NOX | Thousand Tons | 0 | 0 | 0 | 0 | 0 | 0 | 0
Ozone Season NOX Cap TR - Region | 800 | 7730 | Rate Constraint in MTons | FALSE | L | Annual | Allowances Banked | Thousand Tons | 67.7724 | 30.9671 | 0 | 0 | 54.3243 | 0 | 0
Ozone Season NOX Cap TR - Region | 800 | 7730 | Rate Constraint in MTons | FALSE | L | Annual | Allowances Withdrawn (1:1) | Thousand Tons | 0 | 0 | 0 | 0 | 0 | -104.685 | 0
Ozone Season NOX Cap TR - Region | 800 | 7730 | Rate Constraint in MTons | FALSE | L | Annual | Allowances Withdrawn (n:1) | Thousand Tons | 0 | 0 | 0 | 0 | 0 | 0 | 0
Ozone Season NOX Cap TR - Region | 800 | 7730 | Rate Constraint in MTons | FALSE | L | Annual | Net Emissions Allowance Position | Thousand Tons | 151.213 | 104.685 | 44.4347 | 32.9797 | 75.4185 | -86.8858 | 23.882
Ozone Season NOX Cap TR - Region | 800 | 7730 | Rate Constraint in MTons | FALSE | L | Annual | Fuel Consumed | TBtu | 4861.8195 | 4823.9593 | 3750.0573 | 3082.4829 | 2465.8539 | 2119.2134 | 2724.7482
Ozone Season NOX Cap TR - Region | 800 | 7730 | Rate Constraint in MTons | FALSE | L | Annual | Rate | lb/MMBtu | 0.034325 | 0.030563 | 0.023698 | 0.021398 | 0.017109 | 0.016798 | 0.01753
Ozone Season NOX Cap TR - Region | 800 | 7730 | Rate Constraint in MTons | FALSE | L | Annual | Generation | TWh | 633.2033 | 630.4024 | 498.4021 | 419.2637 | 355.2081 | 305.2452 | 392.4907
Ozone Season NOX Cap TR - Region | 800 | 7730 | Rate Constraint in MTons | FALSE | L | Annual | Qualifying Generation | TWh | 632.9194 | 630.151 | 498.1346 | 415.5683 | 349.6632 | 295.3918 | 380.9655
Ozone Season NOX Cap TR - Region | 800 | 7730 | Rate Constraint in MTons | FALSE | L | Annual | Rate | lb/MWh | 0.26367 | 0.23397 | 0.1784 | 0.15872 | 0.12065 | 0.12051 | 0.12538
Ozone Season NOX Cap TR - Region | 800 | 7730 | Rate Constraint in MTons | FALSE | L | Annual | Constraint Shadow Price | US2022$/Ton | 0 | 0 | 0 | 0 | 0 | 0 | 0
Ozone Season NOX Cap TR - TX | 801 | 7724 | Rate Constraint in MTons | FALSE | L | Annual | Seasons Included | Seasons | Summer | Summer | Summer | Summer | Summer | Summer | Summer
Ozone Season NOX Cap TR - TX | 801 | 7724 | Rate Constraint in MTons | FALSE | L | Annual | Standard NOX | Thousand Tons | 27.112 | 26.174 | 26.174 | 26.174 | 26.174 | 26.174 | 26.174
Ozone Season NOX Cap TR - TX | 801 | 7724 | Rate Constraint in MTons | FALSE | L | Annual | Emissions at Affected Plants NOX | Thousand Tons | 10.3837 | 9.709 | 5.1054 | 4.3409 | 3.1364 | 2.3198 | 3.5683
Ozone Season NOX Cap TR - TX | 801 | 7724 | Rate Constraint in MTons | FALSE | L | Annual | Allowances Purchased NOX | Thousand Tons | 0 | 0 | 0 | 0 | 0 | 0 | 0
Ozone Season NOX Cap TR - TX | 801 | 7724 | Rate Constraint in MTons | FALSE | L | Annual | Allowances Sold NOX | Thousand Tons | 0 | 0 | 0 | 0 | 0 | 0 | 0
Ozone Season NOX Cap TR - TX | 801 | 7724 | Rate Constraint in MTons | FALSE | L | Annual | Allowances Banked | Thousand Tons | 0 | 0 | 0 | 0 | 0 | 0 | 0
Ozone Season NOX Cap TR - TX | 801 | 7724 | Rate Constraint in MTons | FALSE | L | Annual | Allowances Withdrawn (1:1) | Thousand Tons | 0 | 0 | 0 | 0 | 0 | 0 | 0
Ozone Season NOX Cap TR - TX | 801 | 7724 | Rate Constraint in MTons | FALSE | L | Annual | Allowances Withdrawn (n:1) | Thousand Tons | 0 | 0 | 0 | 0 | 0 | 0 | 0
Ozone Season NOX Cap TR - TX | 801 | 7724 | Rate Constraint in MTons | FALSE | L | Annual | Net Emissions Allowance Position | Thousand Tons | 10.3837 | 9.709 | 5.1054 | 4.3409 | 3.1364 | 2.3198 | 3.5683
Ozone Season NOX Cap TR - TX | 801 | 7724 | Rate Constraint in MTons | FALSE | L | Annual | Fuel Consumed | TBtu | 752.0572 | 743.9591 | 368.9075 | 264.3588 | 200.1932 | 143.2637 | 243.0336
Ozone Season NOX Cap TR - TX | 801 | 7724 | Rate Constraint in MTons | FALSE | L | Annual | Rate | lb/MMBtu | 0.027614 | 0.026101 | 0.027678 | 0.032841 | 0.031334 | 0.032386 | 0.029365
Ozone Season NOX Cap TR - TX | 801 | 7724 | Rate Constraint in MTons | FALSE | L | Annual | Generation | TWh | 105.0353 | 104.5095 | 52.1949 | 40.9721 | 34.8298 | 25.2247 | 41.4162
Ozone Season NOX Cap TR - TX | 801 | 7724 | Rate Constraint in MTons | FALSE | L | Annual | Qualifying Generation | TWh | 105.0353 | 104.5095 | 52.1949 | 37.4412 | 30.3053 | 20.5142 | 36.2445
Ozone Season NOX Cap TR - TX | 801 | 7724 | Rate Constraint in MTons | FALSE | L | Annual | Rate | lb/MWh | 0.19772 | 0.1858 | 0.19563 | 0.23188 | 0.20699 | 0.22617 | 0.1969
Ozone Season NOX Cap TR - TX | 801 | 7724 | Rate Constraint in MTons | FALSE | L | Annual | Constraint Shadow Price | US2022$/Ton | 0 | 0 | 0 | 0 | 0 | 0 | 0
Ozone Season NOX Cap TR - UT | 802 | 7725 | Rate Constraint in MTons | FALSE | L | Annual | Seasons Included | Seasons | Summer | Summer | Summer | Summer | Summer | Summer | Summer
Ozone Season NOX Cap TR - UT | 802 | 7725 | Rate Constraint in MTons | FALSE | L | Annual | Standard NOX | Thousand Tons | 3.15 | 3.15 | 3.15 | 3.15 | 3.15 | 3.15 | 3.15
Ozone Season NOX Cap TR - UT | 802 | 7725 | Rate Constraint in MTons | FALSE | L | Annual | Emissions at Affected Plants NOX | Thousand Tons | 3.15 | 0.61781 | 0.61131 | 0.65569 | 0.60995 | 0.45328 | 0.51325
Ozone Season NOX Cap TR - UT | 802 | 7725 | Rate Constraint in MTons | FALSE | L | Annual | Allowances Purchased NOX | Thousand Tons | 0 | 0 | 0 | 0 | 0 | 0 | 0
Ozone Season NOX Cap TR - UT | 802 | 7725 | Rate Constraint in MTons | FALSE | L | Annual | Allowances Sold NOX | Thousand Tons | 0 | 0 | 0 | 0 | 0 | 0 | 0
Ozone Season NOX Cap TR - UT | 802 | 7725 | Rate Constraint in MTons | FALSE | L | Annual | Allowances Banked | Thousand Tons | 0 | 0 | 0 | 0 | 0 | 0 | 0
Ozone Season NOX Cap TR - UT | 802 | 7725 | Rate Constraint in MTons | FALSE | L | Annual | Allowances Withdrawn (1:1) | Thousand Tons | 0 | 0 | 0 | 0 | 0 | 0 | 0
Ozone Season NOX Cap TR - UT | 802 | 7725 | Rate Constraint in MTons | FALSE | L | Annual | Allowances Withdrawn (n:1) | Thousand Tons | 0 | 0 | 0 | 0 | 0 | 0 | 0
Ozone Season NOX Cap TR - UT | 802 | 7725 | Rate Constraint in MTons | FALSE | L | Annual | Net Emissions Allowance Position | Thousand Tons | 3.15 | 0.61781 | 0.61131 | 0.65569 | 0.60995 | 0.45328 | 0.51325
Ozone Season NOX Cap TR - UT | 802 | 7725 | Rate Constraint in MTons | FALSE | L | Annual | Fuel Consumed | TBtu | 110.4847 | 92.0038 | 90.9443 | 98.5877 | 94.35 | 81.3108 | 93.2269
Ozone Season NOX Cap TR - UT | 802 | 7725 | Rate Constraint in MTons | FALSE | L | Annual | Rate | lb/MMBtu | 0.057021 | 0.01343 | 0.013444 | 0.013302 | 0.01293 | 0.011149 | 0.011011
Ozone Season NOX Cap TR - UT | 802 | 7725 | Rate Constraint in MTons | FALSE | L | Annual | Generation | TWh | 14.7518 | 13.7375 | 13.3996 | 14.6317 | 13.3312 | 10.8606 | 11.9654
Ozone Season NOX Cap TR - UT | 802 | 7725 | Rate Constraint in MTons | FALSE | L | Annual | Qualifying Generation | TWh | 14.7518 | 13.7375 | 13.3996 | 14.6317 | 13.3312 | 10.8606 | 11.9654
Ozone Season NOX Cap TR - UT | 802 | 7725 | Rate Constraint in MTons | FALSE | L | Annual | Rate | lb/MWh | 0.42707 | 0.089945 | 0.091243 | 0.089626 | 0.091508 | 0.083472 | 0.085789
Ozone Season NOX Cap TR - UT | 802 | 7725 | Rate Constraint in MTons | FALSE | L | Annual | Constraint Shadow Price | US2022$/Ton | 2523.3514 | 0 | 0 | 0 | 0 | 0 | 0
Ozone Season NOX Cap TR - VA | 803 | 7726 | Rate Constraint in MTons | FALSE | L | Annual | Seasons Included | Seasons | Summer | Summer | Summer | Summer | Summer | Summer | Summer
Ozone Season NOX Cap TR - VA | 803 | 7726 | Rate Constraint in MTons | FALSE | L | Annual | Standard NOX | Thousand Tons | 2.871 | 2.361 | 2.361 | 2.361 | 2.361 | 2.361 | 2.361
Ozone Season NOX Cap TR - VA | 803 | 7726 | Rate Constraint in MTons | FALSE | L | Annual | Emissions at Affected Plants NOX | Thousand Tons | 1.9459 | 1.7039 | 1.3645 | 0.9531 | 0.86781 | 0.10623 | 0.15673
Ozone Season NOX Cap TR - VA | 803 | 7726 | Rate Constraint in MTons | FALSE | L | Annual | Allowances Purchased NOX | Thousand Tons | 0 | 0 | 0 | 0 | 0 | 0 | 0
Ozone Season NOX Cap TR - VA | 803 | 7726 | Rate Constraint in MTons | FALSE | L | Annual | Allowances Sold NOX | Thousand Tons | 0 | 0 | 0 | 0 | 0 | 0 | 0
Ozone Season NOX Cap TR - VA | 803 | 7726 | Rate Constraint in MTons | FALSE | L | Annual | Allowances Banked | Thousand Tons | 0 | 0 | 0 | 0 | 0 | 0 | 0
Ozone Season NOX Cap TR - VA | 803 | 7726 | Rate Constraint in MTons | FALSE | L | Annual | Allowances Withdrawn (1:1) | Thousand Tons | 0 | 0 | 0 | 0 | 0 | 0 | 0
Ozone Season NOX Cap TR - VA | 803 | 7726 | Rate Constraint in MTons | FALSE | L | Annual | Allowances Withdrawn (n:1) | Thousand Tons | 0 | 0 | 0 | 0 | 0 | 0 | 0
Ozone Season NOX Cap TR - VA | 803 | 7726 | Rate Constraint in MTons | FALSE | L | Annual | Net Emissions Allowance Position | Thousand Tons | 1.9459 | 1.7039 | 1.3645 | 0.9531 | 0.86781 | 0.10623 | 0.15673
Ozone Season NOX Cap TR - VA | 803 | 7726 | Rate Constraint in MTons | FALSE | L | Annual | Fuel Consumed | TBtu | 200.6943 | 188.6839 | 180.7186 | 171.2824 | 158.8676 | 34.5012 | 43.6843
Ozone Season NOX Cap TR - VA | 803 | 7726 | Rate Constraint in MTons | FALSE | L | Annual | Rate | lb/MMBtu | 0.019392 | 0.018061 | 0.015101 | 0.011129 | 0.010925 | 0.0061578 | 0.0071757
Ozone Season NOX Cap TR - VA | 803 | 7726 | Rate Constraint in MTons | FALSE | L | Annual | Generation | TWh | 27.376 | 25.9453 | 25.1758 | 25.5906 | 24.5641 | 13.3195 | 33.7282
Ozone Season NOX Cap TR - VA | 803 | 7726 | Rate Constraint in MTons | FALSE | L | Annual | Qualifying Generation | TWh | 26.8208 | 25.5581 | 24.7831 | 23.7224 | 22.1364 | 4.7479 | 6.0914
Ozone Season NOX Cap TR - VA | 803 | 7726 | Rate Constraint in MTons | FALSE | L | Annual | Rate | lb/MWh | 0.1451 | 0.13334 | 0.11012 | 0.080354 | 0.078406 | 0.044747 | 0.051461
Ozone Season NOX Cap TR - VA | 803 | 7726 | Rate Constraint in MTons | FALSE | L | Annual | Constraint Shadow Price | US2022$/Ton | 0 | 0 | 0 | 0 | 0 | 0 | 0
Ozone Season NOX Cap TR - WI | 804 | 7728 | Rate Constraint in MTons | FALSE | L | Annual | Seasons Included | Seasons | Summer | Summer | Summer | Summer | Summer | Summer | Summer
Ozone Season NOX Cap TR - WI | 804 | 7728 | Rate Constraint in MTons | FALSE | L | Annual | Standard NOX | Thousand Tons | 4.123 | 4.123 | 4.123 | 4.123 | 4.123 | 4.123 | 4.123
Ozone Season NOX Cap TR - WI | 804 | 7728 | Rate Constraint in MTons | FALSE | L | Annual | Emissions at Affected Plants NOX | Thousand Tons | 2.008 | 2.3839 | 0.95668 | 0.28854 | 0.22926 | 0.18161 | 0.50173
Ozone Season NOX Cap TR - WI | 804 | 7728 | Rate Constraint in MTons | FALSE | L | Annual | Allowances Purchased NOX | Thousand Tons | 0 | 0 | 0 | 0 | 0 | 0 | 0
Ozone Season NOX Cap TR - WI | 804 | 7728 | Rate Constraint in MTons | FALSE | L | Annual | Allowances Sold NOX | Thousand Tons | 0 | 0 | 0 | 0 | 0 | 0 | 0
Ozone Season NOX Cap TR - WI | 804 | 7728 | Rate Constraint in MTons | FALSE | L | Annual | Allowances Banked | Thousand Tons | 0 | 0 | 0 | 0 | 0 | 0 | 0
Ozone Season NOX Cap TR - WI | 804 | 7728 | Rate Constraint in MTons | FALSE | L | Annual | Allowances Withdrawn (1:1) | Thousand Tons | 0 | 0 | 0 | 0 | 0 | 0 | 0
Ozone Season NOX Cap TR - WI | 804 | 7728 | Rate Constraint in MTons | FALSE | L | Annual | Allowances Withdrawn (n:1) | Thousand Tons | 0 | 0 | 0 | 0 | 0 | 0 | 0
Ozone Season NOX Cap TR - WI | 804 | 7728 | Rate Constraint in MTons | FALSE | L | Annual | Net Emissions Allowance Position | Thousand Tons | 2.008 | 2.3839 | 0.95668 | 0.28854 | 0.22926 | 0.18161 | 0.50173
Ozone Season NOX Cap TR - WI | 804 | 7728 | Rate Constraint in MTons | FALSE | L | Annual | Fuel Consumed | TBtu | 125.2493 | 149.2721 | 103.4172 | 55.2537 | 48.64 | 36.4422 | 67.7657
Ozone Season NOX Cap TR - WI | 804 | 7728 | Rate Constraint in MTons | FALSE | L | Annual | Rate | lb/MMBtu | 0.032063 | 0.03194 | 0.018501 | 0.010444 | 0.0094267 | 0.0099669 | 0.014808
Ozone Season NOX Cap TR - WI | 804 | 7728 | Rate Constraint in MTons | FALSE | L | Annual | Generation | TWh | 15.3602 | 18.0147 | 13.5884 | 7.7589 | 6.8659 | 5.097 | 9.1465
Ozone Season NOX Cap TR - WI | 804 | 7728 | Rate Constraint in MTons | FALSE | L | Annual | Qualifying Generation | TWh | 15.3602 | 17.9721 | 13.569 | 7.757 | 6.8646 | 5.0875 | 9.1291
Ozone Season NOX Cap TR - WI | 804 | 7728 | Rate Constraint in MTons | FALSE | L | Annual | Rate | lb/MWh | 0.26145 | 0.26529 | 0.14101 | 0.074396 | 0.066794 | 0.071393 | 0.10992
Ozone Season NOX Cap TR - WI | 804 | 7728 | Rate Constraint in MTons | FALSE | L | Annual | Constraint Shadow Price | US2022$/Ton | 0 | 0 | 0 | 0 | 0 | 0 | 0
Ozone Season NOX Cap TR - WV | 805 | 7727 | Rate Constraint in MTons | FALSE | L | Annual | Seasons Included | Seasons | Summer | Summer | Summer | Summer | Summer | Summer | Summer
Ozone Season NOX Cap TR - WV | 805 | 7727 | Rate Constraint in MTons | FALSE | L | Annual | Standard NOX | Thousand Tons | 11.71 | 11.71 | 11.71 | 11.71 | 11.71 | 11.71 | 11.71
Ozone Season NOX Cap TR - WV | 805 | 7727 | Rate Constraint in MTons | FALSE | L | Annual | Emissions at Affected Plants NOX | Thousand Tons | 6.3963 | 7.7618 | 1.8616 | 1.7535 | 0.19877 | 0.26037 | 1.0245
Ozone Season NOX Cap TR - WV | 805 | 7727 | Rate Constraint in MTons | FALSE | L | Annual | Allowances Purchased NOX | Thousand Tons | 0 | 0 | 0 | 0 | 0 | 0 | 0
Ozone Season NOX Cap TR - WV | 805 | 7727 | Rate Constraint in MTons | FALSE | L | Annual | Allowances Sold NOX | Thousand Tons | 0 | 0 | 0 | 0 | 0 | 0 | 0
Ozone Season NOX Cap TR - WV | 805 | 7727 | Rate Constraint in MTons | FALSE | L | Annual | Allowances Banked | Thousand Tons | 0 | 0 | 0 | 0 | 0 | 0 | 0
Ozone Season NOX Cap TR - WV | 805 | 7727 | Rate Constraint in MTons | FALSE | L | Annual | Allowances Withdrawn (1:1) | Thousand Tons | 0 | 0 | 0 | 0 | 0 | 0 | 0
Ozone Season NOX Cap TR - WV | 805 | 7727 | Rate Constraint in MTons | FALSE | L | Annual | Allowances Withdrawn (n:1) | Thousand Tons | 0 | 0 | 0 | 0 | 0 | 0 | 0
Ozone Season NOX Cap TR - WV | 805 | 7727 | Rate Constraint in MTons | FALSE | L | Annual | Net Emissions Allowance Position | Thousand Tons | 6.3963 | 7.7618 | 1.8616 | 1.7535 | 0.19877 | 0.26037 | 1.0245
Ozone Season NOX Cap TR - WV | 805 | 7727 | Rate Constraint in MTons | FALSE | L | Annual | Fuel Consumed | TBtu | 164.6305 | 199.7548 | 47.8371 | 47.9359 | 4.91 | 21.9011 | 77.6493
Ozone Season NOX Cap TR - WV | 805 | 7727 | Rate Constraint in MTons | FALSE | L | Annual | Rate | lb/MMBtu | 0.077705 | 0.077714 | 0.077832 | 0.073162 | 0.080964 | 0.023777 | 0.026387
Ozone Season NOX Cap TR - WV | 805 | 7727 | Rate Constraint in MTons | FALSE | L | Annual | Generation | TWh | 16.5156 | 20.0059 | 3.8675 | 5.3573 | 1.8893 | 6.9442 | 20.6306
Ozone Season NOX Cap TR - WV | 805 | 7727 | Rate Constraint in MTons | FALSE | L | Annual | Qualifying Generation | TWh | 16.5156 | 20.0059 | 3.8675 | 3.9196 | 0.43105 | 2.1591 | 9.5236
Ozone Season NOX Cap TR - WV | 805 | 7727 | Rate Constraint in MTons | FALSE | L | Annual | Rate | lb/MWh | 0.77458 | 0.77596 | 0.9627 | 0.89475 | 0.92225 | 0.24118 | 0.21515
Ozone Season NOX Cap TR - WV | 805 | 7727 | Rate Constraint in MTons | FALSE | L | Annual | Constraint Shadow Price | US2022$/Ton | 0 | 0 | 0 | 0 | 0 | 0 | 0
Ozone Season NOX Transport - GA | 806 | 7046 | Rate Constraint in MTons | FALSE | L | Annual | Seasons Included | Seasons | Summer | Summer | Summer | Summer | Summer | Summer | Summer
Ozone Season NOX Transport - GA | 806 | 7046 | Rate Constraint in MTons | FALSE | L | Annual | Standard NOX | Thousand Tons | 29.09 | 29.09 | 29.09 | 29.09 | 29.09 | 29.09 | 29.09
Ozone Season NOX Transport - GA | 806 | 7046 | Rate Constraint in MTons | FALSE | L | Annual | Emissions at Affected Plants NOX | Thousand Tons | 1.3103 | 1.2587 | 1.3479 | 1.1001 | 0.92303 | 0.97438 | 1.1304
Ozone Season NOX Transport - GA | 806 | 7046 | Rate Constraint in MTons | FALSE | L | Annual | Allowances Purchased NOX | Thousand Tons | 0 | 0 | 0 | 0 | 0 | 0 | 0
Ozone Season NOX Transport - GA | 806 | 7046 | Rate Constraint in MTons | FALSE | L | Annual | Allowances Sold NOX | Thousand Tons | 0 | 0 | 0 | 0 | 0 | 0 | 0
Ozone Season NOX Transport - GA | 806 | 7046 | Rate Constraint in MTons | FALSE | L | Annual | Allowances Banked | Thousand Tons | 0 | 0 | 0 | 0 | 0 | 0 | 0
Ozone Season NOX Transport - GA | 806 | 7046 | Rate Constraint in MTons | FALSE | L | Annual | Allowances Withdrawn (1:1) | Thousand Tons | 0 | 0 | 0 | 0 | 0 | 0 | 0
Ozone Season NOX Transport - GA | 806 | 7046 | Rate Constraint in MTons | FALSE | L | Annual | Allowances Withdrawn (n:1) | Thousand Tons | 0 | 0 | 0 | 0 | 0 | 0 | 0
Ozone Season NOX Transport - GA | 806 | 7046 | Rate Constraint in MTons | FALSE | L | Annual | Net Emissions Allowance Position | Thousand Tons | 1.3103 | 1.2587 | 1.3479 | 1.1001 | 0.92303 | 0.97438 | 1.1304
Ozone Season NOX Transport - GA | 806 | 7046 | Rate Constraint in MTons | FALSE | L | Annual | Fuel Consumed | TBtu | 195.1748 | 188.7865 | 194.1853 | 179.5095 | 158.0682 | 159.5435 | 192.6118
Ozone Season NOX Transport - GA | 806 | 7046 | Rate Constraint in MTons | FALSE | L | Annual | Rate | lb/MMBtu | 0.013427 | 0.013335 | 0.013882 | 0.012257 | 0.011679 | 0.012215 | 0.011738
Ozone Season NOX Transport - GA | 806 | 7046 | Rate Constraint in MTons | FALSE | L | Annual | Generation | TWh | 47.3652 | 46.4567 | 46.9591 | 47.0377 | 45.3461 | 52.2612 | 76.4936
Ozone Season NOX Transport - GA | 806 | 7046 | Rate Constraint in MTons | FALSE | L | Annual | Qualifying Generation | TWh | 26.9191 | 26.1784 | 26.6752 | 25.1064 | 22.0604 | 21.2831 | 25.9391
Ozone Season NOX Transport - GA | 806 | 7046 | Rate Constraint in MTons | FALSE | L | Annual | Rate | lb/MWh | 0.097353 | 0.096166 | 0.10106 | 0.087637 | 0.083682 | 0.091564 | 0.08716
Ozone Season NOX Transport - GA | 806 | 7046 | Rate Constraint in MTons | FALSE | L | Annual | Constraint Shadow Price | US2022$/Ton | 0 | 0 | 0 | 0 | 0 | 0 | 0
Ozone Season NOX Transport - IA | 807 | 7047 | Rate Constraint in MTons | FALSE | L | Annual | Seasons Included | Seasons | Summer | Summer | Summer | Summer | Summer | Summer | Summer
Ozone Season NOX Transport - IA | 807 | 7047 | Rate Constraint in MTons | FALSE | L | Annual | Standard NOX | Thousand Tons | 13.639 | 13.639 | 13.639 | 13.639 | 13.639 | 13.639 | 13.639
Ozone Season NOX Transport - IA | 807 | 7047 | Rate Constraint in MTons | FALSE | L | Annual | Emissions at Affected Plants NOX | Thousand Tons | 8.9471 | 9.8449 | 4.5704 | 2.6884 | 2.732 | 0.027946 | 4.238
Ozone Season NOX Transport - IA | 807 | 7047 | Rate Constraint in MTons | FALSE | L | Annual | Allowances Purchased NOX | Thousand Tons | 0 | 0 | 0 | 0 | 0 | 0 | 0
Ozone Season NOX Transport - IA | 807 | 7047 | Rate Constraint in MTons | FALSE | L | Annual | Allowances Sold NOX | Thousand Tons | 0 | 0 | 0 | 0 | 0 | 0 | 0
Ozone Season NOX Transport - IA | 807 | 7047 | Rate Constraint in MTons | FALSE | L | Annual | Allowances Banked | Thousand Tons | 0 | 0 | 0 | 0 | 0 | 0 | 0
Ozone Season NOX Transport - IA | 807 | 7047 | Rate Constraint in MTons | FALSE | L | Annual | Allowances Withdrawn (1:1) | Thousand Tons | 0 | 0 | 0 | 0 | 0 | 0 | 0
Ozone Season NOX Transport - IA | 807 | 7047 | Rate Constraint in MTons | FALSE | L | Annual | Allowances Withdrawn (n:1) | Thousand Tons | 0 | 0 | 0 | 0 | 0 | 0 | 0
Ozone Season NOX Transport - IA | 807 | 7047 | Rate Constraint in MTons | FALSE | L | Annual | Net Emissions Allowance Position | Thousand Tons | 8.9471 | 9.8449 | 4.5704 | 2.6884 | 2.732 | 0.027946 | 4.238
Ozone Season NOX Transport - IA | 807 | 7047 | Rate Constraint in MTons | FALSE | L | Annual | Fuel Consumed | TBtu | 160.6059 | 175.2076 | 101.357 | 57.3154 | 50.419 | 7.3216 | 69.6682
Ozone Season NOX Transport - IA | 807 | 7047 | Rate Constraint in MTons | FALSE | L | Annual | Rate | lb/MMBtu | 0.11142 | 0.11238 | 0.090183 | 0.093812 | 0.10837 | 0.0076339 | 0.12166
Ozone Season NOX Transport - IA | 807 | 7047 | Rate Constraint in MTons | FALSE | L | Annual | Generation | TWh | 17.4995 | 20.8385 | 14.0384 | 7.045 | 5.5005 | 1.1564 | 7.4404
Ozone Season NOX Transport - IA | 807 | 7047 | Rate Constraint in MTons | FALSE | L | Annual | Qualifying Generation | TWh | 17.4995 | 18.951 | 11.6825 | 6.4869 | 5.4965 | 1.0344 | 7.438
Ozone Season NOX Transport - IA | 807 | 7047 | Rate Constraint in MTons | FALSE | L | Annual | Rate | lb/MWh | 1.0226 | 1.039 | 0.78243 | 0.82887 | 0.99408 | 0.054035 | 1.1395
Ozone Season NOX Transport - IA | 807 | 7047 | Rate Constraint in MTons | FALSE | L | Annual | Constraint Shadow Price | US2022$/Ton | 0 | 0 | 0 | 0 | 0 | 0 | 0
Ozone Season NOX Transport - KS | 808 | 7050 | Rate Constraint in MTons | FALSE | L | Annual | Seasons Included | Seasons | Summer | Summer | Summer | Summer | Summer | Summer | Summer
Ozone Season NOX Transport - KS | 808 | 7050 | Rate Constraint in MTons | FALSE | L | Annual | Standard NOX | Thousand Tons | 9.713 | 9.713 | 9.713 | 9.713 | 9.713 | 9.713 | 9.713
Ozone Season NOX Transport - KS | 808 | 7050 | Rate Constraint in MTons | FALSE | L | Annual | Emissions at Affected Plants NOX | Thousand Tons | 4.0755 | 4.8856 | 0.45178 | 0.42108 | 0.12717 | 0.12485 | 0.13263
Ozone Season NOX Transport - KS | 808 | 7050 | Rate Constraint in MTons | FALSE | L | Annual | Allowances Purchased NOX | Thousand Tons | 0 | 0 | 0 | 0 | 0 | 0 | 0
Ozone Season NOX Transport - KS | 808 | 7050 | Rate Constraint in MTons | FALSE | L | Annual | Allowances Sold NOX | Thousand Tons | 0 | 0 | 0 | 0 | 0 | 0 | 0
Ozone Season NOX Transport - KS | 808 | 7050 | Rate Constraint in MTons | FALSE | L | Annual | Allowances Banked | Thousand Tons | 0 | 0 | 0 | 0 | 0 | 0 | 0
Ozone Season NOX Transport - KS | 808 | 7050 | Rate Constraint in MTons | FALSE | L | Annual | Allowances Withdrawn (1:1) | Thousand Tons | 0 | 0 | 0 | 0 | 0 | 0 | 0
Ozone Season NOX Transport - KS | 808 | 7050 | Rate Constraint in MTons | FALSE | L | Annual | Allowances Withdrawn (n:1) | Thousand Tons | 0 | 0 | 0 | 0 | 0 | 0 | 0
Ozone Season NOX Transport - KS | 808 | 7050 | Rate Constraint in MTons | FALSE | L | Annual | Net Emissions Allowance Position | Thousand Tons | 4.0755 | 4.8856 | 0.45178 | 0.42108 | 0.12717 | 0.12485 | 0.13263
Ozone Season NOX Transport - KS | 808 | 7050 | Rate Constraint in MTons | FALSE | L | Annual | Fuel Consumed | TBtu | 84.8799 | 98.8759 | 15.6198 | 13.7769 | 1.9948 | 1.9005 | 2.5098
Ozone Season NOX Transport - KS | 808 | 7050 | Rate Constraint in MTons | FALSE | L | Annual | Rate | lb/MMBtu | 0.096029 | 0.098822 | 0.057847 | 0.061128 | 0.1275 | 0.13139 | 0.10569
Ozone Season NOX Transport - KS | 808 | 7050 | Rate Constraint in MTons | FALSE | L | Annual | Generation | TWh | 7.879 | 9.0821 | 1.092 | 0.8708 | 0.16865 | 0.18941 | 0.31889
Ozone Season NOX Transport - KS | 808 | 7050 | Rate Constraint in MTons | FALSE | L | Annual | Qualifying Generation | TWh | 7.879 | 9.0821 | 1.092 | 0.8708 | 0.16865 | 0.15647 | 0.21797
Ozone Season NOX Transport - KS | 808 | 7050 | Rate Constraint in MTons | FALSE | L | Annual | Rate | lb/MWh | 1.0345 | 1.0759 | 0.82746 | 0.9671 | 1.5082 | 1.5959 | 1.2169
Ozone Season NOX Transport - KS | 808 | 7050 | Rate Constraint in MTons | FALSE | L | Annual | Constraint Shadow Price | US2022$/Ton | 0 | 0 | 0 | 0 | 0 | 0 | 0
Ozone Season NOX Transport - Region 2 | 809 | 7063 | Rate Constraint in MTons | FALSE | L | Annual | Seasons Included | Seasons | Summer | Summer | Summer | Summer | Summer | Summer | Summer
Ozone Season NOX Transport - Region 2 | 809 | 7063 | Rate Constraint in MTons | FALSE | L | Annual | Standard NOX | Thousand Tons | 24.041 | 24.041 | 24.041 | 24.041 | 24.041 | 24.041 | 24.041
Ozone Season NOX Transport - Region 2 | 809 | 7063 | Rate Constraint in MTons | FALSE | L | Annual | Emissions at Affected Plants NOX | Thousand Tons | 1.3103 | 1.2587 | 1.3479 | 1.1001 | 0.92303 | 0.97438 | 1.1304
Ozone Season NOX Transport - Region 2 | 809 | 7063 | Rate Constraint in MTons | FALSE | L | Annual | Allowances Purchased NOX | Thousand Tons | 0 | 0 | 0 | 0 | 0 | 0 | 0
Ozone Season NOX Transport - Region 2 | 809 | 7063 | Rate Constraint in MTons | FALSE | L | Annual | Allowances Sold NOX | Thousand Tons | 0 | 0 | 0 | 0 | 0 | 0 | 0
Ozone Season NOX Transport - Region 2 | 809 | 7063 | Rate Constraint in MTons | FALSE | L | Annual | Allowances Banked | Thousand Tons | 0 | 0 | 0 | 0 | 0 | 0 | 0
Ozone Season NOX Transport - Region 2 | 809 | 7063 | Rate Constraint in MTons | FALSE | L | Annual | Allowances Withdrawn (1:1) | Thousand Tons | 0 | 0 | 0 | 0 | 0 | 0 | 0
Ozone Season NOX Transport - Region 2 | 809 | 7063 | Rate Constraint in MTons | FALSE | L | Annual | Allowances Withdrawn (n:1) | Thousand Tons | 0 | 0 | 0 | 0 | 0 | 0 | 0
Ozone Season NOX Transport - Region 2 | 809 | 7063 | Rate Constraint in MTons | FALSE | L | Annual | Net Emissions Allowance Position | Thousand Tons | 1.3103 | 1.2587 | 1.3479 | 1.1001 | 0.92303 | 0.97438 | 1.1304
Ozone Season NOX Transport - Region 2 | 809 | 7063 | Rate Constraint in MTons | FALSE | L | Annual | Fuel Consumed | TBtu | 195.1748 | 188.7865 | 194.1853 | 179.5095 | 158.0682 | 159.5435 | 192.6118
Ozone Season NOX Transport - Region 2 | 809 | 7063 | Rate Constraint in MTons | FALSE | L | Annual | Rate | lb/MMBtu | 0.013427 | 0.013335 | 0.013882 | 0.012257 | 0.011679 | 0.012215 | 0.011738
Ozone Season NOX Transport - Region 2 | 809 | 7063 | Rate Constraint in MTons | FALSE | L | Annual | Generation | TWh | 47.3652 | 46.4567 | 46.9591 | 47.0377 | 45.3461 | 52.2612 | 76.4936
Ozone Season NOX Transport - Region 2 | 809 | 7063 | Rate Constraint in MTons | FALSE | L | Annual | Qualifying Generation | TWh | 26.9191 | 26.1784 | 26.6752 | 25.1064 | 22.0604 | 21.2831 | 25.9391
Ozone Season NOX Transport - Region 2 | 809 | 7063 | Rate Constraint in MTons | FALSE | L | Annual | Rate | lb/MWh | 0.097353 | 0.096166 | 0.10106 | 0.087637 | 0.083682 | 0.091564 | 0.08716
Ozone Season NOX Transport - Region 2 | 809 | 7063 | Rate Constraint in MTons | FALSE | L | Annual | Constraint Shadow Price | US2022$/Ton | 0 | 0 | 0 | 0 | 0 | 0 | 0
PA_RACT Conemaugh 1 & 2-NOx Cap Fall | 810 | 7960 | Rate Constraint in MTons | FALSE | L | Annual | Seasons Included | Seasons | Fall | Fall | Fall | Fall | Fall | Fall | Fall
PA_RACT Conemaugh 1 & 2-NOx Cap Fall | 810 | 7960 | Rate Constraint in MTons | FALSE | L | Annual | Standard NOX | Thousand Tons | 1.3163 | 1.3163 | 1.3163 | 1.3163 | 1.3163 | 1.3163 | 1.3163
PA_RACT Conemaugh 1 & 2-NOx Cap Fall | 810 | 7960 | Rate Constraint in MTons | FALSE | L | Annual | Emissions at Affected Plants NOX | Thousand Tons | 0 | 0 | 0 | 0 | 0 | 0 | 0
PA_RACT Conemaugh 1 & 2-NOx Cap Fall | 810 | 7960 | Rate Constraint in MTons | FALSE | L | Annual | Allowances Purchased NOX | Thousand Tons | 0 | 0 | 0 | 0 | 0 | 0 | 0
PA_RACT Conemaugh 1 & 2-NOx Cap Fall | 810 | 7960 | Rate Constraint in MTons | FALSE | L | Annual | Allowances Sold NOX | Thousand Tons | 0 | 0 | 0 | 0 | 0 | 0 | 0
PA_RACT Conemaugh 1 & 2-NOx Cap Fall | 810 | 7960 | Rate Constraint in MTons | FALSE | L | Annual | Allowances Banked | Thousand Tons | 0 | 0 | 0 | 0 | 0 | 0 | 0
PA_RACT Conemaugh 1 & 2-NOx Cap Fall | 810 | 7960 | Rate Constraint in MTons | FALSE | L | Annual | Allowances Withdrawn (1:1) | Thousand Tons | 0 | 0 | 0 | 0 | 0 | 0 | 0
PA_RACT Conemaugh 1 & 2-NOx Cap Fall | 810 | 7960 | Rate Constraint in MTons | FALSE | L | Annual | Allowances Withdrawn (n:1) | Thousand Tons | 0 | 0 | 0 | 0 | 0 | 0 | 0
PA_RACT Conemaugh 1 & 2-NOx Cap Fall | 810 | 7960 | Rate Constraint in MTons | FALSE | L | Annual | Net Emissions Allowance Position | Thousand Tons | 0 | 0 | 0 | 0 | 0 | 0 | 0
PA_RACT Conemaugh 1 & 2-NOx Cap Fall | 810 | 7960 | Rate Constraint in MTons | FALSE | L | Annual | Fuel Consumed | TBtu | 0 | 0 | 0 | 0 | 0 | 0 | 0
PA_RACT Conemaugh 1 & 2-NOx Cap Fall | 810 | 7960 | Rate Constraint in MTons | FALSE | L | Annual | Rate | lb/MMBtu | 0 | 0 | 0 | 0 | 0 | 0 | 0
PA_RACT Conemaugh 1 & 2-NOx Cap Fall | 810 | 7960 | Rate Constraint in MTons | FALSE | L | Annual | Generation | TWh | 0 | 0 | 0 | 0 | 0 | 0 | 0
PA_RACT Conemaugh 1 & 2-NOx Cap Fall | 810 | 7960 | Rate Constraint in MTons | FALSE | L | Annual | Qualifying Generation | TWh | 0 | 0 | 0 | 0 | 0 | 0 | 0
PA_RACT Conemaugh 1 & 2-NOx Cap Fall | 810 | 7960 | Rate Constraint in MTons | FALSE | L | Annual | Rate | lb/MWh | 0 | 0 | 0 | 0 | 0 | 0 | 0
PA_RACT Conemaugh 1 & 2-NOx Cap Fall | 810 | 7960 | Rate Constraint in MTons | FALSE | L | Annual | Constraint Shadow Price | US2022$/Ton | 0 | 0 | 0 | 0 | 0 | 0 | 0
PA_RACT Conemaugh 1 & 2-NOx Cap Spring | 811 | 7958 | Rate Constraint in MTons | FALSE | L | Annual | Seasons Included | Seasons | Spring | Spring | Spring | Spring | Spring | Spring | Spring
PA_RACT Conemaugh 1 & 2-NOx Cap Spring | 811 | 7958 | Rate Constraint in MTons | FALSE | L | Annual | Standard NOX | Thousand Tons | 0.87279 | 0.87279 | 0.87279 | 0.87279 | 0.87279 | 0.87279 | 0.87279
PA_RACT Conemaugh 1 & 2-NOx Cap Spring | 811 | 7958 | Rate Constraint in MTons | FALSE | L | Annual | Emissions at Affected Plants NOX | Thousand Tons | 0 | 0 | 0 | 0 | 0 | 0 | 0
PA_RACT Conemaugh 1 & 2-NOx Cap Spring | 811 | 7958 | Rate Constraint in MTons | FALSE | L | Annual | Allowances Purchased NOX | Thousand Tons | 0 | 0 | 0 | 0 | 0 | 0 | 0
PA_RACT Conemaugh 1 & 2-NOx Cap Spring | 811 | 7958 | Rate Constraint in MTons | FALSE | L | Annual | Allowances Sold NOX | Thousand Tons | 0 | 0 | 0 | 0 | 0 | 0 | 0
PA_RACT Conemaugh 1 & 2-NOx Cap Spring | 811 | 7958 | Rate Constraint in MTons | FALSE | L | Annual | Allowances Banked | Thousand Tons | 0 | 0 | 0 | 0 | 0 | 0 | 0
PA_RACT Conemaugh 1 & 2-NOx Cap Spring | 811 | 7958 | Rate Constraint in MTons | FALSE | L | Annual | Allowances Withdrawn (1:1) | Thousand Tons | 0 | 0 | 0 | 0 | 0 | 0 | 0
PA_RACT Conemaugh 1 & 2-NOx Cap Spring | 811 | 7958 | Rate Constraint in MTons | FALSE | L | Annual | Allowances Withdrawn (n:1) | Thousand Tons | 0 | 0 | 0 | 0 | 0 | 0 | 0
PA_RACT Conemaugh 1 & 2-NOx Cap Spring | 811 | 7958 | Rate Constraint in MTons | FALSE | L | Annual | Net Emissions Allowance Position | Thousand Tons | 0 | 0 | 0 | 0 | 0 | 0 | 0
PA_RACT Conemaugh 1 & 2-NOx Cap Spring | 811 | 7958 | Rate Constraint in MTons | FALSE | L | Annual | Fuel Consumed | TBtu | 0 | 0 | 0 | 0 | 0 | 0 | 0
PA_RACT Conemaugh 1 & 2-NOx Cap Spring | 811 | 7958 | Rate Constraint in MTons | FALSE | L | Annual | Rate | lb/MMBtu | 0 | 0 | 0 | 0 | 0 | 0 | 0
PA_RACT Conemaugh 1 & 2-NOx Cap Spring | 811 | 7958 | Rate Constraint in MTons | FALSE | L | Annual | Generation | TWh | 0 | 0 | 0 | 0 | 0 | 0 | 0
PA_RACT Conemaugh 1 & 2-NOx Cap Spring | 811 | 7958 | Rate Constraint in MTons | FALSE | L | Annual | Qualifying Generation | TWh | 0 | 0 | 0 | 0 | 0 | 0 | 0
PA_RACT Conemaugh 1 & 2-NOx Cap Spring | 811 | 7958 | Rate Constraint in MTons | FALSE | L | Annual | Rate | lb/MWh | 0 | 0 | 0 | 0 | 0 | 0 | 0
PA_RACT Conemaugh 1 & 2-NOx Cap Spring | 811 | 7958 | Rate Constraint in MTons | FALSE | L | Annual | Constraint Shadow Price | US2022$/Ton | 0 | 0 | 0 | 0 | 0 | 0 | 0
PA_RACT Conemaugh 1 & 2-NOx Cap Summer | 812 | 7959 | Rate Constraint in MTons | FALSE | L | Annual | Seasons Included | Seasons | Summer | Summer | Summer | Summer | Summer | Summer | Summer
PA_RACT Conemaugh 1 & 2-NOx Cap Summer | 812 | 7959 | Rate Constraint in MTons | FALSE | L | Annual | Standard NOX | Thousand Tons | 2.1891 | 2.1891 | 2.1891 | 2.1891 | 2.1891 | 2.1891 | 2.1891
PA_RACT Conemaugh 1 & 2-NOx Cap Summer | 812 | 7959 | Rate Constraint in MTons | FALSE | L | Annual | Emissions at Affected Plants NOX | Thousand Tons | 0 | 0 | 0 | 0 | 0 | 0 | 0
PA_RACT Conemaugh 1 & 2-NOx Cap Summer | 812 | 7959 | Rate Constraint in MTons | FALSE | L | Annual | Allowances Purchased NOX | Thousand Tons | 0 | 0 | 0 | 0 | 0 | 0 | 0
PA_RACT Conemaugh 1 & 2-NOx Cap Summer | 812 | 7959 | Rate Constraint in MTons | FALSE | L | Annual | Allowances Sold NOX | Thousand Tons | 0 | 0 | 0 | 0 | 0 | 0 | 0
PA_RACT Conemaugh 1 & 2-NOx Cap Summer | 812 | 7959 | Rate Constraint in MTons | FALSE | L | Annual | Allowances Banked | Thousand Tons | 0 | 0 | 0 | 0 | 0 | 0 | 0
PA_RACT Conemaugh 1 & 2-NOx Cap Summer | 812 | 7959 | Rate Constraint in MTons | FALSE | L | Annual | Allowances Withdrawn (1:1) | Thousand Tons | 0 | 0 | 0 | 0 | 0 | 0 | 0
PA_RACT Conemaugh 1 & 2-NOx Cap Summer | 812 | 7959 | Rate Constraint in MTons | FALSE | L | Annual | Allowances Withdrawn (n:1) | Thousand Tons | 0 | 0 | 0 | 0 | 0 | 0 | 0
PA_RACT Conemaugh 1 & 2-NOx Cap Summer | 812 | 7959 | Rate Constraint in MTons | FALSE | L | Annual | Net Emissions Allowance Position | Thousand Tons | 0 | 0 | 0 | 0 | 0 | 0 | 0
PA_RACT Conemaugh 1 & 2-NOx Cap Summer | 812 | 7959 | Rate Constraint in MTons | FALSE | L | Annual | Fuel Consumed | TBtu | 0 | 0 | 0 | 0 | 0 | 0 | 0
PA_RACT Conemaugh 1 & 2-NOx Cap Summer | 812 | 7959 | Rate Constraint in MTons | FALSE | L | Annual | Rate | lb/MMBtu | 0 | 0 | 0 | 0 | 0 | 0 | 0
PA_RACT Conemaugh 1 & 2-NOx Cap Summer | 812 | 7959 | Rate Constraint in MTons | FALSE | L | Annual | Generation | TWh | 0 | 0 | 0 | 0 | 0 | 0 | 0
PA_RACT Conemaugh 1 & 2-NOx Cap Summer | 812 | 7959 | Rate Constraint in MTons | FALSE | L | Annual | Qualifying Generation | TWh | 0 | 0 | 0 | 0 | 0 | 0 | 0
PA_RACT Conemaugh 1 & 2-NOx Cap Summer | 812 | 7959 | Rate Constraint in MTons | FALSE | L | Annual | Rate | lb/MWh | 0 | 0 | 0 | 0 | 0 | 0 | 0
PA_RACT Conemaugh 1 & 2-NOx Cap Summer | 812 | 7959 | Rate Constraint in MTons | FALSE | L | Annual | Constraint Shadow Price | US2022$/Ton | 0 | 0 | 0 | 0 | 0 | 0 | 0
PA_RACT Conemaugh 1 & 2-NOx Cap Winter | 813 | 7957 | Rate Constraint in MTons | FALSE | L | Annual | Seasons Included | Seasons | Winter | Winter | Winter | Winter | Winter | Winter | Winter
PA_RACT Conemaugh 1 & 2-NOx Cap Winter | 813 | 7957 | Rate Constraint in MTons | FALSE | L | Annual | Standard NOX | Thousand Tons | 0.84417 | 0.84417 | 0.84417 | 0.84417 | 0.84417 | 0.84417 | 0.84417
PA_RACT Conemaugh 1 & 2-NOx Cap Winter | 813 | 7957 | Rate Constraint in MTons | FALSE | L | Annual | Emissions at Affected Plants NOX | Thousand Tons | 0 | 0 | 0 | 0 | 0 | 0 | 0
PA_RACT Conemaugh 1 & 2-NOx Cap Winter | 813 | 7957 | Rate Constraint in MTons | FALSE | L | Annual | Allowances Purchased NOX | Thousand Tons | 0 | 0 | 0 | 0 | 0 | 0 | 0
PA_RACT Conemaugh 1 & 2-NOx Cap Winter | 813 | 7957 | Rate Constraint in MTons | FALSE | L | Annual | Allowances Sold NOX | Thousand Tons | 0 | 0 | 0 | 0 | 0 | 0 | 0
PA_RACT Conemaugh 1 & 2-NOx Cap Winter | 813 | 7957 | Rate Constraint in MTons | FALSE | L | Annual | Allowances Banked | Thousand Tons | 0 | 0 | 0 | 0 | 0 | 0 | 0
PA_RACT Conemaugh 1 & 2-NOx Cap Winter | 813 | 7957 | Rate Constraint in MTons | FALSE | L | Annual | Allowances Withdrawn (1:1) | Thousand Tons | 0 | 0 | 0 | 0 | 0 | 0 | 0
PA_RACT Conemaugh 1 & 2-NOx Cap Winter | 813 | 7957 | Rate Constraint in MTons | FALSE | L | Annual | Allowances Withdrawn (n:1) | Thousand Tons | 0 | 0 | 0 | 0 | 0 | 0 | 0
PA_RACT Conemaugh 1 & 2-NOx Cap Winter | 813 | 7957 | Rate Constraint in MTons | FALSE | L | Annual | Net Emissions Allowance Position | Thousand Tons | 0 | 0 | 0 | 0 | 0 | 0 | 0
PA_RACT Conemaugh 1 & 2-NOx Cap Winter | 813 | 7957 | Rate Constraint in MTons | FALSE | L | Annual | Fuel Consumed | TBtu | 0 | 0 | 0 | 0 | 0 | 0 | 0
PA_RACT Conemaugh 1 & 2-NOx Cap Winter | 813 | 7957 | Rate Constraint in MTons | FALSE | L | Annual | Rate | lb/MMBtu | 0 | 0 | 0 | 0 | 0 | 0 | 0
PA_RACT Conemaugh 1 & 2-NOx Cap Winter | 813 | 7957 | Rate Constraint in MTons | FALSE | L | Annual | Generation | TWh | 0 | 0 | 0 | 0 | 0 | 0 | 0
PA_RACT Conemaugh 1 & 2-NOx Cap Winter | 813 | 7957 | Rate Constraint in MTons | FALSE | L | Annual | Qualifying Generation | TWh | 0 | 0 | 0 | 0 | 0 | 0 | 0
PA_RACT Conemaugh 1 & 2-NOx Cap Winter | 813 | 7957 | Rate Constraint in MTons | FALSE | L | Annual | Rate | lb/MWh | 0 | 0 | 0 | 0 | 0 | 0 | 0
PA_RACT Conemaugh 1 & 2-NOx Cap Winter | 813 | 7957 | Rate Constraint in MTons | FALSE | L | Annual | Constraint Shadow Price | US2022$/Ton | 0 | 0 | 0 | 0 | 0 | 0 | 0
PA_RACT Keystone 1 & 2-NOx Cap Fall | 814 | 7964 | Rate Constraint in MTons | FALSE | L | Annual | Seasons Included | Seasons | Fall | Fall | Fall | Fall | Fall | Fall | Fall
PA_RACT Keystone 1 & 2-NOx Cap Fall | 814 | 7964 | Rate Constraint in MTons | FALSE | L | Annual | Standard NOX | Thousand Tons | 1.4436 | 1.4436 | 1.4436 | 1.4436 | 1.4436 | 1.4436 | 1.4436
PA_RACT Keystone 1 & 2-NOx Cap Fall | 814 | 7964 | Rate Constraint in MTons | FALSE | L | Annual | Emissions at Affected Plants NOX | Thousand Tons | 0 | 0 | 0 | 0 | 0 | 0 | 0
PA_RACT Keystone 1 & 2-NOx Cap Fall | 814 | 7964 | Rate Constraint in MTons | FALSE | L | Annual | Allowances Purchased NOX | Thousand Tons | 0 | 0 | 0 | 0 | 0 | 0 | 0
PA_RACT Keystone 1 & 2-NOx Cap Fall | 814 | 7964 | Rate Constraint in MTons | FALSE | L | Annual | Allowances Sold NOX | Thousand Tons | 0 | 0 | 0 | 0 | 0 | 0 | 0
PA_RACT Keystone 1 & 2-NOx Cap Fall | 814 | 7964 | Rate Constraint in MTons | FALSE | L | Annual | Allowances Banked | Thousand Tons | 0 | 0 | 0 | 0 | 0 | 0 | 0
PA_RACT Keystone 1 & 2-NOx Cap Fall | 814 | 7964 | Rate Constraint in MTons | FALSE | L | Annual | Allowances Withdrawn (1:1) | Thousand Tons | 0 | 0 | 0 | 0 | 0 | 0 | 0
PA_RACT Keystone 1 & 2-NOx Cap Fall | 814 | 7964 | Rate Constraint in MTons | FALSE | L | Annual | Allowances Withdrawn (n:1) | Thousand Tons | 0 | 0 | 0 | 0 | 0 | 0 | 0
PA_RACT Keystone 1 & 2-NOx Cap Fall | 814 | 7964 | Rate Constraint in MTons | FALSE | L | Annual | Net Emissions Allowance Position | Thousand Tons | 0 | 0 | 0 | 0 | 0 | 0 | 0
PA_RACT Keystone 1 & 2-NOx Cap Fall | 814 | 7964 | Rate Constraint in MTons | FALSE | L | Annual | Fuel Consumed | TBtu | 0 | 0 | 0 | 0 | 0 | 0 | 0
PA_RACT Keystone 1 & 2-NOx Cap Fall | 814 | 7964 | Rate Constraint in MTons | FALSE | L | Annual | Rate | lb/MMBtu | 0 | 0 | 0 | 0 | 0 | 0 | 0
PA_RACT Keystone 1 & 2-NOx Cap Fall | 814 | 7964 | Rate Constraint in MTons | FALSE | L | Annual | Generation | TWh | 0 | 0 | 0 | 0 | 0 | 0 | 0
PA_RACT Keystone 1 & 2-NOx Cap Fall | 814 | 7964 | Rate Constraint in MTons | FALSE | L | Annual | Qualifying Generation | TWh | 0 | 0 | 0 | 0 | 0 | 0 | 0
PA_RACT Keystone 1 & 2-NOx Cap Fall | 814 | 7964 | Rate Constraint in MTons | FALSE | L | Annual | Rate | lb/MWh | 0 | 0 | 0 | 0 | 0 | 0 | 0
PA_RACT Keystone 1 & 2-NOx Cap Fall | 814 | 7964 | Rate Constraint in MTons | FALSE | L | Annual | Constraint Shadow Price | US2022$/Ton | 0 | 0 | 0 | 0 | 0 | 0 | 0
PA_RACT Keystone 1 & 2-NOx Cap Spring | 815 | 7962 | Rate Constraint in MTons | FALSE | L | Annual | Seasons Included | Seasons | Spring | Spring | Spring | Spring | Spring | Spring | Spring
PA_RACT Keystone 1 & 2-NOx Cap Spring | 815 | 7962 | Rate Constraint in MTons | FALSE | L | Annual | Standard NOX | Thousand Tons | 0.95715 | 0.95715 | 0.95715 | 0.95715 | 0.95715 | 0.95715 | 0.95715
PA_RACT Keystone 1 & 2-NOx Cap Spring | 815 | 7962 | Rate Constraint in MTons | FALSE | L | Annual | Emissions at Affected Plants NOX | Thousand Tons | 0 | 0 | 0 | 0 | 0 | 0 | 0
PA_RACT Keystone 1 & 2-NOx Cap Spring | 815 | 7962 | Rate Constraint in MTons | FALSE | L | Annual | Allowances Purchased NOX | Thousand Tons | 0 | 0 | 0 | 0 | 0 | 0 | 0
PA_RACT Keystone 1 & 2-NOx Cap Spring | 815 | 7962 | Rate Constraint in MTons | FALSE | L | Annual | Allowances Sold NOX | Thousand Tons | 0 | 0 | 0 | 0 | 0 | 0 | 0
PA_RACT Keystone 1 & 2-NOx Cap Spring | 815 | 7962 | Rate Constraint in MTons | FALSE | L | Annual | Allowances Banked | Thousand Tons | 0 | 0 | 0 | 0 | 0 | 0 | 0
PA_RACT Keystone 1 & 2-NOx Cap Spring | 815 | 7962 | Rate Constraint in MTons | FALSE | L | Annual | Allowances Withdrawn (1:1) | Thousand Tons | 0 | 0 | 0 | 0 | 0 | 0 | 0
PA_RACT Keystone 1 & 2-NOx Cap Spring | 815 | 7962 | Rate Constraint in MTons | FALSE | L | Annual | Allowances Withdrawn (n:1) | Thousand Tons | 0 | 0 | 0 | 0 | 0 | 0 | 0
PA_RACT Keystone 1 & 2-NOx Cap Spring | 815 | 7962 | Rate Constraint in MTons | FALSE | L | Annual | Net Emissions Allowance Position | Thousand Tons | 0 | 0 | 0 | 0 | 0 | 0 | 0
PA_RACT Keystone 1 & 2-NOx Cap Spring | 815 | 7962 | Rate Constraint in MTons | FALSE | L | Annual | Fuel Consumed | TBtu | 0 | 0 | 0 | 0 | 0 | 0 | 0
PA_RACT Keystone 1 & 2-NOx Cap Spring | 815 | 7962 | Rate Constraint in MTons | FALSE | L | Annual | Rate | lb/MMBtu | 0 | 0 | 0 | 0 | 0 | 0 | 0
PA_RACT Keystone 1 & 2-NOx Cap Spring | 815 | 7962 | Rate Constraint in MTons | FALSE | L | Annual | Generation | TWh | 0 | 0 | 0 | 0 | 0 | 0 | 0
PA_RACT Keystone 1 & 2-NOx Cap Spring | 815 | 7962 | Rate Constraint in MTons | FALSE | L | Annual | Qualifying Generation | TWh | 0 | 0 | 0 | 0 | 0 | 0 | 0
PA_RACT Keystone 1 & 2-NOx Cap Spring | 815 | 7962 | Rate Constraint in MTons | FALSE | L | Annual | Rate | lb/MWh | 0 | 0 | 0 | 0 | 0 | 0 | 0
PA_RACT Keystone 1 & 2-NOx Cap Spring | 815 | 7962 | Rate Constraint in MTons | FALSE | L | Annual | Constraint Shadow Price | US2022$/Ton | 0 | 0 | 0 | 0 | 0 | 0 | 0
PA_RACT Keystone 1 & 2-NOx Cap Summer | 816 | 7963 | Rate Constraint in MTons | FALSE | L | Annual | Seasons Included | Seasons | Summer | Summer | Summer | Summer | Summer | Summer | Summer
PA_RACT Keystone 1 & 2-NOx Cap Summer | 816 | 7963 | Rate Constraint in MTons | FALSE | L | Annual | Standard NOX | Thousand Tons | 2.4007 | 2.4007 | 2.4007 | 2.4007 | 2.4007 | 2.4007 | 2.4007
PA_RACT Keystone 1 & 2-NOx Cap Summer | 816 | 7963 | Rate Constraint in MTons | FALSE | L | Annual | Emissions at Affected Plants NOX | Thousand Tons | 0 | 0 | 0 | 0 | 0 | 0 | 0
PA_RACT Keystone 1 & 2-NOx Cap Summer | 816 | 7963 | Rate Constraint in MTons | FALSE | L | Annual | Allowances Purchased NOX | Thousand Tons | 0 | 0 | 0 | 0 | 0 | 0 | 0
PA_RACT Keystone 1 & 2-NOx Cap Summer | 816 | 7963 | Rate Constraint in MTons | FALSE | L | Annual | Allowances Sold NOX | Thousand Tons | 0 | 0 | 0 | 0 | 0 | 0 | 0
PA_RACT Keystone 1 & 2-NOx Cap Summer | 816 | 7963 | Rate Constraint in MTons | FALSE | L | Annual | Allowances Banked | Thousand Tons | 0 | 0 | 0 | 0 | 0 | 0 | 0
PA_RACT Keystone 1 & 2-NOx Cap Summer | 816 | 7963 | Rate Constraint in MTons | FALSE | L | Annual | Allowances Withdrawn (1:1) | Thousand Tons | 0 | 0 | 0 | 0 | 0 | 0 | 0
PA_RACT Keystone 1 & 2-NOx Cap Summer | 816 | 7963 | Rate Constraint in MTons | FALSE | L | Annual | Allowances Withdrawn (n:1) | Thousand Tons | 0 | 0 | 0 | 0 | 0 | 0 | 0
PA_RACT Keystone 1 & 2-NOx Cap Summer | 816 | 7963 | Rate Constraint in MTons | FALSE | L | Annual | Net Emissions Allowance Position | Thousand Tons | 0 | 0 | 0 | 0 | 0 | 0 | 0
PA_RACT Keystone 1 & 2-NOx Cap Summer | 816 | 7963 | Rate Constraint in MTons | FALSE | L | Annual | Fuel Consumed | TBtu | 0 | 0 | 0 | 0 | 0 | 0 | 0
PA_RACT Keystone 1 & 2-NOx Cap Summer | 816 | 7963 | Rate Constraint in MTons | FALSE | L | Annual | Rate | lb/MMBtu | 0 | 0 | 0 | 0 | 0 | 0 | 0
PA_RACT Keystone 1 & 2-NOx Cap Summer | 816 | 7963 | Rate Constraint in MTons | FALSE | L | Annual | Generation | TWh | 0 | 0 | 0 | 0 | 0 | 0 | 0
PA_RACT Keystone 1 & 2-NOx Cap Summer | 816 | 7963 | Rate Constraint in MTons | FALSE | L | Annual | Qualifying Generation | TWh | 0 | 0 | 0 | 0 | 0 | 0 | 0
PA_RACT Keystone 1 & 2-NOx Cap Summer | 816 | 7963 | Rate Constraint in MTons | FALSE | L | Annual | Rate | lb/MWh | 0 | 0 | 0 | 0 | 0 | 0 | 0
PA_RACT Keystone 1 & 2-NOx Cap Summer | 816 | 7963 | Rate Constraint in MTons | FALSE | L | Annual | Constraint Shadow Price | US2022$/Ton | 0 | 0 | 0 | 0 | 0 | 0 | 0
PA_RACT Keystone 1 & 2-NOx Cap Winter | 817 | 7961 | Rate Constraint in MTons | FALSE | L | Annual | Seasons Included | Seasons | Winter | Winter | Winter | Winter | Winter | Winter | Winter
PA_RACT Keystone 1 & 2-NOx Cap Winter | 817 | 7961 | Rate Constraint in MTons | FALSE | L | Annual | Standard NOX | Thousand Tons | 0.92577 | 0.92577 | 0.92577 | 0.92577 | 0.92577 | 0.92577 | 0.92577
PA_RACT Keystone 1 & 2-NOx Cap Winter | 817 | 7961 | Rate Constraint in MTons | FALSE | L | Annual | Emissions at Affected Plants NOX | Thousand Tons | 0 | 0 | 0 | 0 | 0 | 0 | 0
PA_RACT Keystone 1 & 2-NOx Cap Winter | 817 | 7961 | Rate Constraint in MTons | FALSE | L | Annual | Allowances Purchased NOX | Thousand Tons | 0 | 0 | 0 | 0 | 0 | 0 | 0
PA_RACT Keystone 1 & 2-NOx Cap Winter | 817 | 7961 | Rate Constraint in MTons | FALSE | L | Annual | Allowances Sold NOX | Thousand Tons | 0 | 0 | 0 | 0 | 0 | 0 | 0
PA_RACT Keystone 1 & 2-NOx Cap Winter | 817 | 7961 | Rate Constraint in MTons | FALSE | L | Annual | Allowances Banked | Thousand Tons | 0 | 0 | 0 | 0 | 0 | 0 | 0
PA_RACT Keystone 1 & 2-NOx Cap Winter | 817 | 7961 | Rate Constraint in MTons | FALSE | L | Annual | Allowances Withdrawn (1:1) | Thousand Tons | 0 | 0 | 0 | 0 | 0 | 0 | 0
PA_RACT Keystone 1 & 2-NOx Cap Winter | 817 | 7961 | Rate Constraint in MTons | FALSE | L | Annual | Allowances Withdrawn (n:1) | Thousand Tons | 0 | 0 | 0 | 0 | 0 | 0 | 0
PA_RACT Keystone 1 & 2-NOx Cap Winter | 817 | 7961 | Rate Constraint in MTons | FALSE | L | Annual | Net Emissions Allowance Position | Thousand Tons | 0 | 0 | 0 | 0 | 0 | 0 | 0
PA_RACT Keystone 1 & 2-NOx Cap Winter | 817 | 7961 | Rate Constraint in MTons | FALSE | L | Annual | Fuel Consumed | TBtu | 0 | 0 | 0 | 0 | 0 | 0 | 0
PA_RACT Keystone 1 & 2-NOx Cap Winter | 817 | 7961 | Rate Constraint in MTons | FALSE | L | Annual | Rate | lb/MMBtu | 0 | 0 | 0 | 0 | 0 | 0 | 0
PA_RACT Keystone 1 & 2-NOx Cap Winter | 817 | 7961 | Rate Constraint in MTons | FALSE | L | Annual | Generation | TWh | 0 | 0 | 0 | 0 | 0 | 0 | 0
PA_RACT Keystone 1 & 2-NOx Cap Winter | 817 | 7961 | Rate Constraint in MTons | FALSE | L | Annual | Qualifying Generation | TWh | 0 | 0 | 0 | 0 | 0 | 0 | 0
PA_RACT Keystone 1 & 2-NOx Cap Winter | 817 | 7961 | Rate Constraint in MTons | FALSE | L | Annual | Rate | lb/MWh | 0 | 0 | 0 | 0 | 0 | 0 | 0
PA_RACT Keystone 1 & 2-NOx Cap Winter | 817 | 7961 | Rate Constraint in MTons | FALSE | L | Annual | Constraint Shadow Price | US2022$/Ton | 0 | 0 | 0 | 0 | 0 | 0 | 0
PA_RACT Montour 1 & 2-NOx Cap Fall | 818 | 7956 | Rate Constraint in MTons | FALSE | L | Annual | Seasons Included | Seasons | Fall | Fall | Fall | Fall | Fall | Fall | Fall
PA_RACT Montour 1 & 2-NOx Cap Fall | 818 | 7956 | Rate Constraint in MTons | FALSE | L | Annual | Standard NOX | Thousand Tons | 1.6391 | 1.6391 | 1.6391 | 1.6391 | 1.6391 | 1.6391 | 1.6391
PA_RACT Montour 1 & 2-NOx Cap Fall | 818 | 7956 | Rate Constraint in MTons | FALSE | L | Annual | Emissions at Affected Plants NOX | Thousand Tons | 0 | 0 | 0 | 0 | 0 | 0 | 0
PA_RACT Montour 1 & 2-NOx Cap Fall | 818 | 7956 | Rate Constraint in MTons | FALSE | L | Annual | Allowances Purchased NOX | Thousand Tons | 0 | 0 | 0 | 0 | 0 | 0 | 0
PA_RACT Montour 1 & 2-NOx Cap Fall | 818 | 7956 | Rate Constraint in MTons | FALSE | L | Annual | Allowances Sold NOX | Thousand Tons | 0 | 0 | 0 | 0 | 0 | 0 | 0
PA_RACT Montour 1 & 2-NOx Cap Fall | 818 | 7956 | Rate Constraint in MTons | FALSE | L | Annual | Allowances Banked | Thousand Tons | 0 | 0 | 0 | 0 | 0 | 0 | 0
PA_RACT Montour 1 & 2-NOx Cap Fall | 818 | 7956 | Rate Constraint in MTons | FALSE | L | Annual | Allowances Withdrawn (1:1) | Thousand Tons | 0 | 0 | 0 | 0 | 0 | 0 | 0
PA_RACT Montour 1 & 2-NOx Cap Fall | 818 | 7956 | Rate Constraint in MTons | FALSE | L | Annual | Allowances Withdrawn (n:1) | Thousand Tons | 0 | 0 | 0 | 0 | 0 | 0 | 0
PA_RACT Montour 1 & 2-NOx Cap Fall | 818 | 7956 | Rate Constraint in MTons | FALSE | L | Annual | Net Emissions Allowance Position | Thousand Tons | 0 | 0 | 0 | 0 | 0 | 0 | 0
PA_RACT Montour 1 & 2-NOx Cap Fall | 818 | 7956 | Rate Constraint in MTons | FALSE | L | Annual | Fuel Consumed | TBtu | 0 | 0 | 0 | 0 | 0 | 0 | 0
PA_RACT Montour 1 & 2-NOx Cap Fall | 818 | 7956 | Rate Constraint in MTons | FALSE | L | Annual | Rate | lb/MMBtu | 0 | 0 | 0 | 0 | 0 | 0 | 0
PA_RACT Montour 1 & 2-NOx Cap Fall | 818 | 7956 | Rate Constraint in MTons | FALSE | L | Annual | Generation | TWh | 0 | 0 | 0 | 0 | 0 | 0 | 0
PA_RACT Montour 1 & 2-NOx Cap Fall | 818 | 7956 | Rate Constraint in MTons | FALSE | L | Annual | Qualifying Generation | TWh | 0 | 0 | 0 | 0 | 0 | 0 | 0
PA_RACT Montour 1 & 2-NOx Cap Fall | 818 | 7956 | Rate Constraint in MTons | FALSE | L | Annual | Rate | lb/MWh | 0 | 0 | 0 | 0 | 0 | 0 | 0
PA_RACT Montour 1 & 2-NOx Cap Fall | 818 | 7956 | Rate Constraint in MTons | FALSE | L | Annual | Constraint Shadow Price | US2022$/Ton | 0 | 0 | 0 | 0 | 0 | 0 | 0
PA_RACT Montour 1 & 2-NOx Cap Spring | 819 | 7954 | Rate Constraint in MTons | FALSE | L | Annual | Seasons Included | Seasons | Spring | Spring | Spring | Spring | Spring | Spring | Spring
PA_RACT Montour 1 & 2-NOx Cap Spring | 819 | 7954 | Rate Constraint in MTons | FALSE | L | Annual | Standard NOX | Thousand Tons | 1.0868 | 1.0868 | 1.0868 | 1.0868 | 1.0868 | 1.0868 | 1.0868
PA_RACT Montour 1 & 2-NOx Cap Spring | 819 | 7954 | Rate Constraint in MTons | FALSE | L | Annual | Emissions at Affected Plants NOX | Thousand Tons | 0 | 0 | 0 | 0 | 0 | 0 | 0
PA_RACT Montour 1 & 2-NOx Cap Spring | 819 | 7954 | Rate Constraint in MTons | FALSE | L | Annual | Allowances Purchased NOX | Thousand Tons | 0 | 0 | 0 | 0 | 0 | 0 | 0
PA_RACT Montour 1 & 2-NOx Cap Spring | 819 | 7954 | Rate Constraint in MTons | FALSE | L | Annual | Allowances Sold NOX | Thousand Tons | 0 | 0 | 0 | 0 | 0 | 0 | 0
PA_RACT Montour 1 & 2-NOx Cap Spring | 819 | 7954 | Rate Constraint in MTons | FALSE | L | Annual | Allowances Banked | Thousand Tons | 0 | 0 | 0 | 0 | 0 | 0 | 0
PA_RACT Montour 1 & 2-NOx Cap Spring | 819 | 7954 | Rate Constraint in MTons | FALSE | L | Annual | Allowances Withdrawn (1:1) | Thousand Tons | 0 | 0 | 0 | 0 | 0 | 0 | 0
PA_RACT Montour 1 & 2-NOx Cap Spring | 819 | 7954 | Rate Constraint in MTons | FALSE | L | Annual | Allowances Withdrawn (n:1) | Thousand Tons | 0 | 0 | 0 | 0 | 0 | 0 | 0
PA_RACT Montour 1 & 2-NOx Cap Spring | 819 | 7954 | Rate Constraint in MTons | FALSE | L | Annual | Net Emissions Allowance Position | Thousand Tons | 0 | 0 | 0 | 0 | 0 | 0 | 0
PA_RACT Montour 1 & 2-NOx Cap Spring | 819 | 7954 | Rate Constraint in MTons | FALSE | L | Annual | Fuel Consumed | TBtu | 0 | 0 | 0 | 0 | 0 | 0 | 0
PA_RACT Montour 1 & 2-NOx Cap Spring | 819 | 7954 | Rate Constraint in MTons | FALSE | L | Annual | Rate | lb/MMBtu | 0 | 0 | 0 | 0 | 0 | 0 | 0
PA_RACT Montour 1 & 2-NOx Cap Spring | 819 | 7954 | Rate Constraint in MTons | FALSE | L | Annual | Generation | TWh | 0 | 0 | 0 | 0 | 0 | 0 | 0
PA_RACT Montour 1 & 2-NOx Cap Spring | 819 | 7954 | Rate Constraint in MTons | FALSE | L | Annual | Qualifying Generation | TWh | 0 | 0 | 0 | 0 | 0 | 0 | 0
PA_RACT Montour 1 & 2-NOx Cap Spring | 819 | 7954 | Rate Constraint in MTons | FALSE | L | Annual | Rate | lb/MWh | 0 | 0 | 0 | 0 | 0 | 0 | 0
PA_RACT Montour 1 & 2-NOx Cap Spring | 819 | 7954 | Rate Constraint in MTons | FALSE | L | Annual | Constraint Shadow Price | US2022$/Ton | 0 | 0 | 0 | 0 | 0 | 0 | 0
PA_RACT Montour 1 & 2-NOx Cap Summer | 820 | 7955 | Rate Constraint in MTons | FALSE | L | Annual | Seasons Included | Seasons | Summer | Summer | Summer | Summer | Summer | Summer | Summer
PA_RACT Montour 1 & 2-NOx Cap Summer | 820 | 7955 | Rate Constraint in MTons | FALSE | L | Annual | Standard NOX | Thousand Tons | 2.7259 | 2.7259 | 2.7259 | 2.7259 | 2.7259 | 2.7259 | 2.7259
PA_RACT Montour 1 & 2-NOx Cap Summer | 820 | 7955 | Rate Constraint in MTons | FALSE | L | Annual | Emissions at Affected Plants NOX | Thousand Tons | 0.27292 | 0.27333 | 0.27374 | 0 | 0 | 0 | 0
PA_RACT Montour 1 & 2-NOx Cap Summer | 820 | 7955 | Rate Constraint in MTons | FALSE | L | Annual | Allowances Purchased NOX | Thousand Tons | 0 | 0 | 0 | 0 | 0 | 0 | 0
PA_RACT Montour 1 & 2-NOx Cap Summer | 820 | 7955 | Rate Constraint in MTons | FALSE | L | Annual | Allowances Sold NOX | Thousand Tons | 0 | 0 | 0 | 0 | 0 | 0 | 0
PA_RACT Montour 1 & 2-NOx Cap Summer | 820 | 7955 | Rate Constraint in MTons | FALSE | L | Annual | Allowances Banked | Thousand Tons | 0 | 0 | 0 | 0 | 0 | 0 | 0
PA_RACT Montour 1 & 2-NOx Cap Summer | 820 | 7955 | Rate Constraint in MTons | FALSE | L | Annual | Allowances Withdrawn (1:1) | Thousand Tons | 0 | 0 | 0 | 0 | 0 | 0 | 0
PA_RACT Montour 1 & 2-NOx Cap Summer | 820 | 7955 | Rate Constraint in MTons | FALSE | L | Annual | Allowances Withdrawn (n:1) | Thousand Tons | 0 | 0 | 0 | 0 | 0 | 0 | 0
PA_RACT Montour 1 & 2-NOx Cap Summer | 820 | 7955 | Rate Constraint in MTons | FALSE | L | Annual | Net Emissions Allowance Position | Thousand Tons | 0.27292 | 0.27333 | 0.27374 | 0 | 0 | 0 | 0
PA_RACT Montour 1 & 2-NOx Cap Summer | 820 | 7955 | Rate Constraint in MTons | FALSE | L | Annual | Fuel Consumed | TBtu | 18.1944 | 18.2219 | 18.2493 | 0 | 0 | 0 | 0
PA_RACT Montour 1 & 2-NOx Cap Summer | 820 | 7955 | Rate Constraint in MTons | FALSE | L | Annual | Rate | lb/MMBtu | 0.03 | 0.03 | 0.03 | 0 | 0 | 0 | 0
PA_RACT Montour 1 & 2-NOx Cap Summer | 820 | 7955 | Rate Constraint in MTons | FALSE | L | Annual | Generation | TWh | 1.7014 | 1.704 | 1.7065 | 0 | 0 | 0 | 0
PA_RACT Montour 1 & 2-NOx Cap Summer | 820 | 7955 | Rate Constraint in MTons | FALSE | L | Annual | Qualifying Generation | TWh | 1.7014 | 1.704 | 1.7065 | 0 | 0 | 0 | 0
PA_RACT Montour 1 & 2-NOx Cap Summer | 820 | 7955 | Rate Constraint in MTons | FALSE | L | Annual | Rate | lb/MWh | 0.32081 | 0.32081 | 0.32081 | 0 | 0 | 0 | 0
PA_RACT Montour 1 & 2-NOx Cap Summer | 820 | 7955 | Rate Constraint in MTons | FALSE | L | Annual | Constraint Shadow Price | US2022$/Ton | 0 | 0 | 0 | 0 | 0 | 0 | 0
PA_RACT Montour 1 & 2-NOx Cap Winter | 821 | 7953 | Rate Constraint in MTons | FALSE | L | Annual | Seasons Included | Seasons | Winter | Winter | Winter | Winter | Winter | Winter | Winter
PA_RACT Montour 1 & 2-NOx Cap Winter | 821 | 7953 | Rate Constraint in MTons | FALSE | L | Annual | Standard NOX | Thousand Tons | 1.0512 | 1.0512 | 1.0512 | 1.0512 | 1.0512 | 1.0512 | 1.0512
PA_RACT Montour 1 & 2-NOx Cap Winter | 821 | 7953 | Rate Constraint in MTons | FALSE | L | Annual | Emissions at Affected Plants NOX | Thousand Tons | 0 | 0 | 0 | 0 | 0 | 0 | 0
PA_RACT Montour 1 & 2-NOx Cap Winter | 821 | 7953 | Rate Constraint in MTons | FALSE | L | Annual | Allowances Purchased NOX | Thousand Tons | 0 | 0 | 0 | 0 | 0 | 0 | 0
PA_RACT Montour 1 & 2-NOx Cap Winter | 821 | 7953 | Rate Constraint in MTons | FALSE | L | Annual | Allowances Sold NOX | Thousand Tons | 0 | 0 | 0 | 0 | 0 | 0 | 0
PA_RACT Montour 1 & 2-NOx Cap Winter | 821 | 7953 | Rate Constraint in MTons | FALSE | L | Annual | Allowances Banked | Thousand Tons | 0 | 0 | 0 | 0 | 0 | 0 | 0
PA_RACT Montour 1 & 2-NOx Cap Winter | 821 | 7953 | Rate Constraint in MTons | FALSE | L | Annual | Allowances Withdrawn (1:1) | Thousand Tons | 0 | 0 | 0 | 0 | 0 | 0 | 0
PA_RACT Montour 1 & 2-NOx Cap Winter | 821 | 7953 | Rate Constraint in MTons | FALSE | L | Annual | Allowances Withdrawn (n:1) | Thousand Tons | 0 | 0 | 0 | 0 | 0 | 0 | 0
PA_RACT Montour 1 & 2-NOx Cap Winter | 821 | 7953 | Rate Constraint in MTons | FALSE | L | Annual | Net Emissions Allowance Position | Thousand Tons | 0 | 0 | 0 | 0 | 0 | 0 | 0
PA_RACT Montour 1 & 2-NOx Cap Winter | 821 | 7953 | Rate Constraint in MTons | FALSE | L | Annual | Fuel Consumed | TBtu | 0 | 0 | 0 | 0 | 0 | 0 | 0
PA_RACT Montour 1 & 2-NOx Cap Winter | 821 | 7953 | Rate Constraint in MTons | FALSE | L | Annual | Rate | lb/MMBtu | 0 | 0 | 0 | 0 | 0 | 0 | 0
PA_RACT Montour 1 & 2-NOx Cap Winter | 821 | 7953 | Rate Constraint in MTons | FALSE | L | Annual | Generation | TWh | 0 | 0 | 0 | 0 | 0 | 0 | 0
PA_RACT Montour 1 & 2-NOx Cap Winter | 821 | 7953 | Rate Constraint in MTons | FALSE | L | Annual | Qualifying Generation | TWh | 0 | 0 | 0 | 0 | 0 | 0 | 0
PA_RACT Montour 1 & 2-NOx Cap Winter | 821 | 7953 | Rate Constraint in MTons | FALSE | L | Annual | Rate | lb/MWh | 0 | 0 | 0 | 0 | 0 | 0 | 0
PA_RACT Montour 1 & 2-NOx Cap Winter | 821 | 7953 | Rate Constraint in MTons | FALSE | L | Annual | Constraint Shadow Price | US2022$/Ton | 0 | 0 | 0 | 0 | 0 | 0 | 0
RED-Rochester MER Rate Limit v3.1 | 822 | 7518 | Rate Constraint in lbs/MMBtu | FALSE | L | Annual | Seasons Included | Seasons | Winter, Spring, Summer, Fall | Winter, Spring, Summer, Fall | Winter, Spring, Summer, Fall | Winter, Spring, Summer, Fall | Winter, Spring, Summer, Fall | Winter, Spring, Summer, Fall | Winter, Spring, Summer, Fall
RED-Rochester MER Rate Limit v3.1 | 822 | 7518 | Rate Constraint in lbs/MMBtu | FALSE | L | Annual | Standard MER | lb/MMBtu | 6e-07 | 6e-07 | 6e-07 | 6e-07 | 6e-07 | 6e-07 | 6e-07
RED-Rochester MER Rate Limit v3.1 | 822 | 7518 | Rate Constraint in lbs/MMBtu | FALSE | L | Annual | Emissions at Affected Plants MER | lbs | 0.00026079 | 0.00026563 | 0.00041068 | 0 | 0 | 0 | 0
RED-Rochester MER Rate Limit v3.1 | 822 | 7518 | Rate Constraint in lbs/MMBtu | FALSE | L | Annual | Allowances Purchased MER | lbs | 0 | 0 | 0 | 0 | 0 | 0 | 0
RED-Rochester MER Rate Limit v3.1 | 822 | 7518 | Rate Constraint in lbs/MMBtu | FALSE | L | Annual | Allowances Sold MER | lbs | 0 | 0 | 0 | 0 | 0 | 0 | 0
RED-Rochester MER Rate Limit v3.1 | 822 | 7518 | Rate Constraint in lbs/MMBtu | FALSE | L | Annual | Allowances Banked | lbs | 0 | 0 | 0 | 0 | 0 | 0 | 0
RED-Rochester MER Rate Limit v3.1 | 822 | 7518 | Rate Constraint in lbs/MMBtu | FALSE | L | Annual | Allowances Withdrawn (1:1) | lbs | 0 | 0 | 0 | 0 | 0 | 0 | 0
RED-Rochester MER Rate Limit v3.1 | 822 | 7518 | Rate Constraint in lbs/MMBtu | FALSE | L | Annual | Allowances Withdrawn (n:1) | lbs | 0 | 0 | 0 | 0 | 0 | 0 | 0
RED-Rochester MER Rate Limit v3.1 | 822 | 7518 | Rate Constraint in lbs/MMBtu | FALSE | L | Annual | Net Emissions Allowance Position | lbs | 0.00026079 | 0.00026563 | 0.00041068 | 0 | 0 | 0 | 0
RED-Rochester MER Rate Limit v3.1 | 822 | 7518 | Rate Constraint in lbs/MMBtu | FALSE | L | Annual | Fuel Consumed | TBtu | 1.4124 | 1.4386 | 2.2241 | 0 | 0 | 0 | 0
RED-Rochester MER Rate Limit v3.1 | 822 | 7518 | Rate Constraint in lbs/MMBtu | FALSE | L | Annual | Rate | lb/MMBtu | 1.8465e-10 | 1.8465e-10 | 1.8465e-10 | 0 | 0 | 0 | 0
RED-Rochester MER Rate Limit v3.1 | 822 | 7518 | Rate Constraint in lbs/MMBtu | FALSE | L | Annual | Generation | TWh | 0.17017 | 0.17332 | 0.26796 | 0 | 0 | 0 | 0
RED-Rochester MER Rate Limit v3.1 | 822 | 7518 | Rate Constraint in lbs/MMBtu | FALSE | L | Annual | Qualifying Generation | TWh | 0.17017 | 0.17332 | 0.26796 | 0 | 0 | 0 | 0
RED-Rochester MER Rate Limit v3.1 | 822 | 7518 | Rate Constraint in lbs/MMBtu | FALSE | L | Annual | Rate | lb/MWh | 1.5326e-09 | 1.5326e-09 | 1.5326e-09 | 0 | 0 | 0 | 0
RED-Rochester MER Rate Limit v3.1 | 822 | 7518 | Rate Constraint in lbs/MMBtu | FALSE | L | Annual | Constraint Shadow Price | US2022$/Lb | 0 | 0 | 0 | 0 | 0 | 0 | 0
RGGI CO2 Annual Constraint v5.13 | 823 | 7118 | Rate Constraint in MTons | FALSE | L | Annual | Seasons Included | Seasons | Winter, Spring, Summer, Fall | Winter, Spring, Summer, Fall | Winter, Spring, Summer, Fall | Winter, Spring, Summer, Fall | Winter, Spring, Summer, Fall | Winter, Spring, Summer, Fall | Winter, Spring, Summer, Fall
RGGI CO2 Annual Constraint v5.13 | 823 | 7118 | Rate Constraint in MTons | FALSE | L | Annual | Standard CO2 | Thousand Tons | 117571.4671 | 78610.4021 | 78610.4021 | 78610.4021 | 78610.4021 | 78610.4021 | 78610.4021
RGGI CO2 Annual Constraint v5.13 | 823 | 7118 | Rate Constraint in MTons | FALSE | L | Annual | Emissions at Affected Plants CO2 | Thousand Tons | 98340.621 | 94690.8688 | 78906.5568 | 47998.6855 | 45469.6903 | 38583.1076 | 51000.0038
RGGI CO2 Annual Constraint v5.13 | 823 | 7118 | Rate Constraint in MTons | FALSE | L | Annual | Allowances Purchased CO2 | Thousand Tons | 0 | 0 | 0 | 0 | 0 | 0 | 0
RGGI CO2 Annual Constraint v5.13 | 823 | 7118 | Rate Constraint in MTons | FALSE | L | Annual | Allowances Sold CO2 | Thousand Tons | 0 | 0 | 0 | 0 | 0 | 0 | 0
RGGI CO2 Annual Constraint v5.13 | 823 | 7118 | Rate Constraint in MTons | FALSE | L | Annual | Allowances Banked | Thousand Tons | 16968.9309 | 0 | 0 | 0 | 0 | 0 | 0
RGGI CO2 Annual Constraint v5.13 | 823 | 7118 | Rate Constraint in MTons | FALSE | L | Annual | Allowances Withdrawn (1:1) | Thousand Tons | 0 | -16080.4668 | -296.1547 | 0 | 0 | 0 | 0
RGGI CO2 Annual Constraint v5.13 | 823 | 7118 | Rate Constraint in MTons | FALSE | L | Annual | Allowances Withdrawn (n:1) | Thousand Tons | 0 | 0 | 0 | 0 | 0 | 0 | 0
RGGI CO2 Annual Constraint v5.13 | 823 | 7118 | Rate Constraint in MTons | FALSE | L | Annual | Net Emissions Allowance Position | Thousand Tons | 115309.5519 | 78610.4021 | 78610.4021 | 47998.6855 | 45469.6903 | 38583.1076 | 51000.0038
RGGI CO2 Annual Constraint v5.13 | 823 | 7118 | Rate Constraint in MTons | FALSE | L | Annual | Fuel Consumed | TBtu | 1604.6795 | 1546.971 | 1295.2336 | 781.643 | 736.9724 | 626.2588 | 827.8457
RGGI CO2 Annual Constraint v5.13 | 823 | 7118 | Rate Constraint in MTons | FALSE | L | Annual | Rate | lb/MMBtu | 122.5673 | 122.421 | 121.8414 | 122.8149 | 123.3959 | 123.2178 | 123.2114
RGGI CO2 Annual Constraint v5.13 | 823 | 7118 | Rate Constraint in MTons | FALSE | L | Annual | Generation | TWh | 241.3759 | 234.6094 | 200.7444 | 130.1847 | 117.3625 | 105.0217 | 160.069
RGGI CO2 Annual Constraint v5.13 | 823 | 7118 | Rate Constraint in MTons | FALSE | L | Annual | Qualifying Generation | TWh | 222.3341 | 215.7194 | 181.992 | 110.6797 | 103.9323 | 87.6184 | 117.0918
RGGI CO2 Annual Constraint v5.13 | 823 | 7118 | Rate Constraint in MTons | FALSE | L | Annual | Rate | lb/MWh | 884.6202 | 877.9078 | 867.1432 | 867.3441 | 874.987 | 880.7077 | 871.1118
RGGI CO2 Annual Constraint v5.13 | 823 | 7118 | Rate Constraint in MTons | FALSE | L | Annual | Constraint Shadow Price | US2022$/Ton | 0 | 0 | 0 | 0 | 0 | 0 | 0
RI Block Island-NOx Cap Annual v7.23 | 824 | 7967 | Rate Constraint in MTons | FALSE | L | Annual | Seasons Included | Seasons | Winter, Spring, Summer, Fall | Winter, Spring, Summer, Fall | Winter, Spring, Summer, Fall | Winter, Spring, Summer, Fall | Winter, Spring, Summer, Fall | Winter, Spring, Summer, Fall | Winter, Spring, Summer, Fall
RI Block Island-NOx Cap Annual v7.23 | 824 | 7967 | Rate Constraint in MTons | FALSE | L | Annual | Standard NOX | Thousand Tons | 0.035 | 0.035 | 0.035 | 0.035 | 0.035 | 0.035 | 0.035
RI Block Island-NOx Cap Annual v7.23 | 824 | 7967 | Rate Constraint in MTons | FALSE | L | Annual | Emissions at Affected Plants NOX | Thousand Tons | 0 | 0 | 0 | 0 | 0 | 0 | 0
RI Block Island-NOx Cap Annual v7.23 | 824 | 7967 | Rate Constraint in MTons | FALSE | L | Annual | Allowances Purchased NOX | Thousand Tons | 0 | 0 | 0 | 0 | 0 | 0 | 0
RI Block Island-NOx Cap Annual v7.23 | 824 | 7967 | Rate Constraint in MTons | FALSE | L | Annual | Allowances Sold NOX | Thousand Tons | 0 | 0 | 0 | 0 | 0 | 0 | 0
RI Block Island-NOx Cap Annual v7.23 | 824 | 7967 | Rate Constraint in MTons | FALSE | L | Annual | Allowances Banked | Thousand Tons | 0 | 0 | 0 | 0 | 0 | 0 | 0
RI Block Island-NOx Cap Annual v7.23 | 824 | 7967 | Rate Constraint in MTons | FALSE | L | Annual | Allowances Withdrawn (1:1) | Thousand Tons | 0 | 0 | 0 | 0 | 0 | 0 | 0
RI Block Island-NOx Cap Annual v7.23 | 824 | 7967 | Rate Constraint in MTons | FALSE | L | Annual | Allowances Withdrawn (n:1) | Thousand Tons | 0 | 0 | 0 | 0 | 0 | 0 | 0
RI Block Island-NOx Cap Annual v7.23 | 824 | 7967 | Rate Constraint in MTons | FALSE | L | Annual | Net Emissions Allowance Position | Thousand Tons | 0 | 0 | 0 | 0 | 0 | 0 | 0
RI Block Island-NOx Cap Annual v7.23 | 824 | 7967 | Rate Constraint in MTons | FALSE | L | Annual | Fuel Consumed | TBtu | 0 | 0 | 0 | 0 | 0 | 0 | 0
RI Block Island-NOx Cap Annual v7.23 | 824 | 7967 | Rate Constraint in MTons | FALSE | L | Annual | Rate | lb/MMBtu | 0 | 0 | 0 | 0 | 0 | 0 | 0
RI Block Island-NOx Cap Annual v7.23 | 824 | 7967 | Rate Constraint in MTons | FALSE | L | Annual | Generation | TWh | 0 | 0 | 0 | 0 | 0 | 0 | 0
RI Block Island-NOx Cap Annual v7.23 | 824 | 7967 | Rate Constraint in MTons | FALSE | L | Annual | Qualifying Generation | TWh | 0 | 0 | 0 | 0 | 0 | 0 | 0
RI Block Island-NOx Cap Annual v7.23 | 824 | 7967 | Rate Constraint in MTons | FALSE | L | Annual | Rate | lb/MWh | 0 | 0 | 0 | 0 | 0 | 0 | 0
RI Block Island-NOx Cap Annual v7.23 | 824 | 7967 | Rate Constraint in MTons | FALSE | L | Annual | Constraint Shadow Price | US2022$/Ton | 0 | 0 | 0 | 0 | 0 | 0 | 0
RI Ocean State Power II(3&4)-NOx Cap Annual v7.23 | 825 | 7965 | Rate Constraint in MTons | FALSE | L | Annual | Seasons Included | Seasons | Winter, Spring, Summer, Fall | Winter, Spring, Summer, Fall | Winter, Spring, Summer, Fall | Winter, Spring, Summer, Fall | Winter, Spring, Summer, Fall | Winter, Spring, Summer, Fall | Winter, Spring, Summer, Fall
RI Ocean State Power II(3&4)-NOx Cap Annual v7.23 | 825 | 7965 | Rate Constraint in MTons | FALSE | L | Annual | Standard NOX | Thousand Tons | 0.09262 | 0.09262 | 0.09262 | 0.09262 | 0.09262 | 0.09262 | 0.09262
RI Ocean State Power II(3&4)-NOx Cap Annual v7.23 | 825 | 7965 | Rate Constraint in MTons | FALSE | L | Annual | Emissions at Affected Plants NOX | Thousand Tons | 0.00086651 | 0.0019622 | 0.0057812 | 0.0052368 | 0.0050107 | 0.0042949 | 0.0042572
RI Ocean State Power II(3&4)-NOx Cap Annual v7.23 | 825 | 7965 | Rate Constraint in MTons | FALSE | L | Annual | Allowances Purchased NOX | Thousand Tons | 0 | 0 | 0 | 0 | 0 | 0 | 0
RI Ocean State Power II(3&4)-NOx Cap Annual v7.23 | 825 | 7965 | Rate Constraint in MTons | FALSE | L | Annual | Allowances Sold NOX | Thousand Tons | 0 | 0 | 0 | 0 | 0 | 0 | 0
RI Ocean State Power II(3&4)-NOx Cap Annual v7.23 | 825 | 7965 | Rate Constraint in MTons | FALSE | L | Annual | Allowances Banked | Thousand Tons | 0 | 0 | 0 | 0 | 0 | 0 | 0
RI Ocean State Power II(3&4)-NOx Cap Annual v7.23 | 825 | 7965 | Rate Constraint in MTons | FALSE | L | Annual | Allowances Withdrawn (1:1) | Thousand Tons | 0 | 0 | 0 | 0 | 0 | 0 | 0
RI Ocean State Power II(3&4)-NOx Cap Annual v7.23 | 825 | 7965 | Rate Constraint in MTons | FALSE | L | Annual | Allowances Withdrawn (n:1) | Thousand Tons | 0 | 0 | 0 | 0 | 0 | 0 | 0
RI Ocean State Power II(3&4)-NOx Cap Annual v7.23 | 825 | 7965 | Rate Constraint in MTons | FALSE | L | Annual | Net Emissions Allowance Position | Thousand Tons | 0.00086651 | 0.0019622 | 0.0057812 | 0.0052368 | 0.0050107 | 0.0042949 | 0.0042572
RI Ocean State Power II(3&4)-NOx Cap Annual v7.23 | 825 | 7965 | Rate Constraint in MTons | FALSE | L | Annual | Fuel Consumed | TBtu | 0.061717 | 0.13976 | 0.41177 | 0.37299 | 0.35689 | 0.3059 | 0.30322
RI Ocean State Power II(3&4)-NOx Cap Annual v7.23 | 825 | 7965 | Rate Constraint in MTons | FALSE | L | Annual | Rate | lb/MMBtu | 0.02808 | 0.02808 | 0.02808 | 0.02808 | 0.02808 | 0.02808 | 0.02808
RI Ocean State Power II(3&4)-NOx Cap Annual v7.23 | 825 | 7965 | Rate Constraint in MTons | FALSE | L | Annual | Generation | TWh | 0.0068705 | 0.015558 | 0.045839 | 0.041522 | 0.039729 | 0.034054 | 0.033755
RI Ocean State Power II(3&4)-NOx Cap Annual v7.23 | 825 | 7965 | Rate Constraint in MTons | FALSE | L | Annual | Qualifying Generation | TWh | 0.0068705 | 0.015558 | 0.045839 | 0.041522 | 0.039729 | 0.034054 | 0.033755
RI Ocean State Power II(3&4)-NOx Cap Annual v7.23 | 825 | 7965 | Rate Constraint in MTons | FALSE | L | Annual | Rate | lb/MWh | 0.25224 | 0.25224 | 0.25224 | 0.25224 | 0.25224 | 0.25224 | 0.25224
RI Ocean State Power II(3&4)-NOx Cap Annual v7.23 | 825 | 7965 | Rate Constraint in MTons | FALSE | L | Annual | Constraint Shadow Price | US2022$/Ton | 0 | 0 | 0 | 0 | 0 | 0 | 0
RI State Energy Center-NOx Cap Annual v7.23 | 826 | 7966 | Rate Constraint in MTons | FALSE | L | Annual | Seasons Included | Seasons | Winter, Spring, Summer, Fall | Winter, Spring, Summer, Fall | Winter, Spring, Summer, Fall | Winter, Spring, Summer, Fall | Winter, Spring, Summer, Fall | Winter, Spring, Summer, Fall | Winter, Spring, Summer, Fall
RI State Energy Center-NOx Cap Annual v7.23 | 826 | 7966 | Rate Constraint in MTons | FALSE | L | Annual | Standard NOX | Thousand Tons | 0.156 | 0.156 | 0.156 | 0.156 | 0.156 | 0.156 | 0.156
RI State Energy Center-NOx Cap Annual v7.23 | 826 | 7966 | Rate Constraint in MTons | FALSE | L | Annual | Emissions at Affected Plants NOX | Thousand Tons | 0.069126 | 0.062925 | 0.057388 | 0.030979 | 0.024854 | 0.023927 | 0.021466
RI State Energy Center-NOx Cap Annual v7.23 | 826 | 7966 | Rate Constraint in MTons | FALSE | L | Annual | Allowances Purchased NOX | Thousand Tons | 0 | 0 | 0 | 0 | 0 | 0 | 0
RI State Energy Center-NOx Cap Annual v7.23 | 826 | 7966 | Rate Constraint in MTons | FALSE | L | Annual | Allowances Sold NOX | Thousand Tons | 0 | 0 | 0 | 0 | 0 | 0 | 0
RI State Energy Center-NOx Cap Annual v7.23 | 826 | 7966 | Rate Constraint in MTons | FALSE | L | Annual | Allowances Banked | Thousand Tons | 0 | 0 | 0 | 0 | 0 | 0 | 0
RI State Energy Center-NOx Cap Annual v7.23 | 826 | 7966 | Rate Constraint in MTons | FALSE | L | Annual | Allowances Withdrawn (1:1) | Thousand Tons | 0 | 0 | 0 | 0 | 0 | 0 | 0
RI State Energy Center-NOx Cap Annual v7.23 | 826 | 7966 | Rate Constraint in MTons | FALSE | L | Annual | Allowances Withdrawn (n:1) | Thousand Tons | 0 | 0 | 0 | 0 | 0 | 0 | 0
RI State Energy Center-NOx Cap Annual v7.23 | 826 | 7966 | Rate Constraint in MTons | FALSE | L | Annual | Net Emissions Allowance Position | Thousand Tons | 0.069126 | 0.062925 | 0.057388 | 0.030979 | 0.024854 | 0.023927 | 0.021466
RI State Energy Center-NOx Cap Annual v7.23 | 826 | 7966 | Rate Constraint in MTons | FALSE | L | Annual | Fuel Consumed | TBtu | 20.0366 | 18.239 | 16.6341 | 8.9795 | 7.2041 | 6.9353 | 6.222
RI State Energy Center-NOx Cap Annual v7.23 | 826 | 7966 | Rate Constraint in MTons | FALSE | L | Annual | Rate | lb/MMBtu | 0.0069 | 0.0069 | 0.0069 | 0.0069 | 0.0069 | 0.0069 | 0.0069
RI State Energy Center-NOx Cap Annual v7.23 | 826 | 7966 | Rate Constraint in MTons | FALSE | L | Annual | Generation | TWh | 2.8229 | 2.5696 | 2.3435 | 1.2651 | 1.0149 | 0.97708 | 0.87658
RI State Energy Center-NOx Cap Annual v7.23 | 826 | 7966 | Rate Constraint in MTons | FALSE | L | Annual | Qualifying Generation | TWh | 2.8229 | 2.5696 | 2.3435 | 1.2651 | 1.0149 | 0.97708 | 0.87658
RI State Energy Center-NOx Cap Annual v7.23 | 826 | 7966 | Rate Constraint in MTons | FALSE | L | Annual | Rate | lb/MWh | 0.048976 | 0.048976 | 0.048976 | 0.048976 | 0.048976 | 0.048976 | 0.048976
RI State Energy Center-NOx Cap Annual v7.23 | 826 | 7966 | Rate Constraint in MTons | FALSE | L | Annual | Constraint Shadow Price | US2022$/Ton | 0 | 0 | 0 | 0 | 0 | 0 | 0
RPS Clean Energy v6.20- CO | 827 | 7660 | Generation Constraint in GWh | FALSE | G | Annual | Seasons Included | Seasons | Winter, Spring, Summer, Fall | Winter, Spring, Summer, Fall | Winter, Spring, Summer, Fall | Winter, Spring, Summer, Fall | Winter, Spring, Summer, Fall | Winter, Spring, Summer, Fall | Winter, Spring, Summer, Fall
RPS Clean Energy v6.20- CO | 827 | 7660 | Generation Constraint in GWh | FALSE | G | Annual | Standard GWh | GWh | 0 | 0 | 0 | 0 | 0 | 48241.9191 | 50804.3934
RPS Clean Energy v6.20- CO | 827 | 7660 | Generation Constraint in GWh | FALSE | G | Annual | Emissions at Affected Plants | GWh | 26749.4495 | 27573.0678 | 41934.8655 | 52708.0662 | 67702.4988 | 84719.2507 | 84677.7829
RPS Clean Energy v6.20- CO | 827 | 7660 | Generation Constraint in GWh | FALSE | G | Annual | Allowances Purchased | GWh | 0 | 0 | 0 | 0 | 0 | 0 | 0
RPS Clean Energy v6.20- CO | 827 | 7660 | Generation Constraint in GWh | FALSE | G | Annual | Allowances Sold | GWh | 0 | 0 | 0 | 0 | 0 | 0 | 0
RPS Clean Energy v6.20- CO | 827 | 7660 | Generation Constraint in GWh | FALSE | G | Annual | Allowances Banked | GWh | 0 | 0 | 0 | 0 | 0 | 0 | 0
RPS Clean Energy v6.20- CO | 827 | 7660 | Generation Constraint in GWh | FALSE | G | Annual | Allowances Withdrawn (1:1) | GWh | 0 | 0 | 0 | 0 | 0 | 0 | 0
RPS Clean Energy v6.20- CO | 827 | 7660 | Generation Constraint in GWh | FALSE | G | Annual | Allowances Withdrawn (n:1) | GWh | 0 | 0 | 0 | 0 | 0 | 0 | 0
RPS Clean Energy v6.20- CO | 827 | 7660 | Generation Constraint in GWh | FALSE | G | Annual | Net Emissions Allowance Position | GWh | 26749.4495 | 27573.0678 | 41934.8655 | 52708.0662 | 67702.4988 | 84719.2507 | 84677.7829
RPS Clean Energy v6.20- CO | 827 | 7660 | Generation Constraint in GWh | FALSE | G | Annual | Constraint Shadow Price | US2022$/MWh | 0 | 0 | 0 | 0 | 0 | 0 | 0
RPS Clean Energy v6.20- IL | 828 | 7734 | Generation Constraint in GWh | FALSE | G | Annual | Seasons Included | Seasons | Winter, Spring, Summer, Fall | Winter, Spring, Summer, Fall | Winter, Spring, Summer, Fall | Winter, Spring, Summer, Fall | Winter, Spring, Summer, Fall | Winter, Spring, Summer, Fall | Winter, Spring, Summer, Fall
RPS Clean Energy v6.20- IL | 828 | 7734 | Generation Constraint in GWh | FALSE | G | Annual | Standard GWh | GWh | 0 | 0 | 0 | 0 | 0 | 175609.0477 | 181988.0538
RPS Clean Energy v6.20- IL | 828 | 7734 | Generation Constraint in GWh | FALSE | G | Annual | Emissions at Affected Plants | GWh | 151833.305 | 177420.2168 | 189959.426 | 247658.8967 | 308725.4328 | 313971.2181 | 314151.7684
RPS Clean Energy v6.20- IL | 828 | 7734 | Generation Constraint in GWh | FALSE | G | Annual | Allowances Purchased | GWh | 0 | 0 | 0 | 0 | 0 | 0 | 0
RPS Clean Energy v6.20- IL | 828 | 7734 | Generation Constraint in GWh | FALSE | G | Annual | Allowances Sold | GWh | 0 | 0 | 0 | 0 | 0 | 0 | 0
RPS Clean Energy v6.20- IL | 828 | 7734 | Generation Constraint in GWh | FALSE | G | Annual | Allowances Banked | GWh | 0 | 0 | 0 | 0 | 0 | 0 | 0
RPS Clean Energy v6.20- IL | 828 | 7734 | Generation Constraint in GWh | FALSE | G | Annual | Allowances Withdrawn (1:1) | GWh | 0 | 0 | 0 | 0 | 0 | 0 | 0
RPS Clean Energy v6.20- IL | 828 | 7734 | Generation Constraint in GWh | FALSE | G | Annual | Allowances Withdrawn (n:1) | GWh | 0 | 0 | 0 | 0 | 0 | 0 | 0
RPS Clean Energy v6.20- IL | 828 | 7734 | Generation Constraint in GWh | FALSE | G | Annual | Net Emissions Allowance Position | GWh | 151833.305 | 177420.2168 | 189959.426 | 247658.8967 | 308725.4328 | 313971.2181 | 314151.7684
RPS Clean Energy v6.20- IL | 828 | 7734 | Generation Constraint in GWh | FALSE | G | Annual | Constraint Shadow Price | US2022$/MWh | 0 | 0 | 0 | 0 | 0 | 0 | 0
RPS Clean Energy v6.20- MA | 829 | 7661 | Generation Constraint in GWh | FALSE | G | Annual | Seasons Included | Seasons | Winter, Spring, Summer, Fall | Winter, Spring, Summer, Fall | Winter, Spring, Summer, Fall | Winter, Spring, Summer, Fall | Winter, Spring, Summer, Fall | Winter, Spring, Summer, Fall | Winter, Spring, Summer, Fall
RPS Clean Energy v6.20- MA | 829 | 7661 | Generation Constraint in GWh | FALSE | G | Annual | Standard GWh | GWh | 25748.7075 | 33587.6393 | 40245.3413 | 46596.8587 | 53298.3694 | 60143.2621 | 63177.6061
RPS Clean Energy v6.20- MA | 829 | 7661 | Generation Constraint in GWh | FALSE | G | Annual | Emissions at Affected Plants | GWh | 30297.5573 | 33587.6393 | 40245.3413 | 46596.8587 | 53298.3694 | 63059.4773 | 63177.6061
RPS Clean Energy v6.20- MA | 829 | 7661 | Generation Constraint in GWh | FALSE | G | Annual | Allowances Purchased | GWh | 0 | 0 | 0 | 0 | 0 | 0 | 0
RPS Clean Energy v6.20- MA | 829 | 7661 | Generation Constraint in GWh | FALSE | G | Annual | Allowances Sold | GWh | 0 | 0 | 0 | 0 | 0 | 0 | 0
RPS Clean Energy v6.20- MA | 829 | 7661 | Generation Constraint in GWh | FALSE | G | Annual | Allowances Banked | GWh | 0 | 0 | 0 | 0 | 0 | 0 | 0
RPS Clean Energy v6.20- MA | 829 | 7661 | Generation Constraint in GWh | FALSE | G | Annual | Allowances Withdrawn (1:1) | GWh | 0 | 0 | 0 | 0 | 0 | 0 | 0
RPS Clean Energy v6.20- MA | 829 | 7661 | Generation Constraint in GWh | FALSE | G | Annual | Allowances Withdrawn (n:1) | GWh | 0 | 0 | 0 | 0 | 0 | 0 | 0
RPS Clean Energy v6.20- MA | 829 | 7661 | Generation Constraint in GWh | FALSE | G | Annual | Net Emissions Allowance Position | GWh | 30297.5573 | 33587.6393 | 40245.3413 | 46596.8587 | 53298.3694 | 63059.4773 | 63177.6061
RPS Clean Energy v6.20- MA | 829 | 7661 | Generation Constraint in GWh | FALSE | G | Annual | Constraint Shadow Price | US2022$/MWh | 0 | 44.9979 | 18.5058 | 18.4241 | 12.8443 | 0 | 17.8176
RPS Clean Energy v6.20- NM | 830 | 7571 | Generation Constraint in GWh | FALSE | G | Annual | Seasons Included | Seasons | Winter, Spring, Summer, Fall | Winter, Spring, Summer, Fall | Winter, Spring, Summer, Fall | Winter, Spring, Summer, Fall | Winter, Spring, Summer, Fall | Winter, Spring, Summer, Fall | Winter, Spring, Summer, Fall
RPS Clean Energy v6.20- NM | 830 | 7571 | Generation Constraint in GWh | FALSE | G | Annual | Standard GWh | GWh | 0 | 0 | 0 | 0 | 21692.1118 | 29943.9669 | 31634.1871
RPS Clean Energy v6.20- NM | 830 | 7571 | Generation Constraint in GWh | FALSE | G | Annual | Emissions at Affected Plants | GWh | 40330.2808 | 40330.4293 | 41401.6447 | 41738.2872 | 52238.9739 | 62166.7752 | 62154.1384
RPS Clean Energy v6.20- NM | 830 | 7571 | Generation Constraint in GWh | FALSE | G | Annual | Allowances Purchased | GWh | 0 | 0 | 0 | 0 | 0 | 0 | 0
RPS Clean Energy v6.20- NM | 830 | 7571 | Generation Constraint in GWh | FALSE | G | Annual | Allowances Sold | GWh | 0 | 0 | 0 | 0 | 0 | 0 | 0
RPS Clean Energy v6.20- NM | 830 | 7571 | Generation Constraint in GWh | FALSE | G | Annual | Allowances Banked | GWh | 0 | 0 | 0 | 0 | 0 | 0 | 0
RPS Clean Energy v6.20- NM | 830 | 7571 | Generation Constraint in GWh | FALSE | G | Annual | Allowances Withdrawn (1:1) | GWh | 0 | 0 | 0 | 0 | 0 | 0 | 0
RPS Clean Energy v6.20- NM | 830 | 7571 | Generation Constraint in GWh | FALSE | G | Annual | Allowances Withdrawn (n:1) | GWh | 0 | 0 | 0 | 0 | 0 | 0 | 0
RPS Clean Energy v6.20- NM | 830 | 7571 | Generation Constraint in GWh | FALSE | G | Annual | Net Emissions Allowance Position | GWh | 40330.2808 | 40330.4293 | 41401.6447 | 41738.2872 | 52238.9739 | 62166.7752 | 62154.1384
RPS Clean Energy v6.20- NM | 830 | 7571 | Generation Constraint in GWh | FALSE | G | Annual | Constraint Shadow Price | US2022$/MWh | 0 | 0 | 0 | 0 | 0 | 0 | 0
RPS Clean Energy v6.20- NV | 831 | 7572 | Generation Constraint in GWh | FALSE | G | Annual | Seasons Included | Seasons | Winter, Spring, Summer, Fall | Winter, Spring, Summer, Fall | Winter, Spring, Summer, Fall | Winter, Spring, Summer, Fall | Winter, Spring, Summer, Fall | Winter, Spring, Summer, Fall | Winter, Spring, Summer, Fall
RPS Clean Energy v6.20- NV | 831 | 7572 | Generation Constraint in GWh | FALSE | G | Annual | Standard GWh | GWh | 0 | 0 | 0 | 0 | 0 | 50025.5336 | 52931.0559
RPS Clean Energy v6.20- NV | 831 | 7572 | Generation Constraint in GWh | FALSE | G | Annual | Emissions at Affected Plants | GWh | 31140.2714 | 31140.5084 | 31140.4261 | 31140.2464 | 31139.8736 | 51987.6163 | 52931.0559
RPS Clean Energy v6.20- NV | 831 | 7572 | Generation Constraint in GWh | FALSE | G | Annual | Allowances Purchased | GWh | 0 | 0 | 0 | 0 | 0 | 0 | 0
RPS Clean Energy v6.20- NV | 831 | 7572 | Generation Constraint in GWh | FALSE | G | Annual | Allowances Sold | GWh | 0 | 0 | 0 | 0 | 0 | 0 | 0
RPS Clean Energy v6.20- NV | 831 | 7572 | Generation Constraint in GWh | FALSE | G | Annual | Allowances Banked | GWh | 0 | 0 | 0 | 0 | 0 | 0 | 0
RPS Clean Energy v6.20- NV | 831 | 7572 | Generation Constraint in GWh | FALSE | G | Annual | Allowances Withdrawn (1:1) | GWh | 0 | 0 | 0 | 0 | 0 | 0 | 0
RPS Clean Energy v6.20- NV | 831 | 7572 | Generation Constraint in GWh | FALSE | G | Annual | Allowances Withdrawn (n:1) | GWh | 0 | 0 | 0 | 0 | 0 | 0 | 0
RPS Clean Energy v6.20- NV | 831 | 7572 | Generation Constraint in GWh | FALSE | G | Annual | Net Emissions Allowance Position | GWh | 31140.2714 | 31140.5084 | 31140.4261 | 31140.2464 | 31139.8736 | 51987.6163 | 52931.0559
RPS Clean Energy v6.20- NV | 831 | 7572 | Generation Constraint in GWh | FALSE | G | Annual | Constraint Shadow Price | US2022$/MWh | 0 | 0 | 0 | 0 | 0 | 0 | 5.3025
RPS Clean Energy v6.20- NY | 832 | 7573 | Generation Constraint in GWh | FALSE | G | Annual | Seasons Included | Seasons | Winter, Spring, Summer, Fall | Winter, Spring, Summer, Fall | Winter, Spring, Summer, Fall | Winter, Spring, Summer, Fall | Winter, Spring, Summer, Fall | Winter, Spring, Summer, Fall | Winter, Spring, Summer, Fall
RPS Clean Energy v6.20- NY | 832 | 7573 | Generation Constraint in GWh | FALSE | G | Annual | Standard GWh | GWh | 0 | 0 | 0 | 178242.7937 | 188066.8465 | 199190.3777 | 208189.7491
RPS Clean Energy v6.20- NY | 832 | 7573 | Generation Constraint in GWh | FALSE | G | Annual | Emissions at Affected Plants | GWh | 75262.1876 | 78167.4089 | 126945.9049 | 178242.7937 | 188066.8465 | 205642.5347 | 208189.7491
RPS Clean Energy v6.20- NY | 832 | 7573 | Generation Constraint in GWh | FALSE | G | Annual | Allowances Purchased | GWh | 0 | 0 | 0 | 0 | 0 | 0 | 0
RPS Clean Energy v6.20- NY | 832 | 7573 | Generation Constraint in GWh | FALSE | G | Annual | Allowances Sold | GWh | 0 | 0 | 0 | 0 | 0 | 0 | 0
RPS Clean Energy v6.20- NY | 832 | 7573 | Generation Constraint in GWh | FALSE | G | Annual | Allowances Banked | GWh | 0 | 0 | 0 | 0 | 0 | 0 | 0
RPS Clean Energy v6.20- NY | 832 | 7573 | Generation Constraint in GWh | FALSE | G | Annual | Allowances Withdrawn (1:1) | GWh | 0 | 0 | 0 | 0 | 0 | 0 | 0
RPS Clean Energy v6.20- NY | 832 | 7573 | Generation Constraint in GWh | FALSE | G | Annual | Allowances Withdrawn (n:1) | GWh | 0 | 0 | 0 | 0 | 0 | 0 | 0
RPS Clean Energy v6.20- NY | 832 | 7573 | Generation Constraint in GWh | FALSE | G | Annual | Net Emissions Allowance Position | GWh | 75262.1876 | 78167.4089 | 126945.9049 | 178242.7937 | 188066.8465 | 205642.5347 | 208189.7491
RPS Clean Energy v6.20- NY | 832 | 7573 | Generation Constraint in GWh | FALSE | G | Annual | Constraint Shadow Price | US2022$/MWh | 0 | 0 | 0 | 13.4815 | 5.808 | 0 | 8.9463
RPS Clean Energy v6.20- OR | 833 | 7735 | Generation Constraint in GWh | FALSE | G | Annual | Seasons Included | Seasons | Winter, Spring, Summer, Fall | Winter, Spring, Summer, Fall | Winter, Spring, Summer, Fall | Winter, Spring, Summer, Fall | Winter, Spring, Summer, Fall | Winter, Spring, Summer, Fall | Winter, Spring, Summer, Fall
RPS Clean Energy v6.20- OR | 833 | 7735 | Generation Constraint in GWh | FALSE | G | Annual | Standard GWh | GWh | 0 | 0 | 0 | 65736.5342 | 69147.8555 | 72408.1717 | 75277.7632
RPS Clean Energy v6.20- OR | 833 | 7735 | Generation Constraint in GWh | FALSE | G | Annual | Emissions at Affected Plants | GWh | 50708.1402 | 50708.1402 | 50523.97 | 65736.5342 | 69147.8555 | 74296.7389 | 75277.7632
RPS Clean Energy v6.20- OR | 833 | 7735 | Generation Constraint in GWh | FALSE | G | Annual | Allowances Purchased | GWh | 0 | 0 | 0 | 0 | 0 | 0 | 0
RPS Clean Energy v6.20- OR | 833 | 7735 | Generation Constraint in GWh | FALSE | G | Annual | Allowances Sold | GWh | 0 | 0 | 0 | 0 | 0 | 0 | 0
RPS Clean Energy v6.20- OR | 833 | 7735 | Generation Constraint in GWh | FALSE | G | Annual | Allowances Banked | GWh | 0 | 0 | 0 | 0 | 0 | 0 | 0
RPS Clean Energy v6.20- OR | 833 | 7735 | Generation Constraint in GWh | FALSE | G | Annual | Allowances Withdrawn (1:1) | GWh | 0 | 0 | 0 | 0 | 0 | 0 | 0
RPS Clean Energy v6.20- OR | 833 | 7735 | Generation Constraint in GWh | FALSE | G | Annual | Allowances Withdrawn (n:1) | GWh | 0 | 0 | 0 | 0 | 0 | 0 | 0
RPS Clean Energy v6.20- OR | 833 | 7735 | Generation Constraint in GWh | FALSE | G | Annual | Net Emissions Allowance Position | GWh | 50708.1402 | 50708.1402 | 50523.97 | 65736.5342 | 69147.8555 | 74296.7389 | 75277.7632
RPS Clean Energy v6.20- OR | 833 | 7735 | Generation Constraint in GWh | FALSE | G | Annual | Constraint Shadow Price | US2022$/MWh | 0 | 0 | 0 | 6.176 | 3.8119 | 0 | 6.2784
RPS Clean Energy v6.20- WA | 834 | 7574 | Generation Constraint in GWh | FALSE | G | Annual | Seasons Included | Seasons | Winter, Spring, Summer, Fall | Winter, Spring, Summer, Fall | Winter, Spring, Summer, Fall | Winter, Spring, Summer, Fall | Winter, Spring, Summer, Fall | Winter, Spring, Summer, Fall | Winter, Spring, Summer, Fall
RPS Clean Energy v6.20- WA | 834 | 7574 | Generation Constraint in GWh | FALSE | G | Annual | Standard GWh | GWh | 0 | 98339.6377 | 104915.9028 | 111717.7214 | 117515.1832 | 123056.0154 | 127932.8198
RPS Clean Energy v6.20- WA | 834 | 7574 | Generation Constraint in GWh | FALSE | G | Annual | Emissions at Affected Plants | GWh | 95710.3327 | 98339.6377 | 104915.9028 | 111717.7214 | 117515.1832 | 127770.117 | 127932.8198
RPS Clean Energy v6.20- WA | 834 | 7574 | Generation Constraint in GWh | FALSE | G | Annual | Allowances Purchased | GWh | 0 | 0 | 0 | 0 | 0 | 0 | 0
RPS Clean Energy v6.20- WA | 834 | 7574 | Generation Constraint in GWh | FALSE | G | Annual | Allowances Sold | GWh | 0 | 0 | 0 | 0 | 0 | 0 | 0
RPS Clean Energy v6.20- WA | 834 | 7574 | Generation Constraint in GWh | FALSE | G | Annual | Allowances Banked | GWh | 0 | 0 | 0 | 0 | 0 | 0 | 0
RPS Clean Energy v6.20- WA | 834 | 7574 | Generation Constraint in GWh | FALSE | G | Annual | Allowances Withdrawn (1:1) | GWh | 0 | 0 | 0 | 0 | 0 | 0 | 0
RPS Clean Energy v6.20- WA | 834 | 7574 | Generation Constraint in GWh | FALSE | G | Annual | Allowances Withdrawn (n:1) | GWh | 0 | 0 | 0 | 0 | 0 | 0 | 0
RPS Clean Energy v6.20- WA | 834 | 7574 | Generation Constraint in GWh | FALSE | G | Annual | Net Emissions Allowance Position | GWh | 95710.3327 | 98339.6377 | 104915.9028 | 111717.7214 | 117515.1832 | 127770.117 | 127932.8198
RPS Clean Energy v6.20- WA | 834 | 7574 | Generation Constraint in GWh | FALSE | G | Annual | Constraint Shadow Price | US2022$/MWh | 0 | 30.4147 | 11.3844 | 6.36 | 3.0332 | 0 | 4.3149
RPS Clean Energy v6.21- CT | 835 | 7788 | Generation Constraint in GWh | FALSE | G | Annual | Seasons Included | Seasons | Winter, Spring, Summer, Fall | Winter, Spring, Summer, Fall | Winter, Spring, Summer, Fall | Winter, Spring, Summer, Fall | Winter, Spring, Summer, Fall | Winter, Spring, Summer, Fall | Winter, Spring, Summer, Fall
RPS Clean Energy v6.21- CT | 835 | 7788 | Generation Constraint in GWh | FALSE | G | Annual | Standard GWh | GWh | NA | 12257.0831 | 23311.1517 | 35094.2615 | 37206.735 | 39444.9807 | 41509.7061
RPS Clean Energy v6.21- CT | 835 | 7788 | Generation Constraint in GWh | FALSE | G | Annual | Emissions at Affected Plants | GWh | 0 | 26374.502 | 23311.1517 | 35094.2615 | 37206.735 | 39444.9807 | 41509.7061
RPS Clean Energy v6.21- CT | 835 | 7788 | Generation Constraint in GWh | FALSE | G | Annual | Allowances Purchased | GWh | 0 | 0 | 0 | 0 | 0 | 0 | 0
RPS Clean Energy v6.21- CT | 835 | 7788 | Generation Constraint in GWh | FALSE | G | Annual | Allowances Sold | GWh | 0 | 0 | 0 | 0 | 0 | 0 | 0
RPS Clean Energy v6.21- CT | 835 | 7788 | Generation Constraint in GWh | FALSE | G | Annual | Allowances Banked | GWh | 0 | 0 | 0 | 0 | 0 | 0 | 0
RPS Clean Energy v6.21- CT | 835 | 7788 | Generation Constraint in GWh | FALSE | G | Annual | Allowances Withdrawn (1:1) | GWh | 0 | 0 | 0 | 0 | 0 | 0 | 0
RPS Clean Energy v6.21- CT | 835 | 7788 | Generation Constraint in GWh | FALSE | G | Annual | Allowances Withdrawn (n:1) | GWh | 0 | 0 | 0 | 0 | 0 | 0 | 0
RPS Clean Energy v6.21- CT | 835 | 7788 | Generation Constraint in GWh | FALSE | G | Annual | Net Emissions Allowance Position | GWh | 0 | 26374.502 | 23311.1517 | 35094.2615 | 37206.735 | 39444.9807 | 41509.7061
RPS Clean Energy v6.21- CT | 835 | 7788 | Generation Constraint in GWh | FALSE | G | Annual | Constraint Shadow Price | US2022$/MWh | 0 | 0 | 18.4555 | 24.8196 | 15.9481 | 1.4896 | 20.9552
RPS Clean Energy v7.23- MN | 836 | 7972 | Generation Constraint in GWh | FALSE | G | Annual | Seasons Included | Seasons |  | Winter, Spring, Summer, Fall | Winter, Spring, Summer, Fall | Winter, Spring, Summer, Fall | Winter, Spring, Summer, Fall | Winter, Spring, Summer, Fall | Winter, Spring, Summer, Fall
RPS Clean Energy v7.23- MN | 836 | 7972 | Generation Constraint in GWh | FALSE | G | Annual | Standard GWh | GWh | NA | 61261.6024 | 79089.086 | 92188.1225 | 96653.6777 | 101384.336 | 105601.4914
RPS Clean Energy v7.23- MN | 836 | 7972 | Generation Constraint in GWh | FALSE | G | Annual | Emissions at Affected Plants | GWh | 0 | 61261.6024 | 94457.7746 | 105885.9279 | 120487.6161 | 124074.8412 | 119483.1628
RPS Clean Energy v7.23- MN | 836 | 7972 | Generation Constraint in GWh | FALSE | G | Annual | Allowances Purchased | GWh | 0 | 0 | 0 | 0 | 0 | 0 | 0
RPS Clean Energy v7.23- MN | 836 | 7972 | Generation Constraint in GWh | FALSE | G | Annual | Allowances Sold | GWh | 0 | 0 | 0 | 0 | 0 | 0 | 0
RPS Clean Energy v7.23- MN | 836 | 7972 | Generation Constraint in GWh | FALSE | G | Annual | Allowances Banked | GWh | 0 | 0 | 0 | 0 | 0 | 0 | 0
RPS Clean Energy v7.23- MN | 836 | 7972 | Generation Constraint in GWh | FALSE | G | Annual | Allowances Withdrawn (1:1) | GWh | 0 | 0 | 0 | 0 | 0 | 0 | 0
RPS Clean Energy v7.23- MN | 836 | 7972 | Generation Constraint in GWh | FALSE | G | Annual | Allowances Withdrawn (n:1) | GWh | 0 | 0 | 0 | 0 | 0 | 0 | 0
RPS Clean Energy v7.23- MN | 836 | 7972 | Generation Constraint in GWh | FALSE | G | Annual | Net Emissions Allowance Position | GWh | 0 | 61261.6024 | 94457.7746 | 105885.9279 | 120487.6161 | 124074.8412 | 119483.1628
RPS Clean Energy v7.23- MN | 836 | 7972 | Generation Constraint in GWh | FALSE | G | Annual | Constraint Shadow Price | US2022$/MWh | 0 | 0 | 0 | 0 | 0 | 0 | 0
RPS Solar v6.20- DC | 837 | 7575 | Generation Constraint in GWh | FALSE | G | Annual | Seasons Included | Seasons | Winter, Spring, Summer, Fall | Winter, Spring, Summer, Fall | Winter, Spring, Summer, Fall | Winter, Spring, Summer, Fall | Winter, Spring, Summer, Fall | Winter, Spring, Summer, Fall | Winter, Spring, Summer, Fall
RPS Solar v6.20- DC | 837 | 7575 | Generation Constraint in GWh | FALSE | G | Annual | Standard GWh | GWh | 490.2765 | 562.4192 | 839.717 | 1192.6631 | 1317.9 | 1393.0734 | 1460.4279
RPS Solar v6.20- DC | 837 | 7575 | Generation Constraint in GWh | FALSE | G | Annual | Emissions at Affected Plants | GWh | 34.9752 | 34.9752 | 34.9752 | 34.9752 | 34.9752 | 34.9752 | 34.9752
RPS Solar v6.20- DC | 837 | 7575 | Generation Constraint in GWh | FALSE | G | Annual | Allowances Purchased | GWh | 455.3013 | 527.4441 | 804.7418 | 1157.6879 | 1282.9248 | 1358.0982 | 1425.4528
RPS Solar v6.20- DC | 837 | 7575 | Generation Constraint in GWh | FALSE | G | Annual | Allowances Sold | GWh | 0 | 0 | 0 | 0 | 0 | 0 | 0
RPS Solar v6.20- DC | 837 | 7575 | Generation Constraint in GWh | FALSE | G | Annual | Allowances Banked | GWh | 0 | 0 | 0 | 0 | 0 | 0 | 0
RPS Solar v6.20- DC | 837 | 7575 | Generation Constraint in GWh | FALSE | G | Annual | Allowances Withdrawn (1:1) | GWh | 0 | 0 | 0 | 0 | 0 | 0 | 0
RPS Solar v6.20- DC | 837 | 7575 | Generation Constraint in GWh | FALSE | G | Annual | Allowances Withdrawn (n:1) | GWh | 0 | 0 | 0 | 0 | 0 | 0 | 0
RPS Solar v6.20- DC | 837 | 7575 | Generation Constraint in GWh | FALSE | G | Annual | Net Emissions Allowance Position | GWh | 490.2765 | 562.4192 | 839.717 | 1192.6631 | 1317.9 | 1393.0734 | 1460.4279
RPS Solar v6.20- DC | 837 | 7575 | Generation Constraint in GWh | FALSE | G | Annual | Constraint Shadow Price | US2022$/MWh | 60.157 | 60.1573 | 60.1568 | 60.157 | 60.1568 | 60.1572 | 60.157
RPS Solar v6.20- DE | 838 | 7576 | Generation Constraint in GWh | FALSE | G | Annual | Seasons Included | Seasons | Winter, Spring, Summer, Fall | Winter, Spring, Summer, Fall | Winter, Spring, Summer, Fall | Winter, Spring, Summer, Fall | Winter, Spring, Summer, Fall | Winter, Spring, Summer, Fall | Winter, Spring, Summer, Fall
RPS Solar v6.20- DE | 838 | 7576 | Generation Constraint in GWh | FALSE | G | Annual | Standard GWh | GWh | 443.594 | 545.0702 | 1204.4335 | 1296.4077 | 1375.1604 | 1455.9864 | 1525.5151
RPS Solar v6.20- DE | 838 | 7576 | Generation Constraint in GWh | FALSE | G | Annual | Emissions at Affected Plants | GWh | 32302.8853 | 34179.6786 | 53842.7268 | 70869.4008 | 105574.6464 | 219575.9745 | 210683.7809
RPS Solar v6.20- DE | 838 | 7576 | Generation Constraint in GWh | FALSE | G | Annual | Allowances Purchased | GWh | 0 | 0 | 0 | 0 | 0 | 0 | 0
RPS Solar v6.20- DE | 838 | 7576 | Generation Constraint in GWh | FALSE | G | Annual | Allowances Sold | GWh | 0 | 0 | 0 | 0 | 0 | 0 | 0
RPS Solar v6.20- DE | 838 | 7576 | Generation Constraint in GWh | FALSE | G | Annual | Allowances Banked | GWh | 0 | 0 | 0 | 0 | 0 | 0 | 0
RPS Solar v6.20- DE | 838 | 7576 | Generation Constraint in GWh | FALSE | G | Annual | Allowances Withdrawn (1:1) | GWh | 0 | 0 | 0 | 0 | 0 | 0 | 0
RPS Solar v6.20- DE | 838 | 7576 | Generation Constraint in GWh | FALSE | G | Annual | Allowances Withdrawn (n:1) | GWh | 0 | 0 | 0 | 0 | 0 | 0 | 0
RPS Solar v6.20- DE | 838 | 7576 | Generation Constraint in GWh | FALSE | G | Annual | Net Emissions Allowance Position | GWh | 32302.8853 | 34179.6786 | 53842.7268 | 70869.4008 | 105574.6464 | 219575.9745 | 210683.7809
RPS Solar v6.20- DE | 838 | 7576 | Generation Constraint in GWh | FALSE | G | Annual | Constraint Shadow Price | US2022$/MWh | 0 | 0 | 0 | 0 | 0 | 0 | 0
RPS Solar v6.20- IL, MO | 839 | 7580 | Generation Constraint in GWh | FALSE | G | Annual | Seasons Included | Seasons | Winter, Spring, Summer, Fall | Winter, Spring, Summer, Fall | Winter, Spring, Summer, Fall | Winter, Spring, Summer, Fall | Winter, Spring, Summer, Fall | Winter, Spring, Summer, Fall | Winter, Spring, Summer, Fall
RPS Solar v6.20- IL, MO | 839 | 7580 | Generation Constraint in GWh | FALSE | G | Annual | Standard GWh | GWh | 2340.7923 | 2397.9485 | 2528.3467 | 2632.1272 | 2737.2329 | 2858.6163 | 2964.1904
RPS Solar v6.20- IL, MO | 839 | 7580 | Generation Constraint in GWh | FALSE | G | Annual | Emissions at Affected Plants | GWh | 20369.9272 | 18493.1339 | 38061.4023 | 37159.0553 | 80324.1937 | 77187.0275 | 85191.7548
RPS Solar v6.20- IL, MO | 839 | 7580 | Generation Constraint in GWh | FALSE | G | Annual | Allowances Purchased | GWh | 0 | 0 | 0 | 0 | 0 | 0 | 0
RPS Solar v6.20- IL, MO | 839 | 7580 | Generation Constraint in GWh | FALSE | G | Annual | Allowances Sold | GWh | 0 | 0 | 0 | 0 | 0 | 0 | 0
RPS Solar v6.20- IL, MO | 839 | 7580 | Generation Constraint in GWh | FALSE | G | Annual | Allowances Banked | GWh | 0 | 0 | 0 | 0 | 0 | 0 | 0
RPS Solar v6.20- IL, MO | 839 | 7580 | Generation Constraint in GWh | FALSE | G | Annual | Allowances Withdrawn (1:1) | GWh | 0 | 0 | 0 | 0 | 0 | 0 | 0
RPS Solar v6.20- IL, MO | 839 | 7580 | Generation Constraint in GWh | FALSE | G | Annual | Allowances Withdrawn (n:1) | GWh | 0 | 0 | 0 | 0 | 0 | 0 | 0
RPS Solar v6.20- IL, MO | 839 | 7580 | Generation Constraint in GWh | FALSE | G | Annual | Net Emissions Allowance Position | GWh | 20369.9272 | 18493.1339 | 38061.4023 | 37159.0553 | 80324.1937 | 77187.0275 | 85191.7548
RPS Solar v6.20- IL, MO | 839 | 7580 | Generation Constraint in GWh | FALSE | G | Annual | Constraint Shadow Price | US2022$/MWh | 0 | 0 | 0 | 0 | 0 | 0 | 0
RPS Solar v6.20- MA | 840 | 7577 | Generation Constraint in GWh | FALSE | G | Annual | Seasons Included | Seasons | Winter, Spring, Summer, Fall | Winter, Spring, Summer, Fall | Winter, Spring, Summer, Fall | Winter, Spring, Summer, Fall | Winter, Spring, Summer, Fall | Winter, Spring, Summer, Fall | Winter, Spring, Summer, Fall
RPS Solar v6.20- MA | 840 | 7577 | Generation Constraint in GWh | FALSE | G | Annual | Standard GWh | GWh | 0 | 0 | 0 | 0 | 0 | 0 | 0
RPS Solar v6.20- MA | 840 | 7577 | Generation Constraint in GWh | FALSE | G | Annual | Emissions at Affected Plants | GWh | 1642.1571 | 1411.1111 | 1472.7225 | 2894.5144 | 7607.4801 | 7441.7777 | 10494.2948
RPS Solar v6.20- MA | 840 | 7577 | Generation Constraint in GWh | FALSE | G | Annual | Allowances Purchased | GWh | 0 | 0 | 0 | 0 | 0 | 0 | 0
RPS Solar v6.20- MA | 840 | 7577 | Generation Constraint in GWh | FALSE | G | Annual | Allowances Sold | GWh | 0 | 0 | 0 | 0 | 0 | 0 | 0
RPS Solar v6.20- MA | 840 | 7577 | Generation Constraint in GWh | FALSE | G | Annual | Allowances Banked | GWh | 0 | 0 | 0 | 0 | 0 | 0 | 0
RPS Solar v6.20- MA | 840 | 7577 | Generation Constraint in GWh | FALSE | G | Annual | Allowances Withdrawn (1:1) | GWh | 0 | 0 | 0 | 0 | 0 | 0 | 0
RPS Solar v6.20- MA | 840 | 7577 | Generation Constraint in GWh | FALSE | G | Annual | Allowances Withdrawn (n:1) | GWh | 0 | 0 | 0 | 0 | 0 | 0 | 0
RPS Solar v6.20- MA | 840 | 7577 | Generation Constraint in GWh | FALSE | G | Annual | Net Emissions Allowance Position | GWh | 1642.1571 | 1411.1111 | 1472.7225 | 2894.5144 | 7607.4801 | 7441.7777 | 10494.2948
RPS Solar v6.20- MA | 840 | 7577 | Generation Constraint in GWh | FALSE | G | Annual | Constraint Shadow Price | US2022$/MWh | 0 | 0 | 0 | 0 | 0 | 0 | 0
RPS Solar v6.20- MD | 841 | 7578 | Generation Constraint in GWh | FALSE | G | Annual | Seasons Included | Seasons | Winter, Spring, Summer, Fall | Winter, Spring, Summer, Fall | Winter, Spring, Summer, Fall | Winter, Spring, Summer, Fall | Winter, Spring, Summer, Fall | Winter, Spring, Summer, Fall | Winter, Spring, Summer, Fall
RPS Solar v6.20- MD | 841 | 7578 | Generation Constraint in GWh | FALSE | G | Annual | Standard GWh | GWh | 9003.6047 | 9303.5874 | 9956.9035 | 10455.8641 | 10988.2614 | 11613.517 | 12171.1472
RPS Solar v6.20- MD | 841 | 7578 | Generation Constraint in GWh | FALSE | G | Annual | Emissions at Affected Plants | GWh | 9003.6047 | 9303.5874 | 9956.9035 | 10455.8641 | 10988.2614 | 23709.1138 | 23709.1138
RPS Solar v6.20- MD | 841 | 7578 | Generation Constraint in GWh | FALSE | G | Annual | Allowances Purchased | GWh | 0 | 0 | 0 | 0 | 0 | 0 | 0
RPS Solar v6.20- MD | 841 | 7578 | Generation Constraint in GWh | FALSE | G | Annual | Allowances Sold | GWh | 0 | 0 | 0 | 0 | 0 | 0 | 0
RPS Solar v6.20- MD | 841 | 7578 | Generation Constraint in GWh | FALSE | G | Annual | Allowances Banked | GWh | 0 | 0 | 0 | 0 | 0 | 0 | 0
RPS Solar v6.20- MD | 841 | 7578 | Generation Constraint in GWh | FALSE | G | Annual | Allowances Withdrawn (1:1) | GWh | 0 | 0 | 0 | 0 | 0 | 0 | 0
RPS Solar v6.20- MD | 841 | 7578 | Generation Constraint in GWh | FALSE | G | Annual | Allowances Withdrawn (n:1) | GWh | 0 | 0 | 0 | 0 | 0 | 0 | 0
RPS Solar v6.20- MD | 841 | 7578 | Generation Constraint in GWh | FALSE | G | Annual | Net Emissions Allowance Position | GWh | 9003.6047 | 9303.5874 | 9956.9035 | 10455.8641 | 10988.2614 | 23709.1138 | 23709.1138
RPS Solar v6.20- MD | 841 | 7578 | Generation Constraint in GWh | FALSE | G | Annual | Constraint Shadow Price | US2022$/MWh | 17.2012 | 58.6529 | 9.5956 | 8.8674 | 1.0294 | 0 | 0
RPS Solar v6.20- MN | 842 | 7579 | Generation Constraint in GWh | FALSE | G | Annual | Seasons Included | Seasons | Winter, Spring, Summer, Fall | Winter, Spring, Summer, Fall | Winter, Spring, Summer, Fall | Winter, Spring, Summer, Fall | Winter, Spring, Summer, Fall | Winter, Spring, Summer, Fall | Winter, Spring, Summer, Fall
RPS Solar v6.20- MN | 842 | 7579 | Generation Constraint in GWh | FALSE | G | Annual | Standard GWh | GWh | 1200.1466 | 1232.9239 | 1318.1514 | 1382.8218 | 1449.8052 | 1520.765 | 1584.0224
RPS Solar v6.20- MN | 842 | 7579 | Generation Constraint in GWh | FALSE | G | Annual | Emissions at Affected Plants | GWh | 4249.6684 | 4249.6684 | 5583.1716 | 9872.6834 | 9872.6834 | 16446.6442 | 16446.6442
RPS Solar v6.20- MN | 842 | 7579 | Generation Constraint in GWh | FALSE | G | Annual | Allowances Purchased | GWh | 0 | 0 | 0 | 0 | 0 | 0 | 0
RPS Solar v6.20- MN | 842 | 7579 | Generation Constraint in GWh | FALSE | G | Annual | Allowances Sold | GWh | 0 | 0 | 0 | 0 | 0 | 0 | 0
RPS Solar v6.20- MN | 842 | 7579 | Generation Constraint in GWh | FALSE | G | Annual | Allowances Banked | GWh | 0 | 0 | 0 | 0 | 0 | 0 | 0
RPS Solar v6.20- MN | 842 | 7579 | Generation Constraint in GWh | FALSE | G | Annual | Allowances Withdrawn (1:1) | GWh | 0 | 0 | 0 | 0 | 0 | 0 | 0
RPS Solar v6.20- MN | 842 | 7579 | Generation Constraint in GWh | FALSE | G | Annual | Allowances Withdrawn (n:1) | GWh | 0 | 0 | 0 | 0 | 0 | 0 | 0
RPS Solar v6.20- MN | 842 | 7579 | Generation Constraint in GWh | FALSE | G | Annual | Net Emissions Allowance Position | GWh | 4249.6684 | 4249.6684 | 5583.1716 | 9872.6834 | 9872.6834 | 16446.6442 | 16446.6442
RPS Solar v6.20- MN | 842 | 7579 | Generation Constraint in GWh | FALSE | G | Annual | Constraint Shadow Price | US2022$/MWh | 0 | 0 | 0 | 0 | 0 | 0 | 0
RPS Solar v6.20- NC 75% limit | 843 | 7583 | Generation Constraint in GWh | FALSE | G | Annual | Seasons Included | Seasons | Winter, Spring, Summer, Fall | Winter, Spring, Summer, Fall | Winter, Spring, Summer, Fall | Winter, Spring, Summer, Fall | Winter, Spring, Summer, Fall | Winter, Spring, Summer, Fall | Winter, Spring, Summer, Fall
RPS Solar v6.20- NC 75% limit | 843 | 7583 | Generation Constraint in GWh | FALSE | G | Annual | Standard GWh | GWh | 214.5651 | 220.1672 | 232.7244 | 245.1169 | 259.8271 | 275.3185 | 290.6437
RPS Solar v6.20- NC 75% limit | 843 | 7583 | Generation Constraint in GWh | FALSE | G | Annual | Emissions at Affected Plants | GWh | 13002.7257 | 13002.7257 | 13002.7257 | 13002.7257 | 13002.7257 | 13002.7257 | 13002.7257
RPS Solar v6.20- NC 75% limit | 843 | 7583 | Generation Constraint in GWh | FALSE | G | Annual | Allowances Purchased | GWh | 0 | 0 | 0 | 0 | 0 | 0 | 0
RPS Solar v6.20- NC 75% limit | 843 | 7583 | Generation Constraint in GWh | FALSE | G | Annual | Allowances Sold | GWh | 0 | 0 | 0 | 0 | 0 | 0 | 0
RPS Solar v6.20- NC 75% limit | 843 | 7583 | Generation Constraint in GWh | FALSE | G | Annual | Allowances Banked | GWh | 0 | 0 | 0 | 0 | 0 | 0 | 0
RPS Solar v6.20- NC 75% limit | 843 | 7583 | Generation Constraint in GWh | FALSE | G | Annual | Allowances Withdrawn (1:1) | GWh | 0 | 0 | 0 | 0 | 0 | 0 | 0
RPS Solar v6.20- NC 75% limit | 843 | 7583 | Generation Constraint in GWh | FALSE | G | Annual | Allowances Withdrawn (n:1) | GWh | 0 | 0 | 0 | 0 | 0 | 0 | 0
RPS Solar v6.20- NC 75% limit | 843 | 7583 | Generation Constraint in GWh | FALSE | G | Annual | Net Emissions Allowance Position | GWh | 13002.7257 | 13002.7257 | 13002.7257 | 13002.7257 | 13002.7257 | 13002.7257 | 13002.7257
RPS Solar v6.20- NC 75% limit | 843 | 7583 | Generation Constraint in GWh | FALSE | G | Annual | Constraint Shadow Price | US2022$/MWh | 0 | 0 | 0 | 0 | 0 | 0 | 0
RPS Solar v6.20- NH, MA | 844 | 7581 | Generation Constraint in GWh | FALSE | G | Annual | Seasons Included | Seasons | Winter, Spring, Summer, Fall | Winter, Spring, Summer, Fall | Winter, Spring, Summer, Fall | Winter, Spring, Summer, Fall | Winter, Spring, Summer, Fall | Winter, Spring, Summer, Fall | Winter, Spring, Summer, Fall
RPS Solar v6.20- NH, MA | 844 | 7581 | Generation Constraint in GWh | FALSE | G | Annual | Standard GWh | GWh | 80.2938 | 83.7908 | 92.6766 | 99.6384 | 106.3704 | 112.5291 | 118.2064
RPS Solar v6.20- NH, MA | 844 | 7581 | Generation Constraint in GWh | FALSE | G | Annual | Emissions at Affected Plants | GWh | 3304.8189 | 3535.8649 | 12260.7483 | 22351.1696 | 26452.1882 | 47588.2046 | 46584.9881
RPS Solar v6.20- NH, MA | 844 | 7581 | Generation Constraint in GWh | FALSE | G | Annual | Allowances Purchased | GWh | 0 | 0 | 0 | 0 | 0 | 0 | 0
RPS Solar v6.20- NH, MA | 844 | 7581 | Generation Constraint in GWh | FALSE | G | Annual | Allowances Sold | GWh | 0 | 0 | 0 | 0 | 0 | 0 | 0
RPS Solar v6.20- NH, MA | 844 | 7581 | Generation Constraint in GWh | FALSE | G | Annual | Allowances Banked | GWh | 0 | 0 | 0 | 0 | 0 | 0 | 0
RPS Solar v6.20- NH, MA | 844 | 7581 | Generation Constraint in GWh | FALSE | G | Annual | Allowances Withdrawn (1:1) | GWh | 0 | 0 | 0 | 0 | 0 | 0 | 0
RPS Solar v6.20- NH, MA | 844 | 7581 | Generation Constraint in GWh | FALSE | G | Annual | Allowances Withdrawn (n:1) | GWh | 0 | 0 | 0 | 0 | 0 | 0 | 0
RPS Solar v6.20- NH, MA | 844 | 7581 | Generation Constraint in GWh | FALSE | G | Annual | Net Emissions Allowance Position | GWh | 3304.8189 | 3535.8649 | 12260.7483 | 22351.1696 | 26452.1882 | 47588.2046 | 46584.9881
RPS Solar v6.20- NH, MA | 844 | 7581 | Generation Constraint in GWh | FALSE | G | Annual | Constraint Shadow Price | US2022$/MWh | 0 | 0 | 0 | 0 | 0 | 0 | 0
RPS Solar v6.20- NJ | 845 | 7582 | Generation Constraint in GWh | FALSE | G | Annual | Seasons Included | Seasons | Winter, Spring, Summer, Fall | Winter, Spring, Summer, Fall | Winter, Spring, Summer, Fall | Winter, Spring, Summer, Fall | Winter, Spring, Summer, Fall | Winter, Spring, Summer, Fall | Winter, Spring, Summer, Fall
RPS Solar v6.20- NJ | 845 | 7582 | Generation Constraint in GWh | FALSE | G | Annual | Standard GWh | GWh | 2525.2575 | 1558.5042 | 857.0396 | 922.4763 | 978.5097 | 1036.0231 | 1085.4967
RPS Solar v6.20- NJ | 845 | 7582 | Generation Constraint in GWh | FALSE | G | Annual | Emissions at Affected Plants | GWh | 2525.2575 | 2525.2575 | 1482.4123 | 1482.4123 | 1482.4123 | 1482.4123 | 1482.4123
RPS Solar v6.20- NJ | 845 | 7582 | Generation Constraint in GWh | FALSE | G | Annual | Allowances Purchased | GWh | 0 | 0 | 0 | 0 | 0 | 0 | 0
RPS Solar v6.20- NJ | 845 | 7582 | Generation Constraint in GWh | FALSE | G | Annual | Allowances Sold | GWh | 0 | 0 | 0 | 0 | 0 | 0 | 0
RPS Solar v6.20- NJ | 845 | 7582 | Generation Constraint in GWh | FALSE | G | Annual | Allowances Banked | GWh | 0 | 0 | 0 | 0 | 0 | 0 | 0
RPS Solar v6.20- NJ | 845 | 7582 | Generation Constraint in GWh | FALSE | G | Annual | Allowances Withdrawn (1:1) | GWh | 0 | 0 | 0 | 0 | 0 | 0 | 0
RPS Solar v6.20- NJ | 845 | 7582 | Generation Constraint in GWh | FALSE | G | Annual | Allowances Withdrawn (n:1) | GWh | 0 | 0 | 0 | 0 | 0 | 0 | 0
RPS Solar v6.20- NJ | 845 | 7582 | Generation Constraint in GWh | FALSE | G | Annual | Net Emissions Allowance Position | GWh | 2525.2575 | 2525.2575 | 1482.4123 | 1482.4123 | 1482.4123 | 1482.4123 | 1482.4123
RPS Solar v6.20- NJ | 845 | 7582 | Generation Constraint in GWh | FALSE | G | Annual | Constraint Shadow Price | US2022$/MWh | 149.2762 | 0 | 0 | 0 | 0 | 0 | 0
RPS Solar v6.20- PA | 846 | 7584 | Generation Constraint in GWh | FALSE | G | Annual | Seasons Included | Seasons | Winter, Spring, Summer, Fall | Winter, Spring, Summer, Fall | Winter, Spring, Summer, Fall | Winter, Spring, Summer, Fall | Winter, Spring, Summer, Fall | Winter, Spring, Summer, Fall | Winter, Spring, Summer, Fall
RPS Solar v6.20- PA | 846 | 7584 | Generation Constraint in GWh | FALSE | G | Annual | Standard GWh | GWh | 757.5231 | 778.7086 | 832.4304 | 881.4387 | 930.1146 | 984.4247 | 1032.9969
RPS Solar v6.20- PA | 846 | 7584 | Generation Constraint in GWh | FALSE | G | Annual | Emissions at Affected Plants | GWh | 1028.1738 | 1028.1738 | 1028.1738 | 1028.1738 | 1028.1738 | 1028.1738 | 1915.6401
RPS Solar v6.20- PA | 846 | 7584 | Generation Constraint in GWh | FALSE | G | Annual | Allowances Purchased | GWh | 0 | 0 | 0 | 0 | 0 | 0 | 0
RPS Solar v6.20- PA | 846 | 7584 | Generation Constraint in GWh | FALSE | G | Annual | Allowances Sold | GWh | 0 | 0 | 0 | 0 | 0 | 0 | 0
RPS Solar v6.20- PA | 846 | 7584 | Generation Constraint in GWh | FALSE | G | Annual | Allowances Banked | GWh | 0 | 0 | 0 | 0 | 0 | 0 | 0
RPS Solar v6.20- PA | 846 | 7584 | Generation Constraint in GWh | FALSE | G | Annual | Allowances Withdrawn (1:1) | GWh | 0 | 0 | 0 | 0 | 0 | 0 | 0
RPS Solar v6.20- PA | 846 | 7584 | Generation Constraint in GWh | FALSE | G | Annual | Allowances Withdrawn (n:1) | GWh | 0 | 0 | 0 | 0 | 0 | 0 | 0
RPS Solar v6.20- PA | 846 | 7584 | Generation Constraint in GWh | FALSE | G | Annual | Net Emissions Allowance Position | GWh | 1028.1738 | 1028.1738 | 1028.1738 | 1028.1738 | 1028.1738 | 1028.1738 | 1915.6401
RPS Solar v6.20- PA | 846 | 7584 | Generation Constraint in GWh | FALSE | G | Annual | Constraint Shadow Price | US2022$/MWh | 0 | 0 | 0 | 0 | 0 | 0 | 0
RPS Solar v7.23- OR | 847 | 7973 | Generation Constraint in GWh | FALSE | G | Annual | Seasons Included | Seasons | Winter, Spring, Summer, Fall | Winter, Spring, Summer, Fall | Winter, Spring, Summer, Fall | Winter, Spring, Summer, Fall | Winter, Spring, Summer, Fall | Winter, Spring, Summer, Fall | Winter, Spring, Summer, Fall
RPS Solar v7.23- OR | 847 | 7973 | Generation Constraint in GWh | FALSE | G | Annual | Standard GWh | GWh | 4518.6287 | 4629.1721 | 4938.7386 | 5258.9227 | 5531.8284 | 5829.2534 | 6022.2211
RPS Solar v7.23- OR | 847 | 7973 | Generation Constraint in GWh | FALSE | G | Annual | Emissions at Affected Plants | GWh | 6234.8861 | 6234.8861 | 6234.8861 | 12944.9529 | 16356.2742 | 16432.186 | 16432.186
RPS Solar v7.23- OR | 847 | 7973 | Generation Constraint in GWh | FALSE | G | Annual | Allowances Purchased | GWh | 0 | 0 | 0 | 0 | 0 | 0 | 0
RPS Solar v7.23- OR | 847 | 7973 | Generation Constraint in GWh | FALSE | G | Annual | Allowances Sold | GWh | 0 | 0 | 0 | 0 | 0 | 0 | 0
RPS Solar v7.23- OR | 847 | 7973 | Generation Constraint in GWh | FALSE | G | Annual | Allowances Banked | GWh | 0 | 0 | 0 | 0 | 0 | 0 | 0
RPS Solar v7.23- OR | 847 | 7973 | Generation Constraint in GWh | FALSE | G | Annual | Allowances Withdrawn (1:1) | GWh | 0 | 0 | 0 | 0 | 0 | 0 | 0
RPS Solar v7.23- OR | 847 | 7973 | Generation Constraint in GWh | FALSE | G | Annual | Allowances Withdrawn (n:1) | GWh | 0 | 0 | 0 | 0 | 0 | 0 | 0
RPS Solar v7.23- OR | 847 | 7973 | Generation Constraint in GWh | FALSE | G | Annual | Net Emissions Allowance Position | GWh | 6234.8861 | 6234.8861 | 6234.8861 | 12944.9529 | 16356.2742 | 16432.186 | 16432.186
RPS Solar v7.23- OR | 847 | 7973 | Generation Constraint in GWh | FALSE | G | Annual | Constraint Shadow Price | US2022$/MWh | 0 | 0 | 0 | 0 | 0 | 0 | 0
RPS v6.20- AZ | 848 | 7585 | Generation Constraint in GWh | FALSE | G | Annual | Seasons Included | Seasons | Winter, Spring, Summer, Fall | Winter, Spring, Summer, Fall | Winter, Spring, Summer, Fall | Winter, Spring, Summer, Fall | Winter, Spring, Summer, Fall | Winter, Spring, Summer, Fall | Winter, Spring, Summer, Fall
RPS v6.20- AZ | 848 | 7585 | Generation Constraint in GWh | FALSE | G | Annual | Standard GWh | GWh | 7839.5179 | 8076.1895 | 8656.4863 | 9133.7136 | 9687.4763 | 10262.0064 | 10824.3047
RPS v6.20- AZ | 848 | 7585 | Generation Constraint in GWh | FALSE | G | Annual | Emissions at Affected Plants | GWh | 17317.0941 | 17315.6719 | 17333.3294 | 25547.7333 | 50592.8023 | 54618.0876 | 54593.6474
RPS v6.20- AZ | 848 | 7585 | Generation Constraint in GWh | FALSE | G | Annual | Allowances Purchased | GWh | 0 | 0 | 0 | 0 | 0 | 0 | 0
RPS v6.20- AZ | 848 | 7585 | Generation Constraint in GWh | FALSE | G | Annual | Allowances Sold | GWh | 0 | 0 | 0 | 0 | 0 | 0 | 0
RPS v6.20- AZ | 848 | 7585 | Generation Constraint in GWh | FALSE | G | Annual | Allowances Banked | GWh | 0 | 0 | 0 | 0 | 0 | 0 | 0
RPS v6.20- AZ | 848 | 7585 | Generation Constraint in GWh | FALSE | G | Annual | Allowances Withdrawn (1:1) | GWh | 0 | 0 | 0 | 0 | 0 | 0 | 0
RPS v6.20- AZ | 848 | 7585 | Generation Constraint in GWh | FALSE | G | Annual | Allowances Withdrawn (n:1) | GWh | 0 | 0 | 0 | 0 | 0 | 0 | 0
RPS v6.20- AZ | 848 | 7585 | Generation Constraint in GWh | FALSE | G | Annual | Net Emissions Allowance Position | GWh | 17317.0941 | 17315.6719 | 17333.3294 | 25547.7333 | 50592.8023 | 54618.0876 | 54593.6474
RPS v6.20- AZ | 848 | 7585 | Generation Constraint in GWh | FALSE | G | Annual | Constraint Shadow Price | US2022$/MWh | 0 | 0 | 0 | 0 | 0 | 0 | 0
RPS v6.20- CA 10% Unbundled | 849 | 7686 | Generation Constraint in GWh | FALSE | G | Annual | Seasons Included | Seasons | Winter, Spring, Summer, Fall | Winter, Spring, Summer, Fall | Winter, Spring, Summer, Fall | Winter, Spring, Summer, Fall | Winter, Spring, Summer, Fall | Winter, Spring, Summer, Fall | Winter, Spring, Summer, Fall
RPS v6.20- CA 10% Unbundled | 849 | 7686 | Generation Constraint in GWh | FALSE | G | Annual | Standard GWh | GWh | 14700.2947 | 16970.8439 | 23302.4957 | 29976.9379 | 36615.8208 | 39346.334 | 40718.7253
RPS v6.20- CA 10% Unbundled | 849 | 7686 | Generation Constraint in GWh | FALSE | G | Annual | Emissions at Affected Plants | GWh | 102469.254 | 102470.5075 | 116834.3098 | 133628.7686 | 173255.9322 | 213223.1561 | 213231.4444
RPS v6.20- CA 10% Unbundled | 849 | 7686 | Generation Constraint in GWh | FALSE | G | Annual | Allowances Purchased | GWh | 0 | 0 | 0 | 0 | 0 | 0 | 0
RPS v6.20- CA 10% Unbundled | 849 | 7686 | Generation Constraint in GWh | FALSE | G | Annual | Allowances Sold | GWh | 0 | 0 | 0 | 0 | 0 | 0 | 0
RPS v6.20- CA 10% Unbundled | 849 | 7686 | Generation Constraint in GWh | FALSE | G | Annual | Allowances Banked | GWh | 0 | 0 | 0 | 0 | 0 | 0 | 0
RPS v6.20- CA 10% Unbundled | 849 | 7686 | Generation Constraint in GWh | FALSE | G | Annual | Allowances Withdrawn (1:1) | GWh | 0 | 0 | 0 | 0 | 0 | 0 | 0
RPS v6.20- CA 10% Unbundled | 849 | 7686 | Generation Constraint in GWh | FALSE | G | Annual | Allowances Withdrawn (n:1) | GWh | 0 | 0 | 0 | 0 | 0 | 0 | 0
RPS v6.20- CA 10% Unbundled | 849 | 7686 | Generation Constraint in GWh | FALSE | G | Annual | Net Emissions Allowance Position | GWh | 102469.254 | 102470.5075 | 116834.3098 | 133628.7686 | 173255.9322 | 213223.1561 | 213231.4444
RPS v6.20- CA 10% Unbundled | 849 | 7686 | Generation Constraint in GWh | FALSE | G | Annual | Constraint Shadow Price | US2022$/MWh | 0 | 0 | 0 | 0 | 0 | 0 | 0
RPS v6.20- CA 15% Bundled | 850 | 7678 | Generation Constraint in GWh | FALSE | G | Annual | Seasons Included | Seasons | Winter, Spring, Summer, Fall | Winter, Spring, Summer, Fall | Winter, Spring, Summer, Fall | Winter, Spring, Summer, Fall | Winter, Spring, Summer, Fall | Winter, Spring, Summer, Fall | Winter, Spring, Summer, Fall
RPS v6.20- CA 15% Bundled | 850 | 7678 | Generation Constraint in GWh | FALSE | G | Annual | Standard GWh | GWh | 22050.442 | 25456.2659 | 34953.7436 | 44965.4069 | 54923.7312 | 59019.5009 | 61078.0879
RPS v6.20- CA 15% Bundled | 850 | 7678 | Generation Constraint in GWh | FALSE | G | Annual | Emissions at Affected Plants | GWh | 75689.7311 | 78319.2795 | 84711.3869 | 114602.4519 | 157747.5788 | 198025.0353 | 200116.8991
RPS v6.20- CA 15% Bundled | 850 | 7678 | Generation Constraint in GWh | FALSE | G | Annual | Allowances Purchased | GWh | 0 | 0 | 0 | 0 | 0 | 0 | 0
RPS v6.20- CA 15% Bundled | 850 | 7678 | Generation Constraint in GWh | FALSE | G | Annual | Allowances Sold | GWh | 0 | 0 | 0 | 0 | 0 | 0 | 0
RPS v6.20- CA 15% Bundled | 850 | 7678 | Generation Constraint in GWh | FALSE | G | Annual | Allowances Banked | GWh | 0 | 0 | 0 | 0 | 0 | 0 | 0
RPS v6.20- CA 15% Bundled | 850 | 7678 | Generation Constraint in GWh | FALSE | G | Annual | Allowances Withdrawn (1:1) | GWh | 0 | 0 | 0 | 0 | 0 | 0 | 0
RPS v6.20- CA 15% Bundled | 850 | 7678 | Generation Constraint in GWh | FALSE | G | Annual | Allowances Withdrawn (n:1) | GWh | 0 | 0 | 0 | 0 | 0 | 0 | 0
RPS v6.20- CA 15% Bundled | 850 | 7678 | Generation Constraint in GWh | FALSE | G | Annual | Net Emissions Allowance Position | GWh | 75689.7311 | 78319.2795 | 84711.3869 | 114602.4519 | 157747.5788 | 198025.0353 | 200116.8991
RPS v6.20- CA 15% Bundled | 850 | 7678 | Generation Constraint in GWh | FALSE | G | Annual | Constraint Shadow Price | US2022$/MWh | 0 | 0 | 0 | 0 | 0 | 0 | 0
RPS v6.20- CO | 851 | 7587 | Generation Constraint in GWh | FALSE | G | Annual | Seasons Included | Seasons | Winter, Spring, Summer, Fall | Winter, Spring, Summer, Fall | Winter, Spring, Summer, Fall | Winter, Spring, Summer, Fall | Winter, Spring, Summer, Fall | Winter, Spring, Summer, Fall | Winter, Spring, Summer, Fall
RPS v6.20- CO | 851 | 7587 | Generation Constraint in GWh | FALSE | G | Annual | Standard GWh | GWh | 13747.95 | 14312.0278 | 15969.0298 | 17277.4225 | 18535.9774 | 19635.7976 | 20678.7957
RPS v6.20- CO | 851 | 7587 | Generation Constraint in GWh | FALSE | G | Annual | Emissions at Affected Plants | GWh | 25120.2069 | 25942.005 | 40299.6408 | 51071.1977 | 66067.9309 | 83088.8703 | 83042.2883
RPS v6.20- CO | 851 | 7587 | Generation Constraint in GWh | FALSE | G | Annual | Allowances Purchased | GWh | 0 | 0 | 0 | 0 | 0 | 0 | 0
RPS v6.20- CO | 851 | 7587 | Generation Constraint in GWh | FALSE | G | Annual | Allowances Sold | GWh | 0 | 0 | 0 | 0 | 0 | 0 | 0
RPS v6.20- CO | 851 | 7587 | Generation Constraint in GWh | FALSE | G | Annual | Allowances Banked | GWh | 0 | 0 | 0 | 0 | 0 | 0 | 0
RPS v6.20- CO | 851 | 7587 | Generation Constraint in GWh | FALSE | G | Annual | Allowances Withdrawn (1:1) | GWh | 0 | 0 | 0 | 0 | 0 | 0 | 0
RPS v6.20- CO | 851 | 7587 | Generation Constraint in GWh | FALSE | G | Annual | Allowances Withdrawn (n:1) | GWh | 0 | 0 | 0 | 0 | 0 | 0 | 0
RPS v6.20- CO | 851 | 7587 | Generation Constraint in GWh | FALSE | G | Annual | Net Emissions Allowance Position | GWh | 25120.2069 | 25942.005 | 40299.6408 | 51071.1977 | 66067.9309 | 83088.8703 | 83042.2883
RPS v6.20- CO | 851 | 7587 | Generation Constraint in GWh | FALSE | G | Annual | Constraint Shadow Price | US2022$/MWh | 0 | 0 | 0 | 0 | 0 | 0 | 0
RPS v6.20- CT, MA, ME, NH, RI, VT | 852 | 7588 | Generation Constraint in GWh | FALSE | G | Annual | Seasons Included | Seasons | Winter, Spring, Summer, Fall | Winter, Spring, Summer, Fall | Winter, Spring, Summer, Fall | Winter, Spring, Summer, Fall | Winter, Spring, Summer, Fall | Winter, Spring, Summer, Fall | Winter, Spring, Summer, Fall
RPS v6.20- CT, MA, ME, NH, RI, VT | 852 | 7588 | Generation Constraint in GWh | FALSE | G | Annual | Standard GWh | GWh | 49483.5938 | 57542.7862 | 69695.6516 | 78531.4834 | 88050.7331 | 97823.0753 | 102944.4255
RPS v6.20- CT, MA, ME, NH, RI, VT | 852 | 7588 | Generation Constraint in GWh | FALSE | G | Annual | Emissions at Affected Plants | GWh | 20877.0327 | 57542.7861 | 107649.3078 | 217609.288 | 244446.4965 | 315804.0618 | 321028.1949
RPS v6.20- CT, MA, ME, NH, RI, VT | 852 | 7588 | Generation Constraint in GWh | FALSE | G | Annual | Allowances Purchased | GWh | 28606.5611 | 0 | 0 | 0 | 0 | 0 | 0
RPS v6.20- CT, MA, ME, NH, RI, VT | 852 | 7588 | Generation Constraint in GWh | FALSE | G | Annual | Allowances Sold | GWh | 0 | 0 | 0 | 0 | 0 | 0 | 0
RPS v6.20- CT, MA, ME, NH, RI, VT | 852 | 7588 | Generation Constraint in GWh | FALSE | G | Annual | Allowances Banked | GWh | 0 | 0 | 0 | 0 | 0 | 0 | 0
RPS v6.20- CT, MA, ME, NH, RI, VT | 852 | 7588 | Generation Constraint in GWh | FALSE | G | Annual | Allowances Withdrawn (1:1) | GWh | 0 | 0 | 0 | 0 | 0 | 0 | 0
RPS v6.20- CT, MA, ME, NH, RI, VT | 852 | 7588 | Generation Constraint in GWh | FALSE | G | Annual | Allowances Withdrawn (n:1) | GWh | 0 | 0 | 0 | 0 | 0 | 0 | 0
RPS v6.20- CT, MA, ME, NH, RI, VT | 852 | 7588 | Generation Constraint in GWh | FALSE | G | Annual | Net Emissions Allowance Position | GWh | 49483.5938 | 57542.7861 | 107649.3078 | 217609.288 | 244446.4965 | 315804.0618 | 321028.1949
RPS v6.20- CT, MA, ME, NH, RI, VT | 852 | 7588 | Generation Constraint in GWh | FALSE | G | Annual | Constraint Shadow Price | US2022$/MWh | 12.032 | 3.381 | 0 | 0 | 0 | 0 | 0
RPS v6.20- DC, DE, MD, NJ, PA | 853 | 7589 | Generation Constraint in GWh | FALSE | G | Annual | Seasons Included | Seasons | Winter, Spring, Summer, Fall | Winter, Spring, Summer, Fall | Winter, Spring, Summer, Fall | Winter, Spring, Summer, Fall | Winter, Spring, Summer, Fall | Winter, Spring, Summer, Fall | Winter, Spring, Summer, Fall
RPS v6.20- DC, DE, MD, NJ, PA | 853 | 7589 | Generation Constraint in GWh | FALSE | G | Annual | Standard GWh | GWh | 83731.1669 | 94402.4492 | 105370.8922 | 111924.9787 | 118153.6307 | 124998.6442 | 131011.5605
RPS v6.20- DC, DE, MD, NJ, PA | 853 | 7589 | Generation Constraint in GWh | FALSE | G | Annual | Emissions at Affected Plants | GWh | 83731.1669 | 94402.4492 | 209322.5647 | 312523.9111 | 418288.8739 | 504756.5775 | 515610.5104
RPS v6.20- DC, DE, MD, NJ, PA | 853 | 7589 | Generation Constraint in GWh | FALSE | G | Annual | Allowances Purchased | GWh | 0 | 0 | 0 | 0 | 0 | 0 | 0
RPS v6.20- DC, DE, MD, NJ, PA | 853 | 7589 | Generation Constraint in GWh | FALSE | G | Annual | Allowances Sold | GWh | 0 | 0 | 0 | 0 | 0 | 0 | 0
RPS v6.20- DC, DE, MD, NJ, PA | 853 | 7589 | Generation Constraint in GWh | FALSE | G | Annual | Allowances Banked | GWh | 0 | 0 | 0 | 0 | 0 | 0 | 0
RPS v6.20- DC, DE, MD, NJ, PA | 853 | 7589 | Generation Constraint in GWh | FALSE | G | Annual | Allowances Withdrawn (1:1) | GWh | 0 | 0 | 0 | 0 | 0 | 0 | 0
RPS v6.20- DC, DE, MD, NJ, PA | 853 | 7589 | Generation Constraint in GWh | FALSE | G | Annual | Allowances Withdrawn (n:1) | GWh | 0 | 0 | 0 | 0 | 0 | 0 | 0
RPS v6.20- DC, DE, MD, NJ, PA | 853 | 7589 | Generation Constraint in GWh | FALSE | G | Annual | Net Emissions Allowance Position | GWh | 83731.1669 | 94402.4492 | 209322.5647 | 312523.9111 | 418288.8739 | 504756.5775 | 515610.5104
RPS v6.20- DC, DE, MD, NJ, PA | 853 | 7589 | Generation Constraint in GWh | FALSE | G | Annual | Constraint Shadow Price | US2022$/MWh | 15.3532 | 3.381 | 0 | 0 | 0 | 0 | 0
RPS v6.20- IA | 854 | 7590 | Generation Constraint in GWh | FALSE | G | Annual | Seasons Included | Seasons | Winter, Spring, Summer, Fall | Winter, Spring, Summer, Fall | Winter, Spring, Summer, Fall | Winter, Spring, Summer, Fall | Winter, Spring, Summer, Fall | Winter, Spring, Summer, Fall | Winter, Spring, Summer, Fall
RPS v6.20- IA | 854 | 7590 | Generation Constraint in GWh | FALSE | G | Annual | Standard GWh | GWh | 295.8 | 295.8 | 295.8 | 295.8 | 295.8 | 295.8 | 308.0811
RPS v6.20- IA | 854 | 7590 | Generation Constraint in GWh | FALSE | G | Annual | Emissions at Affected Plants | GWh | 3668.224 | 3668.2245 | 25619.5252 | 72048.7593 | 72043.4904 | 86691.3294 | 43146.7473
RPS v6.20- IA | 854 | 7590 | Generation Constraint in GWh | FALSE | G | Annual | Allowances Purchased | GWh | 0 | 0 | 0 | 0 | 0 | 0 | 0
RPS v6.20- IA | 854 | 7590 | Generation Constraint in GWh | FALSE | G | Annual | Allowances Sold | GWh | 0 | 0 | 0 | 0 | 0 | 0 | 0
RPS v6.20- IA | 854 | 7590 | Generation Constraint in GWh | FALSE | G | Annual | Allowances Banked | GWh | 0 | 0 | 0 | 0 | 0 | 0 | 0
RPS v6.20- IA | 854 | 7590 | Generation Constraint in GWh | FALSE | G | Annual | Allowances Withdrawn (1:1) | GWh | 0 | 0 | 0 | 0 | 0 | 0 | 0
RPS v6.20- IA | 854 | 7590 | Generation Constraint in GWh | FALSE | G | Annual | Allowances Withdrawn (n:1) | GWh | 0 | 0 | 0 | 0 | 0 | 0 | 0
RPS v6.20- IA | 854 | 7590 | Generation Constraint in GWh | FALSE | G | Annual | Net Emissions Allowance Position | GWh | 3668.224 | 3668.2245 | 25619.5252 | 72048.7593 | 72043.4904 | 86691.3294 | 43146.7473
RPS v6.20- IA | 854 | 7590 | Generation Constraint in GWh | FALSE | G | Annual | Constraint Shadow Price | US2022$/MWh | 0 | 0 | 0 | 0 | 0 | 0 | 0
RPS v6.20- IL | 855 | 7591 | Generation Constraint in GWh | FALSE | G | Annual | Seasons Included | Seasons | Winter, Spring, Summer, Fall | Winter, Spring, Summer, Fall | Winter, Spring, Summer, Fall | Winter, Spring, Summer, Fall | Winter, Spring, Summer, Fall | Winter, Spring, Summer, Fall | Winter, Spring, Summer, Fall
RPS v6.20- IL | 855 | 7591 | Generation Constraint in GWh | FALSE | G | Annual | Standard GWh | GWh | 46792.6965 | 59014.9284 | 69991.8874 | 80932.9436 | 84117.9344 | 87804.5238 | 90994.0269
RPS v6.20- IL | 855 | 7591 | Generation Constraint in GWh | FALSE | G | Annual | Emissions at Affected Plants | GWh | 84852.6271 | 116938.5801 | 199100.1569 | 245142.868 | 355115.492 | 441251.2569 | 484307.1755
RPS v6.20- IL | 855 | 7591 | Generation Constraint in GWh | FALSE | G | Annual | Allowances Purchased | GWh | 0 | 0 | 0 | 0 | 0 | 0 | 0
RPS v6.20- IL | 855 | 7591 | Generation Constraint in GWh | FALSE | G | Annual | Allowances Sold | GWh | 0 | 0 | 0 | 0 | 0 | 0 | 0
RPS v6.20- IL | 855 | 7591 | Generation Constraint in GWh | FALSE | G | Annual | Allowances Banked | GWh | 0 | 0 | 0 | 0 | 0 | 0 | 0
RPS v6.20- IL | 855 | 7591 | Generation Constraint in GWh | FALSE | G | Annual | Allowances Withdrawn (1:1) | GWh | 0 | 0 | 0 | 0 | 0 | 0 | 0
RPS v6.20- IL | 855 | 7591 | Generation Constraint in GWh | FALSE | G | Annual | Allowances Withdrawn (n:1) | GWh | 0 | 0 | 0 | 0 | 0 | 0 | 0
RPS v6.20- IL | 855 | 7591 | Generation Constraint in GWh | FALSE | G | Annual | Net Emissions Allowance Position | GWh | 84852.6271 | 116938.5801 | 199100.1569 | 245142.868 | 355115.492 | 441251.2569 | 484307.1755
RPS v6.20- IL | 855 | 7591 | Generation Constraint in GWh | FALSE | G | Annual | Constraint Shadow Price | US2022$/MWh | 0 | 0 | 0 | 0 | 0 | 0 | 0
RPS v6.20- MI | 856 | 7592 | Generation Constraint in GWh | FALSE | G | Annual | Seasons Included | Seasons | Winter, Spring, Summer, Fall | Winter, Spring, Summer, Fall | Winter, Spring, Summer, Fall | Winter, Spring, Summer, Fall | Winter, Spring, Summer, Fall | Winter, Spring, Summer, Fall | Winter, Spring, Summer, Fall
RPS v6.20- MI | 856 | 7592 | Generation Constraint in GWh | FALSE | G | Annual | Standard GWh | GWh | 36761.5282 | 37788.2777 | 40178.8733 | 41986.9581 | 43775.058 | 45795.3769 | 47521.1146
RPS v6.20- MI | 856 | 7592 | Generation Constraint in GWh | FALSE | G | Annual | Emissions at Affected Plants | GWh | 36761.5283 | 37788.2777 | 62982.9834 | 77310.3149 | 79383.8069 | 99315.6216 | 99375.1924
RPS v6.20- MI | 856 | 7592 | Generation Constraint in GWh | FALSE | G | Annual | Allowances Purchased | GWh | 0 | 0 | 0 | 0 | 0 | 0 | 0
RPS v6.20- MI | 856 | 7592 | Generation Constraint in GWh | FALSE | G | Annual | Allowances Sold | GWh | 0 | 0 | 0 | 0 | 0 | 0 | 0
RPS v6.20- MI | 856 | 7592 | Generation Constraint in GWh | FALSE | G | Annual | Allowances Banked | GWh | 0 | 0 | 0 | 0 | 0 | 0 | 0
RPS v6.20- MI | 856 | 7592 | Generation Constraint in GWh | FALSE | G | Annual | Allowances Withdrawn (1:1) | GWh | 0 | 0 | 0 | 0 | 0 | 0 | 0
RPS v6.20- MI | 856 | 7592 | Generation Constraint in GWh | FALSE | G | Annual | Allowances Withdrawn (n:1) | GWh | 0 | 0 | 0 | 0 | 0 | 0 | 0
RPS v6.20- MI | 856 | 7592 | Generation Constraint in GWh | FALSE | G | Annual | Net Emissions Allowance Position | GWh | 36761.5283 | 37788.2777 | 62982.9834 | 77310.3149 | 79383.8069 | 99315.6216 | 99375.1924
RPS v6.20- MI | 856 | 7592 | Generation Constraint in GWh | FALSE | G | Annual | Constraint Shadow Price | US2022$/MWh | 19.5523 | 0.44624 | 0 | 0 | 0 | 0 | 0
RPS v6.20- MN | 857 | 7593 | Generation Constraint in GWh | FALSE | G | Annual | Seasons Included | Seasons | Winter, Spring, Summer, Fall | Winter, Spring, Summer, Fall | Winter, Spring, Summer, Fall | Winter, Spring, Summer, Fall | Winter, Spring, Summer, Fall | Winter, Spring, Summer, Fall | Winter, Spring, Summer, Fall
RPS v6.20- MN | 857 | 7593 | Generation Constraint in GWh | FALSE | G | Annual | Standard GWh | GWh | 27203.3235 | 32877.9696 | 48332.2192 | 50703.4674 | 53159.5227 | 55761.3848 | 58080.8203
RPS v6.20- MN | 857 | 7593 | Generation Constraint in GWh | FALSE | G | Annual | Emissions at Affected Plants | GWh | 35831.1749 | 61431.2976 | 94623.5947 | 106032.2106 | 120627.1472 | 124198.928 | 119619.8888
RPS v6.20- MN | 857 | 7593 | Generation Constraint in GWh | FALSE | G | Annual | Allowances Purchased | GWh | 0 | 0 | 0 | 0 | 0 | 0 | 0
RPS v6.20- MN | 857 | 7593 | Generation Constraint in GWh | FALSE | G | Annual | Allowances Sold | GWh | 0 | 0 | 0 | 0 | 0 | 0 | 0
RPS v6.20- MN | 857 | 7593 | Generation Constraint in GWh | FALSE | G | Annual | Allowances Banked | GWh | 0 | 0 | 0 | 0 | 0 | 0 | 0
RPS v6.20- MN | 857 | 7593 | Generation Constraint in GWh | FALSE | G | Annual | Allowances Withdrawn (1:1) | GWh | 0 | 0 | 0 | 0 | 0 | 0 | 0
RPS v6.20- MN | 857 | 7593 | Generation Constraint in GWh | FALSE | G | Annual | Allowances Withdrawn (n:1) | GWh | 0 | 0 | 0 | 0 | 0 | 0 | 0
RPS v6.20- MN | 857 | 7593 | Generation Constraint in GWh | FALSE | G | Annual | Net Emissions Allowance Position | GWh | 35831.1749 | 61431.2976 | 94623.5947 | 106032.2106 | 120627.1472 | 124198.928 | 119619.8888
RPS v6.20- MN | 857 | 7593 | Generation Constraint in GWh | FALSE | G | Annual | Constraint Shadow Price | US2022$/MWh | 0 | 0 | 0 | 0 | 0 | 0 | 0
RPS v6.20- MO | 858 | 7594 | Generation Constraint in GWh | FALSE | G | Annual | Seasons Included | Seasons | Winter, Spring, Summer, Fall | Winter, Spring, Summer, Fall | Winter, Spring, Summer, Fall | Winter, Spring, Summer, Fall | Winter, Spring, Summer, Fall | Winter, Spring, Summer, Fall | Winter, Spring, Summer, Fall
RPS v6.20- MO | 858 | 7594 | Generation Constraint in GWh | FALSE | G | Annual | Standard GWh | GWh | 7245.1752 | 7395.5475 | 7811.3534 | 8165.5569 | 8547.7947 | 8979.2226 | 9374.7842
RPS v6.20- MO | 858 | 7594 | Generation Constraint in GWh | FALSE | G | Annual | Emissions at Affected Plants | GWh | 7245.1752 | 7395.5475 | 7811.3534 | 8165.5569 | 8547.7947 | 8979.2226 | 9374.7842
RPS v6.20- MO | 858 | 7594 | Generation Constraint in GWh | FALSE | G | Annual | Allowances Purchased | GWh | 0 | 0 | 0 | 0 | 0 | 0 | 0
RPS v6.20- MO | 858 | 7594 | Generation Constraint in GWh | FALSE | G | Annual | Allowances Sold | GWh | 0 | 0 | 0 | 0 | 0 | 0 | 0
RPS v6.20- MO | 858 | 7594 | Generation Constraint in GWh | FALSE | G | Annual | Allowances Banked | GWh | 0 | 0 | 0 | 0 | 0 | 0 | 0
RPS v6.20- MO | 858 | 7594 | Generation Constraint in GWh | FALSE | G | Annual | Allowances Withdrawn (1:1) | GWh | 0 | 0 | 0 | 0 | 0 | 0 | 0
RPS v6.20- MO | 858 | 7594 | Generation Constraint in GWh | FALSE | G | Annual | Allowances Withdrawn (n:1) | GWh | 0 | 0 | 0 | 0 | 0 | 0 | 0
RPS v6.20- MO | 858 | 7594 | Generation Constraint in GWh | FALSE | G | Annual | Net Emissions Allowance Position | GWh | 7245.1752 | 7395.5475 | 7811.3534 | 8165.5569 | 8547.7947 | 8979.2226 | 9374.7842
RPS v6.20- MO | 858 | 7594 | Generation Constraint in GWh | FALSE | G | Annual | Constraint Shadow Price | US2022$/MWh | 0 | 0 | 0 | 0 | 0 | 0 | 0
RPS v6.20- MT | 859 | 7595 | Generation Constraint in GWh | FALSE | G | Annual | Seasons Included | Seasons | Winter, Spring, Summer, Fall | Winter, Spring, Summer, Fall | Winter, Spring, Summer, Fall | Winter, Spring, Summer, Fall | Winter, Spring, Summer, Fall | Winter, Spring, Summer, Fall | Winter, Spring, Summer, Fall
RPS v6.20- MT | 859 | 7595 | Generation Constraint in GWh | FALSE | G | Annual | Standard GWh | GWh | 0 | 0 | 0 | 0 | 0 | 0 | 0
RPS v6.20- MT | 859 | 7595 | Generation Constraint in GWh | FALSE | G | Annual | Emissions at Affected Plants | GWh | 5461.2065 | 5461.2065 | 5461.2054 | 5461.1871 | 5461.1794 | 5461.1681 | 5461.1793
RPS v6.20- MT | 859 | 7595 | Generation Constraint in GWh | FALSE | G | Annual | Allowances Purchased | GWh | 0 | 0 | 0 | 0 | 0 | 0 | 0
RPS v6.20- MT | 859 | 7595 | Generation Constraint in GWh | FALSE | G | Annual | Allowances Sold | GWh | 0 | 0 | 0 | 0 | 0 | 0 | 0
RPS v6.20- MT | 859 | 7595 | Generation Constraint in GWh | FALSE | G | Annual | Allowances Banked | GWh | 0 | 0 | 0 | 0 | 0 | 0 | 0
RPS v6.20- MT | 859 | 7595 | Generation Constraint in GWh | FALSE | G | Annual | Allowances Withdrawn (1:1) | GWh | 0 | 0 | 0 | 0 | 0 | 0 | 0
RPS v6.20- MT | 859 | 7595 | Generation Constraint in GWh | FALSE | G | Annual | Allowances Withdrawn (n:1) | GWh | 0 | 0 | 0 | 0 | 0 | 0 | 0
RPS v6.20- MT | 859 | 7595 | Generation Constraint in GWh | FALSE | G | Annual | Net Emissions Allowance Position | GWh | 5461.2065 | 5461.2065 | 5461.2054 | 5461.1871 | 5461.1794 | 5461.1681 | 5461.1793
RPS v6.20- MT | 859 | 7595 | Generation Constraint in GWh | FALSE | G | Annual | Constraint Shadow Price | US2022$/MWh | 0 | 0 | 0 | 0 | 0 | 0 | 0
RPS v6.20- NC 75% limit | 860 | 7602 | Generation Constraint in GWh | FALSE | G | Annual | Seasons Included | Seasons | Winter, Spring, Summer, Fall | Winter, Spring, Summer, Fall | Winter, Spring, Summer, Fall | Winter, Spring, Summer, Fall | Winter, Spring, Summer, Fall | Winter, Spring, Summer, Fall | Winter, Spring, Summer, Fall
RPS v6.20- NC 75% limit | 860 | 7602 | Generation Constraint in GWh | FALSE | G | Annual | Standard GWh | GWh | 7309.2982 | 7628.566 | 8344.2214 | 9050.4878 | 9888.8405 | 10771.7198 | 15889.2057
RPS v6.20- NC 75% limit | 860 | 7602 | Generation Constraint in GWh | FALSE | G | Annual | Emissions at Affected Plants | GWh | 12672.7966 | 24382.2738 | 27513.1454 | 27512.7382 | 36748.0285 | 58665.054 | 58822.3272
RPS v6.20- NC 75% limit | 860 | 7602 | Generation Constraint in GWh | FALSE | G | Annual | Allowances Purchased | GWh | 0 | 0 | 0 | 0 | 0 | 0 | 0
RPS v6.20- NC 75% limit | 860 | 7602 | Generation Constraint in GWh | FALSE | G | Annual | Allowances Sold | GWh | 0 | 0 | 0 | 0 | 0 | 0 | 0
RPS v6.20- NC 75% limit | 860 | 7602 | Generation Constraint in GWh | FALSE | G | Annual | Allowances Banked | GWh | 0 | 0 | 0 | 0 | 0 | 0 | 0
RPS v6.20- NC 75% limit | 860 | 7602 | Generation Constraint in GWh | FALSE | G | Annual | Allowances Withdrawn (1:1) | GWh | 0 | 0 | 0 | 0 | 0 | 0 | 0
RPS v6.20- NC 75% limit | 860 | 7602 | Generation Constraint in GWh | FALSE | G | Annual | Allowances Withdrawn (n:1) | GWh | 0 | 0 | 0 | 0 | 0 | 0 | 0
RPS v6.20- NC 75% limit | 860 | 7602 | Generation Constraint in GWh | FALSE | G | Annual | Net Emissions Allowance Position | GWh | 12672.7966 | 24382.2738 | 27513.1454 | 27512.7382 | 36748.0285 | 58665.054 | 58822.3272
RPS v6.20- NC 75% limit | 860 | 7602 | Generation Constraint in GWh | FALSE | G | Annual | Constraint Shadow Price | US2022$/MWh | 0 | 0 | 0 | 0 | 0 | 0 | 0
RPS v6.20- NM | 861 | 7596 | Generation Constraint in GWh | FALSE | G | Annual | Seasons Included | Seasons | Winter, Spring, Summer, Fall | Winter, Spring, Summer, Fall | Winter, Spring, Summer, Fall | Winter, Spring, Summer, Fall | Winter, Spring, Summer, Fall | Winter, Spring, Summer, Fall | Winter, Spring, Summer, Fall
RPS v6.20- NM | 861 | 7596 | Generation Constraint in GWh | FALSE | G | Annual | Standard GWh | GWh | 10400.493 | 11630.5961 | 15782.9501 | 20313.6593 | 22071.4238 | 23955.1735 | 25307.3497
RPS v6.20- NM | 861 | 7596 | Generation Constraint in GWh | FALSE | G | Annual | Emissions at Affected Plants | GWh | 40195.8322 | 40195.9801 | 41267.1962 | 41603.8382 | 52104.5249 | 62032.2846 | 62019.6897
RPS v6.20- NM | 861 | 7596 | Generation Constraint in GWh | FALSE | G | Annual | Allowances Purchased | GWh | 0 | 0 | 0 | 0 | 0 | 0 | 0
RPS v6.20- NM | 861 | 7596 | Generation Constraint in GWh | FALSE | G | Annual | Allowances Sold | GWh | 0 | 0 | 0 | 0 | 0 | 0 | 0
RPS v6.20- NM | 861 | 7596 | Generation Constraint in GWh | FALSE | G | Annual | Allowances Banked | GWh | 0 | 0 | 0 | 0 | 0 | 0 | 0
RPS v6.20- NM | 861 | 7596 | Generation Constraint in GWh | FALSE | G | Annual | Allowances Withdrawn (1:1) | GWh | 0 | 0 | 0 | 0 | 0 | 0 | 0
RPS v6.20- NM | 861 | 7596 | Generation Constraint in GWh | FALSE | G | Annual | Allowances Withdrawn (n:1) | GWh | 0 | 0 | 0 | 0 | 0 | 0 | 0
RPS v6.20- NM | 861 | 7596 | Generation Constraint in GWh | FALSE | G | Annual | Net Emissions Allowance Position | GWh | 40195.8322 | 40195.9801 | 41267.1962 | 41603.8382 | 52104.5249 | 62032.2846 | 62019.6897
RPS v6.20- NM | 861 | 7596 | Generation Constraint in GWh | FALSE | G | Annual | Constraint Shadow Price | US2022$/MWh | 0 | 0 | 0 | 0 | 0 | 0 | 0
RPS v6.20- NV | 862 | 7597 | Generation Constraint in GWh | FALSE | G | Annual | Seasons Included | Seasons | Winter, Spring, Summer, Fall | Winter, Spring, Summer, Fall | Winter, Spring, Summer, Fall | Winter, Spring, Summer, Fall | Winter, Spring, Summer, Fall | Winter, Spring, Summer, Fall | Winter, Spring, Summer, Fall
RPS v6.20- NV | 862 | 7597 | Generation Constraint in GWh | FALSE | G | Annual | Standard GWh | GWh | 13251.3539 | 16218.4362 | 17347.4437 | 18322.4324 | 19519.1265 | 20705.2267 | 21907.8025
RPS v6.20- NV | 862 | 7597 | Generation Constraint in GWh | FALSE | G | Annual | Emissions at Affected Plants | GWh | 29076.9415 | 29077.1839 | 29075.251 | 29074.5769 | 29060.9462 | 49924.7838 | 50865.023
RPS v6.20- NV | 862 | 7597 | Generation Constraint in GWh | FALSE | G | Annual | Allowances Purchased | GWh | 0 | 0 | 0 | 0 | 0 | 0 | 0
RPS v6.20- NV | 862 | 7597 | Generation Constraint in GWh | FALSE | G | Annual | Allowances Sold | GWh | 0 | 0 | 0 | 0 | 0 | 0 | 0
RPS v6.20- NV | 862 | 7597 | Generation Constraint in GWh | FALSE | G | Annual | Allowances Banked | GWh | 0 | 0 | 0 | 0 | 0 | 0 | 0
RPS v6.20- NV | 862 | 7597 | Generation Constraint in GWh | FALSE | G | Annual | Allowances Withdrawn (1:1) | GWh | 0 | 0 | 0 | 0 | 0 | 0 | 0
RPS v6.20- NV | 862 | 7597 | Generation Constraint in GWh | FALSE | G | Annual | Allowances Withdrawn (n:1) | GWh | 0 | 0 | 0 | 0 | 0 | 0 | 0
RPS v6.20- NV | 862 | 7597 | Generation Constraint in GWh | FALSE | G | Annual | Net Emissions Allowance Position | GWh | 29076.9415 | 29077.1839 | 29075.251 | 29074.5769 | 29060.9462 | 49924.7838 | 50865.023
RPS v6.20- NV | 862 | 7597 | Generation Constraint in GWh | FALSE | G | Annual | Constraint Shadow Price | US2022$/MWh | 0 | 0 | 0 | 0 | 0 | 0 | 0
RPS v6.20- NY | 863 | 7598 | Generation Constraint in GWh | FALSE | G | Annual | Seasons Included | Seasons | Winter, Spring, Summer, Fall | Winter, Spring, Summer, Fall | Winter, Spring, Summer, Fall | Winter, Spring, Summer, Fall | Winter, Spring, Summer, Fall | Winter, Spring, Summer, Fall | Winter, Spring, Summer, Fall
RPS v6.20- NY | 863 | 7598 | Generation Constraint in GWh | FALSE | G | Annual | Standard GWh | GWh | 91260.4602 | 107877.7751 | 117191.4003 | 124769.9556 | 131646.7926 | 139433.2644 | 145732.8244
RPS v6.20- NY | 863 | 7598 | Generation Constraint in GWh | FALSE | G | Annual | Emissions at Affected Plants | GWh | 91260.4602 | 107877.7751 | 117191.4003 | 124769.9556 | 131646.7926 | 139433.2644 | 145732.8244
RPS v6.20- NY | 863 | 7598 | Generation Constraint in GWh | FALSE | G | Annual | Allowances Purchased | GWh | 0 | 0 | 0 | 0 | 0 | 0 | 0
RPS v6.20- NY | 863 | 7598 | Generation Constraint in GWh | FALSE | G | Annual | Allowances Sold | GWh | 0 | 0 | 0 | 0 | 0 | 0 | 0
RPS v6.20- NY | 863 | 7598 | Generation Constraint in GWh | FALSE | G | Annual | Allowances Banked | GWh | 0 | 0 | 0 | 0 | 0 | 0 | 0
RPS v6.20- NY | 863 | 7598 | Generation Constraint in GWh | FALSE | G | Annual | Allowances Withdrawn (1:1) | GWh | 0 | 0 | 0 | 0 | 0 | 0 | 0
RPS v6.20- NY | 863 | 7598 | Generation Constraint in GWh | FALSE | G | Annual | Allowances Withdrawn (n:1) | GWh | 0 | 0 | 0 | 0 | 0 | 0 | 0
RPS v6.20- NY | 863 | 7598 | Generation Constraint in GWh | FALSE | G | Annual | Net Emissions Allowance Position | GWh | 91260.4602 | 107877.7751 | 117191.4003 | 124769.9556 | 131646.7926 | 139433.2644 | 145732.8244
RPS v6.20- NY | 863 | 7598 | Generation Constraint in GWh | FALSE | G | Annual | Constraint Shadow Price | US2022$/MWh | 15.3532 | 3.381 | 0 | 0 | 0 | 0 | 0
RPS v6.20- OH 50% limit | 864 | 7603 | Generation Constraint in GWh | FALSE | G | Annual | Seasons Included | Seasons | Winter, Spring, Summer, Fall | Winter, Spring, Summer, Fall | Winter, Spring, Summer, Fall | Winter, Spring, Summer, Fall | Winter, Spring, Summer, Fall | Winter, Spring, Summer, Fall | Winter, Spring, Summer, Fall
RPS v6.20- OH 50% limit | 864 | 7603 | Generation Constraint in GWh | FALSE | G | Annual | Standard GWh | GWh | 6284.3307 | 6411.9912 | 6728.5395 | 7018.0371 | 7330.9622 | 7689.986 | 8015.4494
RPS v6.20- OH 50% limit | 864 | 7603 | Generation Constraint in GWh | FALSE | G | Annual | Emissions at Affected Plants | GWh | 6284.3307 | 6411.9912 | 6728.5395 | 7018.0371 | 7330.9622 | 7689.986 | 8015.4494
RPS v6.20- OH 50% limit | 864 | 7603 | Generation Constraint in GWh | FALSE | G | Annual | Allowances Purchased | GWh | 0 | 0 | 0 | 0 | 0 | 0 | 0
RPS v6.20- OH 50% limit | 864 | 7603 | Generation Constraint in GWh | FALSE | G | Annual | Allowances Sold | GWh | 0 | 0 | 0 | 0 | 0 | 0 | 0
RPS v6.20- OH 50% limit | 864 | 7603 | Generation Constraint in GWh | FALSE | G | Annual | Allowances Banked | GWh | 0 | 0 | 0 | 0 | 0 | 0 | 0
RPS v6.20- OH 50% limit | 864 | 7603 | Generation Constraint in GWh | FALSE | G | Annual | Allowances Withdrawn (1:1) | GWh | 0 | 0 | 0 | 0 | 0 | 0 | 0
RPS v6.20- OH 50% limit | 864 | 7603 | Generation Constraint in GWh | FALSE | G | Annual | Allowances Withdrawn (n:1) | GWh | 0 | 0 | 0 | 0 | 0 | 0 | 0
RPS v6.20- OH 50% limit | 864 | 7603 | Generation Constraint in GWh | FALSE | G | Annual | Net Emissions Allowance Position | GWh | 6284.3307 | 6411.9912 | 6728.5395 | 7018.0371 | 7330.9622 | 7689.986 | 8015.4494
RPS v6.20- OH 50% limit | 864 | 7603 | Generation Constraint in GWh | FALSE | G | Annual | Constraint Shadow Price | US2022$/MWh | 15.3532 | 3.381 | 0 | 0 | 0 | 0 | 0
RPS v6.20- OR,WA | 865 | 7600 | Generation Constraint in GWh | FALSE | G | Annual | Seasons Included | Seasons | Winter, Spring, Summer, Fall | Winter, Spring, Summer, Fall | Winter, Spring, Summer, Fall | Winter, Spring, Summer, Fall | Winter, Spring, Summer, Fall | Winter, Spring, Summer, Fall | Winter, Spring, Summer, Fall
RPS v6.20- OR,WA | 865 | 7600 | Generation Constraint in GWh | FALSE | G | Annual | Standard GWh | GWh | 22243.4555 | 25771.1252 | 32056.5121 | 37032.9499 | 41986.1298 | 43965.7727 | 45708.17
RPS v6.20- OR,WA | 865 | 7600 | Generation Constraint in GWh | FALSE | G | Annual | Emissions at Affected Plants | GWh | 33357.3188 | 35985.9174 | 42371.5962 | 64391.5703 | 82480.9772 | 97886.2618 | 99029.0274
RPS v6.20- OR,WA | 865 | 7600 | Generation Constraint in GWh | FALSE | G | Annual | Allowances Purchased | GWh | 0 | 0 | 0 | 0 | 0 | 0 | 0
RPS v6.20- OR,WA | 865 | 7600 | Generation Constraint in GWh | FALSE | G | Annual | Allowances Sold | GWh | 0 | 0 | 0 | 0 | 0 | 0 | 0
RPS v6.20- OR,WA | 865 | 7600 | Generation Constraint in GWh | FALSE | G | Annual | Allowances Banked | GWh | 0 | 0 | 0 | 0 | 0 | 0 | 0
RPS v6.20- OR,WA | 865 | 7600 | Generation Constraint in GWh | FALSE | G | Annual | Allowances Withdrawn (1:1) | GWh | 0 | 0 | 0 | 0 | 0 | 0 | 0
RPS v6.20- OR,WA | 865 | 7600 | Generation Constraint in GWh | FALSE | G | Annual | Allowances Withdrawn (n:1) | GWh | 0 | 0 | 0 | 0 | 0 | 0 | 0
RPS v6.20- OR,WA | 865 | 7600 | Generation Constraint in GWh | FALSE | G | Annual | Net Emissions Allowance Position | GWh | 33357.3188 | 35985.9174 | 42371.5962 | 64391.5703 | 82480.9772 | 97886.2618 | 99029.0274
RPS v6.20- OR,WA | 865 | 7600 | Generation Constraint in GWh | FALSE | G | Annual | Constraint Shadow Price | US2022$/MWh | 0 | 0 | 0 | 0 | 0 | 0 | 0
RPS v6.20- TX | 866 | 7599 | Generation Constraint in GWh | FALSE | G | Annual | Seasons Included | Seasons | Winter, Spring, Summer, Fall | Winter, Spring, Summer, Fall | Winter, Spring, Summer, Fall | Winter, Spring, Summer, Fall | Winter, Spring, Summer, Fall | Winter, Spring, Summer, Fall | Winter, Spring, Summer, Fall
RPS v6.20- TX | 866 | 7599 | Generation Constraint in GWh | FALSE | G | Annual | Standard GWh | GWh | 30660 | 30660 | 30660 | 30660 | 30660 | 30660 | 32210.4662
RPS v6.20- TX | 866 | 7599 | Generation Constraint in GWh | FALSE | G | Annual | Emissions at Affected Plants | GWh | 241507.3437 | 249935.7485 | 422671.3921 | 502301.1208 | 589364.9304 | 696926.8448 | 697162.6748
RPS v6.20- TX | 866 | 7599 | Generation Constraint in GWh | FALSE | G | Annual | Allowances Purchased | GWh | 0 | 0 | 0 | 0 | 0 | 0 | 0
RPS v6.20- TX | 866 | 7599 | Generation Constraint in GWh | FALSE | G | Annual | Allowances Sold | GWh | 0 | 0 | 0 | 0 | 0 | 0 | 0
RPS v6.20- TX | 866 | 7599 | Generation Constraint in GWh | FALSE | G | Annual | Allowances Banked | GWh | 0 | 0 | 0 | 0 | 0 | 0 | 0
RPS v6.20- TX | 866 | 7599 | Generation Constraint in GWh | FALSE | G | Annual | Allowances Withdrawn (1:1) | GWh | 0 | 0 | 0 | 0 | 0 | 0 | 0
RPS v6.20- TX | 866 | 7599 | Generation Constraint in GWh | FALSE | G | Annual | Allowances Withdrawn (n:1) | GWh | 0 | 0 | 0 | 0 | 0 | 0 | 0
RPS v6.20- TX | 866 | 7599 | Generation Constraint in GWh | FALSE | G | Annual | Net Emissions Allowance Position | GWh | 241507.3437 | 249935.7485 | 422671.3921 | 502301.1208 | 589364.9304 | 696926.8448 | 697162.6748
RPS v6.20- TX | 866 | 7599 | Generation Constraint in GWh | FALSE | G | Annual | Constraint Shadow Price | US2022$/MWh | 0 | 0 | 0 | 0 | 0 | 0 | 0
RPS v6.20- VA | 867 | 7666 | Generation Constraint in GWh | FALSE | G | Annual | Seasons Included | Seasons | Winter, Spring, Summer, Fall | Winter, Spring, Summer, Fall | Winter, Spring, Summer, Fall | Winter, Spring, Summer, Fall | Winter, Spring, Summer, Fall | Winter, Spring, Summer, Fall | Winter, Spring, Summer, Fall
RPS v6.20- VA | 867 | 7666 | Generation Constraint in GWh | FALSE | G | Annual | Standard GWh | GWh | 27139.6211 | 33249.5774 | 51787.4435 | 74310.2991 | 100103.307 | 110452.5634 | 117331.6898
RPS v6.20- VA | 867 | 7666 | Generation Constraint in GWh | FALSE | G | Annual | Emissions at Affected Plants | GWh | 27139.6211 | 33249.5774 | 51787.4435 | 74310.2991 | 100103.307 | 110452.5634 | 117331.6898
RPS v6.20- VA | 867 | 7666 | Generation Constraint in GWh | FALSE | G | Annual | Allowances Purchased | GWh | 0 | 0 | 0 | 0 | 0 | 0 | 0
RPS v6.20- VA | 867 | 7666 | Generation Constraint in GWh | FALSE | G | Annual | Allowances Sold | GWh | 0 | 0 | 0 | 0 | 0 | 0 | 0
RPS v6.20- VA | 867 | 7666 | Generation Constraint in GWh | FALSE | G | Annual | Allowances Banked | GWh | 0 | 0 | 0 | 0 | 0 | 0 | 0
RPS v6.20- VA | 867 | 7666 | Generation Constraint in GWh | FALSE | G | Annual | Allowances Withdrawn (1:1) | GWh | 0 | 0 | 0 | 0 | 0 | 0 | 0
RPS v6.20- VA | 867 | 7666 | Generation Constraint in GWh | FALSE | G | Annual | Allowances Withdrawn (n:1) | GWh | 0 | 0 | 0 | 0 | 0 | 0 | 0
RPS v6.20- VA | 867 | 7666 | Generation Constraint in GWh | FALSE | G | Annual | Net Emissions Allowance Position | GWh | 27139.6211 | 33249.5774 | 51787.4435 | 74310.2991 | 100103.307 | 110452.5634 | 117331.6898
RPS v6.20- VA | 867 | 7666 | Generation Constraint in GWh | FALSE | G | Annual | Constraint Shadow Price | US2022$/MWh | 15.3532 | 3.381 | 0 | 0 | 0 | 0 | 0
RPS v6.20- VA - Phase II | 868 | 7667 | Generation Constraint in GWh | FALSE | G | Annual | Seasons Included | Seasons | Winter, Spring, Summer, Fall | Winter, Spring, Summer, Fall | Winter, Spring, Summer, Fall | Winter, Spring, Summer, Fall | Winter, Spring, Summer, Fall | Winter, Spring, Summer, Fall | Winter, Spring, Summer, Fall
RPS v6.20- VA - Phase II | 868 | 7667 | Generation Constraint in GWh | FALSE | G | Annual | Standard GWh | GWh | 18086.0062 | 21993.2983 | 34084.8741 | 48441.5522 | 65492.8202 | 70028.8128 | 74390.2965
RPS v6.20- VA - Phase II | 868 | 7667 | Generation Constraint in GWh | FALSE | G | Annual | Emissions at Affected Plants | GWh | 28063.9532 | 27433.3424 | 51738.8243 | 70308.6474 | 72993.8533 | 120811.1243 | 120811.2265
RPS v6.20- VA - Phase II | 868 | 7667 | Generation Constraint in GWh | FALSE | G | Annual | Allowances Purchased | GWh | 0 | 0 | 0 | 0 | 0 | 0 | 0
RPS v6.20- VA - Phase II | 868 | 7667 | Generation Constraint in GWh | FALSE | G | Annual | Allowances Sold | GWh | 0 | 0 | 0 | 0 | 0 | 0 | 0
RPS v6.20- VA - Phase II | 868 | 7667 | Generation Constraint in GWh | FALSE | G | Annual | Allowances Banked | GWh | 0 | 0 | 0 | 0 | 0 | 0 | 0
RPS v6.20- VA - Phase II | 868 | 7667 | Generation Constraint in GWh | FALSE | G | Annual | Allowances Withdrawn (1:1) | GWh | 0 | 0 | 0 | 0 | 0 | 0 | 0
RPS v6.20- VA - Phase II | 868 | 7667 | Generation Constraint in GWh | FALSE | G | Annual | Allowances Withdrawn (n:1) | GWh | 0 | 0 | 0 | 0 | 0 | 0 | 0
RPS v6.20- VA - Phase II | 868 | 7667 | Generation Constraint in GWh | FALSE | G | Annual | Net Emissions Allowance Position | GWh | 28063.9532 | 27433.3424 | 51738.8243 | 70308.6474 | 72993.8533 | 120811.1243 | 120811.2265
RPS v6.20- VA - Phase II | 868 | 7667 | Generation Constraint in GWh | FALSE | G | Annual | Constraint Shadow Price | US2022$/MWh | 0 | 0 | 0 | 0 | 0 | 0 | 0
RPS v6.20- WI | 869 | 7601 | Generation Constraint in GWh | FALSE | G | Annual | Seasons Included | Seasons | Winter, Spring, Summer, Fall | Winter, Spring, Summer, Fall | Winter, Spring, Summer, Fall | Winter, Spring, Summer, Fall | Winter, Spring, Summer, Fall | Winter, Spring, Summer, Fall | Winter, Spring, Summer, Fall
RPS v6.20- WI | 869 | 7601 | Generation Constraint in GWh | FALSE | G | Annual | Standard GWh | GWh | 6850.1213 | 7009.0543 | 7439.8627 | 7792.3695 | 8146.891 | 8541.2807 | 8896.952
RPS v6.20- WI | 869 | 7601 | Generation Constraint in GWh | FALSE | G | Annual | Emissions at Affected Plants | GWh | 6850.1213 | 7009.0543 | 7439.8627 | 7792.3695 | 8146.891 | 8541.2807 | 8896.952
RPS v6.20- WI | 869 | 7601 | Generation Constraint in GWh | FALSE | G | Annual | Allowances Purchased | GWh | 0 | 0 | 0 | 0 | 0 | 0 | 0
RPS v6.20- WI | 869 | 7601 | Generation Constraint in GWh | FALSE | G | Annual | Allowances Sold | GWh | 0 | 0 | 0 | 0 | 0 | 0 | 0
RPS v6.20- WI | 869 | 7601 | Generation Constraint in GWh | FALSE | G | Annual | Allowances Banked | GWh | 0 | 0 | 0 | 0 | 0 | 0 | 0
RPS v6.20- WI | 869 | 7601 | Generation Constraint in GWh | FALSE | G | Annual | Allowances Withdrawn (1:1) | GWh | 0 | 0 | 0 | 0 | 0 | 0 | 0
RPS v6.20- WI | 869 | 7601 | Generation Constraint in GWh | FALSE | G | Annual | Allowances Withdrawn (n:1) | GWh | 0 | 0 | 0 | 0 | 0 | 0 | 0
RPS v6.20- WI | 869 | 7601 | Generation Constraint in GWh | FALSE | G | Annual | Net Emissions Allowance Position | GWh | 6850.1213 | 7009.0543 | 7439.8627 | 7792.3695 | 8146.891 | 8541.2807 | 8896.952
RPS v6.20- WI | 869 | 7601 | Generation Constraint in GWh | FALSE | G | Annual | Constraint Shadow Price | US2022$/MWh | 13.1284 | 6.421 | 0 | 0 | 0 | 0 | 0
RPS-CES v6.20- CA | 870 | 7658 | Generation Constraint in GWh | FALSE | G | Annual | Seasons Included | Seasons | Winter, Spring, Summer, Fall | Winter, Spring, Summer, Fall | Winter, Spring, Summer, Fall | Winter, Spring, Summer, Fall | Winter, Spring, Summer, Fall | Winter, Spring, Summer, Fall | Winter, Spring, Summer, Fall
RPS-CES v6.20- CA | 870 | 7658 | Generation Constraint in GWh | FALSE | G | Annual | Standard GWh | GWh | 147002.9467 | 169708.4394 | 233024.9574 | 299769.3792 | 366158.2077 | 393463.3395 | 407187.2526
RPS-CES v6.20- CA | 870 | 7658 | Generation Constraint in GWh | FALSE | G | Annual | Emissions at Affected Plants | GWh | 184564.3734 | 199880.6961 | 280539.877 | 321561.9471 | 468530.8871 | 581522.5192 | 583313.2036
RPS-CES v6.20- CA | 870 | 7658 | Generation Constraint in GWh | FALSE | G | Annual | Allowances Purchased | GWh | 0 | 0 | 0 | 0 | 0 | 0 | 0
RPS-CES v6.20- CA | 870 | 7658 | Generation Constraint in GWh | FALSE | G | Annual | Allowances Sold | GWh | 0 | 0 | 0 | 0 | 0 | 0 | 0
RPS-CES v6.20- CA | 870 | 7658 | Generation Constraint in GWh | FALSE | G | Annual | Allowances Banked | GWh | 0 | 0 | 0 | 0 | 0 | 0 | 0
RPS-CES v6.20- CA | 870 | 7658 | Generation Constraint in GWh | FALSE | G | Annual | Allowances Withdrawn (1:1) | GWh | 0 | 0 | 0 | 0 | 0 | 0 | 0
RPS-CES v6.20- CA | 870 | 7658 | Generation Constraint in GWh | FALSE | G | Annual | Allowances Withdrawn (n:1) | GWh | 0 | 0 | 0 | 0 | 0 | 0 | 0
RPS-CES v6.20- CA | 870 | 7658 | Generation Constraint in GWh | FALSE | G | Annual | Net Emissions Allowance Position | GWh | 184564.3734 | 199880.6961 | 280539.877 | 321561.9471 | 468530.8871 | 581522.5192 | 583313.2036
RPS-CES v6.20- CA | 870 | 7658 | Generation Constraint in GWh | FALSE | G | Annual | Constraint Shadow Price | US2022$/MWh | 0 | 0 | 0 | 0 | 0 | 0 | 0
RPS-CES v6.20- CA In-State limit | 871 | 7671 | Generation Constraint in GWh | FALSE | G | Annual | Seasons Included | Seasons | Winter, Spring, Summer, Fall | Winter, Spring, Summer, Fall | Winter, Spring, Summer, Fall | Winter, Spring, Summer, Fall | Winter, Spring, Summer, Fall | Winter, Spring, Summer, Fall | Winter, Spring, Summer, Fall
RPS-CES v6.20- CA In-State limit | 871 | 7671 | Generation Constraint in GWh | FALSE | G | Annual | Standard GWh | GWh | 110252.21 | 127281.3295 | 174768.718 | 224827.0344 | 274618.6558 | 295097.5046 | 305390.4394
RPS-CES v6.20- CA In-State limit | 871 | 7671 | Generation Constraint in GWh | FALSE | G | Annual | Emissions at Affected Plants | GWh | 132986.9496 | 148291.7147 | 228953.9522 | 263937.2913 | 392074.8168 | 487923.0168 | 489667.0815
RPS-CES v6.20- CA In-State limit | 871 | 7671 | Generation Constraint in GWh | FALSE | G | Annual | Allowances Purchased | GWh | 0 | 0 | 0 | 0 | 0 | 0 | 0
RPS-CES v6.20- CA In-State limit | 871 | 7671 | Generation Constraint in GWh | FALSE | G | Annual | Allowances Sold | GWh | 0 | 0 | 0 | 0 | 0 | 0 | 0
RPS-CES v6.20- CA In-State limit | 871 | 7671 | Generation Constraint in GWh | FALSE | G | Annual | Allowances Banked | GWh | 0 | 0 | 0 | 0 | 0 | 0 | 0
RPS-CES v6.20- CA In-State limit | 871 | 7671 | Generation Constraint in GWh | FALSE | G | Annual | Allowances Withdrawn (1:1) | GWh | 0 | 0 | 0 | 0 | 0 | 0 | 0
RPS-CES v6.20- CA In-State limit | 871 | 7671 | Generation Constraint in GWh | FALSE | G | Annual | Allowances Withdrawn (n:1) | GWh | 0 | 0 | 0 | 0 | 0 | 0 | 0
RPS-CES v6.20- CA In-State limit | 871 | 7671 | Generation Constraint in GWh | FALSE | G | Annual | Net Emissions Allowance Position | GWh | 132986.9496 | 148291.7147 | 228953.9522 | 263937.2913 | 392074.8168 | 487923.0168 | 489667.0815
RPS-CES v6.20- CA In-State limit | 871 | 7671 | Generation Constraint in GWh | FALSE | G | Annual | Constraint Shadow Price | US2022$/MWh | 0 | 0 | 0 | 0 | 0 | 0 | 0
RPS-CES v6.20 Fossil Dispatch Limit - CA | 872 | 7679 | Generation Constraint in GWh | FALSE | L | Annual | Seasons Included | Seasons | Winter, Spring, Summer, Fall | Winter, Spring, Summer, Fall | Winter, Spring, Summer, Fall | Winter, Spring, Summer, Fall | Winter, Spring, Summer, Fall | Winter, Spring, Summer, Fall | Winter, Spring, Summer, Fall
RPS-CES v6.20 Fossil Dispatch Limit - CA | 872 | 7679 | Generation Constraint in GWh | FALSE | L | Annual | Standard GWh | GWh | 158265.9416 | 150564.1651 | 135237.258 | 102949.3777 | 75364.9264 | 73942.9415 | 89090.4098
RPS-CES v6.20 Fossil Dispatch Limit - CA | 872 | 7679 | Generation Constraint in GWh | FALSE | L | Annual | Emissions at Affected Plants | GWh | 123572.3924 | 135168.6228 | 113974.5706 | 102949.3776 | 46932.4607 | 19442.6758 | 31885.7908
RPS-CES v6.20 Fossil Dispatch Limit - CA | 872 | 7679 | Generation Constraint in GWh | FALSE | L | Annual | Allowances Purchased | GWh | 0 | 0 | 0 | 0 | 0 | 0 | 0
RPS-CES v6.20 Fossil Dispatch Limit - CA | 872 | 7679 | Generation Constraint in GWh | FALSE | L | Annual | Allowances Sold | GWh | 0 | 0 | 0 | 0 | 0 | 0 | 0
RPS-CES v6.20 Fossil Dispatch Limit - CA | 872 | 7679 | Generation Constraint in GWh | FALSE | L | Annual | Allowances Banked | GWh | 0 | 0 | 0 | 0 | 0 | 0 | 0
RPS-CES v6.20 Fossil Dispatch Limit - CA | 872 | 7679 | Generation Constraint in GWh | FALSE | L | Annual | Allowances Withdrawn (1:1) | GWh | 0 | 0 | 0 | 0 | 0 | 0 | 0
RPS-CES v6.20 Fossil Dispatch Limit - CA | 872 | 7679 | Generation Constraint in GWh | FALSE | L | Annual | Allowances Withdrawn (n:1) | GWh | 0 | 0 | 0 | 0 | 0 | 0 | 0
RPS-CES v6.20 Fossil Dispatch Limit - CA | 872 | 7679 | Generation Constraint in GWh | FALSE | L | Annual | Net Emissions Allowance Position | GWh | 123572.3924 | 135168.6228 | 113974.5706 | 102949.3776 | 46932.4607 | 19442.6758 | 31885.7908
RPS-CES v6.20 Fossil Dispatch Limit - CA | 872 | 7679 | Generation Constraint in GWh | FALSE | L | Annual | Constraint Shadow Price | US2022$/MWh | 0 | 0 | 0 | 1.9494 | 0 | 0 | 0
RPS-CES v6.20 Fossil Dispatch Limit - CO | 873 | 7680 | Generation Constraint in GWh | FALSE | L | Annual | Seasons Included | Seasons | Winter, Spring, Summer, Fall | Winter, Spring, Summer, Fall | Winter, Spring, Summer, Fall | Winter, Spring, Summer, Fall | Winter, Spring, Summer, Fall | Winter, Spring, Summer, Fall | Winter, Spring, Summer, Fall
RPS-CES v6.20 Fossil Dispatch Limit - CO | 873 | 7680 | Generation Constraint in GWh | FALSE | L | Annual | Standard GWh | GWh | 0 | 0 | 0 | 0 | 0 | 51354.2909 | 54186.6592
RPS-CES v6.20 Fossil Dispatch Limit - CO | 873 | 7680 | Generation Constraint in GWh | FALSE | L | Annual | Emissions at Affected Plants | GWh | 29749.7043 | 21000.4051 | 23220.0566 | 23138.2035 | 17410.8476 | 10650.8922 | 14397.6299
RPS-CES v6.20 Fossil Dispatch Limit - CO | 873 | 7680 | Generation Constraint in GWh | FALSE | L | Annual | Allowances Purchased | GWh | 0 | 0 | 0 | 0 | 0 | 0 | 0
RPS-CES v6.20 Fossil Dispatch Limit - CO | 873 | 7680 | Generation Constraint in GWh | FALSE | L | Annual | Allowances Sold | GWh | 0 | 0 | 0 | 0 | 0 | 0 | 0
RPS-CES v6.20 Fossil Dispatch Limit - CO | 873 | 7680 | Generation Constraint in GWh | FALSE | L | Annual | Allowances Banked | GWh | 0 | 0 | 0 | 0 | 0 | 0 | 0
RPS-CES v6.20 Fossil Dispatch Limit - CO | 873 | 7680 | Generation Constraint in GWh | FALSE | L | Annual | Allowances Withdrawn (1:1) | GWh | 0 | 0 | 0 | 0 | 0 | 0 | 0
RPS-CES v6.20 Fossil Dispatch Limit - CO | 873 | 7680 | Generation Constraint in GWh | FALSE | L | Annual | Allowances Withdrawn (n:1) | GWh | 0 | 0 | 0 | 0 | 0 | 0 | 0
RPS-CES v6.20 Fossil Dispatch Limit - CO | 873 | 7680 | Generation Constraint in GWh | FALSE | L | Annual | Net Emissions Allowance Position | GWh | 29749.7043 | 21000.4051 | 23220.0566 | 23138.2035 | 17410.8476 | 10650.8922 | 14397.6299
RPS-CES v6.20 Fossil Dispatch Limit - CO | 873 | 7680 | Generation Constraint in GWh | FALSE | L | Annual | Constraint Shadow Price | US2022$/MWh | 0 | 0 | 0 | 0 | 0 | 0 | 0
RPS-CES v6.20 Fossil Dispatch Limit - NM | 874 | 7681 | Generation Constraint in GWh | FALSE | L | Annual | Seasons Included | Seasons | Winter, Spring, Summer, Fall | Winter, Spring, Summer, Fall | Winter, Spring, Summer, Fall | Winter, Spring, Summer, Fall | Winter, Spring, Summer, Fall | Winter, Spring, Summer, Fall | Winter, Spring, Summer, Fall
RPS-CES v6.20 Fossil Dispatch Limit - NM | 874 | 7681 | Generation Constraint in GWh | FALSE | L | Annual | Standard GWh | GWh | 0 | 0 | 14248.1811 | 11681.541 | 11995.4382 | 6308.7264 | 6746.6062
RPS-CES v6.20 Fossil Dispatch Limit - NM | 874 | 7681 | Generation Constraint in GWh | FALSE | L | Annual | Emissions at Affected Plants | GWh | 13538.4306 | 13733.6371 | 5139.886 | 7385.0569 | 4966.23 | 6037.3523 | 6746.6062
RPS-CES v6.20 Fossil Dispatch Limit - NM | 874 | 7681 | Generation Constraint in GWh | FALSE | L | Annual | Allowances Purchased | GWh | 0 | 0 | 0 | 0 | 0 | 0 | 0
RPS-CES v6.20 Fossil Dispatch Limit - NM | 874 | 7681 | Generation Constraint in GWh | FALSE | L | Annual | Allowances Sold | GWh | 0 | 0 | 0 | 0 | 0 | 0 | 0
RPS-CES v6.20 Fossil Dispatch Limit - NM | 874 | 7681 | Generation Constraint in GWh | FALSE | L | Annual | Allowances Banked | GWh | 0 | 0 | 0 | 0 | 0 | 0 | 0
RPS-CES v6.20 Fossil Dispatch Limit - NM | 874 | 7681 | Generation Constraint in GWh | FALSE | L | Annual | Allowances Withdrawn (1:1) | GWh | 0 | 0 | 0 | 0 | 0 | 0 | 0
RPS-CES v6.20 Fossil Dispatch Limit - NM | 874 | 7681 | Generation Constraint in GWh | FALSE | L | Annual | Allowances Withdrawn (n:1) | GWh | 0 | 0 | 0 | 0 | 0 | 0 | 0
RPS-CES v6.20 Fossil Dispatch Limit - NM | 874 | 7681 | Generation Constraint in GWh | FALSE | L | Annual | Net Emissions Allowance Position | GWh | 13538.4306 | 13733.6371 | 5139.886 | 7385.0569 | 4966.23 | 6037.3523 | 6746.6062
RPS-CES v6.20 Fossil Dispatch Limit - NM | 874 | 7681 | Generation Constraint in GWh | FALSE | L | Annual | Constraint Shadow Price | US2022$/MWh | 0 | 0 | 0 | 0 | 0 | 0 | 0.82374
RPS-CES v6.20 Fossil Dispatch Limit - NV | 875 | 7682 | Generation Constraint in GWh | FALSE | L | Annual | Seasons Included | Seasons | Winter, Spring, Summer, Fall | Winter, Spring, Summer, Fall | Winter, Spring, Summer, Fall | Winter, Spring, Summer, Fall | Winter, Spring, Summer, Fall | Winter, Spring, Summer, Fall | Winter, Spring, Summer, Fall
RPS-CES v6.20 Fossil Dispatch Limit - NV | 875 | 7682 | Generation Constraint in GWh | FALSE | L | Annual | Standard GWh | GWh | 0 | 0 | 0 | 0 | 0 | 5873.9168 | 6514.1928
RPS-CES v6.20 Fossil Dispatch Limit - NV | 875 | 7682 | Generation Constraint in GWh | FALSE | L | Annual | Emissions at Affected Plants | GWh | 15982.3259 | 18695.7412 | 19256.3152 | 21221.6536 | 19934.7548 | 5873.9168 | 6514.1928
RPS-CES v6.20 Fossil Dispatch Limit - NV | 875 | 7682 | Generation Constraint in GWh | FALSE | L | Annual | Allowances Purchased | GWh | 0 | 0 | 0 | 0 | 0 | 0 | 0
RPS-CES v6.20 Fossil Dispatch Limit - NV | 875 | 7682 | Generation Constraint in GWh | FALSE | L | Annual | Allowances Sold | GWh | 0 | 0 | 0 | 0 | 0 | 0 | 0
RPS-CES v6.20 Fossil Dispatch Limit - NV | 875 | 7682 | Generation Constraint in GWh | FALSE | L | Annual | Allowances Banked | GWh | 0 | 0 | 0 | 0 | 0 | 0 | 0
RPS-CES v6.20 Fossil Dispatch Limit - NV | 875 | 7682 | Generation Constraint in GWh | FALSE | L | Annual | Allowances Withdrawn (1:1) | GWh | 0 | 0 | 0 | 0 | 0 | 0 | 0
RPS-CES v6.20 Fossil Dispatch Limit - NV | 875 | 7682 | Generation Constraint in GWh | FALSE | L | Annual | Allowances Withdrawn (n:1) | GWh | 0 | 0 | 0 | 0 | 0 | 0 | 0
RPS-CES v6.20 Fossil Dispatch Limit - NV | 875 | 7682 | Generation Constraint in GWh | FALSE | L | Annual | Net Emissions Allowance Position | GWh | 15982.3259 | 18695.7412 | 19256.3152 | 21221.6536 | 19934.7548 | 5873.9168 | 6514.1928
RPS-CES v6.20 Fossil Dispatch Limit - NV | 875 | 7682 | Generation Constraint in GWh | FALSE | L | Annual | Constraint Shadow Price | US2022$/MWh | 0 | 0 | 0 | 0 | 0 | 5.6667 | 6.7722
RPS-CES v6.20 Fossil Dispatch Limit - NY | 876 | 7683 | Generation Constraint in GWh | FALSE | L | Annual | Seasons Included | Seasons | Winter, Spring, Summer, Fall | Winter, Spring, Summer, Fall | Winter, Spring, Summer, Fall | Winter, Spring, Summer, Fall | Winter, Spring, Summer, Fall | Winter, Spring, Summer, Fall | Winter, Spring, Summer, Fall
RPS-CES v6.20 Fossil Dispatch Limit - NY | 876 | 7683 | Generation Constraint in GWh | FALSE | L | Annual | Standard GWh | GWh | 69194.5956 | 58109.4427 | 63363.4699 | 14243.5217 | 15195.3316 | 15924.9953 | 16651.8403
RPS-CES v6.20 Fossil Dispatch Limit - NY | 876 | 7683 | Generation Constraint in GWh | FALSE | L | Annual | Emissions at Affected Plants | GWh | 49167.5518 | 50754.0298 | 40653.7142 | 14243.5217 | 15195.3316 | 15924.9953 | 16651.8403
RPS-CES v6.20 Fossil Dispatch Limit - NY | 876 | 7683 | Generation Constraint in GWh | FALSE | L | Annual | Allowances Purchased | GWh | 0 | 0 | 0 | 0 | 0 | 0 | 0
RPS-CES v6.20 Fossil Dispatch Limit - NY | 876 | 7683 | Generation Constraint in GWh | FALSE | L | Annual | Allowances Sold | GWh | 0 | 0 | 0 | 0 | 0 | 0 | 0
RPS-CES v6.20 Fossil Dispatch Limit - NY | 876 | 7683 | Generation Constraint in GWh | FALSE | L | Annual | Allowances Banked | GWh | 0 | 0 | 0 | 0 | 0 | 0 | 0
RPS-CES v6.20 Fossil Dispatch Limit - NY | 876 | 7683 | Generation Constraint in GWh | FALSE | L | Annual | Allowances Withdrawn (1:1) | GWh | 0 | 0 | 0 | 0 | 0 | 0 | 0
RPS-CES v6.20 Fossil Dispatch Limit - NY | 876 | 7683 | Generation Constraint in GWh | FALSE | L | Annual | Allowances Withdrawn (n:1) | GWh | 0 | 0 | 0 | 0 | 0 | 0 | 0
RPS-CES v6.20 Fossil Dispatch Limit - NY | 876 | 7683 | Generation Constraint in GWh | FALSE | L | Annual | Net Emissions Allowance Position | GWh | 49167.5518 | 50754.0298 | 40653.7142 | 14243.5217 | 15195.3316 | 15924.9953 | 16651.8403
RPS-CES v6.20 Fossil Dispatch Limit - NY | 876 | 7683 | Generation Constraint in GWh | FALSE | L | Annual | Constraint Shadow Price | US2022$/MWh | 0 | 0 | 0 | 5.0926 | 4.2397 | 1.2795 | 3.7731
RPS-CES v6.20 Fossil Dispatch Limit - VA | 877 | 7684 | Generation Constraint in GWh | FALSE | L | Annual | Seasons Included | Seasons | Winter, Spring, Summer, Fall | Winter, Spring, Summer, Fall | Winter, Spring, Summer, Fall | Winter, Spring, Summer, Fall | Winter, Spring, Summer, Fall | Winter, Spring, Summer, Fall | Winter, Spring, Summer, Fall
RPS-CES v6.20 Fossil Dispatch Limit - VA | 877 | 7684 | Generation Constraint in GWh | FALSE | L | Annual | Standard GWh | GWh | 0 | 0 | 0 | 66893.393 | 44217.6738 | 42019.1061 | 44149.4785
RPS-CES v6.20 Fossil Dispatch Limit - VA | 877 | 7684 | Generation Constraint in GWh | FALSE | L | Annual | Emissions at Affected Plants | GWh | 58470.0521 | 57266.7155 | 51091.9376 | 34296.4494 | 27351.4672 | 8109.4209 | 12685.7097
RPS-CES v6.20 Fossil Dispatch Limit - VA | 877 | 7684 | Generation Constraint in GWh | FALSE | L | Annual | Allowances Purchased | GWh | 0 | 0 | 0 | 0 | 0 | 0 | 0
RPS-CES v6.20 Fossil Dispatch Limit - VA | 877 | 7684 | Generation Constraint in GWh | FALSE | L | Annual | Allowances Sold | GWh | 0 | 0 | 0 | 0 | 0 | 0 | 0
RPS-CES v6.20 Fossil Dispatch Limit - VA | 877 | 7684 | Generation Constraint in GWh | FALSE | L | Annual | Allowances Banked | GWh | 0 | 0 | 0 | 0 | 0 | 0 | 0
RPS-CES v6.20 Fossil Dispatch Limit - VA | 877 | 7684 | Generation Constraint in GWh | FALSE | L | Annual | Allowances Withdrawn (1:1) | GWh | 0 | 0 | 0 | 0 | 0 | 0 | 0
RPS-CES v6.20 Fossil Dispatch Limit - VA | 877 | 7684 | Generation Constraint in GWh | FALSE | L | Annual | Allowances Withdrawn (n:1) | GWh | 0 | 0 | 0 | 0 | 0 | 0 | 0
RPS-CES v6.20 Fossil Dispatch Limit - VA | 877 | 7684 | Generation Constraint in GWh | FALSE | L | Annual | Net Emissions Allowance Position | GWh | 58470.0521 | 57266.7155 | 51091.9376 | 34296.4494 | 27351.4672 | 8109.4209 | 12685.7097
RPS-CES v6.20 Fossil Dispatch Limit - VA | 877 | 7684 | Generation Constraint in GWh | FALSE | L | Annual | Constraint Shadow Price | US2022$/MWh | 0 | 0 | 0 | 0 | 0 | 0 | 0
RPS-CES v6.20 Fossil Dispatch Limit - WA | 878 | 7685 | Generation Constraint in GWh | FALSE | L | Annual | Seasons Included | Seasons | Winter, Spring, Summer, Fall | Winter, Spring, Summer, Fall | Winter, Spring, Summer, Fall | Winter, Spring, Summer, Fall | Winter, Spring, Summer, Fall | Winter, Spring, Summer, Fall | Winter, Spring, Summer, Fall
RPS-CES v6.20 Fossil Dispatch Limit - WA | 878 | 7685 | Generation Constraint in GWh | FALSE | L | Annual | Standard GWh | GWh | 0 | 10675.7036 | 11704.4932 | 12796.2789 | 14034.5571 | 15264.4862 | 16481.2391
RPS-CES v6.20 Fossil Dispatch Limit - WA | 878 | 7685 | Generation Constraint in GWh | FALSE | L | Annual | Emissions at Affected Plants | GWh | 9455.3064 | 10675.7036 | 11704.4932 | 12796.2789 | 9189.5696 | 8242.6065 | 8100.3652
RPS-CES v6.20 Fossil Dispatch Limit - WA | 878 | 7685 | Generation Constraint in GWh | FALSE | L | Annual | Allowances Purchased | GWh | 0 | 0 | 0 | 0 | 0 | 0 | 0
RPS-CES v6.20 Fossil Dispatch Limit - WA | 878 | 7685 | Generation Constraint in GWh | FALSE | L | Annual | Allowances Sold | GWh | 0 | 0 | 0 | 0 | 0 | 0 | 0
RPS-CES v6.20 Fossil Dispatch Limit - WA | 878 | 7685 | Generation Constraint in GWh | FALSE | L | Annual | Allowances Banked | GWh | 0 | 0 | 0 | 0 | 0 | 0 | 0
RPS-CES v6.20 Fossil Dispatch Limit - WA | 878 | 7685 | Generation Constraint in GWh | FALSE | L | Annual | Allowances Withdrawn (1:1) | GWh | 0 | 0 | 0 | 0 | 0 | 0 | 0
RPS-CES v6.20 Fossil Dispatch Limit - WA | 878 | 7685 | Generation Constraint in GWh | FALSE | L | Annual | Allowances Withdrawn (n:1) | GWh | 0 | 0 | 0 | 0 | 0 | 0 | 0
RPS-CES v6.20 Fossil Dispatch Limit - WA | 878 | 7685 | Generation Constraint in GWh | FALSE | L | Annual | Net Emissions Allowance Position | GWh | 9455.3064 | 10675.7036 | 11704.4932 | 12796.2789 | 9189.5696 | 8242.6065 | 8100.3652
RPS-CES v6.20 Fossil Dispatch Limit - WA | 878 | 7685 | Generation Constraint in GWh | FALSE | L | Annual | Constraint Shadow Price | US2022$/MWh | 0 | 2.875 | 5.1411 | 1.0047 | 0 | 0 | 0
RPS-CES v6.21 Fossil Dispatch Limit - IL | 879 | 7739 | Generation Constraint in GWh | FALSE | L | Annual | Seasons Included | Seasons | Winter, Spring, Summer, Fall | Winter, Spring, Summer, Fall | Winter, Spring, Summer, Fall | Winter, Spring, Summer, Fall | Winter, Spring, Summer, Fall | Winter, Spring, Summer, Fall | Winter, Spring, Summer, Fall
RPS-CES v6.21 Fossil Dispatch Limit - IL | 879 | 7739 | Generation Constraint in GWh | FALSE | L | Annual | Standard GWh | GWh | 0 | 0 | 0 | 91211.6933 | 94870.0562 | 11250.9481 | 11710.4201
RPS-CES v6.21 Fossil Dispatch Limit - IL | 879 | 7739 | Generation Constraint in GWh | FALSE | L | Annual | Emissions at Affected Plants | GWh | 0 | 0 | 0 | 11630.2019 | 71.8905 | 103.9163 | 115.229
RPS-CES v6.21 Fossil Dispatch Limit - IL | 879 | 7739 | Generation Constraint in GWh | FALSE | L | Annual | Allowances Purchased | GWh | 0 | 0 | 0 | 0 | 0 | 0 | 0
RPS-CES v6.21 Fossil Dispatch Limit - IL | 879 | 7739 | Generation Constraint in GWh | FALSE | L | Annual | Allowances Sold | GWh | 0 | 0 | 0 | 0 | 0 | 0 | 0
RPS-CES v6.21 Fossil Dispatch Limit - IL | 879 | 7739 | Generation Constraint in GWh | FALSE | L | Annual | Allowances Banked | GWh | 0 | 0 | 0 | 0 | 0 | 0 | 0
RPS-CES v6.21 Fossil Dispatch Limit - IL | 879 | 7739 | Generation Constraint in GWh | FALSE | L | Annual | Allowances Withdrawn (1:1) | GWh | 0 | 0 | 0 | 0 | 0 | 0 | 0
RPS-CES v6.21 Fossil Dispatch Limit - IL | 879 | 7739 | Generation Constraint in GWh | FALSE | L | Annual | Allowances Withdrawn (n:1) | GWh | 0 | 0 | 0 | 0 | 0 | 0 | 0
RPS-CES v6.21 Fossil Dispatch Limit - IL | 879 | 7739 | Generation Constraint in GWh | FALSE | L | Annual | Net Emissions Allowance Position | GWh | 0 | 0 | 0 | 11630.2019 | 71.8905 | 103.9163 | 115.229
RPS-CES v6.21 Fossil Dispatch Limit - IL | 879 | 7739 | Generation Constraint in GWh | FALSE | L | Annual | Constraint Shadow Price | US2022$/MWh | 0 | 0 | 0 | 0 | 0 | 0 | 0
RPS-CES v6.21 Fossil Dispatch Limit - OR | 880 | 7740 | Generation Constraint in GWh | FALSE | L | Annual | Seasons Included | Seasons | Winter, Spring, Summer, Fall | Winter, Spring, Summer, Fall | Winter, Spring, Summer, Fall | Winter, Spring, Summer, Fall | Winter, Spring, Summer, Fall | Winter, Spring, Summer, Fall | Winter, Spring, Summer, Fall
RPS-CES v6.21 Fossil Dispatch Limit - OR | 880 | 7740 | Generation Constraint in GWh | FALSE | L | Annual | Standard GWh | GWh | 0 | 0 | 0 | 7529.5398 | 8258.1629 | 8981.8733 | 9697.8306
RPS-CES v6.21 Fossil Dispatch Limit - OR | 880 | 7740 | Generation Constraint in GWh | FALSE | L | Annual | Emissions at Affected Plants | GWh | 15972.0643 | 3788.8419 | 2072.5958 | 0 | 0 | 0 | 0
RPS-CES v6.21 Fossil Dispatch Limit - OR | 880 | 7740 | Generation Constraint in GWh | FALSE | L | Annual | Allowances Purchased | GWh | 0 | 0 | 0 | 0 | 0 | 0 | 0
RPS-CES v6.21 Fossil Dispatch Limit - OR | 880 | 7740 | Generation Constraint in GWh | FALSE | L | Annual | Allowances Sold | GWh | 0 | 0 | 0 | 0 | 0 | 0 | 0
RPS-CES v6.21 Fossil Dispatch Limit - OR | 880 | 7740 | Generation Constraint in GWh | FALSE | L | Annual | Allowances Banked | GWh | 0 | 0 | 0 | 0 | 0 | 0 | 0
RPS-CES v6.21 Fossil Dispatch Limit - OR | 880 | 7740 | Generation Constraint in GWh | FALSE | L | Annual | Allowances Withdrawn (1:1) | GWh | 0 | 0 | 0 | 0 | 0 | 0 | 0
RPS-CES v6.21 Fossil Dispatch Limit - OR | 880 | 7740 | Generation Constraint in GWh | FALSE | L | Annual | Allowances Withdrawn (n:1) | GWh | 0 | 0 | 0 | 0 | 0 | 0 | 0
RPS-CES v6.21 Fossil Dispatch Limit - OR | 880 | 7740 | Generation Constraint in GWh | FALSE | L | Annual | Net Emissions Allowance Position | GWh | 15972.0643 | 3788.8419 | 2072.5958 | 0 | 0 | 0 | 0
RPS-CES v6.21 Fossil Dispatch Limit - OR | 880 | 7740 | Generation Constraint in GWh | FALSE | L | Annual | Constraint Shadow Price | US2022$/MWh | 0 | 0 | 0 | 0 | 0 | 0 | 0
Texas BART FIP v6.17 | 881 | 7538 | Rate Constraint in MTons | FALSE | L | Annual | Seasons Included | Seasons | Winter, Spring, Summer, Fall | Winter, Spring, Summer, Fall | Winter, Spring, Summer, Fall | Winter, Spring, Summer, Fall | Winter, Spring, Summer, Fall | Winter, Spring, Summer, Fall | Winter, Spring, Summer, Fall
Texas BART FIP v6.17 | 881 | 7538 | Rate Constraint in MTons | FALSE | L | Annual | Standard SO2 | Thousand Tons | 248.393 | 248.393 | 248.393 | 248.393 | 248.393 | 248.393 | 248.393
Texas BART FIP v6.17 | 881 | 7538 | Rate Constraint in MTons | FALSE | L | Annual | Emissions at Affected Plants SO2 | Thousand Tons | 4.0767 | 0.45619 | 1.1519 | 1.1519 | 0 | 0 | 0
Texas BART FIP v6.17 | 881 | 7538 | Rate Constraint in MTons | FALSE | L | Annual | Allowances Purchased SO2 | Thousand Tons | 0 | 0 | 0 | 0 | 0 | 0 | 0
Texas BART FIP v6.17 | 881 | 7538 | Rate Constraint in MTons | FALSE | L | Annual | Allowances Sold SO2 | Thousand Tons | 0 | 0 | 0 | 0 | 0 | 0 | 0
Texas BART FIP v6.17 | 881 | 7538 | Rate Constraint in MTons | FALSE | L | Annual | Allowances Banked | Thousand Tons | 0 | 0 | 0 | 0 | 0 | 0 | 0
Texas BART FIP v6.17 | 881 | 7538 | Rate Constraint in MTons | FALSE | L | Annual | Allowances Withdrawn (1:1) | Thousand Tons | 0 | 0 | 0 | 0 | 0 | 0 | 0
Texas BART FIP v6.17 | 881 | 7538 | Rate Constraint in MTons | FALSE | L | Annual | Allowances Withdrawn (n:1) | Thousand Tons | 0 | 0 | 0 | 0 | 0 | 0 | 0
Texas BART FIP v6.17 | 881 | 7538 | Rate Constraint in MTons | FALSE | L | Annual | Net Emissions Allowance Position | Thousand Tons | 4.0767 | 0.45619 | 1.1519 | 1.1519 | 0 | 0 | 0
Texas BART FIP v6.17 | 881 | 7538 | Rate Constraint in MTons | FALSE | L | Annual | Fuel Consumed | TBtu | 125.2818 | 119.6336 | 113.6654 | 91.3098 | 50.2925 | 45.9926 | 58.3524
Texas BART FIP v6.17 | 881 | 7538 | Rate Constraint in MTons | FALSE | L | Annual | Rate | lb/MMBtu | 0.065081 | 0.0076265 | 0.020268 | 0.02523 | 0 | 0 | 0
Texas BART FIP v6.17 | 881 | 7538 | Rate Constraint in MTons | FALSE | L | Annual | Generation | TWh | 17.2975 | 17.0587 | 13.8235 | 13.578 | 11.5548 | 11.4418 | 13.6853
Texas BART FIP v6.17 | 881 | 7538 | Rate Constraint in MTons | FALSE | L | Annual | Qualifying Generation | TWh | 17.2975 | 17.0587 | 13.8235 | 10.0467 | 7.0303 | 6.2289 | 7.9371
Texas BART FIP v6.17 | 881 | 7538 | Rate Constraint in MTons | FALSE | L | Annual | Rate | lb/MWh | 0.47137 | 0.053485 | 0.16665 | 0.2293 | 0 | 0 | 0
Texas BART FIP v6.17 | 881 | 7538 | Rate Constraint in MTons | FALSE | L | Annual | Constraint Shadow Price | US2022$/Ton | 0 | 0 | 0 | 0 | 0 | 0 | 0
Texas East - NOX Cap Annual v3.1 | 882 | 7358 | Rate Constraint in MTons | FALSE | L | Annual | Seasons Included | Seasons | Winter, Spring, Summer, Fall | Winter, Spring, Summer, Fall | Winter, Spring, Summer, Fall | Winter, Spring, Summer, Fall | Winter, Spring, Summer, Fall | Winter, Spring, Summer, Fall | Winter, Spring, Summer, Fall
Texas East - NOX Cap Annual v3.1 | 882 | 7358 | Rate Constraint in MTons | FALSE | L | Annual | Standard NOX | Thousand Tons | 84.5 | 84.5 | 84.5 | 84.5 | 84.5 | 84.5 | 84.5
Texas East - NOX Cap Annual v3.1 | 882 | 7358 | Rate Constraint in MTons | FALSE | L | Annual | Emissions at Affected Plants NOX | Thousand Tons | 0.44246 | 0.44462 | 0.2642 | 0.26084 | 0.25881 | 0.25493 | 0.25856
Texas East - NOX Cap Annual v3.1 | 882 | 7358 | Rate Constraint in MTons | FALSE | L | Annual | Allowances Purchased NOX | Thousand Tons | 0 | 0 | 0 | 0 | 0 | 0 | 0
Texas East - NOX Cap Annual v3.1 | 882 | 7358 | Rate Constraint in MTons | FALSE | L | Annual | Allowances Sold NOX | Thousand Tons | 0 | 0 | 0 | 0 | 0 | 0 | 0
Texas East - NOX Cap Annual v3.1 | 882 | 7358 | Rate Constraint in MTons | FALSE | L | Annual | Allowances Banked | Thousand Tons | 0 | 0 | 0 | 0 | 70.4167 | 0 | 0
Texas East - NOX Cap Annual v3.1 | 882 | 7358 | Rate Constraint in MTons | FALSE | L | Annual | Allowances Withdrawn (1:1) | Thousand Tons | 0 | 0 | 0 | 0 | 0 | -84.5 | 0
Texas East - NOX Cap Annual v3.1 | 882 | 7358 | Rate Constraint in MTons | FALSE | L | Annual | Allowances Withdrawn (n:1) | Thousand Tons | 0 | 0 | 0 | 0 | 0 | 0 | 0
Texas East - NOX Cap Annual v3.1 | 882 | 7358 | Rate Constraint in MTons | FALSE | L | Annual | Net Emissions Allowance Position | Thousand Tons | 0.44246 | 0.44462 | 0.2642 | 0.26084 | 70.6755 | -84.2451 | 0.25856
Texas East - NOX Cap Annual v3.1 | 882 | 7358 | Rate Constraint in MTons | FALSE | L | Annual | Fuel Consumed | TBtu | 14.1603 | 14.1639 | 7.3029 | 7.1755 | 7.1003 | 6.9565 | 7.0909
Texas East - NOX Cap Annual v3.1 | 882 | 7358 | Rate Constraint in MTons | FALSE | L | Annual | Rate | lb/MMBtu | 0.062493 | 0.062782 | 0.072356 | 0.072702 | 0.072901 | 0.073294 | 0.072926
Texas East - NOX Cap Annual v3.1 | 882 | 7358 | Rate Constraint in MTons | FALSE | L | Annual | Generation | TWh | 1.2543 | 1.2548 | 0.64673 | 0.62377 | 0.6101 | 0.58395 | 0.60839
Texas East - NOX Cap Annual v3.1 | 882 | 7358 | Rate Constraint in MTons | FALSE | L | Annual | Qualifying Generation | TWh | 1.2543 | 1.2548 | 0.64673 | 0.62377 | 0.6101 | 0.58395 | 0.60839
Texas East - NOX Cap Annual v3.1 | 882 | 7358 | Rate Constraint in MTons | FALSE | L | Annual | Rate | lb/MWh | 0.70551 | 0.70869 | 0.81705 | 0.83633 | 0.84842 | 0.87313 | 0.84997
Texas East - NOX Cap Annual v3.1 | 882 | 7358 | Rate Constraint in MTons | FALSE | L | Annual | Constraint Shadow Price | US2022$/Ton | 0 | 0 | 0 | 0 | 0 | 0 | 0
Texas East - SO2 Cap Annual v3.1 | 883 | 7359 | Rate Constraint in MTons | FALSE | L | Annual | Seasons Included | Seasons | Winter, Spring, Summer, Fall | Winter, Spring, Summer, Fall | Winter, Spring, Summer, Fall | Winter, Spring, Summer, Fall | Winter, Spring, Summer, Fall | Winter, Spring, Summer, Fall | Winter, Spring, Summer, Fall
Texas East - SO2 Cap Annual v3.1 | 883 | 7359 | Rate Constraint in MTons | FALSE | L | Annual | Standard SO2 | Thousand Tons | 273.95 | 273.95 | 273.95 | 273.95 | 273.95 | 273.95 | 273.95
Texas East - SO2 Cap Annual v3.1 | 883 | 7359 | Rate Constraint in MTons | FALSE | L | Annual | Emissions at Affected Plants SO2 | Thousand Tons | 0 | 0 | 0 | 0 | 0 | 0 | 0
Texas East - SO2 Cap Annual v3.1 | 883 | 7359 | Rate Constraint in MTons | FALSE | L | Annual | Allowances Purchased SO2 | Thousand Tons | 0 | 0 | 0 | 0 | 0 | 0 | 0
Texas East - SO2 Cap Annual v3.1 | 883 | 7359 | Rate Constraint in MTons | FALSE | L | Annual | Allowances Sold SO2 | Thousand Tons | 0 | 0 | 0 | 0 | 0 | 0 | 0
Texas East - SO2 Cap Annual v3.1 | 883 | 7359 | Rate Constraint in MTons | FALSE | L | Annual | Allowances Banked | Thousand Tons | 273.95 | 273.95 | 456.5833 | 547.9 | 547.9 | 547.9 | 0
Texas East - SO2 Cap Annual v3.1 | 883 | 7359 | Rate Constraint in MTons | FALSE | L | Annual | Allowances Withdrawn (1:1) | Thousand Tons | 0 | 0 | -182.6333 | -273.95 | -273.95 | -273.95 | 0
Texas East - SO2 Cap Annual v3.1 | 883 | 7359 | Rate Constraint in MTons | FALSE | L | Annual | Allowances Withdrawn (n:1) | Thousand Tons | 0 | 0 | 0 | 0 | 0 | 0 | 0
Texas East - SO2 Cap Annual v3.1 | 883 | 7359 | Rate Constraint in MTons | FALSE | L | Annual | Net Emissions Allowance Position | Thousand Tons | 273.95 | 273.95 | 273.95 | 273.95 | 273.95 | 273.95 | 0
Texas East - SO2 Cap Annual v3.1 | 883 | 7359 | Rate Constraint in MTons | FALSE | L | Annual | Fuel Consumed | TBtu | 14.1603 | 14.1639 | 7.3029 | 7.1755 | 7.1003 | 6.9565 | 7.0909
Texas East - SO2 Cap Annual v3.1 | 883 | 7359 | Rate Constraint in MTons | FALSE | L | Annual | Rate | lb/MMBtu | 0 | 0 | 0 | 0 | 0 | 0 | 0
Texas East - SO2 Cap Annual v3.1 | 883 | 7359 | Rate Constraint in MTons | FALSE | L | Annual | Generation | TWh | 1.2543 | 1.2548 | 0.64673 | 0.62377 | 0.6101 | 0.58395 | 0.60839
Texas East - SO2 Cap Annual v3.1 | 883 | 7359 | Rate Constraint in MTons | FALSE | L | Annual | Qualifying Generation | TWh | 1.2543 | 1.2548 | 0.64673 | 0.62377 | 0.6101 | 0.58395 | 0.60839
Texas East - SO2 Cap Annual v3.1 | 883 | 7359 | Rate Constraint in MTons | FALSE | L | Annual | Rate | lb/MWh | 0 | 0 | 0 | 0 | 0 | 0 | 0
Texas East - SO2 Cap Annual v3.1 | 883 | 7359 | Rate Constraint in MTons | FALSE | L | Annual | Constraint Shadow Price | US2022$/Ton | 0 | 0 | 0 | 0 | 0 | 0 | 0
Texas El Paso - NOX Cap Annual v3.1 | 884 | 7361 | Rate Constraint in MTons | FALSE | L | Annual | Seasons Included | Seasons | Winter, Spring, Summer, Fall | Winter, Spring, Summer, Fall | Winter, Spring, Summer, Fall | Winter, Spring, Summer, Fall | Winter, Spring, Summer, Fall | Winter, Spring, Summer, Fall | Winter, Spring, Summer, Fall
Texas El Paso - NOX Cap Annual v3.1 | 884 | 7361 | Rate Constraint in MTons | FALSE | L | Annual | Standard NOX | Thousand Tons | 1.06 | 1.06 | 1.06 | 1.06 | 1.06 | 1.06 | 1.06
Texas El Paso - NOX Cap Annual v3.1 | 884 | 7361 | Rate Constraint in MTons | FALSE | L | Annual | Emissions at Affected Plants NOX | Thousand Tons | 0.015644 | 0.022287 | 0 | 0 | 0 | 0 | 0
Texas El Paso - NOX Cap Annual v3.1 | 884 | 7361 | Rate Constraint in MTons | FALSE | L | Annual | Allowances Purchased NOX | Thousand Tons | 0 | 0 | 0 | 0 | 0 | 0 | 0
Texas El Paso - NOX Cap Annual v3.1 | 884 | 7361 | Rate Constraint in MTons | FALSE | L | Annual | Allowances Sold NOX | Thousand Tons | 0 | 0 | 0 | 0 | 0 | 0 | 0
Texas El Paso - NOX Cap Annual v3.1 | 884 | 7361 | Rate Constraint in MTons | FALSE | L | Annual | Allowances Banked | Thousand Tons | 0 | 1.0377 | 0.36076 | 1.59 | 0.88333 | 1.484 | 0
Texas El Paso - NOX Cap Annual v3.1 | 884 | 7361 | Rate Constraint in MTons | FALSE | L | Annual | Allowances Withdrawn (1:1) | Thousand Tons | 0 | 0 | 0 | -1.06 | -1.06 | -1.06 | -1.06
Texas El Paso - NOX Cap Annual v3.1 | 884 | 7361 | Rate Constraint in MTons | FALSE | L | Annual | Allowances Withdrawn (n:1) | Thousand Tons | 0 | 0 | 0 | 0 | 0 | 0 | 0
Texas El Paso - NOX Cap Annual v3.1 | 884 | 7361 | Rate Constraint in MTons | FALSE | L | Annual | Net Emissions Allowance Position | Thousand Tons | 0.015644 | 1.06 | 0.36076 | 0.53 | -0.17667 | 0.424 | -1.06
Texas El Paso - NOX Cap Annual v3.1 | 884 | 7361 | Rate Constraint in MTons | FALSE | L | Annual | Fuel Consumed | TBtu | 0.19851 | 0.27417 | 0 | 0 | 0 | 0 | 0
Texas El Paso - NOX Cap Annual v3.1 | 884 | 7361 | Rate Constraint in MTons | FALSE | L | Annual | Rate | lb/MMBtu | 0.15761 | 0.16258 | 0 | 0 | 0 | 0 | 0
Texas El Paso - NOX Cap Annual v3.1 | 884 | 7361 | Rate Constraint in MTons | FALSE | L | Annual | Generation | TWh | 0.016644 | 0.024937 | 0 | 0 | 0 | 0 | 0
Texas El Paso - NOX Cap Annual v3.1 | 884 | 7361 | Rate Constraint in MTons | FALSE | L | Annual | Qualifying Generation | TWh | 0.016644 | 0.024937 | 0 | 0 | 0 | 0 | 0
Texas El Paso - NOX Cap Annual v3.1 | 884 | 7361 | Rate Constraint in MTons | FALSE | L | Annual | Rate | lb/MWh | 1.8798 | 1.7875 | 0 | 0 | 0 | 0 | 0
Texas El Paso - NOX Cap Annual v3.1 | 884 | 7361 | Rate Constraint in MTons | FALSE | L | Annual | Constraint Shadow Price | US2022$/Ton | 0 | 0 | 0 | 0 | 0 | 0 | 0
Texas Houston - NOX Cap Annual v3.1 | 885 | 7362 | Rate Constraint in MTons | FALSE | L | Annual | Seasons Included | Seasons | Winter, Spring, Summer, Fall | Winter, Spring, Summer, Fall | Winter, Spring, Summer, Fall | Winter, Spring, Summer, Fall | Winter, Spring, Summer, Fall | Winter, Spring, Summer, Fall | Winter, Spring, Summer, Fall
Texas Houston - NOX Cap Annual v3.1 | 885 | 7362 | Rate Constraint in MTons | FALSE | L | Annual | Standard NOX | Thousand Tons | 17.57 | 17.57 | 17.57 | 17.57 | 17.57 | 17.57 | 17.57
Texas Houston - NOX Cap Annual v3.1 | 885 | 7362 | Rate Constraint in MTons | FALSE | L | Annual | Emissions at Affected Plants NOX | Thousand Tons | 4.7077 | 4.7201 | 3.427 | 2.0833 | 1.2734 | 0.73717 | 1.8796
Texas Houston - NOX Cap Annual v3.1 | 885 | 7362 | Rate Constraint in MTons | FALSE | L | Annual | Allowances Purchased NOX | Thousand Tons | 0 | 0 | 0 | 0 | 0 | 0 | 0
Texas Houston - NOX Cap Annual v3.1 | 885 | 7362 | Rate Constraint in MTons | FALSE | L | Annual | Allowances Sold NOX | Thousand Tons | 0 | 0 | 0 | 0 | 0 | 0 | 0
Texas Houston - NOX Cap Annual v3.1 | 885 | 7362 | Rate Constraint in MTons | FALSE | L | Annual | Allowances Banked | Thousand Tons | 0 | 0 | 0 | 0 | 14.6417 | 0 | 0
Texas Houston - NOX Cap Annual v3.1 | 885 | 7362 | Rate Constraint in MTons | FALSE | L | Annual | Allowances Withdrawn (1:1) | Thousand Tons | 0 | 0 | 0 | 0 | 0 | -17.57 | 0
Texas Houston - NOX Cap Annual v3.1 | 885 | 7362 | Rate Constraint in MTons | FALSE | L | Annual | Allowances Withdrawn (n:1) | Thousand Tons | 0 | 0 | 0 | 0 | 0 | 0 | 0
Texas Houston - NOX Cap Annual v3.1 | 885 | 7362 | Rate Constraint in MTons | FALSE | L | Annual | Net Emissions Allowance Position | Thousand Tons | 4.7077 | 4.7201 | 3.427 | 2.0833 | 15.9151 | -16.8328 | 1.8796
Texas Houston - NOX Cap Annual v3.1 | 885 | 7362 | Rate Constraint in MTons | FALSE | L | Annual | Fuel Consumed | TBtu | 365.5301 | 367.1139 | 268.1877 | 156.7518 | 102.2711 | 65.4511 | 141.0724
Texas Houston - NOX Cap Annual v3.1 | 885 | 7362 | Rate Constraint in MTons | FALSE | L | Annual | Rate | lb/MMBtu | 0.025758 | 0.025715 | 0.025557 | 0.026581 | 0.024903 | 0.022526 | 0.026647
Texas Houston - NOX Cap Annual v3.1 | 885 | 7362 | Rate Constraint in MTons | FALSE | L | Annual | Generation | TWh | 58.3418 | 58.5543 | 43.9882 | 26.2098 | 17.0416 | 10.6087 | 23.2351
Texas Houston - NOX Cap Annual v3.1 | 885 | 7362 | Rate Constraint in MTons | FALSE | L | Annual | Qualifying Generation | TWh | 58.3418 | 58.5543 | 43.9882 | 26.2098 | 17.0416 | 10.6087 | 23.2351
Texas Houston - NOX Cap Annual v3.1 | 885 | 7362 | Rate Constraint in MTons | FALSE | L | Annual | Rate | lb/MWh | 0.16138 | 0.16122 | 0.15582 | 0.15897 | 0.14945 | 0.13897 | 0.16179
Texas Houston - NOX Cap Annual v3.1 | 885 | 7362 | Rate Constraint in MTons | FALSE | L | Annual | Constraint Shadow Price | US2022$/Ton | 0 | 0 | 0 | 0 | 0 | 0 | 0
Texas West - NOX Cap Annual v3.1 | 886 | 7360 | Rate Constraint in MTons | FALSE | L | Annual | Seasons Included | Seasons | Winter, Spring, Summer, Fall | Winter, Spring, Summer, Fall | Winter, Spring, Summer, Fall | Winter, Spring, Summer, Fall | Winter, Spring, Summer, Fall | Winter, Spring, Summer, Fall | Winter, Spring, Summer, Fall
Texas West - NOX Cap Annual v3.1 | 886 | 7360 | Rate Constraint in MTons | FALSE | L | Annual | Standard NOX | Thousand Tons | 18.1 | 18.1 | 18.1 | 18.1 | 18.1 | 18.1 | 18.1
Texas West - NOX Cap Annual v3.1 | 886 | 7360 | Rate Constraint in MTons | FALSE | L | Annual | Emissions at Affected Plants NOX | Thousand Tons | 0.34491 | 0.25242 | 0.18147 | 0.18147 | 0.18147 | 0.18147 | 0.18147
Texas West - NOX Cap Annual v3.1 | 886 | 7360 | Rate Constraint in MTons | FALSE | L | Annual | Allowances Purchased NOX | Thousand Tons | 0 | 0 | 0 | 0 | 0 | 0 | 0
Texas West - NOX Cap Annual v3.1 | 886 | 7360 | Rate Constraint in MTons | FALSE | L | Annual | Allowances Sold NOX | Thousand Tons | 0 | 0 | 0 | 0 | 0 | 0 | 0
Texas West - NOX Cap Annual v3.1 | 886 | 7360 | Rate Constraint in MTons | FALSE | L | Annual | Allowances Banked | Thousand Tons | 0 | 0 | 0 | 0 | 15.0833 | 0 | 0
Texas West - NOX Cap Annual v3.1 | 886 | 7360 | Rate Constraint in MTons | FALSE | L | Annual | Allowances Withdrawn (1:1) | Thousand Tons | 0 | 0 | 0 | 0 | 0 | -18.1 | 0
Texas West - NOX Cap Annual v3.1 | 886 | 7360 | Rate Constraint in MTons | FALSE | L | Annual | Allowances Withdrawn (n:1) | Thousand Tons | 0 | 0 | 0 | 0 | 0 | 0 | 0
Texas West - NOX Cap Annual v3.1 | 886 | 7360 | Rate Constraint in MTons | FALSE | L | Annual | Net Emissions Allowance Position | Thousand Tons | 0.34491 | 0.25242 | 0.18147 | 0.18147 | 15.2648 | -17.9185 | 0.18147
Texas West - NOX Cap Annual v3.1 | 886 | 7360 | Rate Constraint in MTons | FALSE | L | Annual | Fuel Consumed | TBtu | 3.5819 | 2.2599 | 1.3147 | 1.3147 | 1.3147 | 1.3147 | 1.3147
Texas West - NOX Cap Annual v3.1 | 886 | 7360 | Rate Constraint in MTons | FALSE | L | Annual | Rate | lb/MMBtu | 0.19259 | 0.22339 | 0.27606 | 0.27606 | 0.27606 | 0.27606 | 0.27606
Texas West - NOX Cap Annual v3.1 | 886 | 7360 | Rate Constraint in MTons | FALSE | L | Annual | Generation | TWh | 0.2996 | 0.18958 | 0.1102 | 0.1102 | 0.1102 | 0.1102 | 0.1102
Texas West - NOX Cap Annual v3.1 | 886 | 7360 | Rate Constraint in MTons | FALSE | L | Annual | Qualifying Generation | TWh | 0.2996 | 0.18958 | 0.1102 | 0.1102 | 0.1102 | 0.1102 | 0.1102
Texas West - NOX Cap Annual v3.1 | 886 | 7360 | Rate Constraint in MTons | FALSE | L | Annual | Rate | lb/MWh | 2.3025 | 2.663 | 3.2934 | 3.2934 | 3.2934 | 3.2934 | 3.2934
Texas West - NOX Cap Annual v3.1 | 886 | 7360 | Rate Constraint in MTons | FALSE | L | Annual | Constraint Shadow Price | US2022$/Ton | 0 | 0 | 0 | 0 | 0 | 0 | 0
Unit Comanche 3 - NOX Rate Annual v3.1, Unit 2559 and retrofits | 887 | 7267 | Rate Constraint in lbs/MMBtu | FALSE | L | Annual | Seasons Included | Seasons | Winter, Spring, Summer, Fall | Winter, Spring, Summer, Fall | Winter, Spring, Summer, Fall | Winter, Spring, Summer, Fall | Winter, Spring, Summer, Fall | Winter, Spring, Summer, Fall | Winter, Spring, Summer, Fall
Unit Comanche 3 - NOX Rate Annual v3.1, Unit 2559 and retrofits | 887 | 7267 | Rate Constraint in lbs/MMBtu | FALSE | L | Annual | Standard NOX | lb/MMBtu | 0.08 | 0.08 | 0.08 | 0.08 | 0.08 | 0.08 | 0.08
Unit Comanche 3 - NOX Rate Annual v3.1, Unit 2559 and retrofits | 887 | 7267 | Rate Constraint in lbs/MMBtu | FALSE | L | Annual | Emissions at Affected Plants NOX | Thousand Tons | 0.74773 | 0.22666 | 0 | 0 | 0 | 0 | 0
Unit Comanche 3 - NOX Rate Annual v3.1, Unit 2559 and retrofits | 887 | 7267 | Rate Constraint in lbs/MMBtu | FALSE | L | Annual | Allowances Purchased NOX | Thousand Tons | 0 | 0 | 0 | 0 | 0 | 0 | 0
Unit Comanche 3 - NOX Rate Annual v3.1, Unit 2559 and retrofits | 887 | 7267 | Rate Constraint in lbs/MMBtu | FALSE | L | Annual | Allowances Sold NOX | Thousand Tons | 0 | 0 | 0 | 0 | 0 | 0 | 0
Unit Comanche 3 - NOX Rate Annual v3.1, Unit 2559 and retrofits | 887 | 7267 | Rate Constraint in lbs/MMBtu | FALSE | L | Annual | Allowances Banked | Thousand Tons | 0 | 0 | 0 | 0 | 0 | 0 | 0
Unit Comanche 3 - NOX Rate Annual v3.1, Unit 2559 and retrofits | 887 | 7267 | Rate Constraint in lbs/MMBtu | FALSE | L | Annual | Allowances Withdrawn (1:1) | Thousand Tons | 0 | 0 | 0 | 0 | 0 | 0 | 0
Unit Comanche 3 - NOX Rate Annual v3.1, Unit 2559 and retrofits | 887 | 7267 | Rate Constraint in lbs/MMBtu | FALSE | L | Annual | Allowances Withdrawn (n:1) | Thousand Tons | 0 | 0 | 0 | 0 | 0 | 0 | 0
Unit Comanche 3 - NOX Rate Annual v3.1, Unit 2559 and retrofits | 887 | 7267 | Rate Constraint in lbs/MMBtu | FALSE | L | Annual | Net Emissions Allowance Position | Thousand Tons | 0.74773 | 0.22666 | 0 | 0 | 0 | 0 | 0
Unit Comanche 3 - NOX Rate Annual v3.1, Unit 2559 and retrofits | 887 | 7267 | Rate Constraint in lbs/MMBtu | FALSE | L | Annual | Fuel Consumed | TBtu | 22.6688 | 6.8716 | 0 | 0 | 0 | 0 | 0
Unit Comanche 3 - NOX Rate Annual v3.1, Unit 2559 and retrofits | 887 | 7267 | Rate Constraint in lbs/MMBtu | FALSE | L | Annual | Rate | lb/MMBtu | 0.06597 | 0.06597 | 0 | 0 | 0 | 0 | 0
Unit Comanche 3 - NOX Rate Annual v3.1, Unit 2559 and retrofits | 887 | 7267 | Rate Constraint in lbs/MMBtu | FALSE | L | Annual | Generation | TWh | 2.1674 | 0.657 | 0 | 0 | 0 | 0 | 0
Unit Comanche 3 - NOX Rate Annual v3.1, Unit 2559 and retrofits | 887 | 7267 | Rate Constraint in lbs/MMBtu | FALSE | L | Annual | Qualifying Generation | TWh | 2.1674 | 0.657 | 0 | 0 | 0 | 0 | 0
Unit Comanche 3 - NOX Rate Annual v3.1, Unit 2559 and retrofits | 887 | 7267 | Rate Constraint in lbs/MMBtu | FALSE | L | Annual | Rate | lb/MWh | 0.68998 | 0.68998 | 0 | 0 | 0 | 0 | 0
Unit Comanche 3 - NOX Rate Annual v3.1, Unit 2559 and retrofits | 887 | 7267 | Rate Constraint in lbs/MMBtu | FALSE | L | Annual | Constraint Shadow Price | US2022$/Ton | 0 | 0 | 0 | 0 | 0 | 0 | 0
Unit Comanche 3 - SO2 Rate Annual v3.1, Unit 2559 and retrofits | 888 | 7265 | Rate Constraint in lbs/MMBtu | FALSE | L | Annual | Seasons Included | Seasons | Winter, Spring, Summer, Fall | Winter, Spring, Summer, Fall | Winter, Spring, Summer, Fall | Winter, Spring, Summer, Fall | Winter, Spring, Summer, Fall | Winter, Spring, Summer, Fall | Winter, Spring, Summer, Fall
Unit Comanche 3 - SO2 Rate Annual v3.1, Unit 2559 and retrofits | 888 | 7265 | Rate Constraint in lbs/MMBtu | FALSE | L | Annual | Standard SO2 | lb/MMBtu | 0.1 | 0.1 | 0.1 | 0.1 | 0.1 | 0.1 | 0.1
Unit Comanche 3 - SO2 Rate Annual v3.1, Unit 2559 and retrofits | 888 | 7265 | Rate Constraint in lbs/MMBtu | FALSE | L | Annual | Emissions at Affected Plants SO2 | Thousand Tons | 0.90675 | 0.27486 | 0 | 0 | 0 | 0 | 0
Unit Comanche 3 - SO2 Rate Annual v3.1, Unit 2559 and retrofits | 888 | 7265 | Rate Constraint in lbs/MMBtu | FALSE | L | Annual | Allowances Purchased SO2 | Thousand Tons | 0 | 0 | 0 | 0 | 0 | 0 | 0
Unit Comanche 3 - SO2 Rate Annual v3.1, Unit 2559 and retrofits | 888 | 7265 | Rate Constraint in lbs/MMBtu | FALSE | L | Annual | Allowances Sold SO2 | Thousand Tons | 0 | 0 | 0 | 0 | 0 | 0 | 0
Unit Comanche 3 - SO2 Rate Annual v3.1, Unit 2559 and retrofits | 888 | 7265 | Rate Constraint in lbs/MMBtu | FALSE | L | Annual | Allowances Banked | Thousand Tons | 0 | 0 | 0 | 0 | 0 | 0 | 0
Unit Comanche 3 - SO2 Rate Annual v3.1, Unit 2559 and retrofits | 888 | 7265 | Rate Constraint in lbs/MMBtu | FALSE | L | Annual | Allowances Withdrawn (1:1) | Thousand Tons | 0 | 0 | 0 | 0 | 0 | 0 | 0
Unit Comanche 3 - SO2 Rate Annual v3.1, Unit 2559 and retrofits | 888 | 7265 | Rate Constraint in lbs/MMBtu | FALSE | L | Annual | Allowances Withdrawn (n:1) | Thousand Tons | 0 | 0 | 0 | 0 | 0 | 0 | 0
Unit Comanche 3 - SO2 Rate Annual v3.1, Unit 2559 and retrofits | 888 | 7265 | Rate Constraint in lbs/MMBtu | FALSE | L | Annual | Net Emissions Allowance Position | Thousand Tons | 0.90675 | 0.27486 | 0 | 0 | 0 | 0 | 0
Unit Comanche 3 - SO2 Rate Annual v3.1, Unit 2559 and retrofits | 888 | 7265 | Rate Constraint in lbs/MMBtu | FALSE | L | Annual | Fuel Consumed | TBtu | 22.6688 | 6.8716 | 0 | 0 | 0 | 0 | 0
Unit Comanche 3 - SO2 Rate Annual v3.1, Unit 2559 and retrofits | 888 | 7265 | Rate Constraint in lbs/MMBtu | FALSE | L | Annual | Rate | lb/MMBtu | 0.08 | 0.08 | 0 | 0 | 0 | 0 | 0
Unit Comanche 3 - SO2 Rate Annual v3.1, Unit 2559 and retrofits | 888 | 7265 | Rate Constraint in lbs/MMBtu | FALSE | L | Annual | Generation | TWh | 2.1674 | 0.657 | 0 | 0 | 0 | 0 | 0
Unit Comanche 3 - SO2 Rate Annual v3.1, Unit 2559 and retrofits | 888 | 7265 | Rate Constraint in lbs/MMBtu | FALSE | L | Annual | Qualifying Generation | TWh | 2.1674 | 0.657 | 0 | 0 | 0 | 0 | 0
Unit Comanche 3 - SO2 Rate Annual v3.1, Unit 2559 and retrofits | 888 | 7265 | Rate Constraint in lbs/MMBtu | FALSE | L | Annual | Rate | lb/MWh | 0.83672 | 0.83672 | 0 | 0 | 0 | 0 | 0
Unit Comanche 3 - SO2 Rate Annual v3.1, Unit 2559 and retrofits | 888 | 7265 | Rate Constraint in lbs/MMBtu | FALSE | L | Annual | Constraint Shadow Price | US2022$/Ton | 0 | 0 | 0 | 0 | 0 | 0 | 0
UT Bonanza - NOX Cap Annual v6.21 | 889 | 7742 | Rate Constraint in MTons | FALSE | L | Annual | Seasons Included | Seasons | Winter, Spring, Summer, Fall | Winter, Spring, Summer, Fall | Winter, Spring, Summer, Fall | Winter, Spring, Summer, Fall | Winter, Spring, Summer, Fall | Winter, Spring, Summer, Fall | Winter, Spring, Summer, Fall
UT Bonanza - NOX Cap Annual v6.21 | 889 | 7742 | Rate Constraint in MTons | FALSE | L | Annual | Standard NOX | Thousand Tons | 5.7 | 3 | 3 | 3 | 3 | 3 | 3
UT Bonanza - NOX Cap Annual v6.21 | 889 | 7742 | Rate Constraint in MTons | FALSE | L | Annual | Emissions at Affected Plants NOX | Thousand Tons | 2.3826 | 0 | 0 | 0 | 0 | 0 | 0
UT Bonanza - NOX Cap Annual v6.21 | 889 | 7742 | Rate Constraint in MTons | FALSE | L | Annual | Allowances Purchased NOX | Thousand Tons | 0 | 0 | 0 | 0 | 0 | 0 | 0
UT Bonanza - NOX Cap Annual v6.21 | 889 | 7742 | Rate Constraint in MTons | FALSE | L | Annual | Allowances Sold NOX | Thousand Tons | 0 | 0 | 0 | 0 | 0 | 0 | 0
UT Bonanza - NOX Cap Annual v6.21 | 889 | 7742 | Rate Constraint in MTons | FALSE | L | Annual | Allowances Banked | Thousand Tons | 0 | 0 | 0 | 0 | 0 | 0 | 0
UT Bonanza - NOX Cap Annual v6.21 | 889 | 7742 | Rate Constraint in MTons | FALSE | L | Annual | Allowances Withdrawn (1:1) | Thousand Tons | 0 | 0 | 0 | 0 | 0 | 0 | 0
UT Bonanza - NOX Cap Annual v6.21 | 889 | 7742 | Rate Constraint in MTons | FALSE | L | Annual | Allowances Withdrawn (n:1) | Thousand Tons | 0 | 0 | 0 | 0 | 0 | 0 | 0
UT Bonanza - NOX Cap Annual v6.21 | 889 | 7742 | Rate Constraint in MTons | FALSE | L | Annual | Net Emissions Allowance Position | Thousand Tons | 2.3826 | 0 | 0 | 0 | 0 | 0 | 0
UT Bonanza - NOX Cap Annual v6.21 | 889 | 7742 | Rate Constraint in MTons | FALSE | L | Annual | Fuel Consumed | TBtu | 18.0908 | 0 | 0 | 0 | 0 | 0 | 0
UT Bonanza - NOX Cap Annual v6.21 | 889 | 7742 | Rate Constraint in MTons | FALSE | L | Annual | Rate | lb/MMBtu | 0.2634 | 0 | 0 | 0 | 0 | 0 | 0
UT Bonanza - NOX Cap Annual v6.21 | 889 | 7742 | Rate Constraint in MTons | FALSE | L | Annual | Generation | TWh | 1.8122 | 0 | 0 | 0 | 0 | 0 | 0
UT Bonanza - NOX Cap Annual v6.21 | 889 | 7742 | Rate Constraint in MTons | FALSE | L | Annual | Qualifying Generation | TWh | 1.8122 | 0 | 0 | 0 | 0 | 0 | 0
UT Bonanza - NOX Cap Annual v6.21 | 889 | 7742 | Rate Constraint in MTons | FALSE | L | Annual | Rate | lb/MWh | 2.6295 | 0 | 0 | 0 | 0 | 0 | 0
UT Bonanza - NOX Cap Annual v6.21 | 889 | 7742 | Rate Constraint in MTons | FALSE | L | Annual | Constraint Shadow Price | US2022$/Ton | 0 | 0 | 0 | 0 | 0 | 0 | 0
UT Hg Rule - MER Removal Annual v.4.10 | 890 | 7363 | MACT Fuel Choice Floor in lbs/MMBtu | FALSE | L | Annual | Seasons Included | Seasons | Winter, Spring, Summer, Fall | Winter, Spring, Summer, Fall | Winter, Spring, Summer, Fall | Winter, Spring, Summer, Fall | Winter, Spring, Summer, Fall | Winter, Spring, Summer, Fall | Winter, Spring, Summer, Fall
UT Hg Rule - MER Removal Annual v.4.10 | 890 | 7363 | MACT Fuel Choice Floor in lbs/MMBtu | FALSE | L | Annual | Emission Floor | lbs/MMBtu | 6.5e-07 | 6.5e-07 | 6.5e-07 | 6.5e-07 | 6.5e-07 | 6.5e-07 | 6.5e-07
UT Hg Rule - MER Removal Annual v.4.10 | 890 | 7363 | MACT Fuel Choice Floor in lbs/MMBtu | FALSE | L | Annual | Emissions at Affected Plants MER | lbs | 30.6761 | 2.4638 | 2.4638 | 2.0653 | 1.8563 | 0.98653 | 1.2358
UT Hg Rule - MER Removal Annual v.4.10 | 890 | 7363 | MACT Fuel Choice Floor in lbs/MMBtu | FALSE | L | Annual | Allowances Purchased MER | lbs | 0 | 0 | 0 | 0 | 0 | 0 | 0
UT Hg Rule - MER Removal Annual v.4.10 | 890 | 7363 | MACT Fuel Choice Floor in lbs/MMBtu | FALSE | L | Annual | Allowances Sold MER | lbs | 0 | 0 | 0 | 0 | 0 | 0 | 0
UT Hg Rule - MER Removal Annual v.4.10 | 890 | 7363 | MACT Fuel Choice Floor in lbs/MMBtu | FALSE | L | Annual | Allowances Banked | lbs | 0 | 0 | 0 | 0 | 0 | 0 | 0
UT Hg Rule - MER Removal Annual v.4.10 | 890 | 7363 | MACT Fuel Choice Floor in lbs/MMBtu | FALSE | L | Annual | Allowances Withdrawn (1:1) | lbs | 0 | 0 | 0 | 0 | 0 | 0 | 0
UT Hg Rule - MER Removal Annual v.4.10 | 890 | 7363 | MACT Fuel Choice Floor in lbs/MMBtu | FALSE | L | Annual | Allowances Withdrawn (n:1) | lbs | 0 | 0 | 0 | 0 | 0 | 0 | 0
UT Hg Rule - MER Removal Annual v.4.10 | 890 | 7363 | MACT Fuel Choice Floor in lbs/MMBtu | FALSE | L | Annual | Net Emissions Allowance Position | lbs | 30.6761 | 2.4638 | 2.4638 | 2.0653 | 1.8563 | 0.98653 | 1.2358
UT Hg Rule - MER Removal Annual v.4.10 | 890 | 7363 | MACT Fuel Choice Floor in lbs/MMBtu | FALSE | L | Annual | Fuel Consumed | TBtu | 135.2603 | 4.5753 | 4.5753 | 3.8353 | 3.4472 | 1.832 | 2.2948
UT Hg Rule - MER Removal Annual v.4.10 | 890 | 7363 | MACT Fuel Choice Floor in lbs/MMBtu | FALSE | L | Annual | Rate | lb/MMBtu | 2.2679e-07 | 5.385e-07 | 5.385e-07 | 5.385e-07 | 5.385e-07 | 5.385e-07 | 5.385e-07
UT Hg Rule - MER Removal Annual v.4.10 | 890 | 7363 | MACT Fuel Choice Floor in lbs/MMBtu | FALSE | L | Annual | Generation | TWh | 13.1606 | 0.37246 | 0.37246 | 0.31222 | 0.28063 | 0.14914 | 0.18682
UT Hg Rule - MER Removal Annual v.4.10 | 890 | 7363 | MACT Fuel Choice Floor in lbs/MMBtu | FALSE | L | Annual | Qualifying Generation | TWh | 13.1606 | 0.37246 | 0.37246 | 0.31222 | 0.28063 | 0.14914 | 0.18682
UT Hg Rule - MER Removal Annual v.4.10 | 890 | 7363 | MACT Fuel Choice Floor in lbs/MMBtu | FALSE | L | Annual | Constraint Shadow Price | US2022$/Lb | 0 | 0 | 0 | 0 | 0 | 0 | 0
Virginia City Hybrid Unit 1 SO2 Rate v6.20 | 891 | 7676 | Rate Constraint in lbs/MMBtu | FALSE | L | Annual | Seasons Included | Seasons | Winter, Spring, Summer, Fall | Winter, Spring, Summer, Fall | Winter, Spring, Summer, Fall | Winter, Spring, Summer, Fall | Winter, Spring, Summer, Fall | Winter, Spring, Summer, Fall | Winter, Spring, Summer, Fall
Virginia City Hybrid Unit 1 SO2 Rate v6.20 | 891 | 7676 | Rate Constraint in lbs/MMBtu | FALSE | L | Annual | Standard SO2 | lb/MMBtu | 0.022 | 0.022 | 0.022 | 0.022 | 0.022 | 0.022 | 0.022
Virginia City Hybrid Unit 1 SO2 Rate v6.20 | 891 | 7676 | Rate Constraint in lbs/MMBtu | FALSE | L | Annual | Emissions at Affected Plants SO2 | Thousand Tons | 0.029422 | 0.022333 | 0 | 0 | 0 | 0 | 0
Virginia City Hybrid Unit 1 SO2 Rate v6.20 | 891 | 7676 | Rate Constraint in lbs/MMBtu | FALSE | L | Annual | Allowances Purchased SO2 | Thousand Tons | 0 | 0 | 0 | 0 | 0 | 0 | 0
Virginia City Hybrid Unit 1 SO2 Rate v6.20 | 891 | 7676 | Rate Constraint in lbs/MMBtu | FALSE | L | Annual | Allowances Sold SO2 | Thousand Tons | 0 | 0 | 0 | 0 | 0 | 0 | 0
Virginia City Hybrid Unit 1 SO2 Rate v6.20 | 891 | 7676 | Rate Constraint in lbs/MMBtu | FALSE | L | Annual | Allowances Banked | Thousand Tons | 0 | 0 | 0 | 0 | 0 | 0 | 0
Virginia City Hybrid Unit 1 SO2 Rate v6.20 | 891 | 7676 | Rate Constraint in lbs/MMBtu | FALSE | L | Annual | Allowances Withdrawn (1:1) | Thousand Tons | 0 | 0 | 0 | 0 | 0 | 0 | 0
Virginia City Hybrid Unit 1 SO2 Rate v6.20 | 891 | 7676 | Rate Constraint in lbs/MMBtu | FALSE | L | Annual | Allowances Withdrawn (n:1) | Thousand Tons | 0 | 0 | 0 | 0 | 0 | 0 | 0
Virginia City Hybrid Unit 1 SO2 Rate v6.20 | 891 | 7676 | Rate Constraint in lbs/MMBtu | FALSE | L | Annual | Net Emissions Allowance Position | Thousand Tons | 0.029422 | 0.022333 | 0 | 0 | 0 | 0 | 0
Virginia City Hybrid Unit 1 SO2 Rate v6.20 | 891 | 7676 | Rate Constraint in lbs/MMBtu | FALSE | L | Annual | Fuel Consumed | TBtu | 20.4583 | 15.529 | 0 | 0 | 0 | 0 | 0
Virginia City Hybrid Unit 1 SO2 Rate v6.20 | 891 | 7676 | Rate Constraint in lbs/MMBtu | FALSE | L | Annual | Rate | lb/MMBtu | 0.0028763 | 0.0028763 | 0 | 0 | 0 | 0 | 0
Virginia City Hybrid Unit 1 SO2 Rate v6.20 | 891 | 7676 | Rate Constraint in lbs/MMBtu | FALSE | L | Annual | Generation | TWh | 2.0576 | 1.5618 | 0 | 0 | 0 | 0 | 0
Virginia City Hybrid Unit 1 SO2 Rate v6.20 | 891 | 7676 | Rate Constraint in lbs/MMBtu | FALSE | L | Annual | Qualifying Generation | TWh | 2.0576 | 1.5618 | 0 | 0 | 0 | 0 | 0
Virginia City Hybrid Unit 1 SO2 Rate v6.20 | 891 | 7676 | Rate Constraint in lbs/MMBtu | FALSE | L | Annual | Rate | lb/MWh | 0.028599 | 0.028599 | 0 | 0 | 0 | 0 | 0
Virginia City Hybrid Unit 1 SO2 Rate v6.20 | 891 | 7676 | Rate Constraint in lbs/MMBtu | FALSE | L | Annual | Constraint Shadow Price | US2022$/Ton | 0 | 0 | 0 | 0 | 0 | 0 | 0
Virginia City Hybrid Unit 2 SO2 Rate v6.20 | 892 | 7677 | Rate Constraint in lbs/MMBtu | FALSE | L | Annual | Seasons Included | Seasons | Winter, Spring, Summer, Fall | Winter, Spring, Summer, Fall | Winter, Spring, Summer, Fall | Winter, Spring, Summer, Fall | Winter, Spring, Summer, Fall | Winter, Spring, Summer, Fall | Winter, Spring, Summer, Fall
Virginia City Hybrid Unit 2 SO2 Rate v6.20 | 892 | 7677 | Rate Constraint in lbs/MMBtu | FALSE | L | Annual | Standard SO2 | lb/MMBtu | 0.022 | 0.022 | 0.022 | 0.022 | 0.022 | 0.022 | 0.022
Virginia City Hybrid Unit 2 SO2 Rate v6.20 | 892 | 7677 | Rate Constraint in lbs/MMBtu | FALSE | L | Annual | Emissions at Affected Plants SO2 | Thousand Tons | 5.1425e-05 | 4.7377e-05 | 0 | 0 | 0 | 0 | 0
Virginia City Hybrid Unit 2 SO2 Rate v6.20 | 892 | 7677 | Rate Constraint in lbs/MMBtu | FALSE | L | Annual | Allowances Purchased SO2 | Thousand Tons | 0 | 0 | 0 | 0 | 0 | 0 | 0
Virginia City Hybrid Unit 2 SO2 Rate v6.20 | 892 | 7677 | Rate Constraint in lbs/MMBtu | FALSE | L | Annual | Allowances Sold SO2 | Thousand Tons | 0 | 0 | 0 | 0 | 0 | 0 | 0
Virginia City Hybrid Unit 2 SO2 Rate v6.20 | 892 | 7677 | Rate Constraint in lbs/MMBtu | FALSE | L | Annual | Allowances Banked | Thousand Tons | 0 | 0 | 0 | 0 | 0 | 0 | 0
Virginia City Hybrid Unit 2 SO2 Rate v6.20 | 892 | 7677 | Rate Constraint in lbs/MMBtu | FALSE | L | Annual | Allowances Withdrawn (1:1) | Thousand Tons | 0 | 0 | 0 | 0 | 0 | 0 | 0
Virginia City Hybrid Unit 2 SO2 Rate v6.20 | 892 | 7677 | Rate Constraint in lbs/MMBtu | FALSE | L | Annual | Allowances Withdrawn (n:1) | Thousand Tons | 0 | 0 | 0 | 0 | 0 | 0 | 0
Virginia City Hybrid Unit 2 SO2 Rate v6.20 | 892 | 7677 | Rate Constraint in lbs/MMBtu | FALSE | L | Annual | Net Emissions Allowance Position | Thousand Tons | 5.1425e-05 | 4.7377e-05 | 0 | 0 | 0 | 0 | 0
Virginia City Hybrid Unit 2 SO2 Rate v6.20 | 892 | 7677 | Rate Constraint in lbs/MMBtu | FALSE | L | Annual | Fuel Consumed | TBtu | 0.035758 | 0.032943 | 0 | 0 | 0 | 0 | 0
Virginia City Hybrid Unit 2 SO2 Rate v6.20 | 892 | 7677 | Rate Constraint in lbs/MMBtu | FALSE | L | Annual | Rate | lb/MMBtu | 0.0028763 | 0.0028763 | 0 | 0 | 0 | 0 | 0
Virginia City Hybrid Unit 2 SO2 Rate v6.20 | 892 | 7677 | Rate Constraint in lbs/MMBtu | FALSE | L | Annual | Generation | TWh | 0.0035963 | 0.0033132 | 0 | 0 | 0 | 0 | 0
Virginia City Hybrid Unit 2 SO2 Rate v6.20 | 892 | 7677 | Rate Constraint in lbs/MMBtu | FALSE | L | Annual | Qualifying Generation | TWh | 0.0035963 | 0.0033132 | 0 | 0 | 0 | 0 | 0
Virginia City Hybrid Unit 2 SO2 Rate v6.20 | 892 | 7677 | Rate Constraint in lbs/MMBtu | FALSE | L | Annual | Rate | lb/MWh | 0.028599 | 0.028599 | 0 | 0 | 0 | 0 | 0
Virginia City Hybrid Unit 2 SO2 Rate v6.20 | 892 | 7677 | Rate Constraint in lbs/MMBtu | FALSE | L | Annual | Constraint Shadow Price | US2022$/Ton | 0 | 0 | 0 | 0 | 0 | 0 | 0
WA - CO2 Cap Annual v6.21 | 893 | 7942 | Rate Constraint in MTons | FALSE | L | Annual | Seasons Included | Seasons | Winter, Spring, Summer, Fall | Winter, Spring, Summer, Fall | Winter, Spring, Summer, Fall | Winter, Spring, Summer, Fall | Winter, Spring, Summer, Fall | Winter, Spring, Summer, Fall | Winter, Spring, Summer, Fall
WA - CO2 Cap Annual v6.21 | 893 | 7942 | Rate Constraint in MTons | FALSE | L | Annual | Standard CO2 | Thousand Tons | 50548.8002 | 43440.3751 | 33567.5626 | 23694.7501 | 13821.9375 | 3949.125 | 3949.125
WA - CO2 Cap Annual v6.21 | 893 | 7942 | Rate Constraint in MTons | FALSE | L | Annual | Emissions at Affected Plants CO2 | Thousand Tons | 5013.0158 | 5931.7398 | 5739.2789 | 6310.4128 | 4735.1697 | 3949.125 | 3949.125
WA - CO2 Cap Annual v6.21 | 893 | 7942 | Rate Constraint in MTons | FALSE | L | Annual | Allowances Purchased CO2 | Thousand Tons | 0 | 0 | 0 | 0 | 0 | 0 | 0
WA - CO2 Cap Annual v6.21 | 893 | 7942 | Rate Constraint in MTons | FALSE | L | Annual | Allowances Sold CO2 | Thousand Tons | 0 | 0 | 0 | 0 | 0 | 0 | 0
WA - CO2 Cap Annual v6.21 | 893 | 7942 | Rate Constraint in MTons | FALSE | L | Annual | Allowances Banked | Thousand Tons | 0 | 0 | 0 | 0 | 0 | 0 | 0
WA - CO2 Cap Annual v6.21 | 893 | 7942 | Rate Constraint in MTons | FALSE | L | Annual | Allowances Withdrawn (1:1) | Thousand Tons | 0 | 0 | 0 | 0 | 0 | 0 | 0
WA - CO2 Cap Annual v6.21 | 893 | 7942 | Rate Constraint in MTons | FALSE | L | Annual | Allowances Withdrawn (n:1) | Thousand Tons | 0 | 0 | 0 | 0 | 0 | 0 | 0
WA - CO2 Cap Annual v6.21 | 893 | 7942 | Rate Constraint in MTons | FALSE | L | Annual | Net Emissions Allowance Position | Thousand Tons | 5013.0158 | 5931.7398 | 5739.2789 | 6310.4128 | 4735.1697 | 3949.125 | 3949.125
WA - CO2 Cap Annual v6.21 | 893 | 7942 | Rate Constraint in MTons | FALSE | L | Annual | Fuel Consumed | TBtu | 84.2896 | 94.3319 | 101.3465 | 109.8205 | 83.2025 | 70.0325 | 70.5677
WA - CO2 Cap Annual v6.21 | 893 | 7942 | Rate Constraint in MTons | FALSE | L | Annual | Rate | lb/MMBtu | 118.9475 | 125.7632 | 113.2606 | 114.9223 | 113.8228 | 112.7797 | 111.9244
WA - CO2 Cap Annual v6.21 | 893 | 7942 | Rate Constraint in MTons | FALSE | L | Annual | Generation | TWh | 10.9202 | 12.4108 | 13.0143 | 14.1061 | 10.4963 | 9.0568 | 9.1251
WA - CO2 Cap Annual v6.21 | 893 | 7942 | Rate Constraint in MTons | FALSE | L | Annual | Qualifying Generation | TWh | 10.918 | 12.4108 | 13.0143 | 14.1061 | 10.4963 | 9.0568 | 9.1251
WA - CO2 Cap Annual v6.21 | 893 | 7942 | Rate Constraint in MTons | FALSE | L | Annual | Rate | lb/MWh | 918.306 | 955.8969 | 881.9969 | 894.7089 | 902.2538 | 872.0811 | 865.5489
WA - CO2 Cap Annual v6.21 | 893 | 7942 | Rate Constraint in MTons | FALSE | L | Annual | Constraint Shadow Price | US2022$/Ton | 0 | 0 | 0 | 0 | 0 | 3.591 | 17.5529
WA - CO2 Penalty Annual v5.13 | 894 | 7357 | Rate Constraint in MTons | FALSE | L | Annual | Seasons Included | Seasons | Winter, Spring, Summer, Fall | Winter, Spring, Summer, Fall | Winter, Spring, Summer, Fall | Winter, Spring, Summer, Fall | Winter, Spring, Summer, Fall | Winter, Spring, Summer, Fall | Winter, Spring, Summer, Fall
WA - CO2 Penalty Annual v5.13 | 894 | 7357 | Rate Constraint in MTons | FALSE | L | Annual | Standard CO2 | Thousand Tons | 0 | 0 | 0 | 0 | 0 | 0 | 0
WA - CO2 Penalty Annual v5.13 | 894 | 7357 | Rate Constraint in MTons | FALSE | L | Annual | Emissions at Affected Plants CO2 | Thousand Tons | 2992.8314 | 2324.3089 | 2005.3521 | 1837.1054 | 1640.2088 | 1594.0502 | 1568.0724
WA - CO2 Penalty Annual v5.13 | 894 | 7357 | Rate Constraint in MTons | FALSE | L | Annual | Allowances Purchased CO2 | Thousand Tons | -2992.8314 | -2324.3089 | -2005.3521 | -1837.1054 | -1640.2088 | -1594.0502 | -1568.0724
WA - CO2 Penalty Annual v5.13 | 894 | 7357 | Rate Constraint in MTons | FALSE | L | Annual | Allowances Sold CO2 | Thousand Tons | 0 | 0 | 0 | 0 | 0 | 0 | 0
WA - CO2 Penalty Annual v5.13 | 894 | 7357 | Rate Constraint in MTons | FALSE | L | Annual | Allowances Banked | Thousand Tons | 0 | 0 | 0 | 0 | 0 | 0 | 0
WA - CO2 Penalty Annual v5.13 | 894 | 7357 | Rate Constraint in MTons | FALSE | L | Annual | Allowances Withdrawn (1:1) | Thousand Tons | 0 | 0 | 0 | 0 | 0 | 0 | 0
WA - CO2 Penalty Annual v5.13 | 894 | 7357 | Rate Constraint in MTons | FALSE | L | Annual | Allowances Withdrawn (n:1) | Thousand Tons | 0 | 0 | 0 | 0 | 0 | 0 | 0
WA - CO2 Penalty Annual v5.13 | 894 | 7357 | Rate Constraint in MTons | FALSE | L | Annual | Net Emissions Allowance Position | Thousand Tons | 2.1036e-06 | 1.3431e-06 | 7.2384e-07 | 6.9205e-07 | 5.1263e-07 | -2.8421e-07 | -4.1159e-07
WA - CO2 Penalty Annual v5.13 | 894 | 7357 | Rate Constraint in MTons | FALSE | L | Annual | Fuel Consumed | TBtu | 50.9871 | 39.6445 | 34.218 | 31.3821 | 28.0186 | 27.2301 | 26.7863
WA - CO2 Penalty Annual v5.13 | 894 | 7357 | Rate Constraint in MTons | FALSE | L | Annual | Rate | lb/MMBtu | 117.3957 | 117.2576 | 117.2103 | 117.08 | 117.08 | 117.08 | 117.08
WA - CO2 Penalty Annual v5.13 | 894 | 7357 | Rate Constraint in MTons | FALSE | L | Annual | Generation | TWh | 7.0263 | 5.4119 | 4.5912 | 4.2179 | 3.7561 | 3.6504 | 3.593
WA - CO2 Penalty Annual v5.13 | 894 | 7357 | Rate Constraint in MTons | FALSE | L | Annual | Qualifying Generation | TWh | 7.0263 | 5.4119 | 4.5912 | 4.2179 | 3.7561 | 3.6504 | 3.593
WA - CO2 Penalty Annual v5.13 | 894 | 7357 | Rate Constraint in MTons | FALSE | L | Annual | Rate | lb/MWh | 851.8965 | 858.9602 | 873.5578 | 871.0999 | 873.3488 | 873.3559 | 872.8407
WA - CO2 Penalty Annual v5.13 | 894 | 7357 | Rate Constraint in MTons | FALSE | L | Annual | Constraint Shadow Price | US2022$/Ton | 2.1892 | 2.1891 | 2.1888 | 2.1889 | 2.1888 | 2.1891 | 2.1889
WA - CO2 Rate Limit (New Advanced Coal with CCS) | 895 | 7364 | Rate Constraint in lbs/MWh | FALSE | L | Annual | Seasons Included | Seasons | Winter, Spring, Summer, Fall | Winter, Spring, Summer, Fall | Winter, Spring, Summer, Fall | Winter, Spring, Summer, Fall | Winter, Spring, Summer, Fall | Winter, Spring, Summer, Fall | Winter, Spring, Summer, Fall
WA - CO2 Rate Limit (New Advanced Coal with CCS) | 895 | 7364 | Rate Constraint in lbs/MWh | FALSE | L | Annual | Standard CO2 | lb/MWh | 970 | 970 | 970 | 970 | 970 | 970 | 970
WA - CO2 Rate Limit (New Advanced Coal with CCS) | 895 | 7364 | Rate Constraint in lbs/MWh | FALSE | L | Annual | Emissions at Affected Plants CO2 | Thousand Tons | 0 | 0 | 0 | 0 | 0 | 0 | 0
WA - CO2 Rate Limit (New Advanced Coal with CCS) | 895 | 7364 | Rate Constraint in lbs/MWh | FALSE | L | Annual | Allowances Purchased CO2 | Thousand Tons | 0 | 0 | 0 | 0 | 0 | 0 | 0
WA - CO2 Rate Limit (New Advanced Coal with CCS) | 895 | 7364 | Rate Constraint in lbs/MWh | FALSE | L | Annual | Allowances Sold CO2 | Thousand Tons | 0 | 0 | 0 | 0 | 0 | 0 | 0
WA - CO2 Rate Limit (New Advanced Coal with CCS) | 895 | 7364 | Rate Constraint in lbs/MWh | FALSE | L | Annual | Allowances Banked | Thousand Tons | 0 | 0 | 0 | 0 | 0 | 0 | 0
WA - CO2 Rate Limit (New Advanced Coal with CCS) | 895 | 7364 | Rate Constraint in lbs/MWh | FALSE | L | Annual | Allowances Withdrawn (1:1) | Thousand Tons | 0 | 0 | 0 | 0 | 0 | 0 | 0
WA - CO2 Rate Limit (New Advanced Coal with CCS) | 895 | 7364 | Rate Constraint in lbs/MWh | FALSE | L | Annual | Allowances Withdrawn (n:1) | Thousand Tons | 0 | 0 | 0 | 0 | 0 | 0 | 0
WA - CO2 Rate Limit (New Advanced Coal with CCS) | 895 | 7364 | Rate Constraint in lbs/MWh | FALSE | L | Annual | Net Emissions Allowance Position | Thousand Tons | 0 | 0 | 0 | 0 | 0 | 0 | 0
WA - CO2 Rate Limit (New Advanced Coal with CCS) | 895 | 7364 | Rate Constraint in lbs/MWh | FALSE | L | Annual | Fuel Consumed | TBtu | 0 | 0 | 0 | 0 | 0 | 0 | 0
WA - CO2 Rate Limit (New Advanced Coal with CCS) | 895 | 7364 | Rate Constraint in lbs/MWh | FALSE | L | Annual | Rate | lb/MMBtu | 0 | 0 | 0 | 0 | 0 | 0 | 0
WA - CO2 Rate Limit (New Advanced Coal with CCS) | 895 | 7364 | Rate Constraint in lbs/MWh | FALSE | L | Annual | Generation | TWh | 0 | 0 | 0 | 0 | 0 | 0 | 0
WA - CO2 Rate Limit (New Advanced Coal with CCS) | 895 | 7364 | Rate Constraint in lbs/MWh | FALSE | L | Annual | Qualifying Generation | TWh | 0 | 0 | 0 | 0 | 0 | 0 | 0
WA - CO2 Rate Limit (New Advanced Coal with CCS) | 895 | 7364 | Rate Constraint in lbs/MWh | FALSE | L | Annual | Constraint Shadow Price | US2022$/Ton | 0 | 0 | 0 | 0 | 0 | 0 | 0
WI CC NGas NOx Annual Rate v3.1 | 896 | 7368 | Rate Constraint in lbs/MMBtu | FALSE | L | Annual | Seasons Included | Seasons | Winter, Spring, Summer, Fall | Winter, Spring, Summer, Fall | Winter, Spring, Summer, Fall | Winter, Spring, Summer, Fall | Winter, Spring, Summer, Fall | Winter, Spring, Summer, Fall | Winter, Spring, Summer, Fall
WI CC NGas NOx Annual Rate v3.1 | 896 | 7368 | Rate Constraint in lbs/MMBtu | FALSE | L | Annual | Standard NOX | lb/MMBtu | 0.04 | 0.04 | 0.04 | 0.04 | 0.04 | 0.04 | 0.04
WI CC NGas NOx Annual Rate v3.1 | 896 | 7368 | Rate Constraint in lbs/MMBtu | FALSE | L | Annual | Emissions at Affected Plants NOX | Thousand Tons | 0.21935 | 0.29561 | 0.24165 | 0.089924 | 0.077004 | 0.059652 | 0.10686
WI CC NGas NOx Annual Rate v3.1 | 896 | 7368 | Rate Constraint in lbs/MMBtu | FALSE | L | Annual | Allowances Purchased NOX | Thousand Tons | 0 | 0 | 0 | 0 | 0 | 0 | 0
WI CC NGas NOx Annual Rate v3.1 | 896 | 7368 | Rate Constraint in lbs/MMBtu | FALSE | L | Annual | Allowances Sold NOX | Thousand Tons | 0 | 0 | 0 | 0 | 0 | 0 | 0
WI CC NGas NOx Annual Rate v3.1 | 896 | 7368 | Rate Constraint in lbs/MMBtu | FALSE | L | Annual | Allowances Banked | Thousand Tons | 0 | 0 | 0 | 0 | 0 | 0 | 0
WI CC NGas NOx Annual Rate v3.1 | 896 | 7368 | Rate Constraint in lbs/MMBtu | FALSE | L | Annual | Allowances Withdrawn (1:1) | Thousand Tons | 0 | 0 | 0 | 0 | 0 | 0 | 0
WI CC NGas NOx Annual Rate v3.1 | 896 | 7368 | Rate Constraint in lbs/MMBtu | FALSE | L | Annual | Allowances Withdrawn (n:1) | Thousand Tons | 0 | 0 | 0 | 0 | 0 | 0 | 0
WI CC NGas NOx Annual Rate v3.1 | 896 | 7368 | Rate Constraint in lbs/MMBtu | FALSE | L | Annual | Net Emissions Allowance Position | Thousand Tons | 0.21935 | 0.29561 | 0.24165 | 0.089924 | 0.077004 | 0.059652 | 0.10686
WI CC NGas NOx Annual Rate v3.1 | 896 | 7368 | Rate Constraint in lbs/MMBtu | FALSE | L | Annual | Fuel Consumed | TBtu | 45.2272 | 61.0461 | 49.9136 | 18.5277 | 15.9093 | 12.3162 | 22.0782
WI CC NGas NOx Annual Rate v3.1 | 896 | 7368 | Rate Constraint in lbs/MMBtu | FALSE | L | Annual | Rate | lb/MMBtu | 0.0097001 | 0.0096847 | 0.0096828 | 0.009707 | 0.0096803 | 0.0096867 | 0.0096803
WI CC NGas NOx Annual Rate v3.1 | 896 | 7368 | Rate Constraint in lbs/MMBtu | FALSE | L | Annual | Generation | TWh | 6.4152 | 8.659 | 7.0799 | 2.628 | 2.2566 | 1.747 | 3.1317
WI CC NGas NOx Annual Rate v3.1 | 896 | 7368 | Rate Constraint in lbs/MMBtu | FALSE | L | Annual | Qualifying Generation | TWh | 6.4152 | 8.659 | 7.0799 | 2.628 | 2.2566 | 1.747 | 3.1317
WI CC NGas NOx Annual Rate v3.1 | 896 | 7368 | Rate Constraint in lbs/MMBtu | FALSE | L | Annual | Rate | lb/MWh | 0.068386 | 0.068277 | 0.068264 | 0.068434 | 0.068246 | 0.068291 | 0.068246
WI CC NGas NOx Annual Rate v3.1 | 896 | 7368 | Rate Constraint in lbs/MMBtu | FALSE | L | Annual | Constraint Shadow Price | US2022$/Ton | 0 | 0 | 0 | 0 | 0 | 0 | 0
WI CoalUnits1 NOx Annual Rate v3.1 | 897 | 7365 | Rate Constraint in lbs/MMBtu | FALSE | L | Annual | Seasons Included | Seasons | Winter, Spring, Summer, Fall | Winter, Spring, Summer, Fall | Winter, Spring, Summer, Fall | Winter, Spring, Summer, Fall | Winter, Spring, Summer, Fall | Winter, Spring, Summer, Fall | Winter, Spring, Summer, Fall
WI CoalUnits1 NOx Annual Rate v3.1 | 897 | 7365 | Rate Constraint in lbs/MMBtu | FALSE | L | Annual | Standard NOX | lb/MMBtu | 0.1 | 0.1 | 0.1 | 0.1 | 0.1 | 0.1 | 0.1
WI CoalUnits1 NOx Annual Rate v3.1 | 897 | 7365 | Rate Constraint in lbs/MMBtu | FALSE | L | Annual | Emissions at Affected Plants NOX | Thousand Tons | 2.2463 | 2.0392 | 0.39618 | 0 | 0 | 0 | 0
WI CoalUnits1 NOx Annual Rate v3.1 | 897 | 7365 | Rate Constraint in lbs/MMBtu | FALSE | L | Annual | Allowances Purchased NOX | Thousand Tons | 0 | 0 | 0 | 0 | 0 | 0 | 0
WI CoalUnits1 NOx Annual Rate v3.1 | 897 | 7365 | Rate Constraint in lbs/MMBtu | FALSE | L | Annual | Allowances Sold NOX | Thousand Tons | 0 | 0 | 0 | 0 | 0 | 0 | 0
WI CoalUnits1 NOx Annual Rate v3.1 | 897 | 7365 | Rate Constraint in lbs/MMBtu | FALSE | L | Annual | Allowances Banked | Thousand Tons | 0 | 0 | 0 | 0 | 0 | 0 | 0
WI CoalUnits1 NOx Annual Rate v3.1 | 897 | 7365 | Rate Constraint in lbs/MMBtu | FALSE | L | Annual | Allowances Withdrawn (1:1) | Thousand Tons | 0 | 0 | 0 | 0 | 0 | 0 | 0
WI CoalUnits1 NOx Annual Rate v3.1 | 897 | 7365 | Rate Constraint in lbs/MMBtu | FALSE | L | Annual | Allowances Withdrawn (n:1) | Thousand Tons | 0 | 0 | 0 | 0 | 0 | 0 | 0
WI CoalUnits1 NOx Annual Rate v3.1 | 897 | 7365 | Rate Constraint in lbs/MMBtu | FALSE | L | Annual | Net Emissions Allowance Position | Thousand Tons | 2.2463 | 2.0392 | 0.39618 | 0 | 0 | 0 | 0
WI CoalUnits1 NOx Annual Rate v3.1 | 897 | 7365 | Rate Constraint in lbs/MMBtu | FALSE | L | Annual | Fuel Consumed | TBtu | 71.5297 | 64.9756 | 15.8473 | 0 | 0 | 0 | 0
WI CoalUnits1 NOx Annual Rate v3.1 | 897 | 7365 | Rate Constraint in lbs/MMBtu | FALSE | L | Annual | Rate | lb/MMBtu | 0.062807 | 0.062769 | 0.05 | 0 | 0 | 0 | 0
WI CoalUnits1 NOx Annual Rate v3.1 | 897 | 7365 | Rate Constraint in lbs/MMBtu | FALSE | L | Annual | Generation | TWh | 7.161 | 6.5066 | 1.5889 | 0 | 0 | 0 | 0
WI CoalUnits1 NOx Annual Rate v3.1 | 897 | 7365 | Rate Constraint in lbs/MMBtu | FALSE | L | Annual | Qualifying Generation | TWh | 7.161 | 6.5066 | 1.5889 | 0 | 0 | 0 | 0
WI CoalUnits1 NOx Annual Rate v3.1 | 897 | 7365 | Rate Constraint in lbs/MMBtu | FALSE | L | Annual | Rate | lb/MWh | 0.62736 | 0.62682 | 0.49868 | 0 | 0 | 0 | 0
WI CoalUnits1 NOx Annual Rate v3.1 | 897 | 7365 | Rate Constraint in lbs/MMBtu | FALSE | L | Annual | Constraint Shadow Price | US2022$/Ton | 0 | 0 | 0 | 0 | 0 | 0 | 0
WI CT DFO NOx Annual Rate v3.1 | 898 | 7367 | Rate Constraint in lbs/MMBtu | FALSE | L | Annual | Seasons Included | Seasons | Winter, Spring, Summer, Fall | Winter, Spring, Summer, Fall | Winter, Spring, Summer, Fall | Winter, Spring, Summer, Fall | Winter, Spring, Summer, Fall | Winter, Spring, Summer, Fall | Winter, Spring, Summer, Fall
WI CT DFO NOx Annual Rate v3.1 | 898 | 7367 | Rate Constraint in lbs/MMBtu | FALSE | L | Annual | Standard NOX | lb/MMBtu | 0.41 | 0.41 | 0.41 | 0.41 | 0.41 | 0.41 | 0.41
WI CT DFO NOx Annual Rate v3.1 | 898 | 7367 | Rate Constraint in lbs/MMBtu | FALSE | L | Annual | Emissions at Affected Plants NOX | Thousand Tons | 0 | 0 | 0 | 0 | 0 | 0 | 0
WI CT DFO NOx Annual Rate v3.1 | 898 | 7367 | Rate Constraint in lbs/MMBtu | FALSE | L | Annual | Allowances Purchased NOX | Thousand Tons | 0 | 0 | 0 | 0 | 0 | 0 | 0
WI CT DFO NOx Annual Rate v3.1 | 898 | 7367 | Rate Constraint in lbs/MMBtu | FALSE | L | Annual | Allowances Sold NOX | Thousand Tons | 0 | 0 | 0 | 0 | 0 | 0 | 0
WI CT DFO NOx Annual Rate v3.1 | 898 | 7367 | Rate Constraint in lbs/MMBtu | FALSE | L | Annual | Allowances Banked | Thousand Tons | 0 | 0 | 0 | 0 | 0 | 0 | 0
WI CT DFO NOx Annual Rate v3.1 | 898 | 7367 | Rate Constraint in lbs/MMBtu | FALSE | L | Annual | Allowances Withdrawn (1:1) | Thousand Tons | 0 | 0 | 0 | 0 | 0 | 0 | 0
WI CT DFO NOx Annual Rate v3.1 | 898 | 7367 | Rate Constraint in lbs/MMBtu | FALSE | L | Annual | Allowances Withdrawn (n:1) | Thousand Tons | 0 | 0 | 0 | 0 | 0 | 0 | 0
WI CT DFO NOx Annual Rate v3.1 | 898 | 7367 | Rate Constraint in lbs/MMBtu | FALSE | L | Annual | Net Emissions Allowance Position | Thousand Tons | 0 | 0 | 0 | 0 | 0 | 0 | 0
WI CT DFO NOx Annual Rate v3.1 | 898 | 7367 | Rate Constraint in lbs/MMBtu | FALSE | L | Annual | Fuel Consumed | TBtu | 0 | 0 | 0 | 0 | 0 | 0 | 0
WI CT DFO NOx Annual Rate v3.1 | 898 | 7367 | Rate Constraint in lbs/MMBtu | FALSE | L | Annual | Rate | lb/MMBtu | 0 | 0 | 0 | 0 | 0 | 0 | 0
WI CT DFO NOx Annual Rate v3.1 | 898 | 7367 | Rate Constraint in lbs/MMBtu | FALSE | L | Annual | Generation | TWh | 0 | 0 | 0 | 0 | 0 | 0 | 0
WI CT DFO NOx Annual Rate v3.1 | 898 | 7367 | Rate Constraint in lbs/MMBtu | FALSE | L | Annual | Qualifying Generation | TWh | 0 | 0 | 0 | 0 | 0 | 0 | 0
WI CT DFO NOx Annual Rate v3.1 | 898 | 7367 | Rate Constraint in lbs/MMBtu | FALSE | L | Annual | Rate | lb/MWh | 0 | 0 | 0 | 0 | 0 | 0 | 0
WI CT DFO NOx Annual Rate v3.1 | 898 | 7367 | Rate Constraint in lbs/MMBtu | FALSE | L | Annual | Constraint Shadow Price | US2022$/Ton | 0 | 0 | 0 | 0 | 0 | 0 | 0
WI CT NGas NOx Annual Rate v3.1 | 899 | 7366 | Rate Constraint in lbs/MMBtu | FALSE | L | Annual | Seasons Included | Seasons | Winter, Spring, Summer, Fall | Winter, Spring, Summer, Fall | Winter, Spring, Summer, Fall | Winter, Spring, Summer, Fall | Winter, Spring, Summer, Fall | Winter, Spring, Summer, Fall | Winter, Spring, Summer, Fall
WI CT NGas NOx Annual Rate v3.1 | 899 | 7366 | Rate Constraint in lbs/MMBtu | FALSE | L | Annual | Standard NOX | lb/MMBtu | 0.11 | 0.11 | 0.11 | 0.11 | 0.11 | 0.11 | 0.11
WI CT NGas NOx Annual Rate v3.1 | 899 | 7366 | Rate Constraint in lbs/MMBtu | FALSE | L | Annual | Emissions at Affected Plants NOX | Thousand Tons | 0.0050041 | 0.065455 | 0.026347 | 0.0030373 | 0.0024676 | 0.012747 | 0.019894
WI CT NGas NOx Annual Rate v3.1 | 899 | 7366 | Rate Constraint in lbs/MMBtu | FALSE | L | Annual | Allowances Purchased NOX | Thousand Tons | 0 | 0 | 0 | 0 | 0 | 0 | 0
WI CT NGas NOx Annual Rate v3.1 | 899 | 7366 | Rate Constraint in lbs/MMBtu | FALSE | L | Annual | Allowances Sold NOX | Thousand Tons | 0 | 0 | 0 | 0 | 0 | 0 | 0
WI CT NGas NOx Annual Rate v3.1 | 899 | 7366 | Rate Constraint in lbs/MMBtu | FALSE | L | Annual | Allowances Banked | Thousand Tons | 0 | 0 | 0 | 0 | 0 | 0 | 0
WI CT NGas NOx Annual Rate v3.1 | 899 | 7366 | Rate Constraint in lbs/MMBtu | FALSE | L | Annual | Allowances Withdrawn (1:1) | Thousand Tons | 0 | 0 | 0 | 0 | 0 | 0 | 0
WI CT NGas NOx Annual Rate v3.1 | 899 | 7366 | Rate Constraint in lbs/MMBtu | FALSE | L | Annual | Allowances Withdrawn (n:1) | Thousand Tons | 0 | 0 | 0 | 0 | 0 | 0 | 0
WI CT NGas NOx Annual Rate v3.1 | 899 | 7366 | Rate Constraint in lbs/MMBtu | FALSE | L | Annual | Net Emissions Allowance Position | Thousand Tons | 0.0050041 | 0.065455 | 0.026347 | 0.0030373 | 0.0024676 | 0.012747 | 0.019894
WI CT NGas NOx Annual Rate v3.1 | 899 | 7366 | Rate Constraint in lbs/MMBtu | FALSE | L | Annual | Fuel Consumed | TBtu | 0.31333 | 11.8586 | 4.7904 | 0.55224 | 0.44865 | 2.3177 | 3.6171
WI CT NGas NOx Annual Rate v3.1 | 899 | 7366 | Rate Constraint in lbs/MMBtu | FALSE | L | Annual | Rate | lb/MMBtu | 0.031942 | 0.011039 | 0.011 | 0.011 | 0.011 | 0.011 | 0.011
WI CT NGas NOx Annual Rate v3.1 | 899 | 7366 | Rate Constraint in lbs/MMBtu | FALSE | L | Annual | Generation | TWh | 0.025047 | 1.246 | 0.50361 | 0.058057 | 0.047167 | 0.24366 | 0.38252
WI CT NGas NOx Annual Rate v3.1 | 899 | 7366 | Rate Constraint in lbs/MMBtu | FALSE | L | Annual | Qualifying Generation | TWh | 0.025047 | 1.1967 | 0.48363 | 0.055754 | 0.045296 | 0.23399 | 0.36518
WI CT NGas NOx Annual Rate v3.1 | 899 | 7366 | Rate Constraint in lbs/MMBtu | FALSE | L | Annual | Rate | lb/MWh | 0.39958 | 0.10939 | 0.10895 | 0.10895 | 0.10895 | 0.10895 | 0.10895
WI CT NGas NOx Annual Rate v3.1 | 899 | 7366 | Rate Constraint in lbs/MMBtu | FALSE | L | Annual | Constraint Shadow Price | US2022$/Ton | 0 | 0 | 0 | 0 | 0 | 0 | 0
WI Large Coal Units Hg Rule v3.1, Unit 2563 and retrofits | 900 | 7369 | MACT Fuel Choice Floor in lbs/MMBtu | FALSE | L | Annual | Seasons Included | Seasons | Winter, Spring, Summer, Fall | Winter, Spring, Summer, Fall | Winter, Spring, Summer, Fall | Winter, Spring, Summer, Fall | Winter, Spring, Summer, Fall | Winter, Spring, Summer, Fall | Winter, Spring, Summer, Fall
WI Large Coal Units Hg Rule v3.1, Unit 2563 and retrofits | 900 | 7369 | MACT Fuel Choice Floor in lbs/MMBtu | FALSE | L | Annual | Emission Floor | lbs/MMBtu | 7.92e-07 | 7.92e-07 | 7.92e-07 | 7.92e-07 | 7.92e-07 | 7.92e-07 | 7.92e-07
WI Large Coal Units Hg Rule v3.1, Unit 2563 and retrofits | 900 | 7369 | MACT Fuel Choice Floor in lbs/MMBtu | FALSE | L | Annual | Emissions at Affected Plants MER | lbs | 16.6366 | 17.583 | 3.4665 | 0 | 0 | 0 | 4.4812
WI Large Coal Units Hg Rule v3.1, Unit 2563 and retrofits | 900 | 7369 | MACT Fuel Choice Floor in lbs/MMBtu | FALSE | L | Annual | Allowances Purchased MER | lbs | 0 | 0 | 0 | 0 | 0 | 0 | 0
WI Large Coal Units Hg Rule v3.1, Unit 2563 and retrofits | 900 | 7369 | MACT Fuel Choice Floor in lbs/MMBtu | FALSE | L | Annual | Allowances Sold MER | lbs | 0 | 0 | 0 | 0 | 0 | 0 | 0
WI Large Coal Units Hg Rule v3.1, Unit 2563 and retrofits | 900 | 7369 | MACT Fuel Choice Floor in lbs/MMBtu | FALSE | L | Annual | Allowances Banked | lbs | 0 | 0 | 0 | 0 | 0 | 0 | 0
WI Large Coal Units Hg Rule v3.1, Unit 2563 and retrofits | 900 | 7369 | MACT Fuel Choice Floor in lbs/MMBtu | FALSE | L | Annual | Allowances Withdrawn (1:1) | lbs | 0 | 0 | 0 | 0 | 0 | 0 | 0
WI Large Coal Units Hg Rule v3.1, Unit 2563 and retrofits | 900 | 7369 | MACT Fuel Choice Floor in lbs/MMBtu | FALSE | L | Annual | Allowances Withdrawn (n:1) | lbs | 0 | 0 | 0 | 0 | 0 | 0 | 0
WI Large Coal Units Hg Rule v3.1, Unit 2563 and retrofits | 900 | 7369 | MACT Fuel Choice Floor in lbs/MMBtu | FALSE | L | Annual | Net Emissions Allowance Position | lbs | 16.6366 | 17.583 | 3.4665 | 0 | 0 | 0 | 4.4812
WI Large Coal Units Hg Rule v3.1, Unit 2563 and retrofits | 900 | 7369 | MACT Fuel Choice Floor in lbs/MMBtu | FALSE | L | Annual | Fuel Consumed | TBtu | 29.6486 | 31.3353 | 6.1778 | 0 | 0 | 0 | 7.986
WI Large Coal Units Hg Rule v3.1, Unit 2563 and retrofits | 900 | 7369 | MACT Fuel Choice Floor in lbs/MMBtu | FALSE | L | Annual | Rate | lb/MMBtu | 5.6112e-07 | 5.6112e-07 | 5.6112e-07 | 0 | 0 | 0 | 5.6112e-07
WI Large Coal Units Hg Rule v3.1, Unit 2563 and retrofits | 900 | 7369 | MACT Fuel Choice Floor in lbs/MMBtu | FALSE | L | Annual | Generation | TWh | 3.0632 | 3.2375 | 0.63827 | 0 | 0 | 0 | 0.82509
WI Large Coal Units Hg Rule v3.1, Unit 2563 and retrofits | 900 | 7369 | MACT Fuel Choice Floor in lbs/MMBtu | FALSE | L | Annual | Qualifying Generation | TWh | 3.0632 | 3.2375 | 0.63827 | 0 | 0 | 0 | 0.82509
WI Large Coal Units Hg Rule v3.1, Unit 2563 and retrofits | 900 | 7369 | MACT Fuel Choice Floor in lbs/MMBtu | FALSE | L | Annual | Constraint Shadow Price | US2022$/Lb | 0 | 0 | 0 | 0 | 0 | 0 | 0
WI Large Coal Units Hg Rule v3.1, Unit 3161 and retrofits | 901 | 7369 | MACT Fuel Choice Floor in lbs/MMBtu | FALSE | L | Annual | Seasons Included | Seasons | Winter, Spring, Summer, Fall | Winter, Spring, Summer, Fall | Winter, Spring, Summer, Fall | Winter, Spring, Summer, Fall | Winter, Spring, Summer, Fall | Winter, Spring, Summer, Fall | Winter, Spring, Summer, Fall
WI Large Coal Units Hg Rule v3.1, Unit 3161 and retrofits | 901 | 7369 | MACT Fuel Choice Floor in lbs/MMBtu | FALSE | L | Annual | Emission Floor | lbs/MMBtu | 7.92e-07 | 7.92e-07 | 7.92e-07 | 7.92e-07 | 7.92e-07 | 7.92e-07 | 7.92e-07
WI Large Coal Units Hg Rule v3.1, Unit 3161 and retrofits | 901 | 7369 | MACT Fuel Choice Floor in lbs/MMBtu | FALSE | L | Annual | Emissions at Affected Plants MER | lbs | 3.0278 | 7.3756 | 0 | 0 | 0 | 0 | 0
WI Large Coal Units Hg Rule v3.1, Unit 3161 and retrofits | 901 | 7369 | MACT Fuel Choice Floor in lbs/MMBtu | FALSE | L | Annual | Allowances Purchased MER | lbs | 0 | 0 | 0 | 0 | 0 | 0 | 0
WI Large Coal Units Hg Rule v3.1, Unit 3161 and retrofits | 901 | 7369 | MACT Fuel Choice Floor in lbs/MMBtu | FALSE | L | Annual | Allowances Sold MER | lbs | 0 | 0 | 0 | 0 | 0 | 0 | 0
WI Large Coal Units Hg Rule v3.1, Unit 3161 and retrofits | 901 | 7369 | MACT Fuel Choice Floor in lbs/MMBtu | FALSE | L | Annual | Allowances Banked | lbs | 0 | 0 | 0 | 0 | 0 | 0 | 0
WI Large Coal Units Hg Rule v3.1, Unit 3161 and retrofits | 901 | 7369 | MACT Fuel Choice Floor in lbs/MMBtu | FALSE | L | Annual | Allowances Withdrawn (1:1) | lbs | 0 | 0 | 0 | 0 | 0 | 0 | 0
WI Large Coal Units Hg Rule v3.1, Unit 3161 and retrofits | 901 | 7369 | MACT Fuel Choice Floor in lbs/MMBtu | FALSE | L | Annual | Allowances Withdrawn (n:1) | lbs | 0 | 0 | 0 | 0 | 0 | 0 | 0
WI Large Coal Units Hg Rule v3.1, Unit 3161 and retrofits | 901 | 7369 | MACT Fuel Choice Floor in lbs/MMBtu | FALSE | L | Annual | Net Emissions Allowance Position | lbs | 3.0278 | 7.3756 | 0 | 0 | 0 | 0 | 0
WI Large Coal Units Hg Rule v3.1, Unit 3161 and retrofits | 901 | 7369 | MACT Fuel Choice Floor in lbs/MMBtu | FALSE | L | Annual | Fuel Consumed | TBtu | 5.3959 | 13.1443 | 0 | 0 | 0 | 0 | 0
WI Large Coal Units Hg Rule v3.1, Unit 3161 and retrofits | 901 | 7369 | MACT Fuel Choice Floor in lbs/MMBtu | FALSE | L | Annual | Rate | lb/MMBtu | 5.6112e-07 | 5.6112e-07 | 0 | 0 | 0 | 0 | 0
WI Large Coal Units Hg Rule v3.1, Unit 3161 and retrofits | 901 | 7369 | MACT Fuel Choice Floor in lbs/MMBtu | FALSE | L | Annual | Generation | TWh | 0.53991 | 1.3152 | 0 | 0 | 0 | 0 | 0
WI Large Coal Units Hg Rule v3.1, Unit 3161 and retrofits | 901 | 7369 | MACT Fuel Choice Floor in lbs/MMBtu | FALSE | L | Annual | Qualifying Generation | TWh | 0.53991 | 1.3152 | 0 | 0 | 0 | 0 | 0
WI Large Coal Units Hg Rule v3.1, Unit 3161 and retrofits | 901 | 7369 | MACT Fuel Choice Floor in lbs/MMBtu | FALSE | L | Annual | Constraint Shadow Price | US2022$/Lb | 0 | 0 | 0 | 0 | 0 | 0 | 0
WI Large Coal Units Hg Rule v3.1, Unit 3411 and retrofits | 902 | 7369 | MACT Fuel Choice Floor in lbs/MMBtu | FALSE | L | Annual | Seasons Included | Seasons | Winter, Spring, Summer, Fall | Winter, Spring, Summer, Fall | Winter, Spring, Summer, Fall | Winter, Spring, Summer, Fall | Winter, Spring, Summer, Fall | Winter, Spring, Summer, Fall | Winter, Spring, Summer, Fall
WI Large Coal Units Hg Rule v3.1, Unit 3411 and retrofits | 902 | 7369 | MACT Fuel Choice Floor in lbs/MMBtu | FALSE | L | Annual | Emission Floor | lbs/MMBtu | 7.92e-07 | 7.92e-07 | 7.92e-07 | 7.92e-07 | 7.92e-07 | 7.92e-07 | 7.92e-07
WI Large Coal Units Hg Rule v3.1, Unit 3411 and retrofits | 902 | 7369 | MACT Fuel Choice Floor in lbs/MMBtu | FALSE | L | Annual | Emissions at Affected Plants MER | lbs | 7.2805 | 9.4339 | 0 | 0 | 0 | 0 | 0
WI Large Coal Units Hg Rule v3.1, Unit 3411 and retrofits | 902 | 7369 | MACT Fuel Choice Floor in lbs/MMBtu | FALSE | L | Annual | Allowances Purchased MER | lbs | 0 | 0 | 0 | 0 | 0 | 0 | 0
WI Large Coal Units Hg Rule v3.1, Unit 3411 and retrofits | 902 | 7369 | MACT Fuel Choice Floor in lbs/MMBtu | FALSE | L | Annual | Allowances Sold MER | lbs | 0 | 0 | 0 | 0 | 0 | 0 | 0
WI Large Coal Units Hg Rule v3.1, Unit 3411 and retrofits | 902 | 7369 | MACT Fuel Choice Floor in lbs/MMBtu | FALSE | L | Annual | Allowances Banked | lbs | 0 | 0 | 0 | 0 | 0 | 0 | 0
WI Large Coal Units Hg Rule v3.1, Unit 3411 and retrofits | 902 | 7369 | MACT Fuel Choice Floor in lbs/MMBtu | FALSE | L | Annual | Allowances Withdrawn (1:1) | lbs | 0 | 0 | 0 | 0 | 0 | 0 | 0
WI Large Coal Units Hg Rule v3.1, Unit 3411 and retrofits | 902 | 7369 | MACT Fuel Choice Floor in lbs/MMBtu | FALSE | L | Annual | Allowances Withdrawn (n:1) | lbs | 0 | 0 | 0 | 0 | 0 | 0 | 0
WI Large Coal Units Hg Rule v3.1, Unit 3411 and retrofits | 902 | 7369 | MACT Fuel Choice Floor in lbs/MMBtu | FALSE | L | Annual | Net Emissions Allowance Position | lbs | 7.2805 | 9.4339 | 0 | 0 | 0 | 0 | 0
WI Large Coal Units Hg Rule v3.1, Unit 3411 and retrofits | 902 | 7369 | MACT Fuel Choice Floor in lbs/MMBtu | FALSE | L | Annual | Fuel Consumed | TBtu | 12.9748 | 16.8125 | 0 | 0 | 0 | 0 | 0
WI Large Coal Units Hg Rule v3.1, Unit 3411 and retrofits | 902 | 7369 | MACT Fuel Choice Floor in lbs/MMBtu | FALSE | L | Annual | Rate | lb/MMBtu | 5.6112e-07 | 5.6112e-07 | 0 | 0 | 0 | 0 | 0
WI Large Coal Units Hg Rule v3.1, Unit 3411 and retrofits | 902 | 7369 | MACT Fuel Choice Floor in lbs/MMBtu | FALSE | L | Annual | Generation | TWh | 1.1542 | 1.4956 | 0 | 0 | 0 | 0 | 0
WI Large Coal Units Hg Rule v3.1, Unit 3411 and retrofits | 902 | 7369 | MACT Fuel Choice Floor in lbs/MMBtu | FALSE | L | Annual | Qualifying Generation | TWh | 1.1542 | 1.4956 | 0 | 0 | 0 | 0 | 0
WI Large Coal Units Hg Rule v3.1, Unit 3411 and retrofits | 902 | 7369 | MACT Fuel Choice Floor in lbs/MMBtu | FALSE | L | Annual | Constraint Shadow Price | US2022$/Lb | 0 | 0 | 0 | 0 | 0 | 0 | 0
WI Large Coal Units Hg Rule v3.1, Unit 4713 and retrofits | 903 | 7369 | MACT Fuel Choice Floor in lbs/MMBtu | FALSE | L | Annual | Seasons Included | Seasons | Winter, Spring, Summer, Fall | Winter, Spring, Summer, Fall | Winter, Spring, Summer, Fall | Winter, Spring, Summer, Fall | Winter, Spring, Summer, Fall | Winter, Spring, Summer, Fall | Winter, Spring, Summer, Fall
WI Large Coal Units Hg Rule v3.1, Unit 4713 and retrofits | 903 | 7369 | MACT Fuel Choice Floor in lbs/MMBtu | FALSE | L | Annual | Emission Floor | lbs/MMBtu | 7.92e-07 | 7.92e-07 | 7.92e-07 | 7.92e-07 | 7.92e-07 | 7.92e-07 | 7.92e-07
WI Large Coal Units Hg Rule v3.1, Unit 4713 and retrofits | 903 | 7369 | MACT Fuel Choice Floor in lbs/MMBtu | FALSE | L | Annual | Emissions at Affected Plants MER | lbs | 20.2576 | 17.1563 | 0.00016256 | 0 | 0 | 0 | 0
WI Large Coal Units Hg Rule v3.1, Unit 4713 and retrofits | 903 | 7369 | MACT Fuel Choice Floor in lbs/MMBtu | FALSE | L | Annual | Allowances Purchased MER | lbs | 0 | 0 | 0 | 0 | 0 | 0 | 0
WI Large Coal Units Hg Rule v3.1, Unit 4713 and retrofits | 903 | 7369 | MACT Fuel Choice Floor in lbs/MMBtu | FALSE | L | Annual | Allowances Sold MER | lbs | 0 | 0 | 0 | 0 | 0 | 0 | 0
WI Large Coal Units Hg Rule v3.1, Unit 4713 and retrofits | 903 | 7369 | MACT Fuel Choice Floor in lbs/MMBtu | FALSE | L | Annual | Allowances Banked | lbs | 0 | 0 | 0 | 0 | 0 | 0 | 0
WI Large Coal Units Hg Rule v3.1, Unit 4713 and retrofits | 903 | 7369 | MACT Fuel Choice Floor in lbs/MMBtu | FALSE | L | Annual | Allowances Withdrawn (1:1) | lbs | 0 | 0 | 0 | 0 | 0 | 0 | 0
WI Large Coal Units Hg Rule v3.1, Unit 4713 and retrofits | 903 | 7369 | MACT Fuel Choice Floor in lbs/MMBtu | FALSE | L | Annual | Allowances Withdrawn (n:1) | lbs | 0 | 0 | 0 | 0 | 0 | 0 | 0
WI Large Coal Units Hg Rule v3.1, Unit 4713 and retrofits | 903 | 7369 | MACT Fuel Choice Floor in lbs/MMBtu | FALSE | L | Annual | Net Emissions Allowance Position | lbs | 20.2576 | 17.1563 | 0.00016256 | 0 | 0 | 0 | 0
WI Large Coal Units Hg Rule v3.1, Unit 4713 and retrofits | 903 | 7369 | MACT Fuel Choice Floor in lbs/MMBtu | FALSE | L | Annual | Fuel Consumed | TBtu | 35.5599 | 30.116 | 4.9064 | 0 | 0 | 0 | 0
WI Large Coal Units Hg Rule v3.1, Unit 4713 and retrofits | 903 | 7369 | MACT Fuel Choice Floor in lbs/MMBtu | FALSE | L | Annual | Rate | lb/MMBtu | 5.6967e-07 | 5.6967e-07 | 3.3133e-11 | 0 | 0 | 0 | 0
WI Large Coal Units Hg Rule v3.1, Unit 4713 and retrofits | 903 | 7369 | MACT Fuel Choice Floor in lbs/MMBtu | FALSE | L | Annual | Generation | TWh | 3.5455 | 3.0027 | 0.48919 | 0 | 0 | 0 | 0
WI Large Coal Units Hg Rule v3.1, Unit 4713 and retrofits | 903 | 7369 | MACT Fuel Choice Floor in lbs/MMBtu | FALSE | L | Annual | Qualifying Generation | TWh | 3.5455 | 3.0027 | 0.48919 | 0 | 0 | 0 | 0
WI Large Coal Units Hg Rule v3.1, Unit 4713 and retrofits | 903 | 7369 | MACT Fuel Choice Floor in lbs/MMBtu | FALSE | L | Annual | Constraint Shadow Price | US2022$/Lb | 0 | 0 | 0 | 0 | 0 | 0 | 0
WI Large Coal Units Hg Rule v3.1, Unit 4714 and retrofits | 904 | 7369 | MACT Fuel Choice Floor in lbs/MMBtu | FALSE | L | Annual | Seasons Included | Seasons | Winter, Spring, Summer, Fall | Winter, Spring, Summer, Fall | Winter, Spring, Summer, Fall | Winter, Spring, Summer, Fall | Winter, Spring, Summer, Fall | Winter, Spring, Summer, Fall | Winter, Spring, Summer, Fall
WI Large Coal Units Hg Rule v3.1, Unit 4714 and retrofits | 904 | 7369 | MACT Fuel Choice Floor in lbs/MMBtu | FALSE | L | Annual | Emission Floor | lbs/MMBtu | 7.92e-07 | 7.92e-07 | 7.92e-07 | 7.92e-07 | 7.92e-07 | 7.92e-07 | 7.92e-07
WI Large Coal Units Hg Rule v3.1, Unit 4714 and retrofits | 904 | 7369 | MACT Fuel Choice Floor in lbs/MMBtu | FALSE | L | Annual | Emissions at Affected Plants MER | lbs | 20.491 | 19.8586 | 0.00036251 | 0 | 0 | 0 | 0
WI Large Coal Units Hg Rule v3.1, Unit 4714 and retrofits | 904 | 7369 | MACT Fuel Choice Floor in lbs/MMBtu | FALSE | L | Annual | Allowances Purchased MER | lbs | 0 | 0 | 0 | 0 | 0 | 0 | 0
WI Large Coal Units Hg Rule v3.1, Unit 4714 and retrofits | 904 | 7369 | MACT Fuel Choice Floor in lbs/MMBtu | FALSE | L | Annual | Allowances Sold MER | lbs | 0 | 0 | 0 | 0 | 0 | 0 | 0
WI Large Coal Units Hg Rule v3.1, Unit 4714 and retrofits | 904 | 7369 | MACT Fuel Choice Floor in lbs/MMBtu | FALSE | L | Annual | Allowances Banked | lbs | 0 | 0 | 0 | 0 | 0 | 0 | 0
WI Large Coal Units Hg Rule v3.1, Unit 4714 and retrofits | 904 | 7369 | MACT Fuel Choice Floor in lbs/MMBtu | FALSE | L | Annual | Allowances Withdrawn (1:1) | lbs | 0 | 0 | 0 | 0 | 0 | 0 | 0
WI Large Coal Units Hg Rule v3.1, Unit 4714 and retrofits | 904 | 7369 | MACT Fuel Choice Floor in lbs/MMBtu | FALSE | L | Annual | Allowances Withdrawn (n:1) | lbs | 0 | 0 | 0 | 0 | 0 | 0 | 0
WI Large Coal Units Hg Rule v3.1, Unit 4714 and retrofits | 904 | 7369 | MACT Fuel Choice Floor in lbs/MMBtu | FALSE | L | Annual | Net Emissions Allowance Position | lbs | 20.491 | 19.8586 | 0.00036251 | 0 | 0 | 0 | 0
WI Large Coal Units Hg Rule v3.1, Unit 4714 and retrofits | 904 | 7369 | MACT Fuel Choice Floor in lbs/MMBtu | FALSE | L | Annual | Fuel Consumed | TBtu | 35.9698 | 34.8595 | 10.9409 | 0 | 0 | 0 | 0
WI Large Coal Units Hg Rule v3.1, Unit 4714 and retrofits | 904 | 7369 | MACT Fuel Choice Floor in lbs/MMBtu | FALSE | L | Annual | Rate | lb/MMBtu | 5.6967e-07 | 5.6967e-07 | 3.3133e-11 | 0 | 0 | 0 | 0
WI Large Coal Units Hg Rule v3.1, Unit 4714 and retrofits | 904 | 7369 | MACT Fuel Choice Floor in lbs/MMBtu | FALSE | L | Annual | Generation | TWh | 3.6155 | 3.5039 | 1.0997 | 0 | 0 | 0 | 0
WI Large Coal Units Hg Rule v3.1, Unit 4714 and retrofits | 904 | 7369 | MACT Fuel Choice Floor in lbs/MMBtu | FALSE | L | Annual | Qualifying Generation | TWh | 3.6155 | 3.5039 | 1.0997 | 0 | 0 | 0 | 0
WI Large Coal Units Hg Rule v3.1, Unit 4714 and retrofits | 904 | 7369 | MACT Fuel Choice Floor in lbs/MMBtu | FALSE | L | Annual | Constraint Shadow Price | US2022$/Lb | 0 | 0 | 0 | 0 | 0 | 0 | 0
WI Small Coal Units Hg Rule v3.1, Unit 3461 and retrofits | 905 | 7370 | MACT Fuel Choice Floor in lbs/MMBtu | FALSE | L | Annual | Seasons Included | Seasons | Winter, Spring, Summer, Fall | Winter, Spring, Summer, Fall | Winter, Spring, Summer, Fall | Winter, Spring, Summer, Fall | Winter, Spring, Summer, Fall | Winter, Spring, Summer, Fall | Winter, Spring, Summer, Fall
WI Small Coal Units Hg Rule v3.1, Unit 3461 and retrofits | 905 | 7370 | MACT Fuel Choice Floor in lbs/MMBtu | FALSE | L | Annual | Emission Floor | lbs/MMBtu | 6.91e-07 | 6.91e-07 | 6.91e-07 | 6.91e-07 | 6.91e-07 | 6.91e-07 | 6.91e-07
WI Small Coal Units Hg Rule v3.1, Unit 3461 and retrofits | 905 | 7370 | MACT Fuel Choice Floor in lbs/MMBtu | FALSE | L | Annual | Emissions at Affected Plants MER | lbs | 2.1914 | 2.8536 | 0 | 0 | 0 | 0 | 0
WI Small Coal Units Hg Rule v3.1, Unit 3461 and retrofits | 905 | 7370 | MACT Fuel Choice Floor in lbs/MMBtu | FALSE | L | Annual | Allowances Purchased MER | lbs | 0 | 0 | 0 | 0 | 0 | 0 | 0
WI Small Coal Units Hg Rule v3.1, Unit 3461 and retrofits | 905 | 7370 | MACT Fuel Choice Floor in lbs/MMBtu | FALSE | L | Annual | Allowances Sold MER | lbs | 0 | 0 | 0 | 0 | 0 | 0 | 0
WI Small Coal Units Hg Rule v3.1, Unit 3461 and retrofits | 905 | 7370 | MACT Fuel Choice Floor in lbs/MMBtu | FALSE | L | Annual | Allowances Banked | lbs | 0 | 0 | 0 | 0 | 0 | 0 | 0
WI Small Coal Units Hg Rule v3.1, Unit 3461 and retrofits | 905 | 7370 | MACT Fuel Choice Floor in lbs/MMBtu | FALSE | L | Annual | Allowances Withdrawn (1:1) | lbs | 0 | 0 | 0 | 0 | 0 | 0 | 0
WI Small Coal Units Hg Rule v3.1, Unit 3461 and retrofits | 905 | 7370 | MACT Fuel Choice Floor in lbs/MMBtu | FALSE | L | Annual | Allowances Withdrawn (n:1) | lbs | 0 | 0 | 0 | 0 | 0 | 0 | 0
WI Small Coal Units Hg Rule v3.1, Unit 3461 and retrofits | 905 | 7370 | MACT Fuel Choice Floor in lbs/MMBtu | FALSE | L | Annual | Net Emissions Allowance Position | lbs | 2.1914 | 2.8536 | 0 | 0 | 0 | 0 | 0
WI Small Coal Units Hg Rule v3.1, Unit 3461 and retrofits | 905 | 7370 | MACT Fuel Choice Floor in lbs/MMBtu | FALSE | L | Annual | Fuel Consumed | TBtu | 5.111 | 5.0582 | 0 | 0 | 0 | 0 | 0
WI Small Coal Units Hg Rule v3.1, Unit 3461 and retrofits | 905 | 7370 | MACT Fuel Choice Floor in lbs/MMBtu | FALSE | L | Annual | Rate | lb/MMBtu | 4.2876e-07 | 5.6415e-07 | 0 | 0 | 0 | 0 | 0
WI Small Coal Units Hg Rule v3.1, Unit 3461 and retrofits | 905 | 7370 | MACT Fuel Choice Floor in lbs/MMBtu | FALSE | L | Annual | Generation | TWh | 0.42359 | 0.39925 | 0 | 0 | 0 | 0 | 0
WI Small Coal Units Hg Rule v3.1, Unit 3461 and retrofits | 905 | 7370 | MACT Fuel Choice Floor in lbs/MMBtu | FALSE | L | Annual | Qualifying Generation | TWh | 0.42359 | 0.39925 | 0 | 0 | 0 | 0 | 0
WI Small Coal Units Hg Rule v3.1, Unit 3461 and retrofits | 905 | 7370 | MACT Fuel Choice Floor in lbs/MMBtu | FALSE | L | Annual | Constraint Shadow Price | US2022$/Lb | 0 | 0 | 0 | 0 | 0 | 0 | 0
Zero Reserve Margin Type 3 Constraints | 906 | 7670 | MACT Fuel Choice Floor in lbs/MMBtu | FALSE | L | Annual | Seasons Included | Seasons | Winter, Spring, Summer, Fall | Winter, Spring, Summer, Fall | Winter, Spring, Summer, Fall | Winter, Spring, Summer, Fall | Winter, Spring, Summer, Fall | Winter, Spring, Summer, Fall | Winter, Spring, Summer, Fall
Zero Reserve Margin Type 3 Constraints | 906 | 7670 | MACT Fuel Choice Floor in lbs/MMBtu | FALSE | L | Annual | Emission Floor | lb/MMBtu | NA | NA | NA | NA | NA | NA | NA
Zero Reserve Margin Type 3 Constraints | 906 | 7670 | MACT Fuel Choice Floor in lbs/MMBtu | FALSE | L | Annual | Emissions at Affected Plants NOX | Thousand Tons | 0 | 0 | 0 | 0 | 0 | 0 | 0
Zero Reserve Margin Type 3 Constraints | 906 | 7670 | MACT Fuel Choice Floor in lbs/MMBtu | FALSE | L | Annual | Allowances Purchased NOX | Thousand Tons | 0 | 0 | 0 | 0 | 0 | 0 | 0
Zero Reserve Margin Type 3 Constraints | 906 | 7670 | MACT Fuel Choice Floor in lbs/MMBtu | FALSE | L | Annual | Allowances Sold NOX | Thousand Tons | 0 | 0 | 0 | 0 | 0 | 0 | 0
Zero Reserve Margin Type 3 Constraints | 906 | 7670 | MACT Fuel Choice Floor in lbs/MMBtu | FALSE | L | Annual | Allowances Banked | Thousand Tons | 0 | 0 | 0 | 0 | 0 | 0 | 0
Zero Reserve Margin Type 3 Constraints | 906 | 7670 | MACT Fuel Choice Floor in lbs/MMBtu | FALSE | L | Annual | Allowances Withdrawn (1:1) | Thousand Tons | 0 | 0 | 0 | 0 | 0 | 0 | 0
Zero Reserve Margin Type 3 Constraints | 906 | 7670 | MACT Fuel Choice Floor in lbs/MMBtu | FALSE | L | Annual | Allowances Withdrawn (n:1) | Thousand Tons | 0 | 0 | 0 | 0 | 0 | 0 | 0
Zero Reserve Margin Type 3 Constraints | 906 | 7670 | MACT Fuel Choice Floor in lbs/MMBtu | FALSE | L | Annual | Net Emissions Allowance Position | Thousand Tons | 0 | 0 | 0 | 0 | 0 | 0 | 0
Zero Reserve Margin Type 3 Constraints | 906 | 7670 | MACT Fuel Choice Floor in lbs/MMBtu | FALSE | L | Annual | Fuel Consumed | TBtu | 0 | 0 | 0 | 0 | 0 | 0 | 0
Zero Reserve Margin Type 3 Constraints | 906 | 7670 | MACT Fuel Choice Floor in lbs/MMBtu | FALSE | L | Annual | Rate | lb/MMBtu | 0 | 0 | 0 | 0 | 0 | 0 | 0
Zero Reserve Margin Type 3 Constraints | 906 | 7670 | MACT Fuel Choice Floor in lbs/MMBtu | FALSE | L | Annual | Generation | TWh | 0 | 0 | 0 | 0 | 0 | 0 | 0
Zero Reserve Margin Type 3 Constraints | 906 | 7670 | MACT Fuel Choice Floor in lbs/MMBtu | FALSE | L | Annual | Qualifying Generation | TWh | 0 | 0 | 0 | 0 | 0 | 0 | 0
Zero Reserve Margin Type 3 Constraints | 906 | 7670 | MACT Fuel Choice Floor in lbs/MMBtu | FALSE | L | Annual | Constraint Shadow Price | US2022$/Ton | 0 | 0 | 0 | 0 | 0 | 0 | 0

## Table 1-16_US
Baseline Sens Low Gas
| 2028 | 2030 | 2035 | 2040 | 2045 | 2050 | 2055
1. Reserve Margin Capacity Winter [MW] | 926180.471 | 948371.8127 | 1016927.3965 | 1094704.551 | 1178422.6846 | 1272983.8397 | 1345080.2662
Plus Firm Contract Purchases Winter [MW] | 0 | 0 | 0 | 0 | 0 | 0 | 0
Plus Transmission In Winter [MW] | 31930.4557 | 32475.2604 | 38474.6837 | 45064.1615 | 55731.2251 | 70602.6947 | 71971.9164
Less Firm Contract Sales Winter [MW] | 0 | 0 | 0 | 0 | 0 | 0 | 0
Less Transmission Out Winter [MW] | 34424.9651 | 35983.7013 | 42178.0643 | 52058.6325 | 63539.5224 | 79126.0437 | 80441.5831
Total Reserve Margin Capacity Winter [MW] | 923685.9616 | 944863.3719 | 1013224.0159 | 1087710.08 | 1170614.3873 | 1264460.4908 | 1336610.5995
2. Peak Load Winter [MW] | 720017.0659 | 741564.7416 | 799319.8379 | 853874.8772 | 914544.6069 | 983261.4275 | 1038154.8162
Less DSM [MW] | 0 | 0 | 0 | 0 | 0 | 0 | 0
Net Demand Winter [MW] | 720017.0659 | 741564.7416 | 799319.8379 | 853874.8772 | 914544.6069 | 983261.4275 | 1038154.8162
3. Reserve Margin Winter [%] | 28.2867 | 27.4148 | 26.7608 | 27.3852 | 27.9997 | 28.5986 | 28.7487
1. Reserve Margin Capacity Spring [MW] | 926180.471 | 948371.8127 | 1016927.3965 | 1094704.551 | 1178422.6846 | 1272983.8397 | 1345080.2662
Plus Firm Contract Purchases Spring [MW] | 0 | 0 | 0 | 0 | 0 | 0 | 0
Plus Transmission In Spring [MW] | 4361.1031 | 4336.1351 | 6541.7811 | 5087.5089 | 6543.8457 | 17389.6034 | 18679.7668
Less Firm Contract Sales Spring [MW] | 0 | 0 | 0 | 0 | 0 | 0 | 0
Less Transmission Out Spring [MW] | 4692.982 | 4447.5475 | 6711.0191 | 5214.5246 | 6705.7963 | 17818.9601 | 19139.8746
Total Reserve Margin Capacity Spring [MW] | 925848.5921 | 948260.4003 | 1016758.1584 | 1094577.5353 | 1178260.7341 | 1272554.483 | 1344620.1584
2. Peak Load Spring [MW] | 614965.4742 | 635527.1691 | 690695.2366 | 738529.9282 | 788572.9369 | 843062.0103 | 890272.688
Less DSM [MW] | 0 | 0 | 0 | 0 | 0 | 0 | 0
Net Demand Spring [MW] | 614965.4742 | 635527.1691 | 690695.2366 | 738529.9282 | 788572.9369 | 843062.0103 | 890272.688
3. Reserve Margin Spring [%] | 50.5529 | 49.2085 | 47.2079 | 48.2103 | 49.4168 | 50.9444 | 51.0346
1. Reserve Margin Capacity Summer [MW] | 926180.471 | 948371.8127 | 1016927.3965 | 1094704.551 | 1178422.6846 | 1272983.8397 | 1345080.2662
Plus Firm Contract Purchases Summer [MW] | 0 | 0 | 0 | 0 | 0 | 0 | 0
Plus Transmission In Summer [MW] | 80588.2487 | 86134.7437 | 96407.9609 | 96532.0807 | 111151.7878 | 128003.0092 | 131504.3194
Less Firm Contract Sales Summer [MW] | 0 | 0 | 0 | 0 | 0 | 0 | 0
Less Transmission Out Summer [MW] | 73618.4752 | 79918.3281 | 87575.0836 | 90314.3046 | 105389.2791 | 122161.056 | 125660.8531
Total Reserve Margin Capacity Summer [MW] | 933150.2445 | 954588.2284 | 1025760.2738 | 1100922.3271 | 1184185.1934 | 1278825.7929 | 1350923.7326
2. Peak Load Summer [MW] | 807669.8709 | 829518.2149 | 890121.4947 | 955385.7447 | 1027711.9014 | 1109916.0512 | 1172554.2389
Less DSM [MW] | 0 | 0 | 0 | 0 | 0 | 0 | 0
Net Demand Summer [MW] | 807669.8709 | 829518.2149 | 890121.4947 | 955385.7447 | 1027711.9014 | 1109916.0512 | 1172554.2389
3. Reserve Margin Summer [%] | 15.5361 | 15.0774 | 15.2382 | 15.2333 | 15.2254 | 15.2182 | 15.212
1. Reserve Margin Capacity Fall [MW] | 926180.471 | 948371.8127 | 1016927.3965 | 1094704.551 | 1178422.6846 | 1272983.8397 | 1345080.2662
Plus Firm Contract Purchases Fall [MW] | 0 | 0 | 0 | 0 | 0 | 0 | 0
Plus Transmission In Fall [MW] | 8430.5582 | 8600.3444 | 11331.403 | 8478.0026 | 13473.885 | 24203.4164 | 26319.4728
Less Firm Contract Sales Fall [MW] | 0 | 0 | 0 | 0 | 0 | 0 | 0
Less Transmission Out Fall [MW] | 9138.5715 | 10084.8219 | 11707.3868 | 8844.5739 | 13903.1791 | 24814.034 | 26979.5727
Total Reserve Margin Capacity Fall [MW] | 925472.4577 | 946887.3352 | 1016551.4127 | 1094337.9797 | 1177993.3905 | 1272373.2221 | 1344420.1663
2. Peak Load Fall [MW] | 661779.5817 | 683222.7098 | 738710.7352 | 789985.9679 | 844989.1643 | 905954.4671 | 956405.7865
Less DSM [MW] | 0 | 0 | 0 | 0 | 0 | 0 | 0
Net Demand Fall [MW] | 661779.5817 | 683222.7098 | 738710.7352 | 789985.9679 | 844989.1643 | 905954.4671 | 956405.7865
3. Reserve Margin Fall [%] | 39.846 | 38.5913 | 37.6116 | 38.5263 | 39.4093 | 40.4456 | 40.5701
1. Reserve Margin Capacity Annual [MW] | 926180.471 | 948371.8127 | 1016927.3965 | 1094704.551 | 1178422.6846 | 1272983.8397 | 1345080.2662
Plus Firm Contract Purchases Annual [MW] | 0 | 0 | 0 | 0 | 0 | 0 | 0
Plus Transmission In Annual [MW] | 85511.6945 | 85600.8356 | 94246.4436 | 97254.5281 | 114517.2685 | 132424.733 | 137573.9043
Less Firm Contract Sales Annual [MW] | 0 | 0 | 0 | 0 | 0 | 0 | 0
Less Transmission Out Annual [MW] | 52915.9675 | 54475.5389 | 65595.9369 | 68861.1876 | 83240.3007 | 99720.9522 | 102453.3276
Total Reserve Margin Capacity Annual [MW] | 958776.1981 | 979497.1094 | 1045577.9032 | 1123097.8915 | 1209699.6525 | 1305687.6205 | 1380200.8429
(for seasonal/annual regions combined)
2. Peak Load Annual [MW] | 819961.1315 | 841059.5395 | 900983.9955 | 966331.6895 | 1039571.775 | 1123231.6359 | 1186867.4369
Less DSM [MW] | 0 | 0 | 0 | 0 | 0 | 0 | 0
Net Demand Annual [MW] | 819961.1315 | 841059.5395 | 900983.9955 | 966331.6895 | 1039571.775 | 1123231.6359 | 1186867.4369
(for seasonal/annual regions combined)
3. Reserve Margin Annual [%] | 16.9295 | 16.4599 | 16.0484 | 16.2228 | 16.3652 | 16.2438 | 16.2894
(for seasonal/annual regions combined)
3a.Local Reserves Annual [%] | 112.9542 | 112.7592 | 112.8685 | 113.2846 | 113.3565 | 113.3323 | 113.3303
(for seasonal/annual regions combined)
4. Total Generation [GWh] | 4537038.4311 | 4695895.7908 | 5152934.9019 | 5535988.2066 | 6008093.6341 | 6597674.5825 | 6897267.0484
Inter-Region Transmission [GWh] | 16384.9307 | 9965.6077 | -9656.5462 | -31665.8144 | -47659.1494 | -69275.974 | -46541.242
Pumping & Storage Losses [GWh] | 92072.4875 | 108613.341 | 198647.0995 | 233423.0371 | 327542.2492 | 423073.3302 | 425589.7869
Produced Fuel Losses [GWh] | 0 | 0 | 0 | 0 | 0 | 0 | 0
Plus Purchases [GWh] | 0 | 0 | 0 | 0 | 0 | 0 | 0
Less Sales [GWh] | 0 | 0 | 0 | 0 | 0 | 0 | 0
5. Total Supply for Demand [GWh] | 4461350.8743 | 4597248.0576 | 4944631.2562 | 5270899.3552 | 5632892.2354 | 6105325.2782 | 6425136.0194
6. Projected Demand [GWh] | 4459175.9151 | 4597144.3211 | 4938506.624 | 5253580.296 | 5575841.7776 | 5927775.1507 | 6273872.1295
Energy Not Served [GWh] | 0 | 0 | 0 | 0 | 0 | 0 | 0
Less DSM [GWh] | 0 | 0 | 0 | 0 | 0 | 0 | 0
Energy Demand Response [GWh] | 0 | 0 | 0 | 0 | 0 | 0 | 0
Net Demand [GWh] | 4459175.9151 | 4597144.3211 | 4938506.624 | 5253580.296 | 5575841.7776 | 5927775.1507 | 6273872.1295
7. Dumped Energy [GWh] | 2174.9592 | 103.7364 | 6124.6323 | 17319.0592 | 57050.4578 | 177550.1275 | 151263.8899
8. Total Generation [GWh] | 4537038.4311 | 4695895.7908 | 5152934.9019 | 5535988.2066 | 6008093.6341 | 6597674.5825 | 6897267.0484
Less T&D Losses [GWh] | 320334.3702 | 331336.4074 | 365030.0465 | 391745.102 | 424198.229 | 466231.0657 | 488763.1341
9. Total Sales [GWh] | 4216704.0609 | 4364559.3834 | 4787904.8554 | 5144243.1046 | 5583895.405 | 6131443.5167 | 6408503.9142
Capacity Avoided Costs [US$/kW]
ANNUAL | 65.1117 | 94.1435 | 67.0765 | 87.5585 | 77.1856 | 71.4723 | 73.751
WINTER | 12.8971 | 5.4652 | 11.8613 | 9.0811 | 7.0612 | 7.2746 | 6.6888
SPRING | 0.00079434 | 0.00085528 | 0.00092822 | 0.00075795 | 0.0011535 | 0.00094832 | 0.001034
SUMMER | 53.857 | 89.3506 | 56.6464 | 79.6413 | 71.0329 | 65.2577 | 68.006
FALL | 0.00093016 | 0.0013587 | 0.0019678 | 0.00098984 | 0.0019658 | 0.0015339 | 0.0015329
10. Capacity by Capacity Reporting Type [MW]
00 New Combined Cycle | 30530.1919 | 29453.1447 | 28705.3431 | 30214.5579 | 30214.5579 | 30369.3851 | 52604.5554
00 New Combined Cycle with CCS Retrofit | 0 | 0 | 644.1038 | 644.1038 | 644.1038 | 644.1038 | 644.1038
00 New Combined Cycle with CF Limit | 0 | 0 | 0 | 0 | 0 | 0 | 0
00 New Combined Cycle with HRI Retrofit | 0 | 0 | 0 | 0 | 0 | 0 | 0
00 New Combined Cycle with Hydrogen Retrofit | 0 | 2095.114 | 2095.114 | 2095.114 | 2095.114 | 2095.114 | 2095.114
00 New Combined Cycle with Hydrogen Retrofit Undone | 0 | 0 | 0 | 0 | 0 | 0 | 0
00 New Combined Cycle with CCS | 0 | 0 | 0 | 0 | 0 | 0 | 0
00 New Combustion Turbine | 10924.1077 | 17716.2067 | 17716.2067 | 61684.1911 | 132737.2699 | 223918.2302 | 283663.5569
00 New Combustion Turbine with HRI Retrofit | 0 | 0 | 0 | 0 | 0 | 0 | 0
00 New Combustion Turbine with Hydrogen Retrofit | 0 | 0 | 0 | 0 | 0 | 2015.3964 | 2015.3964
00 New Combustion Turbine with Hydrogen Retrofit Undone | 0 | 0 | 0 | 0 | 0 | 0 | 0
00 New Hydro | 0 | 1251.1839 | 4888.3464 | 8731.2838 | 8731.2838 | 8731.2838 | 9404.1465
00 New Nuclear | 0 | 0 | 0 | 0 | 0 | 0 | 0
00 New Nuclear - SMR | 0 | 0 | 0 | 0 | 0 | 0 | 0
00 New Biomass | 0 | 0 | 0 | 0 | 0 | 0 | 0
00 New Geothermal | 289.23 | 289.23 | 289.23 | 289.23 | 289.23 | 289.23 | 590.35
00 New Landfill Gas | 1214.354 | 1214.354 | 1214.354 | 1214.354 | 1214.354 | 1214.354 | 1569.4694
00 New Battery Storage | 16082.1392 | 27443.1651 | 82571.8009 | 103357.8636 | 136240.6148 | 159455.2164 | 159455.2164
00 New Offshore Wind | 7055.6422 | 10139.063 | 27977.5704 | 29321.4578 | 50821.4578 | 50821.4578 | 50821.4578
00 New Onshore Wind | 21591.8948 | 63885.0298 | 188369.528 | 333743.8199 | 462849.1263 | 552645.951 | 552645.951
00 New Solar PV | 37076.3437 | 37209.2842 | 130449.7537 | 169287.9595 | 291647.8664 | 471446.5695 | 472452.2076
00 New Solar Thermal | 0 | 0 | 0 | 0 | 0 | 0 | 0
00 New Fuel Cell | 0 | 0 | 0 | 0 | 0 | 0 | 0
00 New Ultrasupercritical Coal without CCS | 0 | 0 | 0 | 0 | 0 | 0 | 0
00 New Ultrasupercritical Coal with 30% CCS | 0 | 0 | 0 | 0 | 0 | 0 | 0
00 New Ultrasupercritical Coal with 90% CCS | 0 | 0 | 0 | 0 | 0 | 0 | 0
00 Exist & New Distributed Solar PV | 81438.517 | 92295.5312 | 120510.1551 | 151530.8306 | 185355.8591 | 223729.6245 | 273919.1016
00 Exist Combined Cycle | 287805.1204 | 287333.1444 | 285827.1156 | 285244.3053 | 279243.6053 | 271242.7556 | 270589.7556
00 Exist Combustion Turbine | 149317.1 | 148848.6 | 147607.4 | 147443.4 | 136055.2 | 131587.7 | 131587.7
00 Exist FBC_Uncontrolled | 2.3 | 2.3 | 2.3 | 2.3 | 0 | 0 | 0
00 Exist FBC_ACI_DSI | 478 | 478 | 478 | 478 | 440 | 440 | 440
00 Exist FBC_DryFGD_ACI | 139 | 139 | 139 | 139 | 139 | 0 | 0
00 Exist FBC_DryFGD_DSI | 0 | 0 | 0 | 0 | 0 | 0 | 0
00 Exist FBC_DryFGD_SNCR | 1674 | 1674 | 1592.3787 | 1592.3787 | 1592.3787 | 1560.3787 | 1024.3787
00 Exist FBC_DryFGD_SNCR_ACI | 379 | 379 | 379 | 379 | 379 | 74 | 3
00 Exist FBC_DryFGD_SNCR_ACI_DSI | 624 | 455.1782 | 1.8786e-07 | 1.8786e-07 | 1.8786e-07 | 1.8786e-07 | 1.8786e-07
00 Exist FBC_DryFGD_SNCR_DSI | 0 | 0 | 0 | 0 | 0 | 0 | 0
00 Exist FBC_DSI | 808 | 808 | 488 | 488 | 488 | 488 | 488
00 Exist FBC_SNCR | 53 | 53 | 53 | 53 | 53 | 53 | 53
00 Exist FBC_SNCR_ACI_DSI | 0 | 0 | 0 | 0 | 0 | 0 | 0
00 Exist FBC_SNCR_DSI | 1060 | 940 | 940 | 940 | 940 | 940 | 940
00 Exist FBC_WetFGD_SNCR | 54 | 54 | 54 | 54 | 0 | 0 | 0
00 Exist FBC_WetFGD_DSI | 51 | 51 | 51 | 51 | 51 | 51 | 51
00 Exist_Non-FBC_Uncontrolled | 382.4 | 362.3 | 102.6 | 102.6 | 102.6 | 102.6 | 102.6
00 Exist_Non-FBC_ACI | 8391.3372 | 1452 | 1375 | 1375 | 1375 | 1375 | 1375
00 Exist_Non-FBC_ACI_DSI | 993 | 993 | 339 | 339 | 339 | 339 | 339
00 Exist_Non-FBC_DryFGD | 0 | 0 | 0 | 0 | 0 | 0 | 0
00 Exist_Non-FBC_DryFGD_ACI | 5820.7896 | 5089 | 2328.7266 | 1666.7266 | 1666.7266 | 1459 | 1459
00 Exist_Non-FBC_DryFGD_SCR | 0 | 0 | 0 | 0 | 0 | 0 | 0
00 Exist_Non-FBC_DryFGD_SCR_ACI | 9438.8 | 7604.8 | 4173.2496 | 4173.2496 | 3667.7354 | 3489.9957 | 3489.9957
00 Exist_Non-FBC_DryFGD_SCR_DSI | 268 | 268 | 0 | 0 | 0 | 0 | 0
00 Exist_Non-FBC_DryFGD_SCR_ACI_DSI | 934 | 934 | 691 | 691 | 691 | 691 | 691
00 Exist_Non-FBC_DryFGD_SNCR_ACI | 2163 | 1715 | 1211 | 1211 | 1211 | 1211 | 1211
00 Exist_Non-FBC_DryFGD_SNCR_ACI_DSI | 585 | 585 | 0 | 0 | 0 | 0 | 0
00 Exist_Non-FBC_DSI | 938 | 0 | 0 | 0 | 0 | 0 | 0
00 Exist_Non-FBC_SCR_ACI | 2465 | 2465 | 1497.2336 | 1497.2336 | 987.542 | 701 | 701
00 Exist_Non-FBC_SCR_ACI_DSI | 2990 | 390 | 390 | 390 | 390 | 390 | 390
00 Exist_Non-FBC_SNCR_ACI | 260.1486 | 0 | 0 | 0 | 0 | 0 | 0
00 Exist_Non-FBC_SNCR_ACI_DSI | 0 | 0 | 0 | 0 | 0 | 0 | 0
00 Exist_Non-FBC_WetFGD | 2926 | 6 | 0 | 0 | 0 | 0 | 0
00 Exist_Non-FBC_WetFGD_ACI | 3753.6522 | 2786 | 1476.1283 | 1476.1283 | 1476.1283 | 1476.1283 | 1476.1283
00 Exist_Non-FBC_WetFGD_ACI_DSI | 0 | 0 | 0 | 0 | 0 | 0 | 0
00 Exist_Non-FBC_WetFGD_SCR | 27923.8333 | 26911.8461 | 8962.3375 | 4755.371 | 2033.371 | 720 | 720
00 Exist_Non-FBC_WetFGD_SCR_DSI | 1020.0638 | 0 | 0 | 0 | 0 | 0 | 0
00 Exist_Non-FBC_WetFGD_SCR_ACI | 13292.0917 | 11545.0917 | 3441.2494 | 2476.7333 | 2476.7333 | 2476.7333 | 2476.7333
00 Exist_Non-FBC_WetFGD_SCR_ACI_DSI | 7492.7184 | 6992.7184 | 2170.5478 | 1630 | 1.5426e-07 | 1.5426e-07 | 1.5426e-07
00 Exist_Non-FBC_WetFGD_SNCR | 459 | 0 | 0 | 0 | 0 | 0 | 0
00 Exist_Non-FBC_WetFGD_SNCR_ACI | 2099.8879 | 1985.2776 | 570 | 570 | 570 | 570 | 570
00 Exist IGCC | 595 | 595 | 0 | 0 | 0 | 0 | 0
00 Exist Fossil_Other | 1070.8 | 1070.8 | 1070.8 | 1070.8 | 1070.8 | 1070.8 | 1070.8
00 Exist Fuel Cell | 354.2 | 354.2 | 354.2 | 354.2 | 354.2 | 354.2 | 354.2
00 Exist Hydro | 79499.6 | 79499.6 | 79499.6 | 79499.6 | 79499.6 | 79499.6 | 79499.6
00 Exist Non Fossil_Other | 4075.3 | 4075.3 | 4075.3 | 4075.3 | 4075.3 | 4075.3 | 4075.3
00 Exist Nuclear | 93569.6 | 90882 | 83694.5 | 79061.9 | 64844 | 45354.4 | 28521.6
00 Exist Oil/Gas Steam | 44099.5316 | 43950.4616 | 38682.407 | 38682.407 | 38682.407 | 38363.607 | 38363.607
00 Exist Oil/Gas Steam_SCR | 5079.5412 | 5079.5412 | 4847.5412 | 4847.5412 | 4847.5412 | 4847.5412 | 4847.5412
00 Exist Oil/Gas Steam_SNCR | 3578.3488 | 3569.1488 | 2994.1488 | 2994.1488 | 2994.1488 | 2479.3488 | 2479.3488
00 Exist Biomass | 202.9 | 202.9 | 113.6 | 113.6 | 113.6 | 113.6 | 113.6
00 Exist Landfill Gas | 1652.9 | 1622.0421 | 1531.7 | 1531.7 | 1531.7 | 1531.7 | 1531.7
00 Exist Geothermal | 2609.4 | 2609.4 | 2609.4 | 2609.4 | 2609.4 | 2609.4 | 2609.4
00 Exist Pump Storage | 22907.1 | 22907.1 | 22907.1 | 22907.1 | 22907.1 | 22907.1 | 22907.1
00 Exist Energy Storage | 30048.4 | 30048.4 | 30048.4 | 30048.4 | 30048.4 | 30048.4 | 30048.4
00 Exist Solar PV | 141787.6 | 141787.6 | 141785.6 | 141785.6 | 141785.6 | 141785.6 | 141785.6
00 Exist Solar Thermal | 1480.1 | 1480.1 | 1480.1 | 1480.1 | 1480.1 | 1480.1 | 1480.1
00 Exist Offshore Wind | 6185.7 | 6185.7 | 6185.7 | 6185.7 | 6185.7 | 6185.7 | 6185.7
00 Exist Onshore Wind | 161270.2 | 161270.2 | 161270.2 | 161270.2 | 161270.2 | 161270.2 | 161270.2
00 International Imports | 1000 | 1000 | 1000 | 1000 | 1000 | 1000 | 1000
00 Ret.Exist Combined Cycle & CF Limit | 0 | 0 | 0 | 0 | 0 | 0 | 0
00 Ret.Exist Combined Cycle & CCS | 0 | 0 | 37.4291 | 37.4291 | 37.4291 | 37.4291 | 37.4291
00 Ret.Exist Combined Cycle & Hydrogen | 0 | 471.976 | 636.976 | 636.976 | 671.976 | 1173.2257 | 1173.2257
00 Ret.Exist Combined Cycle & Hydrogen Retrofit Undone | 0 | 0 | 0 | 0 | 0 | 0 | 0
00 Ret.Exist Combined Cycle & HRI | 0 | 0 | 0 | 0 | 0 | 0 | 0
00 Ret.Exist Combustion Turbine & HRI | 0 | 0 | 0 | 0 | 0 | 0 | 0
00 Ret.Exist_FBC_NoCtrl & CCS | 0 | 0 | 0 | 0 | 0 | 0 | 0
00 Ret.Exist_FBC_NoCtrl & DRET | 0 | 0 | 0 | 0 | 0 | 0 | 0
00 Ret.Exist_FBC_NoCtrl & GPM | 0 | 0 | 0 | 0 | 0 | 0 | 0
00 Ret.Exist_FBC_NoCtrl & GPM & CCS | 0 | 0 | 0 | 0 | 0 | 0 | 0
00 Ret.Exist_FBC_NoCtrl & GPM & DRET | 0 | 0 | 0 | 0 | 0 | 0 | 0
00 Ret.Exist_FBC_NoCtrl & GPM & NGC | 0 | 0 | 0 | 0 | 0 | 0 | 0
00 Ret.Exist_FBC_NoCtrl & GPM & SNCR | 0 | 0 | 0 | 0 | 0 | 0 | 0
00 Ret.Exist_FBC_NoCtrl & GPM & SNCR & CCS | 0 | 0 | 0 | 0 | 0 | 0 | 0
00 Ret.Exist_FBC_NoCtrl & GPM & SNCR & DRET | 0 | 0 | 0 | 0 | 0 | 0 | 0
00 Ret.Exist_FBC_NoCtrl & GPM & SNCR & NGC | 0 | 0 | 0 | 0 | 0 | 0 | 0
00 Ret.Exist_FBC_NoCtrl & NGC | 0 | 0 | 0 | 0 | 0 | 0 | 0
00 Ret.Exist_FBC_NoCtrl & SNCR | 0 | 0 | 0 | 0 | 0 | 0 | 0
00 Ret.Exist_FBC_NoCtrl & SNCR & CCS | 0 | 0 | 0 | 0 | 0 | 0 | 0
00 Ret.Exist_FBC_NoCtrl & SNCR & DRET | 0 | 0 | 0 | 0 | 0 | 0 | 0
00 Ret.Exist_FBC_NoCtrl & SNCR & NGC | 0 | 0 | 0 | 0 | 0 | 0 | 0
00 Ret.Exist_FBC_ACI_DSI & CCS | 0 | 0 | 0 | 0 | 0 | 0 | 0
00 Ret.Exist_FBC_ACI_DSI & DCCS | 0 | 0 | 0 | 0 | 0 | 0 | 0
00 Ret.Exist_FBC_ACI_DSI & DCCS & CCS | 0 | 0 | 0 | 0 | 0 | 0 | 0
00 Ret.Exist_FBC_ACI_DSI & DCCS & SNCR & CCS | 0 | 0 | 0 | 0 | 0 | 0 | 0
00 Ret.Exist_FBC_ACI_DSI & DRET | 0 | 0 | 0 | 0 | 0 | 0 | 0
00 Ret.Exist_FBC_ACI_DSI & GPM | 0 | 0 | 0 | 0 | 0 | 0 | 0
00 Ret.Exist_FBC_ACI_DSI & GPM & CCS | 0 | 0 | 0 | 0 | 0 | 0 | 0
00 Ret.Exist_FBC_ACI_DSI & GPM & DRET | 0 | 0 | 0 | 0 | 0 | 0 | 0
00 Ret.Exist_FBC_ACI_DSI & GPM & NGC | 0 | 0 | 0 | 0 | 0 | 0 | 0
00 Ret.Exist_FBC_ACI_DSI & GPM & SNCR | 0 | 0 | 0 | 0 | 0 | 0 | 0
00 Ret.Exist_FBC_ACI_DSI & GPM & SNCR & CCS | 0 | 0 | 0 | 0 | 0 | 0 | 0
00 Ret.Exist_FBC_ACI_DSI & GPM & SNCR & DRET | 0 | 0 | 0 | 0 | 0 | 0 | 0
00 Ret.Exist_FBC_ACI_DSI & GPM & SNCR & NGC | 0 | 0 | 0 | 0 | 0 | 0 | 0
00 Ret.Exist_FBC_ACI_DSI & NGC | 0 | 0 | 0 | 0 | 0 | 0 | 0
00 Ret.Exist_FBC_ACI_DSI & SNCR | 0 | 0 | 0 | 0 | 0 | 0 | 0
00 Ret.Exist_FBC_ACI_DSI & SNCR & CCS | 0 | 0 | 0 | 0 | 0 | 0 | 0
00 Ret.Exist_FBC_ACI_DSI & SNCR & DRET | 0 | 0 | 0 | 0 | 0 | 0 | 0
00 Ret.Exist_FBC_ACI_DSI & SNCR & NGC | 0 | 0 | 0 | 0 | 0 | 0 | 0
00 Ret.Exist_FBC_DryFGD_ACI & CCS | 0 | 0 | 0 | 0 | 0 | 0 | 0
00 Ret.Exist_FBC_DryFGD_ACI & DCCS | 0 | 0 | 0 | 0 | 0 | 0 | 0
00 Ret.Exist_FBC_DryFGD_ACI & DCCS & CCS | 0 | 0 | 0 | 0 | 0 | 0 | 0
00 Ret.Exist_FBC_DryFGD_ACI & DCCS & SNCR & CCS | 0 | 0 | 0 | 0 | 0 | 0 | 0
00 Ret.Exist_FBC_DryFGD_ACI & DRET | 0 | 0 | 0 | 0 | 0 | 0 | 0
00 Ret.Exist_FBC_DryFGD_ACI & GPM | 0 | 0 | 0 | 0 | 0 | 0 | 0
00 Ret.Exist_FBC_DryFGD_ACI & GPM & CCS | 0 | 0 | 0 | 0 | 0 | 0 | 0
00 Ret.Exist_FBC_DryFGD_ACI & GPM & DRET | 0 | 0 | 0 | 0 | 0 | 0 | 0
00 Ret.Exist_FBC_DryFGD_ACI & GPM & NGC | 0 | 0 | 0 | 0 | 0 | 0 | 0
00 Ret.Exist_FBC_DryFGD_ACI & GPM & SNCR | 0 | 0 | 0 | 0 | 0 | 0 | 0
00 Ret.Exist_FBC_DryFGD_ACI & GPM & SNCR & CCS | 0 | 0 | 0 | 0 | 0 | 0 | 0
00 Ret.Exist_FBC_DryFGD_ACI & GPM & SNCR & DRET | 0 | 0 | 0 | 0 | 0 | 0 | 0
00 Ret.Exist_FBC_DryFGD_ACI & GPM & SNCR & NGC | 0 | 0 | 0 | 0 | 0 | 0 | 0
00 Ret.Exist_FBC_DryFGD_ACI & NGC | 0 | 0 | 0 | 0 | 0 | 0 | 0
00 Ret.Exist_FBC_DryFGD_ACI & SNCR | 0 | 0 | 0 | 0 | 0 | 0 | 0
00 Ret.Exist_FBC_DryFGD_ACI & SNCR & CCS | 0 | 0 | 0 | 0 | 0 | 0 | 0
00 Ret.Exist_FBC_DryFGD_ACI & SNCR & DRET | 0 | 0 | 0 | 0 | 0 | 0 | 0
00 Ret.Exist_FBC_DryFGD_ACI & SNCR & NGC | 0 | 0 | 0 | 0 | 0 | 0 | 0
00 Ret.Exist_FBC_DryFGD_DSI & ACI | 0 | 0 | 0 | 0 | 0 | 0 | 0
00 Ret.Exist_FBC_DryFGD_DSI & ACI & DRET | 0 | 0 | 0 | 0 | 0 | 0 | 0
00 Ret.Exist_FBC_DryFGD_DSI & ACI & GPM | 0 | 0 | 0 | 0 | 0 | 0 | 0
00 Ret.Exist_FBC_DryFGD_DSI & ACI & GPM & DRET | 0 | 0 | 0 | 0 | 0 | 0 | 0
00 Ret.Exist_FBC_DryFGD_DSI & ACI & GPM & NGC | 0 | 0 | 0 | 0 | 0 | 0 | 0
00 Ret.Exist_FBC_DryFGD_DSI & ACI & GPM & SNCR | 0 | 0 | 0 | 0 | 0 | 0 | 0
00 Ret.Exist_FBC_DryFGD_DSI & ACI & GPM & SNCR & DRET | 0 | 0 | 0 | 0 | 0 | 0 | 0
00 Ret.Exist_FBC_DryFGD_DSI & ACI & GPM & SNCR & NGC | 0 | 0 | 0 | 0 | 0 | 0 | 0
00 Ret.Exist_FBC_DryFGD_DSI & ACI & NGC | 0 | 0 | 0 | 0 | 0 | 0 | 0
00 Ret.Exist_FBC_DryFGD_DSI & ACI & SNCR | 0 | 0 | 0 | 0 | 0 | 0 | 0
00 Ret.Exist_FBC_DryFGD_DSI & ACI & SNCR & DRET | 0 | 0 | 0 | 0 | 0 | 0 | 0
00 Ret.Exist_FBC_DryFGD_DSI & ACI & SNCR & NGC | 0 | 0 | 0 | 0 | 0 | 0 | 0
00 Ret.Exist_FBC_DryFGD_DSI & DRET | 0 | 0 | 0 | 0 | 0 | 0 | 0
00 Ret.Exist_FBC_DryFGD_DSI & GPM | 0 | 0 | 0 | 0 | 0 | 0 | 0
00 Ret.Exist_FBC_DryFGD_DSI & GPM & DRET | 0 | 0 | 0 | 0 | 0 | 0 | 0
00 Ret.Exist_FBC_DryFGD_DSI & GPM & NGC | 0 | 0 | 0 | 0 | 0 | 0 | 0
00 Ret.Exist_FBC_DryFGD_DSI & GPM & SNCR | 0 | 0 | 0 | 0 | 0 | 0 | 0
00 Ret.Exist_FBC_DryFGD_DSI & GPM & SNCR & DRET | 0 | 0 | 0 | 0 | 0 | 0 | 0
00 Ret.Exist_FBC_DryFGD_DSI & GPM & SNCR & NGC | 0 | 0 | 0 | 0 | 0 | 0 | 0
00 Ret.Exist_FBC_DryFGD_DSI & NGC | 0 | 0 | 0 | 0 | 0 | 0 | 0
00 Ret.Exist_FBC_DryFGD_DSI & SNCR | 0 | 0 | 0 | 0 | 0 | 0 | 0
00 Ret.Exist_FBC_DryFGD_DSI & SNCR & DRET | 0 | 0 | 0 | 0 | 0 | 0 | 0
00 Ret.Exist_FBC_DryFGD_DSI & SNCR & NGC | 0 | 0 | 0 | 0 | 0 | 0 | 0
00 Ret.Exist_FBC_DryFGD_SNCR & ACI | 0 | 0 | 0 | 0 | 0 | 0 | 0
00 Ret.Exist_FBC_DryFGD_SNCR & ACI & CCS | 0 | 0 | 0 | 0 | 0 | 0 | 0
00 Ret.Exist_FBC_DryFGD_SNCR & ACI & DRET | 0 | 0 | 0 | 0 | 0 | 0 | 0
00 Ret.Exist_FBC_DryFGD_SNCR & ACI & GPM | 0 | 0 | 0 | 0 | 0 | 0 | 0
00 Ret.Exist_FBC_DryFGD_SNCR & ACI & GPM & CCS | 0 | 0 | 0 | 0 | 0 | 0 | 0
00 Ret.Exist_FBC_DryFGD_SNCR & ACI & GPM & DRET | 0 | 0 | 0 | 0 | 0 | 0 | 0
00 Ret.Exist_FBC_DryFGD_SNCR & ACI & GPM & NGC | 0 | 0 | 0 | 0 | 0 | 0 | 0
00 Ret.Exist_FBC_DryFGD_SNCR & ACI & NGC | 0 | 0 | 0 | 0 | 0 | 0 | 0
00 Ret.Exist_FBC_DryFGD_SNCR & CCS | 0 | 0 | 55.3756 | 55.3756 | 0 | 0 | 0
00 Ret.Exist_FBC_DryFGD_SNCR & DCCS | 0 | 0 | 0 | 0 | 0 | 0 | 0
00 Ret.Exist_FBC_DryFGD_SNCR & DCCS & CCS | 0 | 0 | 0 | 0 | 0 | 0 | 0
00 Ret.Exist_FBC_DryFGD_SNCR & DRET | 0 | 0 | 0 | 0 | 0 | 0 | 0
00 Ret.Exist_FBC_DryFGD_SNCR & GPM | 0 | 0 | 0 | 0 | 0 | 0 | 0
00 Ret.Exist_FBC_DryFGD_SNCR & GPM & CCS | 0 | 0 | 0 | 0 | 0 | 0 | 0
00 Ret.Exist_FBC_DryFGD_SNCR & GPM & DRET | 0 | 0 | 0 | 0 | 0 | 0 | 0
00 Ret.Exist_FBC_DryFGD_SNCR & GPM & NGC | 0 | 0 | 0 | 0 | 0 | 0 | 0
00 Ret.Exist_FBC_DryFGD_SNCR & NGC | 0 | 0 | 0 | 0 | 0 | 0 | 0
00 Ret.Exist_FBC_DryFGD_SNCR_ACI & CCS | 0 | 0 | 0 | 0 | 0 | 0 | 0
00 Ret.Exist_FBC_DryFGD_SNCR_ACI & DCCS | 0 | 0 | 0 | 0 | 0 | 0 | 0
00 Ret.Exist_FBC_DryFGD_SNCR_ACI & DCCS & CCS | 0 | 0 | 0 | 0 | 0 | 0 | 0
00 Ret.Exist_FBC_DryFGD_SNCR_ACI & DRET | 0 | 0 | 0 | 0 | 0 | 0 | 0
00 Ret.Exist_FBC_DryFGD_SNCR_ACI & GPM | 0 | 0 | 0 | 0 | 0 | 0 | 0
00 Ret.Exist_FBC_DryFGD_SNCR_ACI & GPM & CCS | 0 | 0 | 0 | 0 | 0 | 0 | 0
00 Ret.Exist_FBC_DryFGD_SNCR_ACI & GPM & DRET | 0 | 0 | 0 | 0 | 0 | 0 | 0
00 Ret.Exist_FBC_DryFGD_SNCR_ACI & GPM & NGC | 0 | 0 | 0 | 0 | 0 | 0 | 0
00 Ret.Exist_FBC_DryFGD_SNCR_ACI & NGC | 0 | 0 | 0 | 0 | 0 | 0 | 0
00 Ret.Exist_FBC_DryFGD_SNCR_ACI_DSI & CCS | 0 | 116.1052 | 429.1488 | 429.1488 | 0 | 0 | 0
00 Ret.Exist_FBC_DryFGD_SNCR_ACI_DSI & DCCS | 0 | 0 | 0 | 0 | 0 | 0 | 0
00 Ret.Exist_FBC_DryFGD_SNCR_ACI_DSI & DCCS & CCS | 0 | 0 | 0 | 0 | 0 | 0 | 0
00 Ret.Exist_FBC_DryFGD_SNCR_ACI_DSI & DRET | 0 | 0 | 0 | 0 | 0 | 0 | 0
00 Ret.Exist_FBC_DryFGD_SNCR_ACI_DSI & GPM | 0 | 0 | 0 | 0 | 0 | 0 | 0
00 Ret.Exist_FBC_DryFGD_SNCR_ACI_DSI & GPM & CCS | 0 | 0 | 0 | 0 | 0 | 0 | 0
00 Ret.Exist_FBC_DryFGD_SNCR_ACI_DSI & GPM & DRET | 0 | 0 | 0 | 0 | 0 | 0 | 0
00 Ret.Exist_FBC_DryFGD_SNCR_ACI_DSI & GPM & NGC | 0 | 0 | 0 | 0 | 0 | 0 | 0
00 Ret.Exist_FBC_DryFGD_SNCR_ACI_DSI & NGC | 0 | 0 | 0 | 0 | 0 | 0 | 0
00 Ret.Exist_FBC_DryFGD_SNCR_DSI & ACI | 0 | 0 | 0 | 0 | 0 | 0 | 0
00 Ret.Exist_FBC_DryFGD_SNCR_DSI & ACI & DRET | 0 | 0 | 0 | 0 | 0 | 0 | 0
00 Ret.Exist_FBC_DryFGD_SNCR_DSI & ACI & GPM | 0 | 0 | 0 | 0 | 0 | 0 | 0
00 Ret.Exist_FBC_DryFGD_SNCR_DSI & ACI & GPM & DRET | 0 | 0 | 0 | 0 | 0 | 0 | 0
00 Ret.Exist_FBC_DryFGD_SNCR_DSI & ACI & GPM & NGC | 0 | 0 | 0 | 0 | 0 | 0 | 0
00 Ret.Exist_FBC_DryFGD_SNCR_DSI & ACI & NGC | 0 | 0 | 0 | 0 | 0 | 0 | 0
00 Ret.Exist_FBC_DryFGD_SNCR_DSI & DRET | 0 | 0 | 0 | 0 | 0 | 0 | 0
00 Ret.Exist_FBC_DryFGD_SNCR_DSI & GPM | 0 | 0 | 0 | 0 | 0 | 0 | 0
00 Ret.Exist_FBC_DryFGD_SNCR_DSI & GPM & DRET | 0 | 0 | 0 | 0 | 0 | 0 | 0
00 Ret.Exist_FBC_DryFGD_SNCR_DSI & GPM & NGC | 0 | 0 | 0 | 0 | 0 | 0 | 0
00 Ret.Exist_FBC_DryFGD_SNCR_DSI & NGC | 0 | 0 | 0 | 0 | 0 | 0 | 0
00 Ret.Exist_FBC_DSI & ACI | 0 | 0 | 0 | 0 | 0 | 0 | 0
00 Ret.Exist_FBC_DSI & ACI & DRET | 0 | 0 | 0 | 0 | 0 | 0 | 0
00 Ret.Exist_FBC_DSI & ACI & GPM | 0 | 0 | 0 | 0 | 0 | 0 | 0
00 Ret.Exist_FBC_DSI & ACI & GPM & DRET | 0 | 0 | 0 | 0 | 0 | 0 | 0
00 Ret.Exist_FBC_DSI & ACI & GPM & NGC | 0 | 0 | 0 | 0 | 0 | 0 | 0
00 Ret.Exist_FBC_DSI & ACI & GPM & SNCR | 0 | 0 | 0 | 0 | 0 | 0 | 0
00 Ret.Exist_FBC_DSI & ACI & GPM & SNCR & DRET | 0 | 0 | 0 | 0 | 0 | 0 | 0
00 Ret.Exist_FBC_DSI & ACI & GPM & SNCR & NGC | 0 | 0 | 0 | 0 | 0 | 0 | 0
00 Ret.Exist_FBC_DSI & ACI & NGC | 0 | 0 | 0 | 0 | 0 | 0 | 0
00 Ret.Exist_FBC_DSI & ACI & SNCR | 0 | 0 | 0 | 0 | 0 | 0 | 0
00 Ret.Exist_FBC_DSI & ACI & SNCR & DRET | 0 | 0 | 0 | 0 | 0 | 0 | 0
00 Ret.Exist_FBC_DSI & ACI & SNCR & NGC | 0 | 0 | 0 | 0 | 0 | 0 | 0
00 Ret.Exist_FBC_DSI & DRET | 0 | 0 | 0 | 0 | 0 | 0 | 0
00 Ret.Exist_FBC_DSI & GPM | 0 | 0 | 0 | 0 | 0 | 0 | 0
00 Ret.Exist_FBC_DSI & GPM & DRET | 0 | 0 | 0 | 0 | 0 | 0 | 0
00 Ret.Exist_FBC_DSI & GPM & NGC | 0 | 0 | 0 | 0 | 0 | 0 | 0
00 Ret.Exist_FBC_DSI & GPM & SNCR | 0 | 0 | 0 | 0 | 0 | 0 | 0
00 Ret.Exist_FBC_DSI & GPM & SNCR & DRET | 0 | 0 | 0 | 0 | 0 | 0 | 0
00 Ret.Exist_FBC_DSI & GPM & SNCR & NGC | 0 | 0 | 0 | 0 | 0 | 0 | 0
00 Ret.Exist_FBC_DSI & NGC | 0 | 0 | 0 | 0 | 0 | 0 | 0
00 Ret.Exist_FBC_DSI & SNCR | 0 | 0 | 0 | 0 | 0 | 0 | 0
00 Ret.Exist_FBC_DSI & SNCR & DRET | 0 | 0 | 0 | 0 | 0 | 0 | 0
00 Ret.Exist_FBC_DSI & SNCR & NGC | 0 | 0 | 0 | 0 | 0 | 0 | 0
00 Ret.Exist_FBC_SNCR & ACI | 0 | 0 | 0 | 0 | 0 | 0 | 0
00 Ret.Exist_FBC_SNCR & ACI & DRET | 0 | 0 | 0 | 0 | 0 | 0 | 0
00 Ret.Exist_FBC_SNCR & ACI & NGC | 0 | 0 | 0 | 0 | 0 | 0 | 0
00 Ret.Exist_FBC_SNCR & DRET | 0 | 0 | 0 | 0 | 0 | 0 | 0
00 Ret.Exist_FBC_SNCR & GPM | 0 | 0 | 0 | 0 | 0 | 0 | 0
00 Ret.Exist_FBC_SNCR & GPM & DRET | 0 | 0 | 0 | 0 | 0 | 0 | 0
00 Ret.Exist_FBC_SNCR & GPM & NGC | 0 | 0 | 0 | 0 | 0 | 0 | 0
00 Ret.Exist_FBC_SNCR & NGC | 0 | 0 | 0 | 0 | 0 | 0 | 0
00 Ret.Exist_FBC_SNCR_ACI_DSI & CCS | 0 | 0 | 0 | 0 | 0 | 0 | 0
00 Ret.Exist_FBC_SNCR_ACI_DSI & DCCS | 0 | 0 | 0 | 0 | 0 | 0 | 0
00 Ret.Exist_FBC_SNCR_ACI_DSI & DCCS & CCS | 0 | 0 | 0 | 0 | 0 | 0 | 0
00 Ret.Exist_FBC_SNCR_ACI_DSI & DRET | 0 | 0 | 0 | 0 | 0 | 0 | 0
00 Ret.Exist_FBC_SNCR_ACI_DSI & GPM | 0 | 0 | 0 | 0 | 0 | 0 | 0
00 Ret.Exist_FBC_SNCR_ACI_DSI & GPM & CCS | 0 | 0 | 0 | 0 | 0 | 0 | 0
00 Ret.Exist_FBC_SNCR_ACI_DSI & GPM & DRET | 0 | 0 | 0 | 0 | 0 | 0 | 0
00 Ret.Exist_FBC_SNCR_ACI_DSI & GPM & NGC | 0 | 0 | 0 | 0 | 0 | 0 | 0
00 Ret.Exist_FBC_SNCR_ACI_DSI & NGC | 0 | 0 | 0 | 0 | 0 | 0 | 0
00 Ret.Exist_FBC_SNCR_DSI & ACI | 0 | 0 | 0 | 0 | 0 | 0 | 0
00 Ret.Exist_FBC_SNCR_DSI & ACI & CCS | 0 | 0 | 0 | 0 | 0 | 0 | 0
00 Ret.Exist_FBC_SNCR_DSI & ACI & DRET | 0 | 0 | 0 | 0 | 0 | 0 | 0
00 Ret.Exist_FBC_SNCR_DSI & ACI & GPM | 0 | 0 | 0 | 0 | 0 | 0 | 0
00 Ret.Exist_FBC_SNCR_DSI & ACI & GPM & CCS | 0 | 0 | 0 | 0 | 0 | 0 | 0
00 Ret.Exist_FBC_SNCR_DSI & ACI & GPM & DRET | 0 | 0 | 0 | 0 | 0 | 0 | 0
00 Ret.Exist_FBC_SNCR_DSI & ACI & GPM & NGC | 0 | 0 | 0 | 0 | 0 | 0 | 0
00 Ret.Exist_FBC_SNCR_DSI & ACI & NGC | 0 | 0 | 0 | 0 | 0 | 0 | 0
00 Ret.Exist_FBC_SNCR_DSI & CCS | 0 | 0 | 0 | 0 | 0 | 0 | 0
00 Ret.Exist_FBC_SNCR_DSI & DCCS | 0 | 0 | 0 | 0 | 0 | 0 | 0
00 Ret.Exist_FBC_SNCR_DSI & DCCS & CCS | 0 | 0 | 0 | 0 | 0 | 0 | 0
00 Ret.Exist_FBC_SNCR_DSI & DRET | 0 | 0 | 0 | 0 | 0 | 0 | 0
00 Ret.Exist_FBC_SNCR_DSI & GPM | 0 | 0 | 0 | 0 | 0 | 0 | 0
00 Ret.Exist_FBC_SNCR_DSI & GPM & CCS | 0 | 0 | 0 | 0 | 0 | 0 | 0
00 Ret.Exist_FBC_SNCR_DSI & GPM & DRET | 0 | 0 | 0 | 0 | 0 | 0 | 0
00 Ret.Exist_FBC_SNCR_DSI & GPM & NGC | 0 | 0 | 0 | 0 | 0 | 0 | 0
00 Ret.Exist_FBC_SNCR_DSI & NGC | 0 | 0 | 0 | 0 | 0 | 0 | 0
00 Ret.Exist_FBC_WetFGD_DSI & ACI | 0 | 0 | 0 | 0 | 0 | 0 | 0
00 Ret.Exist_FBC_WetFGD_DSI & ACI & DRET | 0 | 0 | 0 | 0 | 0 | 0 | 0
00 Ret.Exist_FBC_WetFGD_DSI & ACI & GPM | 0 | 0 | 0 | 0 | 0 | 0 | 0
00 Ret.Exist_FBC_WetFGD_DSI & ACI & GPM & DRET | 0 | 0 | 0 | 0 | 0 | 0 | 0
00 Ret.Exist_FBC_WetFGD_DSI & ACI & GPM & NGC | 0 | 0 | 0 | 0 | 0 | 0 | 0
00 Ret.Exist_FBC_WetFGD_DSI & ACI & GPM & SNCR | 0 | 0 | 0 | 0 | 0 | 0 | 0
00 Ret.Exist_FBC_WetFGD_DSI & ACI & GPM & SNCR & DRET | 0 | 0 | 0 | 0 | 0 | 0 | 0
00 Ret.Exist_FBC_WetFGD_DSI & ACI & GPM & SNCR & NGC | 0 | 0 | 0 | 0 | 0 | 0 | 0
00 Ret.Exist_FBC_WetFGD_DSI & ACI & NGC | 0 | 0 | 0 | 0 | 0 | 0 | 0
00 Ret.Exist_FBC_WetFGD_DSI & ACI & SNCR | 0 | 0 | 0 | 0 | 0 | 0 | 0
00 Ret.Exist_FBC_WetFGD_DSI & ACI & SNCR & DRET | 0 | 0 | 0 | 0 | 0 | 0 | 0
00 Ret.Exist_FBC_WetFGD_DSI & ACI & SNCR & NGC | 0 | 0 | 0 | 0 | 0 | 0 | 0
00 Ret.Exist_FBC_WetFGD_DSI & DRET | 0 | 0 | 0 | 0 | 0 | 0 | 0
00 Ret.Exist_FBC_WetFGD_DSI & GPM | 0 | 0 | 0 | 0 | 0 | 0 | 0
00 Ret.Exist_FBC_WetFGD_DSI & GPM & DRET | 0 | 0 | 0 | 0 | 0 | 0 | 0
00 Ret.Exist_FBC_WetFGD_DSI & GPM & NGC | 0 | 0 | 0 | 0 | 0 | 0 | 0
00 Ret.Exist_FBC_WetFGD_DSI & GPM & SNCR | 0 | 0 | 0 | 0 | 0 | 0 | 0
00 Ret.Exist_FBC_WetFGD_DSI & GPM & SNCR & DRET | 0 | 0 | 0 | 0 | 0 | 0 | 0
00 Ret.Exist_FBC_WetFGD_DSI & GPM & SNCR & NGC | 0 | 0 | 0 | 0 | 0 | 0 | 0
00 Ret.Exist_FBC_WetFGD_DSI & NGC | 0 | 0 | 0 | 0 | 0 | 0 | 0
00 Ret.Exist_FBC_WetFGD_DSI & SNCR | 0 | 0 | 0 | 0 | 0 | 0 | 0
00 Ret.Exist_FBC_WetFGD_DSI & SNCR & DRET | 0 | 0 | 0 | 0 | 0 | 0 | 0
00 Ret.Exist_FBC_WetFGD_DSI & SNCR & NGC | 0 | 0 | 0 | 0 | 0 | 0 | 0
00 Ret.Exist_FBC_WetFGD_SNCR & ACI | 0 | 0 | 0 | 0 | 0 | 0 | 0
00 Ret.Exist_FBC_WetFGD_SNCR & ACI & DRET | 0 | 0 | 0 | 0 | 0 | 0 | 0
00 Ret.Exist_FBC_WetFGD_SNCR & ACI & NGC | 0 | 0 | 0 | 0 | 0 | 0 | 0
00 Ret.Exist_FBC_WetFGD_SNCR & DRET | 0 | 0 | 0 | 0 | 0 | 0 | 0
00 Ret.Exist_FBC_WetFGD_SNCR & GPM | 0 | 0 | 0 | 0 | 0 | 0 | 0
00 Ret.Exist_FBC_WetFGD_SNCR & GPM & DRET | 0 | 0 | 0 | 0 | 0 | 0 | 0
00 Ret.Exist_FBC_WetFGD_SNCR & GPM & NGC | 0 | 0 | 0 | 0 | 0 | 0 | 0
00 Ret.Exist_FBC_WetFGD_SNCR & NGC | 0 | 0 | 0 | 0 | 0 | 0 | 0
00 Ret.Exist_Non-FBC_ACI & C2G | 1047 | 2678 | 1660 | 1660 | 1660 | 1660 | 1660
00 Ret.Exist_Non-FBC_ACI & C2G & SCR | 0 | 0 | 0 | 0 | 0 | 0 | 0
00 Ret.Exist_Non-FBC_ACI & DCCS | 0 | 0 | 0 | 0 | 0 | 0 | 0
00 Ret.Exist_Non-FBC_ACI & DCCS & WetFGD & SCR & CCS | 0 | 0 | 0 | 0 | 0 | 0 | 0
00 Ret.Exist_Non-FBC_ACI & DRET | 0 | 0 | 0 | 0 | 0 | 0 | 0
00 Ret.Exist_Non-FBC_ACI & DSI | 0 | 0 | 0 | 0 | 0 | 0 | 0
00 Ret.Exist_Non-FBC_ACI & DSI & C2G | 0 | 0 | 0 | 0 | 0 | 0 | 0
00 Ret.Exist_Non-FBC_ACI & DSI & C2G & SCR | 0 | 0 | 0 | 0 | 0 | 0 | 0
00 Ret.Exist_Non-FBC_ACI & DSI & DRET | 0 | 0 | 0 | 0 | 0 | 0 | 0
00 Ret.Exist_Non-FBC_ACI & DSI & GPM | 0 | 0 | 0 | 0 | 0 | 0 | 0
00 Ret.Exist_Non-FBC_ACI & DSI & GPM & C2G | 0 | 0 | 0 | 0 | 0 | 0 | 0
00 Ret.Exist_Non-FBC_ACI & DSI & GPM & C2G & SCR | 0 | 0 | 0 | 0 | 0 | 0 | 0
00 Ret.Exist_Non-FBC_ACI & DSI & GPM & DRET | 0 | 0 | 0 | 0 | 0 | 0 | 0
00 Ret.Exist_Non-FBC_ACI & DSI & GPM & NGC | 0 | 0 | 0 | 0 | 0 | 0 | 0
00 Ret.Exist_Non-FBC_ACI & DSI & GPM & SCR | 0 | 0 | 0 | 0 | 0 | 0 | 0
00 Ret.Exist_Non-FBC_ACI & DSI & GPM & SCR & DRET | 0 | 0 | 0 | 0 | 0 | 0 | 0
00 Ret.Exist_Non-FBC_ACI & DSI & GPM & SCR & NGC | 0 | 0 | 0 | 0 | 0 | 0 | 0
00 Ret.Exist_Non-FBC_ACI & DSI & GPM & SNCR | 0 | 0 | 0 | 0 | 0 | 0 | 0
00 Ret.Exist_Non-FBC_ACI & DSI & GPM & SNCR & DRET | 0 | 0 | 0 | 0 | 0 | 0 | 0
00 Ret.Exist_Non-FBC_ACI & DSI & GPM & SNCR & NGC | 0 | 0 | 0 | 0 | 0 | 0 | 0
00 Ret.Exist_Non-FBC_ACI & DSI & GPM & WetFGD & SCR & CCS | 0 | 0 | 0 | 0 | 0 | 0 | 0
00 Ret.Exist_Non-FBC_ACI & DSI & NGC | 0 | 0 | 0 | 0 | 0 | 0 | 0
00 Ret.Exist_Non-FBC_ACI & DSI & SCR | 0 | 0 | 0 | 0 | 0 | 0 | 0
00 Ret.Exist_Non-FBC_ACI & DSI & SCR & DRET | 0 | 0 | 0 | 0 | 0 | 0 | 0
00 Ret.Exist_Non-FBC_ACI & DSI & SCR & NGC | 0 | 0 | 0 | 0 | 0 | 0 | 0
00 Ret.Exist_Non-FBC_ACI & DSI & SNCR | 0 | 0 | 0 | 0 | 0 | 0 | 0
00 Ret.Exist_Non-FBC_ACI & DSI & SNCR & DRET | 0 | 0 | 0 | 0 | 0 | 0 | 0
00 Ret.Exist_Non-FBC_ACI & DSI & SNCR & NGC | 0 | 0 | 0 | 0 | 0 | 0 | 0
00 Ret.Exist_Non-FBC_ACI & DSI & WetFGD & SCR & CCS | 0 | 0 | 0 | 0 | 0 | 0 | 0
00 Ret.Exist_Non-FBC_ACI & GPM | 0 | 0 | 0 | 0 | 0 | 0 | 0
00 Ret.Exist_Non-FBC_ACI & GPM & C2G | 0 | 0 | 0 | 0 | 0 | 0 | 0
00 Ret.Exist_Non-FBC_ACI & GPM & C2G & SCR | 0 | 0 | 0 | 0 | 0 | 0 | 0
00 Ret.Exist_Non-FBC_ACI & GPM & DRET | 0 | 0 | 0 | 0 | 0 | 0 | 0
00 Ret.Exist_Non-FBC_ACI & GPM & NGC | 0 | 0 | 0 | 0 | 0 | 0 | 0
00 Ret.Exist_Non-FBC_ACI & GPM & SCR | 0 | 0 | 0 | 0 | 0 | 0 | 0
00 Ret.Exist_Non-FBC_ACI & GPM & SCR & DRET | 0 | 0 | 0 | 0 | 0 | 0 | 0
00 Ret.Exist_Non-FBC_ACI & GPM & SCR & NGC | 0 | 0 | 0 | 0 | 0 | 0 | 0
00 Ret.Exist_Non-FBC_ACI & GPM & SNCR | 0 | 0 | 0 | 0 | 0 | 0 | 0
00 Ret.Exist_Non-FBC_ACI & GPM & SNCR & DRET | 0 | 0 | 0 | 0 | 0 | 0 | 0
00 Ret.Exist_Non-FBC_ACI & GPM & SNCR & NGC | 0 | 0 | 0 | 0 | 0 | 0 | 0
00 Ret.Exist_Non-FBC_ACI & GPM & WetFGD & SCR & CCS | 0 | 0 | 0 | 0 | 0 | 0 | 0
00 Ret.Exist_Non-FBC_ACI & NGC | 0 | 0 | 0 | 0 | 0 | 0 | 0
00 Ret.Exist_Non-FBC_ACI & SCR | 0 | 0 | 0 | 0 | 0 | 0 | 0
00 Ret.Exist_Non-FBC_ACI & SCR & C2G | 0 | 0 | 0 | 0 | 0 | 0 | 0
00 Ret.Exist_Non-FBC_ACI & SCR & DRET | 0 | 0 | 0 | 0 | 0 | 0 | 0
00 Ret.Exist_Non-FBC_ACI & SCR & NGC | 0 | 0 | 0 | 0 | 0 | 0 | 0
00 Ret.Exist_Non-FBC_ACI & SCR & WetFGD & CCS | 0 | 0 | 0 | 0 | 0 | 0 | 0
00 Ret.Exist_Non-FBC_ACI & SNCR | 0 | 0 | 0 | 0 | 0 | 0 | 0
00 Ret.Exist_Non-FBC_ACI & SNCR & C2G | 0 | 0 | 0 | 0 | 0 | 0 | 0
00 Ret.Exist_Non-FBC_ACI & SNCR & DRET | 0 | 0 | 0 | 0 | 0 | 0 | 0
00 Ret.Exist_Non-FBC_ACI & SNCR & NGC | 0 | 0 | 0 | 0 | 0 | 0 | 0
00 Ret.Exist_Non-FBC_ACI_DSI & C2G | 1270 | 1270 | 1270 | 1270 | 1270 | 1270 | 1270
00 Ret.Exist_Non-FBC_ACI_DSI & C2G & SCR | 0 | 0 | 0 | 0 | 0 | 0 | 0
00 Ret.Exist_Non-FBC_ACI_DSI & DCCS | 0 | 0 | 0 | 0 | 0 | 0 | 0
00 Ret.Exist_Non-FBC_ACI_DSI & DCCS & WetFGD & SCR & CCS | 0 | 0 | 0 | 0 | 0 | 0 | 0
00 Ret.Exist_Non-FBC_ACI_DSI & DRET | 0 | 0 | 0 | 0 | 0 | 0 | 0
00 Ret.Exist_Non-FBC_ACI_DSI & GPM | 0 | 0 | 0 | 0 | 0 | 0 | 0
00 Ret.Exist_Non-FBC_ACI_DSI & GPM & C2G | 0 | 0 | 0 | 0 | 0 | 0 | 0
00 Ret.Exist_Non-FBC_ACI_DSI & GPM & C2G & SCR | 0 | 0 | 0 | 0 | 0 | 0 | 0
00 Ret.Exist_Non-FBC_ACI_DSI & GPM & DRET | 0 | 0 | 0 | 0 | 0 | 0 | 0
00 Ret.Exist_Non-FBC_ACI_DSI & GPM & NGC | 0 | 0 | 0 | 0 | 0 | 0 | 0
00 Ret.Exist_Non-FBC_ACI_DSI & GPM & SCR | 0 | 0 | 0 | 0 | 0 | 0 | 0
00 Ret.Exist_Non-FBC_ACI_DSI & GPM & SCR & DRET | 0 | 0 | 0 | 0 | 0 | 0 | 0
00 Ret.Exist_Non-FBC_ACI_DSI & GPM & SCR & NGC | 0 | 0 | 0 | 0 | 0 | 0 | 0
00 Ret.Exist_Non-FBC_ACI_DSI & GPM & SNCR | 0 | 0 | 0 | 0 | 0 | 0 | 0
00 Ret.Exist_Non-FBC_ACI_DSI & GPM & SNCR & DRET | 0 | 0 | 0 | 0 | 0 | 0 | 0
00 Ret.Exist_Non-FBC_ACI_DSI & GPM & SNCR & NGC | 0 | 0 | 0 | 0 | 0 | 0 | 0
00 Ret.Exist_Non-FBC_ACI_DSI & GPM & WetFGD & SCR & CCS | 0 | 0 | 0 | 0 | 0 | 0 | 0
00 Ret.Exist_Non-FBC_ACI_DSI & NGC | 0 | 0 | 0 | 0 | 0 | 0 | 0
00 Ret.Exist_Non-FBC_ACI_DSI & SCR | 0 | 0 | 0 | 0 | 0 | 0 | 0
00 Ret.Exist_Non-FBC_ACI_DSI & SCR & C2G | 0 | 0 | 0 | 0 | 0 | 0 | 0
00 Ret.Exist_Non-FBC_ACI_DSI & SCR & DRET | 0 | 0 | 0 | 0 | 0 | 0 | 0
00 Ret.Exist_Non-FBC_ACI_DSI & SCR & NGC | 0 | 0 | 0 | 0 | 0 | 0 | 0
00 Ret.Exist_Non-FBC_ACI_DSI & SCR & WetFGD & CCS | 0 | 0 | 0 | 0 | 0 | 0 | 0
00 Ret.Exist_Non-FBC_ACI_DSI & SNCR | 0 | 0 | 0 | 0 | 0 | 0 | 0
00 Ret.Exist_Non-FBC_ACI_DSI & SNCR & C2G | 0 | 0 | 0 | 0 | 0 | 0 | 0
00 Ret.Exist_Non-FBC_ACI_DSI & SNCR & DRET | 0 | 0 | 0 | 0 | 0 | 0 | 0
00 Ret.Exist_Non-FBC_ACI_DSI & SNCR & NGC | 0 | 0 | 0 | 0 | 0 | 0 | 0
00 Ret.Exist_Non-FBC_DryFGD & C2G | 0 | 0 | 0 | 0 | 0 | 0 | 0
00 Ret.Exist_Non-FBC_DryFGD & C2G & SCR | 0 | 0 | 0 | 0 | 0 | 0 | 0
00 Ret.Exist_Non-FBC_DryFGD & DRET | 0 | 0 | 0 | 0 | 0 | 0 | 0
00 Ret.Exist_Non-FBC_DryFGD & GPM | 0 | 0 | 0 | 0 | 0 | 0 | 0
00 Ret.Exist_Non-FBC_DryFGD & GPM & C2G | 0 | 0 | 0 | 0 | 0 | 0 | 0
00 Ret.Exist_Non-FBC_DryFGD & GPM & C2G & SCR | 0 | 0 | 0 | 0 | 0 | 0 | 0
00 Ret.Exist_Non-FBC_DryFGD & GPM & DRET | 0 | 0 | 0 | 0 | 0 | 0 | 0
00 Ret.Exist_Non-FBC_DryFGD & GPM & NGC | 0 | 0 | 0 | 0 | 0 | 0 | 0
00 Ret.Exist_Non-FBC_DryFGD & GPM & SCR | 0 | 0 | 0 | 0 | 0 | 0 | 0
00 Ret.Exist_Non-FBC_DryFGD & GPM & SCR & CCS | 0 | 0 | 0 | 0 | 0 | 0 | 0
00 Ret.Exist_Non-FBC_DryFGD & GPM & SCR & DRET | 0 | 0 | 0 | 0 | 0 | 0 | 0
00 Ret.Exist_Non-FBC_DryFGD & GPM & SCR & NGC | 0 | 0 | 0 | 0 | 0 | 0 | 0
00 Ret.Exist_Non-FBC_DryFGD & GPM & SNCR | 0 | 0 | 0 | 0 | 0 | 0 | 0
00 Ret.Exist_Non-FBC_DryFGD & GPM & SNCR & DRET | 0 | 0 | 0 | 0 | 0 | 0 | 0
00 Ret.Exist_Non-FBC_DryFGD & GPM & SNCR & NGC | 0 | 0 | 0 | 0 | 0 | 0 | 0
00 Ret.Exist_Non-FBC_DryFGD & NGC | 0 | 0 | 0 | 0 | 0 | 0 | 0
00 Ret.Exist_Non-FBC_DryFGD & SCR | 0 | 0 | 0 | 0 | 0 | 0 | 0
00 Ret.Exist_Non-FBC_DryFGD & SCR & C2G | 0 | 0 | 0 | 0 | 0 | 0 | 0
00 Ret.Exist_Non-FBC_DryFGD & SCR & CCS | 0 | 0 | 0 | 0 | 0 | 0 | 0
00 Ret.Exist_Non-FBC_DryFGD & SCR & DRET | 0 | 0 | 0 | 0 | 0 | 0 | 0
00 Ret.Exist_Non-FBC_DryFGD & SCR & NGC | 0 | 0 | 0 | 0 | 0 | 0 | 0
00 Ret.Exist_Non-FBC_DryFGD & SNCR | 0 | 0 | 0 | 0 | 0 | 0 | 0
00 Ret.Exist_Non-FBC_DryFGD & SNCR & C2G | 0 | 0 | 0 | 0 | 0 | 0 | 0
00 Ret.Exist_Non-FBC_DryFGD & SNCR & DRET | 0 | 0 | 0 | 0 | 0 | 0 | 0
00 Ret.Exist_Non-FBC_DryFGD & SNCR & NGC | 0 | 0 | 0 | 0 | 0 | 0 | 0
00 Ret.Exist_Non-FBC_DryFGD_ACI & C2G | 0 | 0 | 0 | 0 | 0 | 0 | 0
00 Ret.Exist_Non-FBC_DryFGD_ACI & C2G & SCR | 0 | 0 | 0 | 0 | 0 | 0 | 0
00 Ret.Exist_Non-FBC_DryFGD_ACI & DCCS | 0 | 0 | 0 | 0 | 0 | 0 | 0
00 Ret.Exist_Non-FBC_DryFGD_ACI & DCCS & SCR & CCS | 0 | 0 | 0 | 0 | 0 | 0 | 0
00 Ret.Exist_Non-FBC_DryFGD_ACI & DRET | 0 | 0 | 0 | 0 | 0 | 0 | 0
00 Ret.Exist_Non-FBC_DryFGD_ACI & GPM | 0 | 0 | 0 | 0 | 0 | 0 | 0
00 Ret.Exist_Non-FBC_DryFGD_ACI & GPM & C2G | 0 | 0 | 0 | 0 | 0 | 0 | 0
00 Ret.Exist_Non-FBC_DryFGD_ACI & GPM & C2G & SCR | 0 | 0 | 0 | 0 | 0 | 0 | 0
00 Ret.Exist_Non-FBC_DryFGD_ACI & GPM & DRET | 0 | 0 | 0 | 0 | 0 | 0 | 0
00 Ret.Exist_Non-FBC_DryFGD_ACI & GPM & NGC | 0 | 0 | 0 | 0 | 0 | 0 | 0
00 Ret.Exist_Non-FBC_DryFGD_ACI & GPM & SCR | 0 | 0 | 0 | 0 | 0 | 0 | 0
00 Ret.Exist_Non-FBC_DryFGD_ACI & GPM & SCR & CCS | 0 | 0 | 0 | 0 | 0 | 0 | 0
00 Ret.Exist_Non-FBC_DryFGD_ACI & GPM & SCR & DRET | 0 | 0 | 0 | 0 | 0 | 0 | 0
00 Ret.Exist_Non-FBC_DryFGD_ACI & GPM & SCR & NGC | 0 | 0 | 0 | 0 | 0 | 0 | 0
00 Ret.Exist_Non-FBC_DryFGD_ACI & GPM & SNCR | 0 | 0 | 0 | 0 | 0 | 0 | 0
00 Ret.Exist_Non-FBC_DryFGD_ACI & GPM & SNCR & DRET | 0 | 0 | 0 | 0 | 0 | 0 | 0
00 Ret.Exist_Non-FBC_DryFGD_ACI & GPM & SNCR & NGC | 0 | 0 | 0 | 0 | 0 | 0 | 0
00 Ret.Exist_Non-FBC_DryFGD_ACI & NGC | 0 | 0 | 0 | 0 | 0 | 0 | 0
00 Ret.Exist_Non-FBC_DryFGD_ACI & SCR | 0 | 242.3588 | 0 | 0 | 0 | 0 | 0
00 Ret.Exist_Non-FBC_DryFGD_ACI & SCR & C2G | 0 | 0 | 0 | 0 | 0 | 0 | 0
00 Ret.Exist_Non-FBC_DryFGD_ACI & SCR & CCS | 0 | 0 | 812.9065 | 812.9065 | 0 | 0 | 0
00 Ret.Exist_Non-FBC_DryFGD_ACI & SCR & DRET | 0 | 0 | 0 | 0 | 0 | 0 | 0
00 Ret.Exist_Non-FBC_DryFGD_ACI & SCR & NGC | 0 | 0 | 0 | 0 | 0 | 0 | 0
00 Ret.Exist_Non-FBC_DryFGD_ACI & SNCR | 0 | 0 | 0 | 0 | 0 | 0 | 0
00 Ret.Exist_Non-FBC_DryFGD_ACI & SNCR & C2G | 0 | 0 | 0 | 0 | 0 | 0 | 0
00 Ret.Exist_Non-FBC_DryFGD_ACI & SNCR & DRET | 0 | 0 | 0 | 0 | 0 | 0 | 0
00 Ret.Exist_Non-FBC_DryFGD_ACI & SNCR & NGC | 0 | 0 | 0 | 0 | 0 | 0 | 0
00 Ret.Exist_Non-FBC_DryFGD_SCR & ACI | 0 | 0 | 0 | 0 | 0 | 0 | 0
00 Ret.Exist_Non-FBC_DryFGD_SCR & ACI & C2G | 0 | 0 | 0 | 0 | 0 | 0 | 0
00 Ret.Exist_Non-FBC_DryFGD_SCR & ACI & CCS | 0 | 0 | 0 | 0 | 0 | 0 | 0
00 Ret.Exist_Non-FBC_DryFGD_SCR & ACI & DRET | 0 | 0 | 0 | 0 | 0 | 0 | 0
00 Ret.Exist_Non-FBC_DryFGD_SCR & ACI & GPM | 0 | 0 | 0 | 0 | 0 | 0 | 0
00 Ret.Exist_Non-FBC_DryFGD_SCR & ACI & GPM & C2G | 0 | 0 | 0 | 0 | 0 | 0 | 0
00 Ret.Exist_Non-FBC_DryFGD_SCR & ACI & GPM & CCS | 0 | 0 | 0 | 0 | 0 | 0 | 0
00 Ret.Exist_Non-FBC_DryFGD_SCR & ACI & GPM & DRET | 0 | 0 | 0 | 0 | 0 | 0 | 0
00 Ret.Exist_Non-FBC_DryFGD_SCR & ACI & GPM & NGC | 0 | 0 | 0 | 0 | 0 | 0 | 0
00 Ret.Exist_Non-FBC_DryFGD_SCR & ACI & NGC | 0 | 0 | 0 | 0 | 0 | 0 | 0
00 Ret.Exist_Non-FBC_DryFGD_SCR & C2G | 0 | 0 | 0 | 0 | 0 | 0 | 0
00 Ret.Exist_Non-FBC_DryFGD_SCR & CCS | 0 | 0 | 0 | 0 | 0 | 0 | 0
00 Ret.Exist_Non-FBC_DryFGD_SCR & DRET | 0 | 0 | 0 | 0 | 0 | 0 | 0
00 Ret.Exist_Non-FBC_DryFGD_SCR & GPM | 0 | 0 | 0 | 0 | 0 | 0 | 0
00 Ret.Exist_Non-FBC_DryFGD_SCR & GPM & C2G | 0 | 0 | 0 | 0 | 0 | 0 | 0
00 Ret.Exist_Non-FBC_DryFGD_SCR & GPM & CCS | 0 | 0 | 0 | 0 | 0 | 0 | 0
00 Ret.Exist_Non-FBC_DryFGD_SCR & GPM & DRET | 0 | 0 | 0 | 0 | 0 | 0 | 0
00 Ret.Exist_Non-FBC_DryFGD_SCR & GPM & NGC | 0 | 0 | 0 | 0 | 0 | 0 | 0
00 Ret.Exist_Non-FBC_DryFGD_SCR & NGC | 0 | 0 | 0 | 0 | 0 | 0 | 0
00 Ret.Exist_Non-FBC_DryFGD_SCR_ACI & C2G | 497.2 | 1430.2 | 1993.708 | 1993.708 | 1993.708 | 1993.708 | 1993.708
00 Ret.Exist_Non-FBC_DryFGD_SCR_ACI & CCS | 0 | 259.4793 | 584.9892 | 584.9892 | 293.7284 | 293.7284 | 293.7284
00 Ret.Exist_Non-FBC_DryFGD_SCR_ACI & DCCS | 0 | 0 | 0 | 0 | 0 | 0 | 0
00 Ret.Exist_Non-FBC_DryFGD_SCR_ACI & DCCS & CCS | 0 | 0 | 0 | 0 | 0 | 0 | 0
00 Ret.Exist_Non-FBC_DryFGD_SCR_ACI & DRET | 0 | 0 | 0 | 0 | 0 | 0 | 0
00 Ret.Exist_Non-FBC_DryFGD_SCR_ACI & GPM | 0 | 0 | 0 | 0 | 0 | 0 | 0
00 Ret.Exist_Non-FBC_DryFGD_SCR_ACI & GPM & C2G | 0 | 0 | 0 | 0 | 0 | 0 | 0
00 Ret.Exist_Non-FBC_DryFGD_SCR_ACI & GPM & CCS | 0 | 0 | 0 | 0 | 0 | 0 | 0
00 Ret.Exist_Non-FBC_DryFGD_SCR_ACI & GPM & DRET | 0 | 0 | 0 | 0 | 0 | 0 | 0
00 Ret.Exist_Non-FBC_DryFGD_SCR_ACI & GPM & NGC | 0 | 0 | 0 | 0 | 0 | 0 | 0
00 Ret.Exist_Non-FBC_DryFGD_SCR_ACI & NGC | 0 | 0 | 0 | 0 | 0 | 0 | 0
00 Ret.Exist_Non-FBC_DryFGD_SCR_ACI_DSI & C2G | 0 | 0 | 0 | 0 | 0 | 0 | 0
00 Ret.Exist_Non-FBC_DryFGD_SCR_ACI_DSI & CCS | 0 | 0 | 0 | 0 | 0 | 0 | 0
00 Ret.Exist_Non-FBC_DryFGD_SCR_ACI_DSI & DCCS | 0 | 0 | 0 | 0 | 0 | 0 | 0
00 Ret.Exist_Non-FBC_DryFGD_SCR_ACI_DSI & DCCS & CCS | 0 | 0 | 0 | 0 | 0 | 0 | 0
00 Ret.Exist_Non-FBC_DryFGD_SCR_ACI_DSI & DRET | 0 | 0 | 0 | 0 | 0 | 0 | 0
00 Ret.Exist_Non-FBC_DryFGD_SCR_ACI_DSI & GPM | 0 | 0 | 0 | 0 | 0 | 0 | 0
00 Ret.Exist_Non-FBC_DryFGD_SCR_ACI_DSI & GPM & C2G | 0 | 0 | 0 | 0 | 0 | 0 | 0
00 Ret.Exist_Non-FBC_DryFGD_SCR_ACI_DSI & GPM & CCS | 0 | 0 | 0 | 0 | 0 | 0 | 0
00 Ret.Exist_Non-FBC_DryFGD_SCR_ACI_DSI & GPM & DRET | 0 | 0 | 0 | 0 | 0 | 0 | 0
00 Ret.Exist_Non-FBC_DryFGD_SCR_ACI_DSI & GPM & NGC | 0 | 0 | 0 | 0 | 0 | 0 | 0
00 Ret.Exist_Non-FBC_DryFGD_SCR_ACI_DSI & NGC | 0 | 0 | 0 | 0 | 0 | 0 | 0
00 Ret.Exist_Non-FBC_DryFGD_SCR_DSI & ACI | 0 | 0 | 0 | 0 | 0 | 0 | 0
00 Ret.Exist_Non-FBC_DryFGD_SCR_DSI & ACI & C2G | 0 | 0 | 0 | 0 | 0 | 0 | 0
00 Ret.Exist_Non-FBC_DryFGD_SCR_DSI & ACI & CCS | 0 | 0 | 0 | 0 | 0 | 0 | 0
00 Ret.Exist_Non-FBC_DryFGD_SCR_DSI & ACI & DRET | 0 | 0 | 0 | 0 | 0 | 0 | 0
00 Ret.Exist_Non-FBC_DryFGD_SCR_DSI & ACI & GPM | 0 | 0 | 0 | 0 | 0 | 0 | 0
00 Ret.Exist_Non-FBC_DryFGD_SCR_DSI & ACI & GPM & C2G | 0 | 0 | 0 | 0 | 0 | 0 | 0
00 Ret.Exist_Non-FBC_DryFGD_SCR_DSI & ACI & GPM & CCS | 0 | 0 | 0 | 0 | 0 | 0 | 0
00 Ret.Exist_Non-FBC_DryFGD_SCR_DSI & ACI & GPM & DRET | 0 | 0 | 0 | 0 | 0 | 0 | 0
00 Ret.Exist_Non-FBC_DryFGD_SCR_DSI & ACI & GPM & NGC | 0 | 0 | 0 | 0 | 0 | 0 | 0
00 Ret.Exist_Non-FBC_DryFGD_SCR_DSI & ACI & NGC | 0 | 0 | 0 | 0 | 0 | 0 | 0
00 Ret.Exist_Non-FBC_DryFGD_SCR_DSI & C2G | 0 | 0 | 0 | 0 | 0 | 0 | 0
00 Ret.Exist_Non-FBC_DryFGD_SCR_DSI & CCS | 0 | 0 | 0 | 0 | 0 | 0 | 0
00 Ret.Exist_Non-FBC_DryFGD_SCR_DSI & DRET | 0 | 0 | 0 | 0 | 0 | 0 | 0
00 Ret.Exist_Non-FBC_DryFGD_SCR_DSI & GPM | 0 | 0 | 0 | 0 | 0 | 0 | 0
00 Ret.Exist_Non-FBC_DryFGD_SCR_DSI & GPM & C2G | 0 | 0 | 0 | 0 | 0 | 0 | 0
00 Ret.Exist_Non-FBC_DryFGD_SCR_DSI & GPM & CCS | 0 | 0 | 0 | 0 | 0 | 0 | 0
00 Ret.Exist_Non-FBC_DryFGD_SCR_DSI & GPM & DRET | 0 | 0 | 0 | 0 | 0 | 0 | 0
00 Ret.Exist_Non-FBC_DryFGD_SCR_DSI & GPM & NGC | 0 | 0 | 0 | 0 | 0 | 0 | 0
00 Ret.Exist_Non-FBC_DryFGD_SCR_DSI & NGC | 0 | 0 | 0 | 0 | 0 | 0 | 0
00 Ret.Exist_Non-FBC_DryFGD_SNCR_ACI & C2G | 0 | 0 | 0 | 0 | 0 | 0 | 0
00 Ret.Exist_Non-FBC_DryFGD_SNCR_ACI & C2G & SCR | 0 | 0 | 0 | 0 | 0 | 0 | 0
00 Ret.Exist_Non-FBC_DryFGD_SNCR_ACI & DCCS | 0 | 0 | 0 | 0 | 0 | 0 | 0
00 Ret.Exist_Non-FBC_DryFGD_SNCR_ACI & DCCS & SCR & CCS | 0 | 0 | 0 | 0 | 0 | 0 | 0
00 Ret.Exist_Non-FBC_DryFGD_SNCR_ACI & DRET | 0 | 0 | 0 | 0 | 0 | 0 | 0
00 Ret.Exist_Non-FBC_DryFGD_SNCR_ACI & GPM | 0 | 0 | 0 | 0 | 0 | 0 | 0
00 Ret.Exist_Non-FBC_DryFGD_SNCR_ACI & GPM & C2G | 0 | 0 | 0 | 0 | 0 | 0 | 0
00 Ret.Exist_Non-FBC_DryFGD_SNCR_ACI & GPM & C2G & SCR | 0 | 0 | 0 | 0 | 0 | 0 | 0
00 Ret.Exist_Non-FBC_DryFGD_SNCR_ACI & GPM & DRET | 0 | 0 | 0 | 0 | 0 | 0 | 0
00 Ret.Exist_Non-FBC_DryFGD_SNCR_ACI & GPM & NGC | 0 | 0 | 0 | 0 | 0 | 0 | 0
00 Ret.Exist_Non-FBC_DryFGD_SNCR_ACI & GPM & SCR | 0 | 0 | 0 | 0 | 0 | 0 | 0
00 Ret.Exist_Non-FBC_DryFGD_SNCR_ACI & GPM & SCR & CCS | 0 | 0 | 0 | 0 | 0 | 0 | 0
00 Ret.Exist_Non-FBC_DryFGD_SNCR_ACI & GPM & SCR & DRET | 0 | 0 | 0 | 0 | 0 | 0 | 0
00 Ret.Exist_Non-FBC_DryFGD_SNCR_ACI & GPM & SCR & NGC | 0 | 0 | 0 | 0 | 0 | 0 | 0
00 Ret.Exist_Non-FBC_DryFGD_SNCR_ACI & NGC | 0 | 0 | 0 | 0 | 0 | 0 | 0
00 Ret.Exist_Non-FBC_DryFGD_SNCR_ACI & SCR | 0 | 0 | 0 | 0 | 0 | 0 | 0
00 Ret.Exist_Non-FBC_DryFGD_SNCR_ACI & SCR & C2G | 0 | 0 | 0 | 0 | 0 | 0 | 0
00 Ret.Exist_Non-FBC_DryFGD_SNCR_ACI & SCR & CCS | 0 | 0 | 0 | 0 | 0 | 0 | 0
00 Ret.Exist_Non-FBC_DryFGD_SNCR_ACI & SCR & DRET | 0 | 0 | 0 | 0 | 0 | 0 | 0
00 Ret.Exist_Non-FBC_DryFGD_SNCR_ACI & SCR & NGC | 0 | 0 | 0 | 0 | 0 | 0 | 0
00 Ret.Exist_Non-FBC_DryFGD_SNCR_ACI_DSI & C2G | 0 | 0 | 0 | 0 | 0 | 0 | 0
00 Ret.Exist_Non-FBC_DryFGD_SNCR_ACI_DSI & C2G & SCR | 0 | 0 | 0 | 0 | 0 | 0 | 0
00 Ret.Exist_Non-FBC_DryFGD_SNCR_ACI_DSI & DRET | 0 | 0 | 0 | 0 | 0 | 0 | 0
00 Ret.Exist_Non-FBC_DryFGD_SNCR_ACI_DSI & GPM | 0 | 0 | 0 | 0 | 0 | 0 | 0
00 Ret.Exist_Non-FBC_DryFGD_SNCR_ACI_DSI & GPM & C2G | 0 | 0 | 0 | 0 | 0 | 0 | 0
00 Ret.Exist_Non-FBC_DryFGD_SNCR_ACI_DSI & GPM & C2G & SCR | 0 | 0 | 0 | 0 | 0 | 0 | 0
00 Ret.Exist_Non-FBC_DryFGD_SNCR_ACI_DSI & GPM & DRET | 0 | 0 | 0 | 0 | 0 | 0 | 0
00 Ret.Exist_Non-FBC_DryFGD_SNCR_ACI_DSI & GPM & NGC | 0 | 0 | 0 | 0 | 0 | 0 | 0
00 Ret.Exist_Non-FBC_DryFGD_SNCR_ACI_DSI & GPM & SCR | 0 | 0 | 0 | 0 | 0 | 0 | 0
00 Ret.Exist_Non-FBC_DryFGD_SNCR_ACI_DSI & GPM & SCR & CCS | 0 | 0 | 0 | 0 | 0 | 0 | 0
00 Ret.Exist_Non-FBC_DryFGD_SNCR_ACI_DSI & GPM & SCR & DRET | 0 | 0 | 0 | 0 | 0 | 0 | 0
00 Ret.Exist_Non-FBC_DryFGD_SNCR_ACI_DSI & GPM & SCR & NGC | 0 | 0 | 0 | 0 | 0 | 0 | 0
00 Ret.Exist_Non-FBC_DryFGD_SNCR_ACI_DSI & NGC | 0 | 0 | 0 | 0 | 0 | 0 | 0
00 Ret.Exist_Non-FBC_DryFGD_SNCR_ACI_DSI & SCR | 0 | 0 | 0 | 0 | 0 | 0 | 0
00 Ret.Exist_Non-FBC_DryFGD_SNCR_ACI_DSI & SCR & C2G | 0 | 0 | 0 | 0 | 0 | 0 | 0
00 Ret.Exist_Non-FBC_DryFGD_SNCR_ACI_DSI & SCR & CCS | 0 | 0 | 0 | 0 | 0 | 0 | 0
00 Ret.Exist_Non-FBC_DryFGD_SNCR_ACI_DSI & SCR & DRET | 0 | 0 | 0 | 0 | 0 | 0 | 0
00 Ret.Exist_Non-FBC_DryFGD_SNCR_ACI_DSI & SCR & NGC | 0 | 0 | 0 | 0 | 0 | 0 | 0
00 Ret.Exist_Non-FBC_DSI & ACI | 0 | 0 | 0 | 0 | 0 | 0 | 0
00 Ret.Exist_Non-FBC_DSI & ACI & C2G | 0 | 0 | 0 | 0 | 0 | 0 | 0
00 Ret.Exist_Non-FBC_DSI & ACI & C2G & SCR | 0 | 0 | 0 | 0 | 0 | 0 | 0
00 Ret.Exist_Non-FBC_DSI & ACI & DRET | 0 | 0 | 0 | 0 | 0 | 0 | 0
00 Ret.Exist_Non-FBC_DSI & ACI & GPM | 0 | 0 | 0 | 0 | 0 | 0 | 0
00 Ret.Exist_Non-FBC_DSI & ACI & GPM & C2G | 0 | 0 | 0 | 0 | 0 | 0 | 0
00 Ret.Exist_Non-FBC_DSI & ACI & GPM & C2G & SCR | 0 | 0 | 0 | 0 | 0 | 0 | 0
00 Ret.Exist_Non-FBC_DSI & ACI & GPM & DRET | 0 | 0 | 0 | 0 | 0 | 0 | 0
00 Ret.Exist_Non-FBC_DSI & ACI & GPM & NGC | 0 | 0 | 0 | 0 | 0 | 0 | 0
00 Ret.Exist_Non-FBC_DSI & ACI & GPM & SCR | 0 | 0 | 0 | 0 | 0 | 0 | 0
00 Ret.Exist_Non-FBC_DSI & ACI & GPM & SCR & DRET | 0 | 0 | 0 | 0 | 0 | 0 | 0
00 Ret.Exist_Non-FBC_DSI & ACI & GPM & SCR & NGC | 0 | 0 | 0 | 0 | 0 | 0 | 0
00 Ret.Exist_Non-FBC_DSI & ACI & GPM & SNCR | 0 | 0 | 0 | 0 | 0 | 0 | 0
00 Ret.Exist_Non-FBC_DSI & ACI & GPM & SNCR & DRET | 0 | 0 | 0 | 0 | 0 | 0 | 0
00 Ret.Exist_Non-FBC_DSI & ACI & GPM & SNCR & NGC | 0 | 0 | 0 | 0 | 0 | 0 | 0
00 Ret.Exist_Non-FBC_DSI & ACI & GPM & WetFGD & SCR & CCS | 0 | 0 | 0 | 0 | 0 | 0 | 0
00 Ret.Exist_Non-FBC_DSI & ACI & NGC | 0 | 0 | 0 | 0 | 0 | 0 | 0
00 Ret.Exist_Non-FBC_DSI & ACI & SCR | 0 | 0 | 0 | 0 | 0 | 0 | 0
00 Ret.Exist_Non-FBC_DSI & ACI & SCR & DRET | 0 | 0 | 0 | 0 | 0 | 0 | 0
00 Ret.Exist_Non-FBC_DSI & ACI & SCR & NGC | 0 | 0 | 0 | 0 | 0 | 0 | 0
00 Ret.Exist_Non-FBC_DSI & ACI & SNCR | 0 | 0 | 0 | 0 | 0 | 0 | 0
00 Ret.Exist_Non-FBC_DSI & ACI & SNCR & DRET | 0 | 0 | 0 | 0 | 0 | 0 | 0
00 Ret.Exist_Non-FBC_DSI & ACI & SNCR & NGC | 0 | 0 | 0 | 0 | 0 | 0 | 0
00 Ret.Exist_Non-FBC_DSI & ACI & WetFGD & SCR & CCS | 0 | 0 | 0 | 0 | 0 | 0 | 0
00 Ret.Exist_Non-FBC_DSI & C2G | 0 | 0 | 0 | 0 | 0 | 0 | 0
00 Ret.Exist_Non-FBC_DSI & C2G & SCR | 0 | 0 | 0 | 0 | 0 | 0 | 0
00 Ret.Exist_Non-FBC_DSI & DRET | 0 | 0 | 0 | 0 | 0 | 0 | 0
00 Ret.Exist_Non-FBC_DSI & GPM | 0 | 0 | 0 | 0 | 0 | 0 | 0
00 Ret.Exist_Non-FBC_DSI & GPM & C2G | 0 | 0 | 0 | 0 | 0 | 0 | 0
00 Ret.Exist_Non-FBC_DSI & GPM & C2G & SCR | 0 | 0 | 0 | 0 | 0 | 0 | 0
00 Ret.Exist_Non-FBC_DSI & GPM & DRET | 0 | 0 | 0 | 0 | 0 | 0 | 0
00 Ret.Exist_Non-FBC_DSI & GPM & NGC | 0 | 0 | 0 | 0 | 0 | 0 | 0
00 Ret.Exist_Non-FBC_DSI & GPM & SCR | 0 | 0 | 0 | 0 | 0 | 0 | 0
00 Ret.Exist_Non-FBC_DSI & GPM & SCR & DRET | 0 | 0 | 0 | 0 | 0 | 0 | 0
00 Ret.Exist_Non-FBC_DSI & GPM & SCR & NGC | 0 | 0 | 0 | 0 | 0 | 0 | 0
00 Ret.Exist_Non-FBC_DSI & GPM & SNCR | 0 | 0 | 0 | 0 | 0 | 0 | 0
00 Ret.Exist_Non-FBC_DSI & GPM & SNCR & DRET | 0 | 0 | 0 | 0 | 0 | 0 | 0
00 Ret.Exist_Non-FBC_DSI & GPM & SNCR & NGC | 0 | 0 | 0 | 0 | 0 | 0 | 0
00 Ret.Exist_Non-FBC_DSI & GPM & WetFGD & SCR & CCS | 0 | 0 | 0 | 0 | 0 | 0 | 0
00 Ret.Exist_Non-FBC_DSI & NGC | 0 | 0 | 0 | 0 | 0 | 0 | 0
00 Ret.Exist_Non-FBC_DSI & SCR | 0 | 0 | 0 | 0 | 0 | 0 | 0
00 Ret.Exist_Non-FBC_DSI & SCR & C2G | 0 | 0 | 0 | 0 | 0 | 0 | 0
00 Ret.Exist_Non-FBC_DSI & SCR & DRET | 0 | 0 | 0 | 0 | 0 | 0 | 0
00 Ret.Exist_Non-FBC_DSI & SCR & NGC | 0 | 0 | 0 | 0 | 0 | 0 | 0
00 Ret.Exist_Non-FBC_DSI & SCR & WetFGD & CCS | 0 | 0 | 0 | 0 | 0 | 0 | 0
00 Ret.Exist_Non-FBC_DSI & SNCR | 0 | 0 | 0 | 0 | 0 | 0 | 0
00 Ret.Exist_Non-FBC_DSI & SNCR & C2G | 0 | 0 | 0 | 0 | 0 | 0 | 0
00 Ret.Exist_Non-FBC_DSI & SNCR & DRET | 0 | 0 | 0 | 0 | 0 | 0 | 0
00 Ret.Exist_Non-FBC_DSI & SNCR & NGC | 0 | 0 | 0 | 0 | 0 | 0 | 0
00 Ret.Exist_Non-FBC_NoCtrl & ACI | 0 | 0 | 0 | 0 | 0 | 0 | 0
00 Ret.Exist_Non-FBC_NoCtrl & ACI & C2G | 0 | 0 | 0 | 0 | 0 | 0 | 0
00 Ret.Exist_Non-FBC_NoCtrl & ACI & C2G & SCR | 0 | 0 | 0 | 0 | 0 | 0 | 0
00 Ret.Exist_Non-FBC_NoCtrl & ACI & DRET | 0 | 0 | 0 | 0 | 0 | 0 | 0
00 Ret.Exist_Non-FBC_NoCtrl & ACI & DSI | 0 | 0 | 0 | 0 | 0 | 0 | 0
00 Ret.Exist_Non-FBC_NoCtrl & ACI & DSI & C2G | 0 | 0 | 0 | 0 | 0 | 0 | 0
00 Ret.Exist_Non-FBC_NoCtrl & ACI & DSI & C2G & SCR | 0 | 0 | 0 | 0 | 0 | 0 | 0
00 Ret.Exist_Non-FBC_NoCtrl & ACI & DSI & DRET | 0 | 0 | 0 | 0 | 0 | 0 | 0
00 Ret.Exist_Non-FBC_NoCtrl & ACI & DSI & GPM | 0 | 0 | 0 | 0 | 0 | 0 | 0
00 Ret.Exist_Non-FBC_NoCtrl & ACI & DSI & GPM & C2G | 0 | 0 | 0 | 0 | 0 | 0 | 0
00 Ret.Exist_Non-FBC_NoCtrl & ACI & DSI & GPM & C2G & SCR | 0 | 0 | 0 | 0 | 0 | 0 | 0
00 Ret.Exist_Non-FBC_NoCtrl & ACI & DSI & GPM & DRET | 0 | 0 | 0 | 0 | 0 | 0 | 0
00 Ret.Exist_Non-FBC_NoCtrl & ACI & DSI & GPM & NGC | 0 | 0 | 0 | 0 | 0 | 0 | 0
00 Ret.Exist_Non-FBC_NoCtrl & ACI & DSI & GPM & SCR | 0 | 0 | 0 | 0 | 0 | 0 | 0
00 Ret.Exist_Non-FBC_NoCtrl & ACI & DSI & GPM & SCR & DRET | 0 | 0 | 0 | 0 | 0 | 0 | 0
00 Ret.Exist_Non-FBC_NoCtrl & ACI & DSI & GPM & SCR & NGC | 0 | 0 | 0 | 0 | 0 | 0 | 0
00 Ret.Exist_Non-FBC_NoCtrl & ACI & DSI & GPM & SNCR | 0 | 0 | 0 | 0 | 0 | 0 | 0
00 Ret.Exist_Non-FBC_NoCtrl & ACI & DSI & GPM & SNCR & DRET | 0 | 0 | 0 | 0 | 0 | 0 | 0
00 Ret.Exist_Non-FBC_NoCtrl & ACI & DSI & GPM & SNCR & NGC | 0 | 0 | 0 | 0 | 0 | 0 | 0
00 Ret.Exist_Non-FBC_NoCtrl & ACI & DSI & GPM & WetFGD & SCR & CCS | 0 | 0 | 0 | 0 | 0 | 0 | 0
00 Ret.Exist_Non-FBC_NoCtrl & ACI & DSI & NGC | 0 | 0 | 0 | 0 | 0 | 0 | 0
00 Ret.Exist_Non-FBC_NoCtrl & ACI & DSI & SCR | 0 | 0 | 0 | 0 | 0 | 0 | 0
00 Ret.Exist_Non-FBC_NoCtrl & ACI & DSI & SCR & DRET | 0 | 0 | 0 | 0 | 0 | 0 | 0
00 Ret.Exist_Non-FBC_NoCtrl & ACI & DSI & SCR & NGC | 0 | 0 | 0 | 0 | 0 | 0 | 0
00 Ret.Exist_Non-FBC_NoCtrl & ACI & DSI & SNCR | 0 | 0 | 0 | 0 | 0 | 0 | 0
00 Ret.Exist_Non-FBC_NoCtrl & ACI & DSI & SNCR & DRET | 0 | 0 | 0 | 0 | 0 | 0 | 0
00 Ret.Exist_Non-FBC_NoCtrl & ACI & DSI & SNCR & NGC | 0 | 0 | 0 | 0 | 0 | 0 | 0
00 Ret.Exist_Non-FBC_NoCtrl & ACI & DSI & WetFGD & SCR & CCS | 0 | 0 | 0 | 0 | 0 | 0 | 0
00 Ret.Exist_Non-FBC_NoCtrl & ACI & GPM | 0 | 0 | 0 | 0 | 0 | 0 | 0
00 Ret.Exist_Non-FBC_NoCtrl & ACI & GPM & C2G | 0 | 0 | 0 | 0 | 0 | 0 | 0
00 Ret.Exist_Non-FBC_NoCtrl & ACI & GPM & C2G & SCR | 0 | 0 | 0 | 0 | 0 | 0 | 0
00 Ret.Exist_Non-FBC_NoCtrl & ACI & GPM & DRET | 0 | 0 | 0 | 0 | 0 | 0 | 0
00 Ret.Exist_Non-FBC_NoCtrl & ACI & GPM & NGC | 0 | 0 | 0 | 0 | 0 | 0 | 0
00 Ret.Exist_Non-FBC_NoCtrl & ACI & GPM & SCR | 0 | 0 | 0 | 0 | 0 | 0 | 0
00 Ret.Exist_Non-FBC_NoCtrl & ACI & GPM & SCR & DRET | 0 | 0 | 0 | 0 | 0 | 0 | 0
00 Ret.Exist_Non-FBC_NoCtrl & ACI & GPM & SCR & NGC | 0 | 0 | 0 | 0 | 0 | 0 | 0
00 Ret.Exist_Non-FBC_NoCtrl & ACI & GPM & SNCR | 0 | 0 | 0 | 0 | 0 | 0 | 0
00 Ret.Exist_Non-FBC_NoCtrl & ACI & GPM & SNCR & DRET | 0 | 0 | 0 | 0 | 0 | 0 | 0
00 Ret.Exist_Non-FBC_NoCtrl & ACI & GPM & SNCR & NGC | 0 | 0 | 0 | 0 | 0 | 0 | 0
00 Ret.Exist_Non-FBC_NoCtrl & ACI & GPM & WetFGD & SCR & CCS | 0 | 0 | 0 | 0 | 0 | 0 | 0
00 Ret.Exist_Non-FBC_NoCtrl & ACI & NGC | 0 | 0 | 0 | 0 | 0 | 0 | 0
00 Ret.Exist_Non-FBC_NoCtrl & ACI & SCR | 0 | 0 | 0 | 0 | 0 | 0 | 0
00 Ret.Exist_Non-FBC_NoCtrl & ACI & SCR & DRET | 0 | 0 | 0 | 0 | 0 | 0 | 0
00 Ret.Exist_Non-FBC_NoCtrl & ACI & SCR & NGC | 0 | 0 | 0 | 0 | 0 | 0 | 0
00 Ret.Exist_Non-FBC_NoCtrl & ACI & SNCR | 0 | 0 | 0 | 0 | 0 | 0 | 0
00 Ret.Exist_Non-FBC_NoCtrl & ACI & SNCR & DRET | 0 | 0 | 0 | 0 | 0 | 0 | 0
00 Ret.Exist_Non-FBC_NoCtrl & ACI & SNCR & NGC | 0 | 0 | 0 | 0 | 0 | 0 | 0
00 Ret.Exist_Non-FBC_NoCtrl & ACI & WetFGD & SCR & CCS | 0 | 0 | 0 | 0 | 0 | 0 | 0
00 Ret.Exist_Non-FBC_NoCtrl & C2G | 0 | 0 | 0 | 0 | 0 | 0 | 0
00 Ret.Exist_Non-FBC_NoCtrl & C2G & SCR | 0 | 0 | 0 | 0 | 0 | 0 | 0
00 Ret.Exist_Non-FBC_NoCtrl & DCCS | 0 | 0 | 0 | 0 | 0 | 0 | 0
00 Ret.Exist_Non-FBC_NoCtrl & DCCS & WetFGD & SCR & CCS | 0 | 0 | 0 | 0 | 0 | 0 | 0
00 Ret.Exist_Non-FBC_NoCtrl & DRET | 0 | 0 | 0 | 0 | 0 | 0 | 0
00 Ret.Exist_Non-FBC_NoCtrl & DSI | 0 | 0 | 0 | 0 | 0 | 0 | 0
00 Ret.Exist_Non-FBC_NoCtrl & DSI & C2G | 0 | 0 | 0 | 0 | 0 | 0 | 0
00 Ret.Exist_Non-FBC_NoCtrl & DSI & C2G & SCR | 0 | 0 | 0 | 0 | 0 | 0 | 0
00 Ret.Exist_Non-FBC_NoCtrl & DSI & DRET | 0 | 0 | 0 | 0 | 0 | 0 | 0
00 Ret.Exist_Non-FBC_NoCtrl & DSI & GPM | 0 | 0 | 0 | 0 | 0 | 0 | 0
00 Ret.Exist_Non-FBC_NoCtrl & DSI & GPM & C2G | 0 | 0 | 0 | 0 | 0 | 0 | 0
00 Ret.Exist_Non-FBC_NoCtrl & DSI & GPM & C2G & SCR | 0 | 0 | 0 | 0 | 0 | 0 | 0
00 Ret.Exist_Non-FBC_NoCtrl & DSI & GPM & DRET | 0 | 0 | 0 | 0 | 0 | 0 | 0
00 Ret.Exist_Non-FBC_NoCtrl & DSI & GPM & NGC | 0 | 0 | 0 | 0 | 0 | 0 | 0
00 Ret.Exist_Non-FBC_NoCtrl & DSI & GPM & SCR | 0 | 0 | 0 | 0 | 0 | 0 | 0
00 Ret.Exist_Non-FBC_NoCtrl & DSI & GPM & SCR & DRET | 0 | 0 | 0 | 0 | 0 | 0 | 0
00 Ret.Exist_Non-FBC_NoCtrl & DSI & GPM & SCR & NGC | 0 | 0 | 0 | 0 | 0 | 0 | 0
00 Ret.Exist_Non-FBC_NoCtrl & DSI & GPM & SNCR | 0 | 0 | 0 | 0 | 0 | 0 | 0
00 Ret.Exist_Non-FBC_NoCtrl & DSI & GPM & SNCR & DRET | 0 | 0 | 0 | 0 | 0 | 0 | 0
00 Ret.Exist_Non-FBC_NoCtrl & DSI & GPM & SNCR & NGC | 0 | 0 | 0 | 0 | 0 | 0 | 0
00 Ret.Exist_Non-FBC_NoCtrl & DSI & GPM & WetFGD & SCR & CCS | 0 | 0 | 0 | 0 | 0 | 0 | 0
00 Ret.Exist_Non-FBC_NoCtrl & DSI & NGC | 0 | 0 | 0 | 0 | 0 | 0 | 0
00 Ret.Exist_Non-FBC_NoCtrl & DSI & SCR | 0 | 0 | 0 | 0 | 0 | 0 | 0
00 Ret.Exist_Non-FBC_NoCtrl & DSI & SCR & DRET | 0 | 0 | 0 | 0 | 0 | 0 | 0
00 Ret.Exist_Non-FBC_NoCtrl & DSI & SCR & NGC | 0 | 0 | 0 | 0 | 0 | 0 | 0
00 Ret.Exist_Non-FBC_NoCtrl & DSI & SNCR | 0 | 0 | 0 | 0 | 0 | 0 | 0
00 Ret.Exist_Non-FBC_NoCtrl & DSI & SNCR & DRET | 0 | 0 | 0 | 0 | 0 | 0 | 0
00 Ret.Exist_Non-FBC_NoCtrl & DSI & SNCR & NGC | 0 | 0 | 0 | 0 | 0 | 0 | 0
00 Ret.Exist_Non-FBC_NoCtrl & DSI & WetFGD & SCR & CCS | 0 | 0 | 0 | 0 | 0 | 0 | 0
00 Ret.Exist_Non-FBC_NoCtrl & GPM | 0 | 0 | 0 | 0 | 0 | 0 | 0
00 Ret.Exist_Non-FBC_NoCtrl & GPM & C2G | 0 | 0 | 0 | 0 | 0 | 0 | 0
00 Ret.Exist_Non-FBC_NoCtrl & GPM & C2G & SCR | 0 | 0 | 0 | 0 | 0 | 0 | 0
00 Ret.Exist_Non-FBC_NoCtrl & GPM & DRET | 0 | 0 | 0 | 0 | 0 | 0 | 0
00 Ret.Exist_Non-FBC_NoCtrl & GPM & NGC | 0 | 0 | 0 | 0 | 0 | 0 | 0
00 Ret.Exist_Non-FBC_NoCtrl & GPM & SCR | 0 | 0 | 0 | 0 | 0 | 0 | 0
00 Ret.Exist_Non-FBC_NoCtrl & GPM & SCR & DRET | 0 | 0 | 0 | 0 | 0 | 0 | 0
00 Ret.Exist_Non-FBC_NoCtrl & GPM & SCR & NGC | 0 | 0 | 0 | 0 | 0 | 0 | 0
00 Ret.Exist_Non-FBC_NoCtrl & GPM & SNCR | 0 | 0 | 0 | 0 | 0 | 0 | 0
00 Ret.Exist_Non-FBC_NoCtrl & GPM & SNCR & DRET | 0 | 0 | 0 | 0 | 0 | 0 | 0
00 Ret.Exist_Non-FBC_NoCtrl & GPM & SNCR & NGC | 0 | 0 | 0 | 0 | 0 | 0 | 0
00 Ret.Exist_Non-FBC_NoCtrl & GPM & WetFGD & SCR & CCS | 0 | 0 | 0 | 0 | 0 | 0 | 0
00 Ret.Exist_Non-FBC_NoCtrl & NGC | 0 | 0 | 0 | 0 | 0 | 0 | 0
00 Ret.Exist_Non-FBC_NoCtrl & SCR | 0 | 0 | 0 | 0 | 0 | 0 | 0
00 Ret.Exist_Non-FBC_NoCtrl & SCR & C2G | 0 | 0 | 0 | 0 | 0 | 0 | 0
00 Ret.Exist_Non-FBC_NoCtrl & SCR & DRET | 0 | 0 | 0 | 0 | 0 | 0 | 0
00 Ret.Exist_Non-FBC_NoCtrl & SCR & NGC | 0 | 0 | 0 | 0 | 0 | 0 | 0
00 Ret.Exist_Non-FBC_NoCtrl & SCR & WetFGD & CCS | 0 | 0 | 0 | 0 | 0 | 0 | 0
00 Ret.Exist_Non-FBC_NoCtrl & SNCR | 0 | 0 | 0 | 0 | 0 | 0 | 0
00 Ret.Exist_Non-FBC_NoCtrl & SNCR & C2G | 0 | 0 | 0 | 0 | 0 | 0 | 0
00 Ret.Exist_Non-FBC_NoCtrl & SNCR & DRET | 0 | 0 | 0 | 0 | 0 | 0 | 0
00 Ret.Exist_Non-FBC_NoCtrl & SNCR & NGC | 0 | 0 | 0 | 0 | 0 | 0 | 0
00 Ret.Exist_Non-FBC_SCR_ACI & C2G | 0 | 0 | 0 | 0 | 0 | 0 | 0
00 Ret.Exist_Non-FBC_SCR_ACI & DCCS | 0 | 0 | 0 | 0 | 0 | 0 | 0
00 Ret.Exist_Non-FBC_SCR_ACI & DCCS & WetFGD & CCS | 0 | 0 | 0 | 0 | 0 | 0 | 0
00 Ret.Exist_Non-FBC_SCR_ACI & DRET | 0 | 0 | 0 | 0 | 0 | 0 | 0
00 Ret.Exist_Non-FBC_SCR_ACI & DSI | 0 | 0 | 0 | 0 | 0 | 0 | 0
00 Ret.Exist_Non-FBC_SCR_ACI & DSI & C2G | 0 | 0 | 0 | 0 | 0 | 0 | 0
00 Ret.Exist_Non-FBC_SCR_ACI & DSI & DRET | 0 | 0 | 0 | 0 | 0 | 0 | 0
00 Ret.Exist_Non-FBC_SCR_ACI & DSI & GPM | 0 | 0 | 0 | 0 | 0 | 0 | 0
00 Ret.Exist_Non-FBC_SCR_ACI & DSI & GPM & C2G | 0 | 0 | 0 | 0 | 0 | 0 | 0
00 Ret.Exist_Non-FBC_SCR_ACI & DSI & GPM & DRET | 0 | 0 | 0 | 0 | 0 | 0 | 0
00 Ret.Exist_Non-FBC_SCR_ACI & DSI & GPM & NGC | 0 | 0 | 0 | 0 | 0 | 0 | 0
00 Ret.Exist_Non-FBC_SCR_ACI & DSI & GPM & WetFGD & CCS | 0 | 0 | 0 | 0 | 0 | 0 | 0
00 Ret.Exist_Non-FBC_SCR_ACI & DSI & NGC | 0 | 0 | 0 | 0 | 0 | 0 | 0
00 Ret.Exist_Non-FBC_SCR_ACI & DSI & WetFGD & CCS | 0 | 0 | 0 | 0 | 0 | 0 | 0
00 Ret.Exist_Non-FBC_SCR_ACI & GPM | 0 | 0 | 0 | 0 | 0 | 0 | 0
00 Ret.Exist_Non-FBC_SCR_ACI & GPM & C2G | 0 | 0 | 0 | 0 | 0 | 0 | 0
00 Ret.Exist_Non-FBC_SCR_ACI & GPM & DRET | 0 | 0 | 0 | 0 | 0 | 0 | 0
00 Ret.Exist_Non-FBC_SCR_ACI & GPM & NGC | 0 | 0 | 0 | 0 | 0 | 0 | 0
00 Ret.Exist_Non-FBC_SCR_ACI & GPM & WetFGD & CCS | 0 | 0 | 0 | 0 | 0 | 0 | 0
00 Ret.Exist_Non-FBC_SCR_ACI & NGC | 0 | 0 | 0 | 0 | 0 | 0 | 0
00 Ret.Exist_Non-FBC_SCR_ACI & WetFGD & CCS | 0 | 0 | 0 | 0 | 0 | 0 | 0
00 Ret.Exist_Non-FBC_SCR_ACI_DSI & C2G | 305 | 305 | 305 | 305 | 305 | 305 | 305
00 Ret.Exist_Non-FBC_SCR_ACI_DSI & DCCS | 0 | 0 | 0 | 0 | 0 | 0 | 0
00 Ret.Exist_Non-FBC_SCR_ACI_DSI & DCCS & WetFGD & CCS | 0 | 0 | 0 | 0 | 0 | 0 | 0
00 Ret.Exist_Non-FBC_SCR_ACI_DSI & DRET | 0 | 0 | 0 | 0 | 0 | 0 | 0
00 Ret.Exist_Non-FBC_SCR_ACI_DSI & GPM | 0 | 0 | 0 | 0 | 0 | 0 | 0
00 Ret.Exist_Non-FBC_SCR_ACI_DSI & GPM & C2G | 0 | 0 | 0 | 0 | 0 | 0 | 0
00 Ret.Exist_Non-FBC_SCR_ACI_DSI & GPM & DRET | 0 | 0 | 0 | 0 | 0 | 0 | 0
00 Ret.Exist_Non-FBC_SCR_ACI_DSI & GPM & NGC | 0 | 0 | 0 | 0 | 0 | 0 | 0
00 Ret.Exist_Non-FBC_SCR_ACI_DSI & GPM & WetFGD & CCS | 0 | 0 | 0 | 0 | 0 | 0 | 0
00 Ret.Exist_Non-FBC_SCR_ACI_DSI & NGC | 0 | 0 | 0 | 0 | 0 | 0 | 0
00 Ret.Exist_Non-FBC_SCR_ACI_DSI & WetFGD & CCS | 0 | 0 | 0 | 0 | 0 | 0 | 0
00 Ret.Exist_Non-FBC_SNCR_ACI & C2G | 0 | 0 | 0 | 0 | 0 | 0 | 0
00 Ret.Exist_Non-FBC_SNCR_ACI & C2G & SCR | 0 | 0 | 0 | 0 | 0 | 0 | 0
00 Ret.Exist_Non-FBC_SNCR_ACI & DRET | 0 | 0 | 0 | 0 | 0 | 0 | 0
00 Ret.Exist_Non-FBC_SNCR_ACI & DSI | 0 | 0 | 0 | 0 | 0 | 0 | 0
00 Ret.Exist_Non-FBC_SNCR_ACI & DSI & C2G | 0 | 0 | 0 | 0 | 0 | 0 | 0
00 Ret.Exist_Non-FBC_SNCR_ACI & DSI & C2G & SCR | 0 | 0 | 0 | 0 | 0 | 0 | 0
00 Ret.Exist_Non-FBC_SNCR_ACI & DSI & DRET | 0 | 0 | 0 | 0 | 0 | 0 | 0
00 Ret.Exist_Non-FBC_SNCR_ACI & DSI & NGC | 0 | 0 | 0 | 0 | 0 | 0 | 0
00 Ret.Exist_Non-FBC_SNCR_ACI & DSI & SCR | 0 | 0 | 0 | 0 | 0 | 0 | 0
00 Ret.Exist_Non-FBC_SNCR_ACI & DSI & SCR & DRET | 0 | 0 | 0 | 0 | 0 | 0 | 0
00 Ret.Exist_Non-FBC_SNCR_ACI & DSI & SCR & NGC | 0 | 0 | 0 | 0 | 0 | 0 | 0
00 Ret.Exist_Non-FBC_SNCR_ACI & DSI & WetFGD & SCR & CCS | 0 | 0 | 0 | 0 | 0 | 0 | 0
00 Ret.Exist_Non-FBC_SNCR_ACI & GPM | 0 | 0 | 0 | 0 | 0 | 0 | 0
00 Ret.Exist_Non-FBC_SNCR_ACI & GPM & C2G | 0 | 0 | 0 | 0 | 0 | 0 | 0
00 Ret.Exist_Non-FBC_SNCR_ACI & GPM & C2G & SCR | 0 | 0 | 0 | 0 | 0 | 0 | 0
00 Ret.Exist_Non-FBC_SNCR_ACI & GPM & DRET | 0 | 0 | 0 | 0 | 0 | 0 | 0
00 Ret.Exist_Non-FBC_SNCR_ACI & GPM & NGC | 0 | 0 | 0 | 0 | 0 | 0 | 0
00 Ret.Exist_Non-FBC_SNCR_ACI & GPM & SCR | 0 | 0 | 0 | 0 | 0 | 0 | 0
00 Ret.Exist_Non-FBC_SNCR_ACI & GPM & SCR & DRET | 0 | 0 | 0 | 0 | 0 | 0 | 0
00 Ret.Exist_Non-FBC_SNCR_ACI & GPM & SCR & NGC | 0 | 0 | 0 | 0 | 0 | 0 | 0
00 Ret.Exist_Non-FBC_SNCR_ACI & GPM & WetFGD & SCR & CCS | 0 | 0 | 0 | 0 | 0 | 0 | 0
00 Ret.Exist_Non-FBC_SNCR_ACI & NGC | 0 | 0 | 0 | 0 | 0 | 0 | 0
00 Ret.Exist_Non-FBC_SNCR_ACI & SCR | 0 | 0 | 0 | 0 | 0 | 0 | 0
00 Ret.Exist_Non-FBC_SNCR_ACI & SCR & C2G | 0 | 0 | 0 | 0 | 0 | 0 | 0
00 Ret.Exist_Non-FBC_SNCR_ACI & SCR & DRET | 0 | 0 | 0 | 0 | 0 | 0 | 0
00 Ret.Exist_Non-FBC_SNCR_ACI & SCR & NGC | 0 | 0 | 0 | 0 | 0 | 0 | 0
00 Ret.Exist_Non-FBC_SNCR_ACI & SCR & WetFGD & CCS | 0 | 0 | 0 | 0 | 0 | 0 | 0
00 Ret.Exist_Non-FBC_SNCR_ACI_DSI & C2G | 1033 | 496 | 496 | 496 | 496 | 496 | 496
00 Ret.Exist_Non-FBC_SNCR_ACI_DSI & C2G & SCR | 0 | 535.436 | 535.436 | 535.436 | 535.436 | 535.436 | 535.436
00 Ret.Exist_Non-FBC_SNCR_ACI_DSI & DCCS | 0 | 0 | 0 | 0 | 0 | 0 | 0
00 Ret.Exist_Non-FBC_SNCR_ACI_DSI & DCCS & WetFGD & SCR & CCS | 0 | 0 | 0 | 0 | 0 | 0 | 0
00 Ret.Exist_Non-FBC_SNCR_ACI_DSI & DRET | 0 | 0 | 0 | 0 | 0 | 0 | 0
00 Ret.Exist_Non-FBC_SNCR_ACI_DSI & GPM | 0 | 0 | 0 | 0 | 0 | 0 | 0
00 Ret.Exist_Non-FBC_SNCR_ACI_DSI & GPM & C2G | 0 | 0 | 0 | 0 | 0 | 0 | 0
00 Ret.Exist_Non-FBC_SNCR_ACI_DSI & GPM & C2G & SCR | 0 | 0 | 0 | 0 | 0 | 0 | 0
00 Ret.Exist_Non-FBC_SNCR_ACI_DSI & GPM & DRET | 0 | 0 | 0 | 0 | 0 | 0 | 0
00 Ret.Exist_Non-FBC_SNCR_ACI_DSI & GPM & NGC | 0 | 0 | 0 | 0 | 0 | 0 | 0
00 Ret.Exist_Non-FBC_SNCR_ACI_DSI & GPM & SCR | 0 | 0 | 0 | 0 | 0 | 0 | 0
00 Ret.Exist_Non-FBC_SNCR_ACI_DSI & GPM & SCR & DRET | 0 | 0 | 0 | 0 | 0 | 0 | 0
00 Ret.Exist_Non-FBC_SNCR_ACI_DSI & GPM & SCR & NGC | 0 | 0 | 0 | 0 | 0 | 0 | 0
00 Ret.Exist_Non-FBC_SNCR_ACI_DSI & GPM & WetFGD & SCR & CCS | 0 | 0 | 0 | 0 | 0 | 0 | 0
00 Ret.Exist_Non-FBC_SNCR_ACI_DSI & NGC | 0 | 0 | 0 | 0 | 0 | 0 | 0
00 Ret.Exist_Non-FBC_SNCR_ACI_DSI & SCR | 0 | 0 | 0 | 0 | 0 | 0 | 0
00 Ret.Exist_Non-FBC_SNCR_ACI_DSI & SCR & C2G | 0 | 0 | 0 | 0 | 0 | 0 | 0
00 Ret.Exist_Non-FBC_SNCR_ACI_DSI & SCR & DRET | 0 | 0 | 0 | 0 | 0 | 0 | 0
00 Ret.Exist_Non-FBC_SNCR_ACI_DSI & SCR & NGC | 0 | 0 | 0 | 0 | 0 | 0 | 0
00 Ret.Exist_Non-FBC_SNCR_ACI_DSI & SCR & WetFGD & CCS | 0 | 0 | 0 | 0 | 0 | 0 | 0
00 Ret.Exist_Non-FBC_WetFGD & ACI | 0 | 0 | 0 | 0 | 0 | 0 | 0
00 Ret.Exist_Non-FBC_WetFGD & ACI & C2G | 0 | 0 | 0 | 0 | 0 | 0 | 0
00 Ret.Exist_Non-FBC_WetFGD & ACI & C2G & SCR | 0 | 0 | 0 | 0 | 0 | 0 | 0
00 Ret.Exist_Non-FBC_WetFGD & ACI & DRET | 0 | 0 | 0 | 0 | 0 | 0 | 0
00 Ret.Exist_Non-FBC_WetFGD & ACI & GPM | 0 | 0 | 0 | 0 | 0 | 0 | 0
00 Ret.Exist_Non-FBC_WetFGD & ACI & GPM & C2G | 0 | 0 | 0 | 0 | 0 | 0 | 0
00 Ret.Exist_Non-FBC_WetFGD & ACI & GPM & C2G & SCR | 0 | 0 | 0 | 0 | 0 | 0 | 0
00 Ret.Exist_Non-FBC_WetFGD & ACI & GPM & DRET | 0 | 0 | 0 | 0 | 0 | 0 | 0
00 Ret.Exist_Non-FBC_WetFGD & ACI & GPM & NGC | 0 | 0 | 0 | 0 | 0 | 0 | 0
00 Ret.Exist_Non-FBC_WetFGD & ACI & GPM & SCR | 0 | 0 | 0 | 0 | 0 | 0 | 0
00 Ret.Exist_Non-FBC_WetFGD & ACI & GPM & SCR & CCS | 0 | 0 | 0 | 0 | 0 | 0 | 0
00 Ret.Exist_Non-FBC_WetFGD & ACI & GPM & SCR & DRET | 0 | 0 | 0 | 0 | 0 | 0 | 0
00 Ret.Exist_Non-FBC_WetFGD & ACI & GPM & SCR & NGC | 0 | 0 | 0 | 0 | 0 | 0 | 0
00 Ret.Exist_Non-FBC_WetFGD & ACI & GPM & SNCR | 0 | 0 | 0 | 0 | 0 | 0 | 0
00 Ret.Exist_Non-FBC_WetFGD & ACI & GPM & SNCR & DRET | 0 | 0 | 0 | 0 | 0 | 0 | 0
00 Ret.Exist_Non-FBC_WetFGD & ACI & GPM & SNCR & NGC | 0 | 0 | 0 | 0 | 0 | 0 | 0
00 Ret.Exist_Non-FBC_WetFGD & ACI & NGC | 0 | 0 | 0 | 0 | 0 | 0 | 0
00 Ret.Exist_Non-FBC_WetFGD & ACI & SCR | 0 | 0 | 0 | 0 | 0 | 0 | 0
00 Ret.Exist_Non-FBC_WetFGD & ACI & SCR & CCS | 0 | 0 | 0 | 0 | 0 | 0 | 0
00 Ret.Exist_Non-FBC_WetFGD & ACI & SCR & DRET | 0 | 0 | 0 | 0 | 0 | 0 | 0
00 Ret.Exist_Non-FBC_WetFGD & ACI & SCR & NGC | 0 | 0 | 0 | 0 | 0 | 0 | 0
00 Ret.Exist_Non-FBC_WetFGD & ACI & SNCR | 0 | 0 | 0 | 0 | 0 | 0 | 0
00 Ret.Exist_Non-FBC_WetFGD & ACI & SNCR & DRET | 0 | 0 | 0 | 0 | 0 | 0 | 0
00 Ret.Exist_Non-FBC_WetFGD & ACI & SNCR & NGC | 0 | 0 | 0 | 0 | 0 | 0 | 0
00 Ret.Exist_Non-FBC_WetFGD & C2G | 0 | 0 | 0 | 0 | 0 | 0 | 0
00 Ret.Exist_Non-FBC_WetFGD & C2G & SCR | 0 | 0 | 0 | 0 | 0 | 0 | 0
00 Ret.Exist_Non-FBC_WetFGD & DRET | 0 | 0 | 0 | 0 | 0 | 0 | 0
00 Ret.Exist_Non-FBC_WetFGD & DCCS | 0 | 0 | 0 | 0 | 0 | 0 | 0
00 Ret.Exist_Non-FBC_WetFGD & DCCS & SCR & CCS | 0 | 0 | 0 | 0 | 0 | 0 | 0
00 Ret.Exist_Non-FBC_WetFGD & GPM | 0 | 0 | 0 | 0 | 0 | 0 | 0
00 Ret.Exist_Non-FBC_WetFGD & GPM & C2G | 0 | 0 | 0 | 0 | 0 | 0 | 0
00 Ret.Exist_Non-FBC_WetFGD & GPM & C2G & SCR | 0 | 0 | 0 | 0 | 0 | 0 | 0
00 Ret.Exist_Non-FBC_WetFGD & GPM & DRET | 0 | 0 | 0 | 0 | 0 | 0 | 0
00 Ret.Exist_Non-FBC_WetFGD & GPM & NGC | 0 | 0 | 0 | 0 | 0 | 0 | 0
00 Ret.Exist_Non-FBC_WetFGD & GPM & SCR | 0 | 0 | 0 | 0 | 0 | 0 | 0
00 Ret.Exist_Non-FBC_WetFGD & GPM & SCR & CCS | 0 | 0 | 0 | 0 | 0 | 0 | 0
00 Ret.Exist_Non-FBC_WetFGD & GPM & SCR & DRET | 0 | 0 | 0 | 0 | 0 | 0 | 0
00 Ret.Exist_Non-FBC_WetFGD & GPM & SCR & NGC | 0 | 0 | 0 | 0 | 0 | 0 | 0
00 Ret.Exist_Non-FBC_WetFGD & GPM & SNCR | 0 | 0 | 0 | 0 | 0 | 0 | 0
00 Ret.Exist_Non-FBC_WetFGD & GPM & SNCR & DRET | 0 | 0 | 0 | 0 | 0 | 0 | 0
00 Ret.Exist_Non-FBC_WetFGD & GPM & SNCR & NGC | 0 | 0 | 0 | 0 | 0 | 0 | 0
00 Ret.Exist_Non-FBC_WetFGD & NGC | 0 | 0 | 0 | 0 | 0 | 0 | 0
00 Ret.Exist_Non-FBC_WetFGD & SCR | 0 | 188.8816 | 0 | 0 | 0 | 0 | 0
00 Ret.Exist_Non-FBC_WetFGD & SCR & C2G | 0 | 0 | 0 | 0 | 0 | 0 | 0
00 Ret.Exist_Non-FBC_WetFGD & SCR & CCS | 0 | 0 | 0 | 0 | 0 | 0 | 0
00 Ret.Exist_Non-FBC_WetFGD & SCR & DRET | 0 | 0 | 0 | 0 | 0 | 0 | 0
00 Ret.Exist_Non-FBC_WetFGD & SCR & NGC | 0 | 0 | 0 | 0 | 0 | 0 | 0
00 Ret.Exist_Non-FBC_WetFGD & SNCR | 0 | 0 | 0 | 0 | 0 | 0 | 0
00 Ret.Exist_Non-FBC_WetFGD & SNCR & C2G | 0 | 0 | 0 | 0 | 0 | 0 | 0
00 Ret.Exist_Non-FBC_WetFGD & SNCR & DRET | 0 | 0 | 0 | 0 | 0 | 0 | 0
00 Ret.Exist_Non-FBC_WetFGD & SNCR & NGC | 0 | 0 | 0 | 0 | 0 | 0 | 0
00 Ret.Exist_Non-FBC_WetFGD_ACI & C2G | 1070 | 1070 | 1070 | 0 | 0 | 0 | 0
00 Ret.Exist_Non-FBC_WetFGD_ACI & C2G & SCR | 0 | 0 | 0 | 0 | 0 | 0 | 0
00 Ret.Exist_Non-FBC_WetFGD_ACI & DCCS | 0 | 0 | 0 | 0 | 0 | 0 | 0
00 Ret.Exist_Non-FBC_WetFGD_ACI & DCCS & SCR & CCS | 0 | 0 | 0 | 0 | 0 | 0 | 0
00 Ret.Exist_Non-FBC_WetFGD_ACI & DRET | 0 | 0 | 0 | 0 | 0 | 0 | 0
00 Ret.Exist_Non-FBC_WetFGD_ACI & GPM | 0 | 0 | 0 | 0 | 0 | 0 | 0
00 Ret.Exist_Non-FBC_WetFGD_ACI & GPM & C2G | 0 | 0 | 0 | 0 | 0 | 0 | 0
00 Ret.Exist_Non-FBC_WetFGD_ACI & GPM & C2G & SCR | 0 | 0 | 0 | 0 | 0 | 0 | 0
00 Ret.Exist_Non-FBC_WetFGD_ACI & GPM & DRET | 0 | 0 | 0 | 0 | 0 | 0 | 0
00 Ret.Exist_Non-FBC_WetFGD_ACI & GPM & NGC | 0 | 0 | 0 | 0 | 0 | 0 | 0
00 Ret.Exist_Non-FBC_WetFGD_ACI & GPM & SCR | 0 | 0 | 0 | 0 | 0 | 0 | 0
00 Ret.Exist_Non-FBC_WetFGD_ACI & GPM & SCR & CCS | 0 | 0 | 0 | 0 | 0 | 0 | 0
00 Ret.Exist_Non-FBC_WetFGD_ACI & GPM & SCR & DRET | 0 | 0 | 0 | 0 | 0 | 0 | 0
00 Ret.Exist_Non-FBC_WetFGD_ACI & GPM & SCR & NGC | 0 | 0 | 0 | 0 | 0 | 0 | 0
00 Ret.Exist_Non-FBC_WetFGD_ACI & GPM & SNCR | 0 | 0 | 0 | 0 | 0 | 0 | 0
00 Ret.Exist_Non-FBC_WetFGD_ACI & GPM & SNCR & DRET | 0 | 0 | 0 | 0 | 0 | 0 | 0
00 Ret.Exist_Non-FBC_WetFGD_ACI & GPM & SNCR & NGC | 0 | 0 | 0 | 0 | 0 | 0 | 0
00 Ret.Exist_Non-FBC_WetFGD_ACI & NGC | 0 | 0 | 0 | 0 | 0 | 0 | 0
00 Ret.Exist_Non-FBC_WetFGD_ACI & SCR | 0 | 961.9786 | 1.344e-06 | 1.344e-06 | 1.344e-06 | 1.344e-06 | 1.344e-06
00 Ret.Exist_Non-FBC_WetFGD_ACI & SCR & C2G | 0 | 0 | 0 | 0 | 0 | 0 | 0
00 Ret.Exist_Non-FBC_WetFGD_ACI & SCR & CCS | 0 | 0 | 1414.1953 | 1414.1953 | 2.5227 | 2.5227 | 2.5227
00 Ret.Exist_Non-FBC_WetFGD_ACI & SCR & DRET | 0 | 0 | 0 | 0 | 0 | 0 | 0
00 Ret.Exist_Non-FBC_WetFGD_ACI & SCR & NGC | 0 | 0 | 0 | 0 | 0 | 0 | 0
00 Ret.Exist_Non-FBC_WetFGD_ACI & SNCR | 0 | 0 | 0 | 0 | 0 | 0 | 0
00 Ret.Exist_Non-FBC_WetFGD_ACI & SNCR & C2G | 0 | 0 | 0 | 0 | 0 | 0 | 0
00 Ret.Exist_Non-FBC_WetFGD_ACI & SNCR & DRET | 0 | 0 | 0 | 0 | 0 | 0 | 0
00 Ret.Exist_Non-FBC_WetFGD_ACI & SNCR & NGC | 0 | 0 | 0 | 0 | 0 | 0 | 0
00 Ret.Exist_Non-FBC_WetFGD_ACI_DSI & C2G | 530 | 530 | 530 | 530 | 530 | 530 | 530
00 Ret.Exist_Non-FBC_WetFGD_ACI_DSI & C2G & SCR | 0 | 0 | 0 | 0 | 0 | 0 | 0
00 Ret.Exist_Non-FBC_WetFGD_ACI_DSI & DCCS | 0 | 0 | 0 | 0 | 0 | 0 | 0
00 Ret.Exist_Non-FBC_WetFGD_ACI_DSI & DCCS & SCR & CCS | 0 | 0 | 0 | 0 | 0 | 0 | 0
00 Ret.Exist_Non-FBC_WetFGD_ACI_DSI & DRET | 0 | 0 | 0 | 0 | 0 | 0 | 0
00 Ret.Exist_Non-FBC_WetFGD_ACI_DSI & GPM | 0 | 0 | 0 | 0 | 0 | 0 | 0
00 Ret.Exist_Non-FBC_WetFGD_ACI_DSI & GPM & C2G | 0 | 0 | 0 | 0 | 0 | 0 | 0
00 Ret.Exist_Non-FBC_WetFGD_ACI_DSI & GPM & C2G & SCR | 0 | 0 | 0 | 0 | 0 | 0 | 0
00 Ret.Exist_Non-FBC_WetFGD_ACI_DSI & GPM & DRET | 0 | 0 | 0 | 0 | 0 | 0 | 0
00 Ret.Exist_Non-FBC_WetFGD_ACI_DSI & GPM & NGC | 0 | 0 | 0 | 0 | 0 | 0 | 0
00 Ret.Exist_Non-FBC_WetFGD_ACI_DSI & GPM & SCR | 0 | 0 | 0 | 0 | 0 | 0 | 0
00 Ret.Exist_Non-FBC_WetFGD_ACI_DSI & GPM & SCR & CCS | 0 | 0 | 0 | 0 | 0 | 0 | 0
00 Ret.Exist_Non-FBC_WetFGD_ACI_DSI & GPM & SCR & DRET | 0 | 0 | 0 | 0 | 0 | 0 | 0
00 Ret.Exist_Non-FBC_WetFGD_ACI_DSI & GPM & SCR & NGC | 0 | 0 | 0 | 0 | 0 | 0 | 0
00 Ret.Exist_Non-FBC_WetFGD_ACI_DSI & GPM & SNCR | 0 | 0 | 0 | 0 | 0 | 0 | 0
00 Ret.Exist_Non-FBC_WetFGD_ACI_DSI & GPM & SNCR & DRET | 0 | 0 | 0 | 0 | 0 | 0 | 0
00 Ret.Exist_Non-FBC_WetFGD_ACI_DSI & GPM & SNCR & NGC | 0 | 0 | 0 | 0 | 0 | 0 | 0
00 Ret.Exist_Non-FBC_WetFGD_ACI_DSI & NGC | 0 | 0 | 0 | 0 | 0 | 0 | 0
00 Ret.Exist_Non-FBC_WetFGD_ACI_DSI & SCR | 0 | 0 | 0 | 0 | 0 | 0 | 0
00 Ret.Exist_Non-FBC_WetFGD_ACI_DSI & SCR & C2G | 0 | 0 | 0 | 0 | 0 | 0 | 0
00 Ret.Exist_Non-FBC_WetFGD_ACI_DSI & SCR & CCS | 0 | 0 | 0 | 0 | 0 | 0 | 0
00 Ret.Exist_Non-FBC_WetFGD_ACI_DSI & SCR & DRET | 0 | 0 | 0 | 0 | 0 | 0 | 0
00 Ret.Exist_Non-FBC_WetFGD_ACI_DSI & SCR & NGC | 0 | 0 | 0 | 0 | 0 | 0 | 0
00 Ret.Exist_Non-FBC_WetFGD_ACI_DSI & SNCR | 0 | 0 | 0 | 0 | 0 | 0 | 0
00 Ret.Exist_Non-FBC_WetFGD_ACI_DSI & SNCR & C2G | 0 | 0 | 0 | 0 | 0 | 0 | 0
00 Ret.Exist_Non-FBC_WetFGD_ACI_DSI & SNCR & DRET | 0 | 0 | 0 | 0 | 0 | 0 | 0
00 Ret.Exist_Non-FBC_WetFGD_ACI_DSI & SNCR & NGC | 0 | 0 | 0 | 0 | 0 | 0 | 0
00 Ret.Exist_Non-FBC_WetFGD_SCR & ACI | 0 | 0 | 0 | 0 | 0 | 0 | 0
00 Ret.Exist_Non-FBC_WetFGD_SCR & ACI & C2G | 0 | 0 | 0 | 0 | 0 | 0 | 0
00 Ret.Exist_Non-FBC_WetFGD_SCR & ACI & CCS | 0 | 0 | 0 | 0 | 0 | 0 | 0
00 Ret.Exist_Non-FBC_WetFGD_SCR & DCCS | 0 | 0 | 0 | 0 | 0 | 0 | 0
00 Ret.Exist_Non-FBC_WetFGD_SCR & DCCS & CCS | 0 | 0 | 0 | 0 | 0 | 0 | 0
00 Ret.Exist_Non-FBC_WetFGD_SCR & ACI & DRET | 0 | 0 | 0 | 0 | 0 | 0 | 0
00 Ret.Exist_Non-FBC_WetFGD_SCR & ACI & GPM | 0 | 0 | 0 | 0 | 0 | 0 | 0
00 Ret.Exist_Non-FBC_WetFGD_SCR & ACI & GPM & C2G | 0 | 0 | 0 | 0 | 0 | 0 | 0
00 Ret.Exist_Non-FBC_WetFGD_SCR & ACI & GPM & CCS | 0 | 0 | 0 | 0 | 0 | 0 | 0
00 Ret.Exist_Non-FBC_WetFGD_SCR & ACI & GPM & DRET | 0 | 0 | 0 | 0 | 0 | 0 | 0
00 Ret.Exist_Non-FBC_WetFGD_SCR & ACI & GPM & NGC | 0 | 0 | 0 | 0 | 0 | 0 | 0
00 Ret.Exist_Non-FBC_WetFGD_SCR & ACI & NGC | 0 | 0 | 0 | 0 | 0 | 0 | 0
00 Ret.Exist_Non-FBC_WetFGD_SCR & C2G | 36.1906 | 36.1906 | 1295.1906 | 1295.1906 | 1295.1906 | 1295.1906 | 1259
00 Ret.Exist_Non-FBC_WetFGD_SCR & CCS | 0 | 8.2805 | 2810.3833 | 2810.3833 | 0 | 0 | 0
00 Ret.Exist_Non-FBC_WetFGD_SCR & DRET | 0 | 0 | 0 | 0 | 0 | 0 | 0
00 Ret.Exist_Non-FBC_WetFGD_SCR & GPM | 0 | 0 | 0 | 0 | 0 | 0 | 0
00 Ret.Exist_Non-FBC_WetFGD_SCR & GPM & C2G | 0 | 0 | 0 | 0 | 0 | 0 | 0
00 Ret.Exist_Non-FBC_WetFGD_SCR & GPM & CCS | 0 | 0 | 0 | 0 | 0 | 0 | 0
00 Ret.Exist_Non-FBC_WetFGD_SCR & GPM & DRET | 0 | 0 | 0 | 0 | 0 | 0 | 0
00 Ret.Exist_Non-FBC_WetFGD_SCR & GPM & NGC | 0 | 0 | 0 | 0 | 0 | 0 | 0
00 Ret.Exist_Non-FBC_WetFGD_SCR & NGC | 0 | 0 | 0 | 0 | 0 | 0 | 0
00 Ret.Exist_Non-FBC_WetFGD_SCR_ACI & C2G | 785 | 785 | 785 | 785 | 785 | 785 | 785
00 Ret.Exist_Non-FBC_WetFGD_SCR_ACI & CCS | 0 | 0 | 3047.1196 | 2997.3614 | 6.6804 | 6.6804 | 6.6804
00 Ret.Exist_Non-FBC_WetFGD_SCR_ACI & DCCS | 0 | 0 | 0 | 0 | 0 | 0 | 0
00 Ret.Exist_Non-FBC_WetFGD_SCR_ACI & DCCS & CCS | 0 | 0 | 0 | 0 | 0 | 0 | 0
00 Ret.Exist_Non-FBC_WetFGD_SCR_ACI & DRET | 0 | 0 | 0 | 0 | 0 | 0 | 0
00 Ret.Exist_Non-FBC_WetFGD_SCR_ACI & GPM | 0 | 0 | 0 | 0 | 0 | 0 | 0
00 Ret.Exist_Non-FBC_WetFGD_SCR_ACI & GPM & C2G | 0 | 0 | 0 | 0 | 0 | 0 | 0
00 Ret.Exist_Non-FBC_WetFGD_SCR_ACI & GPM & CCS | 0 | 0 | 0 | 0 | 0 | 0 | 0
00 Ret.Exist_Non-FBC_WetFGD_SCR_ACI & GPM & DRET | 0 | 0 | 0 | 0 | 0 | 0 | 0
00 Ret.Exist_Non-FBC_WetFGD_SCR_ACI & GPM & NGC | 0 | 0 | 0 | 0 | 0 | 0 | 0
00 Ret.Exist_Non-FBC_WetFGD_SCR_ACI & NGC | 0 | 0 | 0 | 0 | 0 | 0 | 0
00 Ret.Exist_Non-FBC_WetFGD_SCR_ACI_DSI & C2G | 2071 | 2071 | 2071 | 2071 | 2071 | 1273 | 1273
00 Ret.Exist_Non-FBC_WetFGD_SCR_ACI_DSI & CCS | 0 | 0 | 1453 | 1453 | 0 | 0 | 0
00 Ret.Exist_Non-FBC_WetFGD_SCR_ACI_DSI & DCCS | 0 | 0 | 0 | 0 | 0 | 0 | 0
00 Ret.Exist_Non-FBC_WetFGD_SCR_ACI_DSI & DCCS & CCS | 0 | 0 | 0 | 0 | 0 | 0 | 0
00 Ret.Exist_Non-FBC_WetFGD_SCR_ACI_DSI & DRET | 0 | 0 | 0 | 0 | 0 | 0 | 0
00 Ret.Exist_Non-FBC_WetFGD_SCR_ACI_DSI & GPM | 0 | 0 | 0 | 0 | 0 | 0 | 0
00 Ret.Exist_Non-FBC_WetFGD_SCR_ACI_DSI & GPM & C2G | 0 | 0 | 0 | 0 | 0 | 0 | 0
00 Ret.Exist_Non-FBC_WetFGD_SCR_ACI_DSI & GPM & CCS | 0 | 0 | 0 | 0 | 0 | 0 | 0
00 Ret.Exist_Non-FBC_WetFGD_SCR_ACI_DSI & GPM & DRET | 0 | 0 | 0 | 0 | 0 | 0 | 0
00 Ret.Exist_Non-FBC_WetFGD_SCR_ACI_DSI & GPM & NGC | 0 | 0 | 0 | 0 | 0 | 0 | 0
00 Ret.Exist_Non-FBC_WetFGD_SCR_ACI_DSI & NGC | 0 | 0 | 0 | 0 | 0 | 0 | 0
00 Ret.Exist_Non-FBC_WetFGD_SCR_DSI & ACI | 0 | 0 | 0 | 0 | 0 | 0 | 0
00 Ret.Exist_Non-FBC_WetFGD_SCR_DSI & ACI & C2G | 0 | 0 | 0 | 0 | 0 | 0 | 0
00 Ret.Exist_Non-FBC_WetFGD_SCR_DSI & ACI & CCS | 0 | 0 | 0 | 0 | 0 | 0 | 0
00 Ret.Exist_Non-FBC_WetFGD_SCR_DSI & ACI & DRET | 0 | 0 | 0 | 0 | 0 | 0 | 0
00 Ret.Exist_Non-FBC_WetFGD_SCR_DSI & ACI & GPM | 0 | 0 | 0 | 0 | 0 | 0 | 0
00 Ret.Exist_Non-FBC_WetFGD_SCR_DSI & ACI & GPM & C2G | 0 | 0 | 0 | 0 | 0 | 0 | 0
00 Ret.Exist_Non-FBC_WetFGD_SCR_DSI & ACI & GPM & CCS | 0 | 0 | 0 | 0 | 0 | 0 | 0
00 Ret.Exist_Non-FBC_WetFGD_SCR_DSI & ACI & GPM & DRET | 0 | 0 | 0 | 0 | 0 | 0 | 0
00 Ret.Exist_Non-FBC_WetFGD_SCR_DSI & ACI & GPM & NGC | 0 | 0 | 0 | 0 | 0 | 0 | 0
00 Ret.Exist_Non-FBC_WetFGD_SCR_DSI & ACI & NGC | 0 | 0 | 0 | 0 | 0 | 0 | 0
00 Ret.Exist_Non-FBC_WetFGD_SCR_DSI & C2G | 1971 | 1971 | 1971 | 1971 | 1971 | 1971 | 1971
00 Ret.Exist_Non-FBC_WetFGD_SCR_DSI & CCS | 0 | 0 | 0 | 0 | 0 | 0 | 0
00 Ret.Exist_Non-FBC_WetFGD_SCR_DSI & DCCS | 0 | 0 | 0 | 0 | 0 | 0 | 0
00 Ret.Exist_Non-FBC_WetFGD_SCR_DSI & DCCS & CCS | 0 | 0 | 0 | 0 | 0 | 0 | 0
00 Ret.Exist_Non-FBC_WetFGD_SCR_DSI & DRET | 0 | 0 | 0 | 0 | 0 | 0 | 0
00 Ret.Exist_Non-FBC_WetFGD_SCR_DSI & GPM | 0 | 0 | 0 | 0 | 0 | 0 | 0
00 Ret.Exist_Non-FBC_WetFGD_SCR_DSI & GPM & C2G | 0 | 0 | 0 | 0 | 0 | 0 | 0
00 Ret.Exist_Non-FBC_WetFGD_SCR_DSI & GPM & CCS | 0 | 0 | 0 | 0 | 0 | 0 | 0
00 Ret.Exist_Non-FBC_WetFGD_SCR_DSI & GPM & DRET | 0 | 0 | 0 | 0 | 0 | 0 | 0
00 Ret.Exist_Non-FBC_WetFGD_SCR_DSI & GPM & NGC | 0 | 0 | 0 | 0 | 0 | 0 | 0
00 Ret.Exist_Non-FBC_WetFGD_SCR_DSI & NGC | 0 | 0 | 0 | 0 | 0 | 0 | 0
00 Ret.Exist_Non-FBC_WetFGD_SNCR & ACI | 0 | 0 | 0 | 0 | 0 | 0 | 0
00 Ret.Exist_Non-FBC_WetFGD_SNCR & ACI & C2G | 0 | 0 | 0 | 0 | 0 | 0 | 0
00 Ret.Exist_Non-FBC_WetFGD_SNCR & ACI & C2G & SCR | 0 | 0 | 0 | 0 | 0 | 0 | 0
00 Ret.Exist_Non-FBC_WetFGD_SNCR & ACI & DRET | 0 | 0 | 0 | 0 | 0 | 0 | 0
00 Ret.Exist_Non-FBC_WetFGD_SNCR & ACI & GPM | 0 | 0 | 0 | 0 | 0 | 0 | 0
00 Ret.Exist_Non-FBC_WetFGD_SNCR & ACI & GPM & C2G | 0 | 0 | 0 | 0 | 0 | 0 | 0
00 Ret.Exist_Non-FBC_WetFGD_SNCR & ACI & GPM & C2G & SCR | 0 | 0 | 0 | 0 | 0 | 0 | 0
00 Ret.Exist_Non-FBC_WetFGD_SNCR & ACI & GPM & DRET | 0 | 0 | 0 | 0 | 0 | 0 | 0
00 Ret.Exist_Non-FBC_WetFGD_SNCR & ACI & GPM & NGC | 0 | 0 | 0 | 0 | 0 | 0 | 0
00 Ret.Exist_Non-FBC_WetFGD_SNCR & ACI & GPM & SCR | 0 | 0 | 0 | 0 | 0 | 0 | 0
00 Ret.Exist_Non-FBC_WetFGD_SNCR & ACI & GPM & SCR & CCS | 0 | 0 | 0 | 0 | 0 | 0 | 0
00 Ret.Exist_Non-FBC_WetFGD_SNCR & ACI & GPM & SCR & DRET | 0 | 0 | 0 | 0 | 0 | 0 | 0
00 Ret.Exist_Non-FBC_WetFGD_SNCR & ACI & GPM & SCR & NGC | 0 | 0 | 0 | 0 | 0 | 0 | 0
00 Ret.Exist_Non-FBC_WetFGD_SNCR & ACI & NGC | 0 | 0 | 0 | 0 | 0 | 0 | 0
00 Ret.Exist_Non-FBC_WetFGD_SNCR & ACI & SCR | 0 | 0 | 0 | 0 | 0 | 0 | 0
00 Ret.Exist_Non-FBC_WetFGD_SNCR & ACI & SCR & CCS | 0 | 0 | 0 | 0 | 0 | 0 | 0
00 Ret.Exist_Non-FBC_WetFGD_SNCR & ACI & SCR & DRET | 0 | 0 | 0 | 0 | 0 | 0 | 0
00 Ret.Exist_Non-FBC_WetFGD_SNCR & ACI & SCR & NGC | 0 | 0 | 0 | 0 | 0 | 0 | 0
00 Ret.Exist_Non-FBC_WetFGD_SNCR & C2G | 0 | 0 | 0 | 0 | 0 | 0 | 0
00 Ret.Exist_Non-FBC_WetFGD_SNCR & C2G & SCR | 0 | 0 | 0 | 0 | 0 | 0 | 0
00 Ret.Exist_Non-FBC_WetFGD_SNCR & DCCS | 0 | 0 | 0 | 0 | 0 | 0 | 0
00 Ret.Exist_Non-FBC_WetFGD_SNCR & DCCS & SCR & CCS | 0 | 0 | 0 | 0 | 0 | 0 | 0
00 Ret.Exist_Non-FBC_WetFGD_SNCR & DRET | 0 | 0 | 0 | 0 | 0 | 0 | 0
00 Ret.Exist_Non-FBC_WetFGD_SNCR & GPM | 0 | 0 | 0 | 0 | 0 | 0 | 0
00 Ret.Exist_Non-FBC_WetFGD_SNCR & GPM & C2G | 0 | 0 | 0 | 0 | 0 | 0 | 0
00 Ret.Exist_Non-FBC_WetFGD_SNCR & GPM & C2G & SCR | 0 | 0 | 0 | 0 | 0 | 0 | 0
00 Ret.Exist_Non-FBC_WetFGD_SNCR & GPM & DRET | 0 | 0 | 0 | 0 | 0 | 0 | 0
00 Ret.Exist_Non-FBC_WetFGD_SNCR & GPM & NGC | 0 | 0 | 0 | 0 | 0 | 0 | 0
00 Ret.Exist_Non-FBC_WetFGD_SNCR & GPM & SCR | 0 | 0 | 0 | 0 | 0 | 0 | 0
00 Ret.Exist_Non-FBC_WetFGD_SNCR & GPM & SCR & CCS | 0 | 0 | 0 | 0 | 0 | 0 | 0
00 Ret.Exist_Non-FBC_WetFGD_SNCR & GPM & SCR & DRET | 0 | 0 | 0 | 0 | 0 | 0 | 0
00 Ret.Exist_Non-FBC_WetFGD_SNCR & GPM & SCR & NGC | 0 | 0 | 0 | 0 | 0 | 0 | 0
00 Ret.Exist_Non-FBC_WetFGD_SNCR & NGC | 0 | 0 | 0 | 0 | 0 | 0 | 0
00 Ret.Exist_Non-FBC_WetFGD_SNCR & SCR | 0 | 0 | 0 | 0 | 0 | 0 | 0
00 Ret.Exist_Non-FBC_WetFGD_SNCR & SCR & C2G | 0 | 0 | 0 | 0 | 0 | 0 | 0
00 Ret.Exist_Non-FBC_WetFGD_SNCR & SCR & CCS | 0 | 0 | 0 | 0 | 0 | 0 | 0
00 Ret.Exist_Non-FBC_WetFGD_SNCR & SCR & DRET | 0 | 0 | 0 | 0 | 0 | 0 | 0
00 Ret.Exist_Non-FBC_WetFGD_SNCR & SCR & NGC | 0 | 0 | 0 | 0 | 0 | 0 | 0
00 Ret.Exist_Non-FBC_WetFGD_SNCR_ACI & C2G | 0 | 0 | 0 | 0 | 0 | 0 | 0
00 Ret.Exist_Non-FBC_WetFGD_SNCR_ACI & C2G & SCR | 0 | 0 | 0 | 0 | 0 | 0 | 0
00 Ret.Exist_Non-FBC_WetFGD_SNCR_ACI & DCCS | 0 | 0 | 0 | 0 | 0 | 0 | 0
00 Ret.Exist_Non-FBC_WetFGD_SNCR_ACI & DCCS & SCR & CCS | 0 | 0 | 0 | 0 | 0 | 0 | 0
00 Ret.Exist_Non-FBC_WetFGD_SNCR_ACI & DRET | 0 | 0 | 0 | 0 | 0 | 0 | 0
00 Ret.Exist_Non-FBC_WetFGD_SNCR_ACI & GPM | 0 | 0 | 0 | 0 | 0 | 0 | 0
00 Ret.Exist_Non-FBC_WetFGD_SNCR_ACI & GPM & C2G | 0 | 0 | 0 | 0 | 0 | 0 | 0
00 Ret.Exist_Non-FBC_WetFGD_SNCR_ACI & GPM & C2G & SCR | 0 | 0 | 0 | 0 | 0 | 0 | 0
00 Ret.Exist_Non-FBC_WetFGD_SNCR_ACI & GPM & DRET | 0 | 0 | 0 | 0 | 0 | 0 | 0
00 Ret.Exist_Non-FBC_WetFGD_SNCR_ACI & GPM & NGC | 0 | 0 | 0 | 0 | 0 | 0 | 0
00 Ret.Exist_Non-FBC_WetFGD_SNCR_ACI & GPM & SCR | 0 | 0 | 0 | 0 | 0 | 0 | 0
00 Ret.Exist_Non-FBC_WetFGD_SNCR_ACI & GPM & SCR & CCS | 0 | 0 | 0 | 0 | 0 | 0 | 0
00 Ret.Exist_Non-FBC_WetFGD_SNCR_ACI & GPM & SCR & DRET | 0 | 0 | 0 | 0 | 0 | 0 | 0
00 Ret.Exist_Non-FBC_WetFGD_SNCR_ACI & GPM & SCR & NGC | 0 | 0 | 0 | 0 | 0 | 0 | 0
00 Ret.Exist_Non-FBC_WetFGD_SNCR_ACI & NGC | 0 | 0 | 0 | 0 | 0 | 0 | 0
00 Ret.Exist_Non-FBC_WetFGD_SNCR_ACI & SCR | 34.8667 | 34.8667 | 0 | 0 | 0 | 0 | 0
00 Ret.Exist_Non-FBC_WetFGD_SNCR_ACI & SCR & C2G | 0 | 0 | 0 | 0 | 0 | 0 | 0
00 Ret.Exist_Non-FBC_WetFGD_SNCR_ACI & SCR & CCS | 0 | 72.5026 | 282.7724 | 282.7724 | 0 | 0 | 0
00 Ret.Exist_Non-FBC_WetFGD_SNCR_ACI & SCR & DRET | 0 | 0 | 0 | 0 | 0 | 0 | 0
00 Ret.Exist_Non-FBC_WetFGD_SNCR_ACI & SCR & NGC | 0 | 0 | 0 | 0 | 0 | 0 | 0
00 Existing Combined Cycle Retirement | 923.3796 | 923.3796 | 2220.6796 | 2803.4899 | 8769.1899 | 16268.7899 | 16921.7899
00 New Combined Cycle Retirement | 0 | 0 | 0 | 0 | 0 | 0 | 0
00 Existing Combustion Turbine Retirement | 480.1 | 948.6 | 2189.8 | 2353.8 | 13742 | 18209.5 | 18209.5
00 New Combustion Turbine Retirement | 0 | 0 | 0 | 0 | 0 | 0 | 0
00 Oil/Gas Steam Retirement | 11655.2384 | 11813.5083 | 18906.563 | 19976.563 | 19976.563 | 21608.163 | 21644.3536
00 Coal Steam Retirement | 42768.7099 | 60918.3467 | 89293.5008 | 95717.2894 | 111715.9961 | 114177.3754 | 114784.3754
00 IGCC Retirement | 220 | 220 | 815 | 815 | 815 | 815 | 815
00 Nuclear Retirement | 0 | 2687.6 | 9875.1 | 14507.7 | 28725.6 | 48215.2 | 65048
00 Biomass Retirement | 2940.1 | 2940.1 | 3029.4 | 3029.4 | 3029.4 | 3029.4 | 3029.4
00 Fossil_Other Retirement | 0 | 0 | 0 | 0 | 0 | 0 | 0
00 Fuel Cell Retirement | 0 | 0 | 0 | 0 | 0 | 0 | 0
00 Geothermal Retirement | 0 | 0 | 0 | 0 | 0 | 0 | 0
00 Hydro Retirement | 55 | 55 | 55 | 55 | 55 | 55 | 55
00 Landfill Gas Retirement | 6.4 | 37.2579 | 127.6 | 127.6 | 127.6 | 127.6 | 127.6
00 Non Fossil_Other Retirement | 0 | 0 | 0 | 0 | 0 | 0 | 0
00 Solar Thermal Retirement | 0 | 0 | 0 | 0 | 0 | 0 | 0
00 Exist Dummy | 22658545.7004 | 22650735.5346 | 22650735.5346 | 22605258.3353 | 22534205.2565 | 22440854.0726 | 22358873.5757
Total | 24072554.771 | 24141294.6399 | 24458715.8784 | 24699921.9393 | 25039594.9322 | 25370778.827 | 25423303.0402
11. Capacity Additions and Changes by Capacity Reporting Type [MW]
00 New Combined Cycle | 30530.1919 | 1018.0668 | 0 | 1509.2148 | 0 | 154.8272 | 22235.1703
00 New Combined Cycle with CCS Retrofit | 0 | 0 | 644.1038 | 0 | 0 | 0 | 0
00 New Combined Cycle with CF Limit | 0 | 0 | 0 | 0 | 0 | 0 | 0
00 New Combined Cycle with HRI Retrofit | 0 | 0 | 0 | 0 | 0 | 0 | 0
00 New Combined Cycle with Hydrogen Retrofit | 0 | 2095.114 | 0 | 0 | 0 | 0 | 0
00 New Combined Cycle with Hydrogen Retrofit Undone | 0 | 0 | 0 | 0 | 0 | 0 | 0
00 New Combined Cycle with CCS | 0 | 0 | 0 | 0 | 0 | 0 | 0
00 New Combustion Turbine | 10924.1077 | 6792.099 | 0 | 43967.9844 | 71053.0788 | 93196.3567 | 59745.3267
00 New Combustion Turbine with HRI Retrofit | 0 | 0 | 0 | 0 | 0 | 0 | 0
00 New Combustion Turbine with Hydrogen Retrofit | 0 | 0 | 0 | 0 | 0 | 2015.3964 | 0
00 New Combustion Turbine with Hydrogen Retrofit Undone | 0 | 0 | 0 | 0 | 0 | 0 | 0
00 New Hydro | 0 | 1251.1839 | 3637.1625 | 3842.9374 | 0 | 0 | 672.8627
00 New Nuclear | 0 | 0 | 0 | 0 | 0 | 0 | 0
00 New Nuclear - SMR | 0 | 0 | 0 | 0 | 0 | 0 | 0
00 New Biomass | 0 | 0 | 0 | 0 | 0 | 0 | 0
00 New Geothermal | 289.23 | 0 | 0 | 0 | 0 | 0 | 301.12
00 New Landfill Gas | 1214.354 | 0 | 0 | 0 | 0 | 0 | 355.1154
00 New Battery Storage | 16082.1392 | 11361.0258 | 55128.6358 | 20786.0627 | 32882.7513 | 23214.6016 | 0
00 New Offshore Wind | 7055.6422 | 3083.4207 | 17838.5075 | 1343.8874 | 21500 | 0 | 0
00 New Onshore Wind | 21591.8948 | 42293.135 | 124484.4981 | 145374.292 | 129105.3063 | 89796.8247 | 0
00 New Solar PV | 37076.3437 | 132.9405 | 93240.4695 | 38838.2059 | 122359.9069 | 179798.7031 | 1005.638
00 New Solar Thermal | 0 | 0 | 0 | 0 | 0 | 0 | 0
00 New Fuel Cell | 0 | 0 | 0 | 0 | 0 | 0 | 0
00 New Ultrasupercritical Coal without CCS | 0 | 0 | 0 | 0 | 0 | 0 | 0
00 New Ultrasupercritical Coal with 30% CCS | 0 | 0 | 0 | 0 | 0 | 0 | 0
00 New Ultrasupercritical Coal with 90% CCS | 0 | 0 | 0 | 0 | 0 | 0 | 0
00 Exist & New Distributed Solar PV | 0 | 0 | 0 | 0 | 0 | 0 | 0
00 Exist Combined Cycle | 0 | 0 | 0 | 0 | 0 | 0 | 0
00 Exist Combustion Turbine | 0 | 0 | 0 | 0 | 0 | 0 | 0
00 Exist FBC_Uncontrolled | 0 | 0 | 0 | 0 | 0 | 0 | 0
00 Exist FBC_ACI_DSI | 0 | 0 | 0 | 0 | 0 | 0 | 0
00 Exist FBC_DryFGD_ACI | 0 | 0 | 0 | 0 | 0 | 0 | 0
00 Exist FBC_DryFGD_DSI | 0 | 0 | 0 | 0 | 0 | 0 | 0
00 Exist FBC_DryFGD_SNCR | 0 | 0 | 0 | 0 | 0 | 0 | 0
00 Exist FBC_DryFGD_SNCR_ACI | 0 | 0 | 0 | 0 | 0 | 0 | 0
00 Exist FBC_DryFGD_SNCR_ACI_DSI | 0 | 0 | 0 | 0 | 0 | 0 | 0
00 Exist FBC_DryFGD_SNCR_DSI | 0 | 0 | 0 | 0 | 0 | 0 | 0
00 Exist FBC_DSI | 0 | 0 | 0 | 0 | 0 | 0 | 0
00 Exist FBC_SNCR | 0 | 0 | 0 | 0 | 0 | 0 | 0
00 Exist FBC_SNCR_ACI_DSI | 0 | 0 | 0 | 0 | 0 | 0 | 0
00 Exist FBC_SNCR_DSI | 0 | 0 | 0 | 0 | 0 | 0 | 0
00 Exist FBC_WetFGD_SNCR | 0 | 0 | 0 | 0 | 0 | 0 | 0
00 Exist FBC_WetFGD_DSI | 0 | 0 | 0 | 0 | 0 | 0 | 0
00 Exist_Non-FBC_Uncontrolled | 0 | 0 | 0 | 0 | 0 | 0 | 0
00 Exist_Non-FBC_ACI | 0 | 0 | 0 | 0 | 0 | 0 | 0
00 Exist_Non-FBC_ACI_DSI | 0 | 0 | 0 | 0 | 0 | 0 | 0
00 Exist_Non-FBC_DryFGD | 0 | 0 | 0 | 0 | 0 | 0 | 0
00 Exist_Non-FBC_DryFGD_ACI | 0 | 0 | 0 | 0 | 0 | 0 | 0
00 Exist_Non-FBC_DryFGD_SCR | 0 | 0 | 0 | 0 | 0 | 0 | 0
00 Exist_Non-FBC_DryFGD_SCR_ACI | 0 | 0 | 0 | 0 | 0 | 0 | 0
00 Exist_Non-FBC_DryFGD_SCR_DSI | 0 | 0 | 0 | 0 | 0 | 0 | 0
00 Exist_Non-FBC_DryFGD_SCR_ACI_DSI | 0 | 0 | 0 | 0 | 0 | 0 | 0
00 Exist_Non-FBC_DryFGD_SNCR_ACI | 0 | 0 | 0 | 0 | 0 | 0 | 0
00 Exist_Non-FBC_DryFGD_SNCR_ACI_DSI | 0 | 0 | 0 | 0 | 0 | 0 | 0
00 Exist_Non-FBC_DSI | 0 | 0 | 0 | 0 | 0 | 0 | 0
00 Exist_Non-FBC_SCR_ACI | 0 | 0 | 0 | 0 | 0 | 0 | 0
00 Exist_Non-FBC_SCR_ACI_DSI | 0 | 0 | 0 | 0 | 0 | 0 | 0
00 Exist_Non-FBC_SNCR_ACI | 0 | 0 | 0 | 0 | 0 | 0 | 0
00 Exist_Non-FBC_SNCR_ACI_DSI | 0 | 0 | 0 | 0 | 0 | 0 | 0
00 Exist_Non-FBC_WetFGD | 0 | 0 | 0 | 0 | 0 | 0 | 0
00 Exist_Non-FBC_WetFGD_ACI | 0 | 0 | 0 | 0 | 0 | 0 | 0
00 Exist_Non-FBC_WetFGD_ACI_DSI | 0 | 0 | 0 | 0 | 0 | 0 | 0
00 Exist_Non-FBC_WetFGD_SCR | 0 | 0 | 0 | 0 | 0 | 0 | 0
00 Exist_Non-FBC_WetFGD_SCR_DSI | 0 | 0 | 0 | 0 | 0 | 0 | 0
00 Exist_Non-FBC_WetFGD_SCR_ACI | 0 | 0 | 0 | 0 | 0 | 0 | 0
00 Exist_Non-FBC_WetFGD_SCR_ACI_DSI | 0 | 0 | 0 | 0 | 0 | 0 | 0
00 Exist_Non-FBC_WetFGD_SNCR | 0 | 0 | 0 | 0 | 0 | 0 | 0
00 Exist_Non-FBC_WetFGD_SNCR_ACI | 0 | 0 | 0 | 0 | 0 | 0 | 0
00 Exist IGCC | 0 | 0 | 0 | 0 | 0 | 0 | 0
00 Exist Fossil_Other | 0 | 0 | 0 | 0 | 0 | 0 | 0
00 Exist Fuel Cell | 0 | 0 | 0 | 0 | 0 | 0 | 0
00 Exist Hydro | 0 | 0 | 0 | 0 | 0 | 0 | 0
00 Exist Non Fossil_Other | 0 | 0 | 0 | 0 | 0 | 0 | 0
00 Exist Nuclear | 0 | 0 | 0 | 0 | 0 | 0 | 0
00 Exist Oil/Gas Steam | 0 | 0 | 0 | 0 | 0 | 0 | 0
00 Exist Oil/Gas Steam_SCR | 0 | 0 | 0 | 0 | 0 | 0 | 0
00 Exist Oil/Gas Steam_SNCR | 0 | 0 | 0 | 0 | 0 | 0 | 0
00 Exist Biomass | 0 | 0 | 0 | 0 | 0 | 0 | 0
00 Exist Landfill Gas | 0 | 0 | 0 | 0 | 0 | 0 | 0
00 Exist Geothermal | 0 | 0 | 0 | 0 | 0 | 0 | 0
00 Exist Pump Storage | 0 | 0 | 0 | 0 | 0 | 0 | 0
00 Exist Energy Storage | 0 | 0 | 0 | 0 | 0 | 0 | 0
00 Exist Solar PV | 0 | 0 | 0 | 0 | 0 | 0 | 0
00 Exist Solar Thermal | 0 | 0 | 0 | 0 | 0 | 0 | 0
00 Exist Offshore Wind | 0 | 0 | 0 | 0 | 0 | 0 | 0
00 Exist Onshore Wind | 0 | 0 | 0 | 0 | 0 | 0 | 0
00 International Imports | 0 | 0 | 0 | 0 | 0 | 0 | 0
00 Ret.Exist Combined Cycle & CF Limit | 0 | 0 | 0 | 0 | 0 | 0 | 0
00 Ret.Exist Combined Cycle & CCS | 0 | 0 | 37.4291 | 0 | 0 | 0 | 0
00 Ret.Exist Combined Cycle & Hydrogen | 0 | 471.976 | 165 | 0 | 35 | 501.2497 | 0
00 Ret.Exist Combined Cycle & Hydrogen Retrofit Undone | 0 | 0 | 0 | 0 | 0 | 0 | 0
00 Ret.Exist Combined Cycle & HRI | 0 | 0 | 0 | 0 | 0 | 0 | 0
00 Ret.Exist Combustion Turbine & HRI | 0 | 0 | 0 | 0 | 0 | 0 | 0
00 Ret.Exist_FBC_NoCtrl & CCS | 0 | 0 | 0 | 0 | 0 | 0 | 0
00 Ret.Exist_FBC_NoCtrl & DRET | 0 | 0 | 0 | 0 | 0 | 0 | 0
00 Ret.Exist_FBC_NoCtrl & GPM | 0 | 0 | 0 | 0 | 0 | 0 | 0
00 Ret.Exist_FBC_NoCtrl & GPM & CCS | 0 | 0 | 0 | 0 | 0 | 0 | 0
00 Ret.Exist_FBC_NoCtrl & GPM & DRET | 0 | 0 | 0 | 0 | 0 | 0 | 0
00 Ret.Exist_FBC_NoCtrl & GPM & NGC | 0 | 0 | 0 | 0 | 0 | 0 | 0
00 Ret.Exist_FBC_NoCtrl & GPM & SNCR | 0 | 0 | 0 | 0 | 0 | 0 | 0
00 Ret.Exist_FBC_NoCtrl & GPM & SNCR & CCS | 0 | 0 | 0 | 0 | 0 | 0 | 0
00 Ret.Exist_FBC_NoCtrl & GPM & SNCR & DRET | 0 | 0 | 0 | 0 | 0 | 0 | 0
00 Ret.Exist_FBC_NoCtrl & GPM & SNCR & NGC | 0 | 0 | 0 | 0 | 0 | 0 | 0
00 Ret.Exist_FBC_NoCtrl & NGC | 0 | 0 | 0 | 0 | 0 | 0 | 0
00 Ret.Exist_FBC_NoCtrl & SNCR | 0 | 0 | 0 | 0 | 0 | 0 | 0
00 Ret.Exist_FBC_NoCtrl & SNCR & CCS | 0 | 0 | 0 | 0 | 0 | 0 | 0
00 Ret.Exist_FBC_NoCtrl & SNCR & DRET | 0 | 0 | 0 | 0 | 0 | 0 | 0
00 Ret.Exist_FBC_NoCtrl & SNCR & NGC | 0 | 0 | 0 | 0 | 0 | 0 | 0
00 Ret.Exist_FBC_ACI_DSI & CCS | 0 | 0 | 0 | 0 | 0 | 0 | 0
00 Ret.Exist_FBC_ACI_DSI & DCCS | 0 | 0 | 0 | 0 | 0 | 0 | 0
00 Ret.Exist_FBC_ACI_DSI & DCCS & CCS | 0 | 0 | 0 | 0 | 0 | 0 | 0
00 Ret.Exist_FBC_ACI_DSI & DCCS & SNCR & CCS | 0 | 0 | 0 | 0 | 0 | 0 | 0
00 Ret.Exist_FBC_ACI_DSI & DRET | 0 | 0 | 0 | 0 | 0 | 0 | 0
00 Ret.Exist_FBC_ACI_DSI & GPM | 0 | 0 | 0 | 0 | 0 | 0 | 0
00 Ret.Exist_FBC_ACI_DSI & GPM & CCS | 0 | 0 | 0 | 0 | 0 | 0 | 0
00 Ret.Exist_FBC_ACI_DSI & GPM & DRET | 0 | 0 | 0 | 0 | 0 | 0 | 0
00 Ret.Exist_FBC_ACI_DSI & GPM & NGC | 0 | 0 | 0 | 0 | 0 | 0 | 0
00 Ret.Exist_FBC_ACI_DSI & GPM & SNCR | 0 | 0 | 0 | 0 | 0 | 0 | 0
00 Ret.Exist_FBC_ACI_DSI & GPM & SNCR & CCS | 0 | 0 | 0 | 0 | 0 | 0 | 0
00 Ret.Exist_FBC_ACI_DSI & GPM & SNCR & DRET | 0 | 0 | 0 | 0 | 0 | 0 | 0
00 Ret.Exist_FBC_ACI_DSI & GPM & SNCR & NGC | 0 | 0 | 0 | 0 | 0 | 0 | 0
00 Ret.Exist_FBC_ACI_DSI & NGC | 0 | 0 | 0 | 0 | 0 | 0 | 0
00 Ret.Exist_FBC_ACI_DSI & SNCR | 0 | 0 | 0 | 0 | 0 | 0 | 0
00 Ret.Exist_FBC_ACI_DSI & SNCR & CCS | 0 | 0 | 0 | 0 | 0 | 0 | 0
00 Ret.Exist_FBC_ACI_DSI & SNCR & DRET | 0 | 0 | 0 | 0 | 0 | 0 | 0
00 Ret.Exist_FBC_ACI_DSI & SNCR & NGC | 0 | 0 | 0 | 0 | 0 | 0 | 0
00 Ret.Exist_FBC_DryFGD_ACI & CCS | 0 | 0 | 0 | 0 | 0 | 0 | 0
00 Ret.Exist_FBC_DryFGD_ACI & DCCS | 0 | 0 | 0 | 0 | 0 | 0 | 0
00 Ret.Exist_FBC_DryFGD_ACI & DCCS & CCS | 0 | 0 | 0 | 0 | 0 | 0 | 0
00 Ret.Exist_FBC_DryFGD_ACI & DCCS & SNCR & CCS | 0 | 0 | 0 | 0 | 0 | 0 | 0
00 Ret.Exist_FBC_DryFGD_ACI & DRET | 0 | 0 | 0 | 0 | 0 | 0 | 0
00 Ret.Exist_FBC_DryFGD_ACI & GPM | 0 | 0 | 0 | 0 | 0 | 0 | 0
00 Ret.Exist_FBC_DryFGD_ACI & GPM & CCS | 0 | 0 | 0 | 0 | 0 | 0 | 0
00 Ret.Exist_FBC_DryFGD_ACI & GPM & DRET | 0 | 0 | 0 | 0 | 0 | 0 | 0
00 Ret.Exist_FBC_DryFGD_ACI & GPM & NGC | 0 | 0 | 0 | 0 | 0 | 0 | 0
00 Ret.Exist_FBC_DryFGD_ACI & GPM & SNCR | 0 | 0 | 0 | 0 | 0 | 0 | 0
00 Ret.Exist_FBC_DryFGD_ACI & GPM & SNCR & CCS | 0 | 0 | 0 | 0 | 0 | 0 | 0
00 Ret.Exist_FBC_DryFGD_ACI & GPM & SNCR & DRET | 0 | 0 | 0 | 0 | 0 | 0 | 0
00 Ret.Exist_FBC_DryFGD_ACI & GPM & SNCR & NGC | 0 | 0 | 0 | 0 | 0 | 0 | 0
00 Ret.Exist_FBC_DryFGD_ACI & NGC | 0 | 0 | 0 | 0 | 0 | 0 | 0
00 Ret.Exist_FBC_DryFGD_ACI & SNCR | 0 | 0 | 0 | 0 | 0 | 0 | 0
00 Ret.Exist_FBC_DryFGD_ACI & SNCR & CCS | 0 | 0 | 0 | 0 | 0 | 0 | 0
00 Ret.Exist_FBC_DryFGD_ACI & SNCR & DRET | 0 | 0 | 0 | 0 | 0 | 0 | 0
00 Ret.Exist_FBC_DryFGD_ACI & SNCR & NGC | 0 | 0 | 0 | 0 | 0 | 0 | 0
00 Ret.Exist_FBC_DryFGD_DSI & ACI | 0 | 0 | 0 | 0 | 0 | 0 | 0
00 Ret.Exist_FBC_DryFGD_DSI & ACI & DRET | 0 | 0 | 0 | 0 | 0 | 0 | 0
00 Ret.Exist_FBC_DryFGD_DSI & ACI & GPM | 0 | 0 | 0 | 0 | 0 | 0 | 0
00 Ret.Exist_FBC_DryFGD_DSI & ACI & GPM & DRET | 0 | 0 | 0 | 0 | 0 | 0 | 0
00 Ret.Exist_FBC_DryFGD_DSI & ACI & GPM & NGC | 0 | 0 | 0 | 0 | 0 | 0 | 0
00 Ret.Exist_FBC_DryFGD_DSI & ACI & GPM & SNCR | 0 | 0 | 0 | 0 | 0 | 0 | 0
00 Ret.Exist_FBC_DryFGD_DSI & ACI & GPM & SNCR & DRET | 0 | 0 | 0 | 0 | 0 | 0 | 0
00 Ret.Exist_FBC_DryFGD_DSI & ACI & GPM & SNCR & NGC | 0 | 0 | 0 | 0 | 0 | 0 | 0
00 Ret.Exist_FBC_DryFGD_DSI & ACI & NGC | 0 | 0 | 0 | 0 | 0 | 0 | 0
00 Ret.Exist_FBC_DryFGD_DSI & ACI & SNCR | 0 | 0 | 0 | 0 | 0 | 0 | 0
00 Ret.Exist_FBC_DryFGD_DSI & ACI & SNCR & DRET | 0 | 0 | 0 | 0 | 0 | 0 | 0
00 Ret.Exist_FBC_DryFGD_DSI & ACI & SNCR & NGC | 0 | 0 | 0 | 0 | 0 | 0 | 0
00 Ret.Exist_FBC_DryFGD_DSI & DRET | 0 | 0 | 0 | 0 | 0 | 0 | 0
00 Ret.Exist_FBC_DryFGD_DSI & GPM | 0 | 0 | 0 | 0 | 0 | 0 | 0
00 Ret.Exist_FBC_DryFGD_DSI & GPM & DRET | 0 | 0 | 0 | 0 | 0 | 0 | 0
00 Ret.Exist_FBC_DryFGD_DSI & GPM & NGC | 0 | 0 | 0 | 0 | 0 | 0 | 0
00 Ret.Exist_FBC_DryFGD_DSI & GPM & SNCR | 0 | 0 | 0 | 0 | 0 | 0 | 0
00 Ret.Exist_FBC_DryFGD_DSI & GPM & SNCR & DRET | 0 | 0 | 0 | 0 | 0 | 0 | 0
00 Ret.Exist_FBC_DryFGD_DSI & GPM & SNCR & NGC | 0 | 0 | 0 | 0 | 0 | 0 | 0
00 Ret.Exist_FBC_DryFGD_DSI & NGC | 0 | 0 | 0 | 0 | 0 | 0 | 0
00 Ret.Exist_FBC_DryFGD_DSI & SNCR | 0 | 0 | 0 | 0 | 0 | 0 | 0
00 Ret.Exist_FBC_DryFGD_DSI & SNCR & DRET | 0 | 0 | 0 | 0 | 0 | 0 | 0
00 Ret.Exist_FBC_DryFGD_DSI & SNCR & NGC | 0 | 0 | 0 | 0 | 0 | 0 | 0
00 Ret.Exist_FBC_DryFGD_SNCR & ACI | 0 | 0 | 0 | 0 | 0 | 0 | 0
00 Ret.Exist_FBC_DryFGD_SNCR & ACI & CCS | 0 | 0 | 0 | 0 | 0 | 0 | 0
00 Ret.Exist_FBC_DryFGD_SNCR & ACI & DRET | 0 | 0 | 0 | 0 | 0 | 0 | 0
00 Ret.Exist_FBC_DryFGD_SNCR & ACI & GPM | 0 | 0 | 0 | 0 | 0 | 0 | 0
00 Ret.Exist_FBC_DryFGD_SNCR & ACI & GPM & CCS | 0 | 0 | 0 | 0 | 0 | 0 | 0
00 Ret.Exist_FBC_DryFGD_SNCR & ACI & GPM & DRET | 0 | 0 | 0 | 0 | 0 | 0 | 0
00 Ret.Exist_FBC_DryFGD_SNCR & ACI & GPM & NGC | 0 | 0 | 0 | 0 | 0 | 0 | 0
00 Ret.Exist_FBC_DryFGD_SNCR & ACI & NGC | 0 | 0 | 0 | 0 | 0 | 0 | 0
00 Ret.Exist_FBC_DryFGD_SNCR & CCS | 0 | 0 | 55.3756 | 0 | 0 | 0 | 0
00 Ret.Exist_FBC_DryFGD_SNCR & DCCS | 0 | 0 | 0 | 0 | 0 | 0 | 0
00 Ret.Exist_FBC_DryFGD_SNCR & DCCS & CCS | 0 | 0 | 0 | 0 | 0 | 0 | 0
00 Ret.Exist_FBC_DryFGD_SNCR & DRET | 0 | 0 | 0 | 0 | 0 | 0 | 0
00 Ret.Exist_FBC_DryFGD_SNCR & GPM | 0 | 0 | 0 | 0 | 0 | 0 | 0
00 Ret.Exist_FBC_DryFGD_SNCR & GPM & CCS | 0 | 0 | 0 | 0 | 0 | 0 | 0
00 Ret.Exist_FBC_DryFGD_SNCR & GPM & DRET | 0 | 0 | 0 | 0 | 0 | 0 | 0
00 Ret.Exist_FBC_DryFGD_SNCR & GPM & NGC | 0 | 0 | 0 | 0 | 0 | 0 | 0
00 Ret.Exist_FBC_DryFGD_SNCR & NGC | 0 | 0 | 0 | 0 | 0 | 0 | 0
00 Ret.Exist_FBC_DryFGD_SNCR_ACI & CCS | 0 | 0 | 0 | 0 | 0 | 0 | 0
00 Ret.Exist_FBC_DryFGD_SNCR_ACI & DCCS | 0 | 0 | 0 | 0 | 0 | 0 | 0
00 Ret.Exist_FBC_DryFGD_SNCR_ACI & DCCS & CCS | 0 | 0 | 0 | 0 | 0 | 0 | 0
00 Ret.Exist_FBC_DryFGD_SNCR_ACI & DRET | 0 | 0 | 0 | 0 | 0 | 0 | 0
00 Ret.Exist_FBC_DryFGD_SNCR_ACI & GPM | 0 | 0 | 0 | 0 | 0 | 0 | 0
00 Ret.Exist_FBC_DryFGD_SNCR_ACI & GPM & CCS | 0 | 0 | 0 | 0 | 0 | 0 | 0
00 Ret.Exist_FBC_DryFGD_SNCR_ACI & GPM & DRET | 0 | 0 | 0 | 0 | 0 | 0 | 0
00 Ret.Exist_FBC_DryFGD_SNCR_ACI & GPM & NGC | 0 | 0 | 0 | 0 | 0 | 0 | 0
00 Ret.Exist_FBC_DryFGD_SNCR_ACI & NGC | 0 | 0 | 0 | 0 | 0 | 0 | 0
00 Ret.Exist_FBC_DryFGD_SNCR_ACI_DSI & CCS | 0 | 116.1052 | 313.0435 | 0 | 0 | 0 | 0
00 Ret.Exist_FBC_DryFGD_SNCR_ACI_DSI & DCCS | 0 | 0 | 0 | 0 | 0 | 0 | 0
00 Ret.Exist_FBC_DryFGD_SNCR_ACI_DSI & DCCS & CCS | 0 | 0 | 0 | 0 | 0 | 0 | 0
00 Ret.Exist_FBC_DryFGD_SNCR_ACI_DSI & DRET | 0 | 0 | 0 | 0 | 0 | 0 | 0
00 Ret.Exist_FBC_DryFGD_SNCR_ACI_DSI & GPM | 0 | 0 | 0 | 0 | 0 | 0 | 0
00 Ret.Exist_FBC_DryFGD_SNCR_ACI_DSI & GPM & CCS | 0 | 0 | 0 | 0 | 0 | 0 | 0
00 Ret.Exist_FBC_DryFGD_SNCR_ACI_DSI & GPM & DRET | 0 | 0 | 0 | 0 | 0 | 0 | 0
00 Ret.Exist_FBC_DryFGD_SNCR_ACI_DSI & GPM & NGC | 0 | 0 | 0 | 0 | 0 | 0 | 0
00 Ret.Exist_FBC_DryFGD_SNCR_ACI_DSI & NGC | 0 | 0 | 0 | 0 | 0 | 0 | 0
00 Ret.Exist_FBC_DryFGD_SNCR_DSI & ACI | 0 | 0 | 0 | 0 | 0 | 0 | 0
00 Ret.Exist_FBC_DryFGD_SNCR_DSI & ACI & DRET | 0 | 0 | 0 | 0 | 0 | 0 | 0
00 Ret.Exist_FBC_DryFGD_SNCR_DSI & ACI & GPM | 0 | 0 | 0 | 0 | 0 | 0 | 0
00 Ret.Exist_FBC_DryFGD_SNCR_DSI & ACI & GPM & DRET | 0 | 0 | 0 | 0 | 0 | 0 | 0
00 Ret.Exist_FBC_DryFGD_SNCR_DSI & ACI & GPM & NGC | 0 | 0 | 0 | 0 | 0 | 0 | 0
00 Ret.Exist_FBC_DryFGD_SNCR_DSI & ACI & NGC | 0 | 0 | 0 | 0 | 0 | 0 | 0
00 Ret.Exist_FBC_DryFGD_SNCR_DSI & DRET | 0 | 0 | 0 | 0 | 0 | 0 | 0
00 Ret.Exist_FBC_DryFGD_SNCR_DSI & GPM | 0 | 0 | 0 | 0 | 0 | 0 | 0
00 Ret.Exist_FBC_DryFGD_SNCR_DSI & GPM & DRET | 0 | 0 | 0 | 0 | 0 | 0 | 0
00 Ret.Exist_FBC_DryFGD_SNCR_DSI & GPM & NGC | 0 | 0 | 0 | 0 | 0 | 0 | 0
00 Ret.Exist_FBC_DryFGD_SNCR_DSI & NGC | 0 | 0 | 0 | 0 | 0 | 0 | 0
00 Ret.Exist_FBC_DSI & ACI | 0 | 0 | 0 | 0 | 0 | 0 | 0
00 Ret.Exist_FBC_DSI & ACI & DRET | 0 | 0 | 0 | 0 | 0 | 0 | 0
00 Ret.Exist_FBC_DSI & ACI & GPM | 0 | 0 | 0 | 0 | 0 | 0 | 0
00 Ret.Exist_FBC_DSI & ACI & GPM & DRET | 0 | 0 | 0 | 0 | 0 | 0 | 0
00 Ret.Exist_FBC_DSI & ACI & GPM & NGC | 0 | 0 | 0 | 0 | 0 | 0 | 0
00 Ret.Exist_FBC_DSI & ACI & GPM & SNCR | 0 | 0 | 0 | 0 | 0 | 0 | 0
00 Ret.Exist_FBC_DSI & ACI & GPM & SNCR & DRET | 0 | 0 | 0 | 0 | 0 | 0 | 0
00 Ret.Exist_FBC_DSI & ACI & GPM & SNCR & NGC | 0 | 0 | 0 | 0 | 0 | 0 | 0
00 Ret.Exist_FBC_DSI & ACI & NGC | 0 | 0 | 0 | 0 | 0 | 0 | 0
00 Ret.Exist_FBC_DSI & ACI & SNCR | 0 | 0 | 0 | 0 | 0 | 0 | 0
00 Ret.Exist_FBC_DSI & ACI & SNCR & DRET | 0 | 0 | 0 | 0 | 0 | 0 | 0
00 Ret.Exist_FBC_DSI & ACI & SNCR & NGC | 0 | 0 | 0 | 0 | 0 | 0 | 0
00 Ret.Exist_FBC_DSI & DRET | 0 | 0 | 0 | 0 | 0 | 0 | 0
00 Ret.Exist_FBC_DSI & GPM | 0 | 0 | 0 | 0 | 0 | 0 | 0
00 Ret.Exist_FBC_DSI & GPM & DRET | 0 | 0 | 0 | 0 | 0 | 0 | 0
00 Ret.Exist_FBC_DSI & GPM & NGC | 0 | 0 | 0 | 0 | 0 | 0 | 0
00 Ret.Exist_FBC_DSI & GPM & SNCR | 0 | 0 | 0 | 0 | 0 | 0 | 0
00 Ret.Exist_FBC_DSI & GPM & SNCR & DRET | 0 | 0 | 0 | 0 | 0 | 0 | 0
00 Ret.Exist_FBC_DSI & GPM & SNCR & NGC | 0 | 0 | 0 | 0 | 0 | 0 | 0
00 Ret.Exist_FBC_DSI & NGC | 0 | 0 | 0 | 0 | 0 | 0 | 0
00 Ret.Exist_FBC_DSI & SNCR | 0 | 0 | 0 | 0 | 0 | 0 | 0
00 Ret.Exist_FBC_DSI & SNCR & DRET | 0 | 0 | 0 | 0 | 0 | 0 | 0
00 Ret.Exist_FBC_DSI & SNCR & NGC | 0 | 0 | 0 | 0 | 0 | 0 | 0
00 Ret.Exist_FBC_SNCR & ACI | 0 | 0 | 0 | 0 | 0 | 0 | 0
00 Ret.Exist_FBC_SNCR & ACI & DRET | 0 | 0 | 0 | 0 | 0 | 0 | 0
00 Ret.Exist_FBC_SNCR & ACI & NGC | 0 | 0 | 0 | 0 | 0 | 0 | 0
00 Ret.Exist_FBC_SNCR & DRET | 0 | 0 | 0 | 0 | 0 | 0 | 0
00 Ret.Exist_FBC_SNCR & GPM | 0 | 0 | 0 | 0 | 0 | 0 | 0
00 Ret.Exist_FBC_SNCR & GPM & DRET | 0 | 0 | 0 | 0 | 0 | 0 | 0
00 Ret.Exist_FBC_SNCR & GPM & NGC | 0 | 0 | 0 | 0 | 0 | 0 | 0
00 Ret.Exist_FBC_SNCR & NGC | 0 | 0 | 0 | 0 | 0 | 0 | 0
00 Ret.Exist_FBC_SNCR_ACI_DSI & CCS | 0 | 0 | 0 | 0 | 0 | 0 | 0
00 Ret.Exist_FBC_SNCR_ACI_DSI & DCCS | 0 | 0 | 0 | 0 | 0 | 0 | 0
00 Ret.Exist_FBC_SNCR_ACI_DSI & DCCS & CCS | 0 | 0 | 0 | 0 | 0 | 0 | 0
00 Ret.Exist_FBC_SNCR_ACI_DSI & DRET | 0 | 0 | 0 | 0 | 0 | 0 | 0
00 Ret.Exist_FBC_SNCR_ACI_DSI & GPM | 0 | 0 | 0 | 0 | 0 | 0 | 0
00 Ret.Exist_FBC_SNCR_ACI_DSI & GPM & CCS | 0 | 0 | 0 | 0 | 0 | 0 | 0
00 Ret.Exist_FBC_SNCR_ACI_DSI & GPM & DRET | 0 | 0 | 0 | 0 | 0 | 0 | 0
00 Ret.Exist_FBC_SNCR_ACI_DSI & GPM & NGC | 0 | 0 | 0 | 0 | 0 | 0 | 0
00 Ret.Exist_FBC_SNCR_ACI_DSI & NGC | 0 | 0 | 0 | 0 | 0 | 0 | 0
00 Ret.Exist_FBC_SNCR_DSI & ACI | 0 | 0 | 0 | 0 | 0 | 0 | 0
00 Ret.Exist_FBC_SNCR_DSI & ACI & CCS | 0 | 0 | 0 | 0 | 0 | 0 | 0
00 Ret.Exist_FBC_SNCR_DSI & ACI & DRET | 0 | 0 | 0 | 0 | 0 | 0 | 0
00 Ret.Exist_FBC_SNCR_DSI & ACI & GPM | 0 | 0 | 0 | 0 | 0 | 0 | 0
00 Ret.Exist_FBC_SNCR_DSI & ACI & GPM & CCS | 0 | 0 | 0 | 0 | 0 | 0 | 0
00 Ret.Exist_FBC_SNCR_DSI & ACI & GPM & DRET | 0 | 0 | 0 | 0 | 0 | 0 | 0
00 Ret.Exist_FBC_SNCR_DSI & ACI & GPM & NGC | 0 | 0 | 0 | 0 | 0 | 0 | 0
00 Ret.Exist_FBC_SNCR_DSI & ACI & NGC | 0 | 0 | 0 | 0 | 0 | 0 | 0
00 Ret.Exist_FBC_SNCR_DSI & CCS | 0 | 0 | 0 | 0 | 0 | 0 | 0
00 Ret.Exist_FBC_SNCR_DSI & DCCS | 0 | 0 | 0 | 0 | 0 | 0 | 0
00 Ret.Exist_FBC_SNCR_DSI & DCCS & CCS | 0 | 0 | 0 | 0 | 0 | 0 | 0
00 Ret.Exist_FBC_SNCR_DSI & DRET | 0 | 0 | 0 | 0 | 0 | 0 | 0
00 Ret.Exist_FBC_SNCR_DSI & GPM | 0 | 0 | 0 | 0 | 0 | 0 | 0
00 Ret.Exist_FBC_SNCR_DSI & GPM & CCS | 0 | 0 | 0 | 0 | 0 | 0 | 0
00 Ret.Exist_FBC_SNCR_DSI & GPM & DRET | 0 | 0 | 0 | 0 | 0 | 0 | 0
00 Ret.Exist_FBC_SNCR_DSI & GPM & NGC | 0 | 0 | 0 | 0 | 0 | 0 | 0
00 Ret.Exist_FBC_SNCR_DSI & NGC | 0 | 0 | 0 | 0 | 0 | 0 | 0
00 Ret.Exist_FBC_WetFGD_DSI & ACI | 0 | 0 | 0 | 0 | 0 | 0 | 0
00 Ret.Exist_FBC_WetFGD_DSI & ACI & DRET | 0 | 0 | 0 | 0 | 0 | 0 | 0
00 Ret.Exist_FBC_WetFGD_DSI & ACI & GPM | 0 | 0 | 0 | 0 | 0 | 0 | 0
00 Ret.Exist_FBC_WetFGD_DSI & ACI & GPM & DRET | 0 | 0 | 0 | 0 | 0 | 0 | 0
00 Ret.Exist_FBC_WetFGD_DSI & ACI & GPM & NGC | 0 | 0 | 0 | 0 | 0 | 0 | 0
00 Ret.Exist_FBC_WetFGD_DSI & ACI & GPM & SNCR | 0 | 0 | 0 | 0 | 0 | 0 | 0
00 Ret.Exist_FBC_WetFGD_DSI & ACI & GPM & SNCR & DRET | 0 | 0 | 0 | 0 | 0 | 0 | 0
00 Ret.Exist_FBC_WetFGD_DSI & ACI & GPM & SNCR & NGC | 0 | 0 | 0 | 0 | 0 | 0 | 0
00 Ret.Exist_FBC_WetFGD_DSI & ACI & NGC | 0 | 0 | 0 | 0 | 0 | 0 | 0
00 Ret.Exist_FBC_WetFGD_DSI & ACI & SNCR | 0 | 0 | 0 | 0 | 0 | 0 | 0
00 Ret.Exist_FBC_WetFGD_DSI & ACI & SNCR & DRET | 0 | 0 | 0 | 0 | 0 | 0 | 0
00 Ret.Exist_FBC_WetFGD_DSI & ACI & SNCR & NGC | 0 | 0 | 0 | 0 | 0 | 0 | 0
00 Ret.Exist_FBC_WetFGD_DSI & DRET | 0 | 0 | 0 | 0 | 0 | 0 | 0
00 Ret.Exist_FBC_WetFGD_DSI & GPM | 0 | 0 | 0 | 0 | 0 | 0 | 0
00 Ret.Exist_FBC_WetFGD_DSI & GPM & DRET | 0 | 0 | 0 | 0 | 0 | 0 | 0
00 Ret.Exist_FBC_WetFGD_DSI & GPM & NGC | 0 | 0 | 0 | 0 | 0 | 0 | 0
00 Ret.Exist_FBC_WetFGD_DSI & GPM & SNCR | 0 | 0 | 0 | 0 | 0 | 0 | 0
00 Ret.Exist_FBC_WetFGD_DSI & GPM & SNCR & DRET | 0 | 0 | 0 | 0 | 0 | 0 | 0
00 Ret.Exist_FBC_WetFGD_DSI & GPM & SNCR & NGC | 0 | 0 | 0 | 0 | 0 | 0 | 0
00 Ret.Exist_FBC_WetFGD_DSI & NGC | 0 | 0 | 0 | 0 | 0 | 0 | 0
00 Ret.Exist_FBC_WetFGD_DSI & SNCR | 0 | 0 | 0 | 0 | 0 | 0 | 0
00 Ret.Exist_FBC_WetFGD_DSI & SNCR & DRET | 0 | 0 | 0 | 0 | 0 | 0 | 0
00 Ret.Exist_FBC_WetFGD_DSI & SNCR & NGC | 0 | 0 | 0 | 0 | 0 | 0 | 0
00 Ret.Exist_FBC_WetFGD_SNCR & ACI | 0 | 0 | 0 | 0 | 0 | 0 | 0
00 Ret.Exist_FBC_WetFGD_SNCR & ACI & DRET | 0 | 0 | 0 | 0 | 0 | 0 | 0
00 Ret.Exist_FBC_WetFGD_SNCR & ACI & NGC | 0 | 0 | 0 | 0 | 0 | 0 | 0
00 Ret.Exist_FBC_WetFGD_SNCR & DRET | 0 | 0 | 0 | 0 | 0 | 0 | 0
00 Ret.Exist_FBC_WetFGD_SNCR & GPM | 0 | 0 | 0 | 0 | 0 | 0 | 0
00 Ret.Exist_FBC_WetFGD_SNCR & GPM & DRET | 0 | 0 | 0 | 0 | 0 | 0 | 0
00 Ret.Exist_FBC_WetFGD_SNCR & GPM & NGC | 0 | 0 | 0 | 0 | 0 | 0 | 0
00 Ret.Exist_FBC_WetFGD_SNCR & NGC | 0 | 0 | 0 | 0 | 0 | 0 | 0
00 Ret.Exist_Non-FBC_ACI & C2G | 1047 | 1631 | 0 | 0 | 0 | 0 | 0
00 Ret.Exist_Non-FBC_ACI & C2G & SCR | 0 | 0 | 0 | 0 | 0 | 0 | 0
00 Ret.Exist_Non-FBC_ACI & DCCS | 0 | 0 | 0 | 0 | 0 | 0 | 0
00 Ret.Exist_Non-FBC_ACI & DCCS & WetFGD & SCR & CCS | 0 | 0 | 0 | 0 | 0 | 0 | 0
00 Ret.Exist_Non-FBC_ACI & DRET | 0 | 0 | 0 | 0 | 0 | 0 | 0
00 Ret.Exist_Non-FBC_ACI & DSI | 0 | 0 | 0 | 0 | 0 | 0 | 0
00 Ret.Exist_Non-FBC_ACI & DSI & C2G | 0 | 0 | 0 | 0 | 0 | 0 | 0
00 Ret.Exist_Non-FBC_ACI & DSI & C2G & SCR | 0 | 0 | 0 | 0 | 0 | 0 | 0
00 Ret.Exist_Non-FBC_ACI & DSI & DRET | 0 | 0 | 0 | 0 | 0 | 0 | 0
00 Ret.Exist_Non-FBC_ACI & DSI & GPM | 0 | 0 | 0 | 0 | 0 | 0 | 0
00 Ret.Exist_Non-FBC_ACI & DSI & GPM & C2G | 0 | 0 | 0 | 0 | 0 | 0 | 0
00 Ret.Exist_Non-FBC_ACI & DSI & GPM & C2G & SCR | 0 | 0 | 0 | 0 | 0 | 0 | 0
00 Ret.Exist_Non-FBC_ACI & DSI & GPM & DRET | 0 | 0 | 0 | 0 | 0 | 0 | 0
00 Ret.Exist_Non-FBC_ACI & DSI & GPM & NGC | 0 | 0 | 0 | 0 | 0 | 0 | 0
00 Ret.Exist_Non-FBC_ACI & DSI & GPM & SCR | 0 | 0 | 0 | 0 | 0 | 0 | 0
00 Ret.Exist_Non-FBC_ACI & DSI & GPM & SCR & DRET | 0 | 0 | 0 | 0 | 0 | 0 | 0
00 Ret.Exist_Non-FBC_ACI & DSI & GPM & SCR & NGC | 0 | 0 | 0 | 0 | 0 | 0 | 0
00 Ret.Exist_Non-FBC_ACI & DSI & GPM & SNCR | 0 | 0 | 0 | 0 | 0 | 0 | 0
00 Ret.Exist_Non-FBC_ACI & DSI & GPM & SNCR & DRET | 0 | 0 | 0 | 0 | 0 | 0 | 0
00 Ret.Exist_Non-FBC_ACI & DSI & GPM & SNCR & NGC | 0 | 0 | 0 | 0 | 0 | 0 | 0
00 Ret.Exist_Non-FBC_ACI & DSI & GPM & WetFGD & SCR & CCS | 0 | 0 | 0 | 0 | 0 | 0 | 0
00 Ret.Exist_Non-FBC_ACI & DSI & NGC | 0 | 0 | 0 | 0 | 0 | 0 | 0
00 Ret.Exist_Non-FBC_ACI & DSI & SCR | 0 | 0 | 0 | 0 | 0 | 0 | 0
00 Ret.Exist_Non-FBC_ACI & DSI & SCR & DRET | 0 | 0 | 0 | 0 | 0 | 0 | 0
00 Ret.Exist_Non-FBC_ACI & DSI & SCR & NGC | 0 | 0 | 0 | 0 | 0 | 0 | 0
00 Ret.Exist_Non-FBC_ACI & DSI & SNCR | 0 | 0 | 0 | 0 | 0 | 0 | 0
00 Ret.Exist_Non-FBC_ACI & DSI & SNCR & DRET | 0 | 0 | 0 | 0 | 0 | 0 | 0
00 Ret.Exist_Non-FBC_ACI & DSI & SNCR & NGC | 0 | 0 | 0 | 0 | 0 | 0 | 0
00 Ret.Exist_Non-FBC_ACI & DSI & WetFGD & SCR & CCS | 0 | 0 | 0 | 0 | 0 | 0 | 0
00 Ret.Exist_Non-FBC_ACI & GPM | 0 | 0 | 0 | 0 | 0 | 0 | 0
00 Ret.Exist_Non-FBC_ACI & GPM & C2G | 0 | 0 | 0 | 0 | 0 | 0 | 0
00 Ret.Exist_Non-FBC_ACI & GPM & C2G & SCR | 0 | 0 | 0 | 0 | 0 | 0 | 0
00 Ret.Exist_Non-FBC_ACI & GPM & DRET | 0 | 0 | 0 | 0 | 0 | 0 | 0
00 Ret.Exist_Non-FBC_ACI & GPM & NGC | 0 | 0 | 0 | 0 | 0 | 0 | 0
00 Ret.Exist_Non-FBC_ACI & GPM & SCR | 0 | 0 | 0 | 0 | 0 | 0 | 0
00 Ret.Exist_Non-FBC_ACI & GPM & SCR & DRET | 0 | 0 | 0 | 0 | 0 | 0 | 0
00 Ret.Exist_Non-FBC_ACI & GPM & SCR & NGC | 0 | 0 | 0 | 0 | 0 | 0 | 0
00 Ret.Exist_Non-FBC_ACI & GPM & SNCR | 0 | 0 | 0 | 0 | 0 | 0 | 0
00 Ret.Exist_Non-FBC_ACI & GPM & SNCR & DRET | 0 | 0 | 0 | 0 | 0 | 0 | 0
00 Ret.Exist_Non-FBC_ACI & GPM & SNCR & NGC | 0 | 0 | 0 | 0 | 0 | 0 | 0
00 Ret.Exist_Non-FBC_ACI & GPM & WetFGD & SCR & CCS | 0 | 0 | 0 | 0 | 0 | 0 | 0
00 Ret.Exist_Non-FBC_ACI & NGC | 0 | 0 | 0 | 0 | 0 | 0 | 0
00 Ret.Exist_Non-FBC_ACI & SCR | 0 | 0 | 0 | 0 | 0 | 0 | 0
00 Ret.Exist_Non-FBC_ACI & SCR & C2G | 0 | 0 | 0 | 0 | 0 | 0 | 0
00 Ret.Exist_Non-FBC_ACI & SCR & DRET | 0 | 0 | 0 | 0 | 0 | 0 | 0
00 Ret.Exist_Non-FBC_ACI & SCR & NGC | 0 | 0 | 0 | 0 | 0 | 0 | 0
00 Ret.Exist_Non-FBC_ACI & SCR & WetFGD & CCS | 0 | 0 | 0 | 0 | 0 | 0 | 0
00 Ret.Exist_Non-FBC_ACI & SNCR | 0 | 0 | 0 | 0 | 0 | 0 | 0
00 Ret.Exist_Non-FBC_ACI & SNCR & C2G | 0 | 0 | 0 | 0 | 0 | 0 | 0
00 Ret.Exist_Non-FBC_ACI & SNCR & DRET | 0 | 0 | 0 | 0 | 0 | 0 | 0
00 Ret.Exist_Non-FBC_ACI & SNCR & NGC | 0 | 0 | 0 | 0 | 0 | 0 | 0
00 Ret.Exist_Non-FBC_ACI_DSI & C2G | 1270 | 0 | 0 | 0 | 0 | 0 | 0
00 Ret.Exist_Non-FBC_ACI_DSI & C2G & SCR | 0 | 0 | 0 | 0 | 0 | 0 | 0
00 Ret.Exist_Non-FBC_ACI_DSI & DCCS | 0 | 0 | 0 | 0 | 0 | 0 | 0
00 Ret.Exist_Non-FBC_ACI_DSI & DCCS & WetFGD & SCR & CCS | 0 | 0 | 0 | 0 | 0 | 0 | 0
00 Ret.Exist_Non-FBC_ACI_DSI & DRET | 0 | 0 | 0 | 0 | 0 | 0 | 0
00 Ret.Exist_Non-FBC_ACI_DSI & GPM | 0 | 0 | 0 | 0 | 0 | 0 | 0
00 Ret.Exist_Non-FBC_ACI_DSI & GPM & C2G | 0 | 0 | 0 | 0 | 0 | 0 | 0
00 Ret.Exist_Non-FBC_ACI_DSI & GPM & C2G & SCR | 0 | 0 | 0 | 0 | 0 | 0 | 0
00 Ret.Exist_Non-FBC_ACI_DSI & GPM & DRET | 0 | 0 | 0 | 0 | 0 | 0 | 0
00 Ret.Exist_Non-FBC_ACI_DSI & GPM & NGC | 0 | 0 | 0 | 0 | 0 | 0 | 0
00 Ret.Exist_Non-FBC_ACI_DSI & GPM & SCR | 0 | 0 | 0 | 0 | 0 | 0 | 0
00 Ret.Exist_Non-FBC_ACI_DSI & GPM & SCR & DRET | 0 | 0 | 0 | 0 | 0 | 0 | 0
00 Ret.Exist_Non-FBC_ACI_DSI & GPM & SCR & NGC | 0 | 0 | 0 | 0 | 0 | 0 | 0
00 Ret.Exist_Non-FBC_ACI_DSI & GPM & SNCR | 0 | 0 | 0 | 0 | 0 | 0 | 0
00 Ret.Exist_Non-FBC_ACI_DSI & GPM & SNCR & DRET | 0 | 0 | 0 | 0 | 0 | 0 | 0
00 Ret.Exist_Non-FBC_ACI_DSI & GPM & SNCR & NGC | 0 | 0 | 0 | 0 | 0 | 0 | 0
00 Ret.Exist_Non-FBC_ACI_DSI & GPM & WetFGD & SCR & CCS | 0 | 0 | 0 | 0 | 0 | 0 | 0
00 Ret.Exist_Non-FBC_ACI_DSI & NGC | 0 | 0 | 0 | 0 | 0 | 0 | 0
00 Ret.Exist_Non-FBC_ACI_DSI & SCR | 0 | 0 | 0 | 0 | 0 | 0 | 0
00 Ret.Exist_Non-FBC_ACI_DSI & SCR & C2G | 0 | 0 | 0 | 0 | 0 | 0 | 0
00 Ret.Exist_Non-FBC_ACI_DSI & SCR & DRET | 0 | 0 | 0 | 0 | 0 | 0 | 0
00 Ret.Exist_Non-FBC_ACI_DSI & SCR & NGC | 0 | 0 | 0 | 0 | 0 | 0 | 0
00 Ret.Exist_Non-FBC_ACI_DSI & SCR & WetFGD & CCS | 0 | 0 | 0 | 0 | 0 | 0 | 0
00 Ret.Exist_Non-FBC_ACI_DSI & SNCR | 0 | 0 | 0 | 0 | 0 | 0 | 0
00 Ret.Exist_Non-FBC_ACI_DSI & SNCR & C2G | 0 | 0 | 0 | 0 | 0 | 0 | 0
00 Ret.Exist_Non-FBC_ACI_DSI & SNCR & DRET | 0 | 0 | 0 | 0 | 0 | 0 | 0
00 Ret.Exist_Non-FBC_ACI_DSI & SNCR & NGC | 0 | 0 | 0 | 0 | 0 | 0 | 0
00 Ret.Exist_Non-FBC_DryFGD & C2G | 0 | 0 | 0 | 0 | 0 | 0 | 0
00 Ret.Exist_Non-FBC_DryFGD & C2G & SCR | 0 | 0 | 0 | 0 | 0 | 0 | 0
00 Ret.Exist_Non-FBC_DryFGD & DRET | 0 | 0 | 0 | 0 | 0 | 0 | 0
00 Ret.Exist_Non-FBC_DryFGD & GPM | 0 | 0 | 0 | 0 | 0 | 0 | 0
00 Ret.Exist_Non-FBC_DryFGD & GPM & C2G | 0 | 0 | 0 | 0 | 0 | 0 | 0
00 Ret.Exist_Non-FBC_DryFGD & GPM & C2G & SCR | 0 | 0 | 0 | 0 | 0 | 0 | 0
00 Ret.Exist_Non-FBC_DryFGD & GPM & DRET | 0 | 0 | 0 | 0 | 0 | 0 | 0
00 Ret.Exist_Non-FBC_DryFGD & GPM & NGC | 0 | 0 | 0 | 0 | 0 | 0 | 0
00 Ret.Exist_Non-FBC_DryFGD & GPM & SCR | 0 | 0 | 0 | 0 | 0 | 0 | 0
00 Ret.Exist_Non-FBC_DryFGD & GPM & SCR & CCS | 0 | 0 | 0 | 0 | 0 | 0 | 0
00 Ret.Exist_Non-FBC_DryFGD & GPM & SCR & DRET | 0 | 0 | 0 | 0 | 0 | 0 | 0
00 Ret.Exist_Non-FBC_DryFGD & GPM & SCR & NGC | 0 | 0 | 0 | 0 | 0 | 0 | 0
00 Ret.Exist_Non-FBC_DryFGD & GPM & SNCR | 0 | 0 | 0 | 0 | 0 | 0 | 0
00 Ret.Exist_Non-FBC_DryFGD & GPM & SNCR & DRET | 0 | 0 | 0 | 0 | 0 | 0 | 0
00 Ret.Exist_Non-FBC_DryFGD & GPM & SNCR & NGC | 0 | 0 | 0 | 0 | 0 | 0 | 0
00 Ret.Exist_Non-FBC_DryFGD & NGC | 0 | 0 | 0 | 0 | 0 | 0 | 0
00 Ret.Exist_Non-FBC_DryFGD & SCR | 0 | 0 | 0 | 0 | 0 | 0 | 0
00 Ret.Exist_Non-FBC_DryFGD & SCR & C2G | 0 | 0 | 0 | 0 | 0 | 0 | 0
00 Ret.Exist_Non-FBC_DryFGD & SCR & CCS | 0 | 0 | 0 | 0 | 0 | 0 | 0
00 Ret.Exist_Non-FBC_DryFGD & SCR & DRET | 0 | 0 | 0 | 0 | 0 | 0 | 0
00 Ret.Exist_Non-FBC_DryFGD & SCR & NGC | 0 | 0 | 0 | 0 | 0 | 0 | 0
00 Ret.Exist_Non-FBC_DryFGD & SNCR | 0 | 0 | 0 | 0 | 0 | 0 | 0
00 Ret.Exist_Non-FBC_DryFGD & SNCR & C2G | 0 | 0 | 0 | 0 | 0 | 0 | 0
00 Ret.Exist_Non-FBC_DryFGD & SNCR & DRET | 0 | 0 | 0 | 0 | 0 | 0 | 0
00 Ret.Exist_Non-FBC_DryFGD & SNCR & NGC | 0 | 0 | 0 | 0 | 0 | 0 | 0
00 Ret.Exist_Non-FBC_DryFGD_ACI & C2G | 0 | 0 | 0 | 0 | 0 | 0 | 0
00 Ret.Exist_Non-FBC_DryFGD_ACI & C2G & SCR | 0 | 0 | 0 | 0 | 0 | 0 | 0
00 Ret.Exist_Non-FBC_DryFGD_ACI & DCCS | 0 | 0 | 0 | 0 | 0 | 0 | 0
00 Ret.Exist_Non-FBC_DryFGD_ACI & DCCS & SCR & CCS | 0 | 0 | 0 | 0 | 0 | 0 | 0
00 Ret.Exist_Non-FBC_DryFGD_ACI & DRET | 0 | 0 | 0 | 0 | 0 | 0 | 0
00 Ret.Exist_Non-FBC_DryFGD_ACI & GPM | 0 | 0 | 0 | 0 | 0 | 0 | 0
00 Ret.Exist_Non-FBC_DryFGD_ACI & GPM & C2G | 0 | 0 | 0 | 0 | 0 | 0 | 0
00 Ret.Exist_Non-FBC_DryFGD_ACI & GPM & C2G & SCR | 0 | 0 | 0 | 0 | 0 | 0 | 0
00 Ret.Exist_Non-FBC_DryFGD_ACI & GPM & DRET | 0 | 0 | 0 | 0 | 0 | 0 | 0
00 Ret.Exist_Non-FBC_DryFGD_ACI & GPM & NGC | 0 | 0 | 0 | 0 | 0 | 0 | 0
00 Ret.Exist_Non-FBC_DryFGD_ACI & GPM & SCR | 0 | 0 | 0 | 0 | 0 | 0 | 0
00 Ret.Exist_Non-FBC_DryFGD_ACI & GPM & SCR & CCS | 0 | 0 | 0 | 0 | 0 | 0 | 0
00 Ret.Exist_Non-FBC_DryFGD_ACI & GPM & SCR & DRET | 0 | 0 | 0 | 0 | 0 | 0 | 0
00 Ret.Exist_Non-FBC_DryFGD_ACI & GPM & SCR & NGC | 0 | 0 | 0 | 0 | 0 | 0 | 0
00 Ret.Exist_Non-FBC_DryFGD_ACI & GPM & SNCR | 0 | 0 | 0 | 0 | 0 | 0 | 0
00 Ret.Exist_Non-FBC_DryFGD_ACI & GPM & SNCR & DRET | 0 | 0 | 0 | 0 | 0 | 0 | 0
00 Ret.Exist_Non-FBC_DryFGD_ACI & GPM & SNCR & NGC | 0 | 0 | 0 | 0 | 0 | 0 | 0
00 Ret.Exist_Non-FBC_DryFGD_ACI & NGC | 0 | 0 | 0 | 0 | 0 | 0 | 0
00 Ret.Exist_Non-FBC_DryFGD_ACI & SCR | 0 | 242.3588 | 1013.9501 | 0 | 0 | 0 | 0
00 Ret.Exist_Non-FBC_DryFGD_ACI & SCR & C2G | 0 | 0 | 0 | 0 | 0 | 0 | 0
00 Ret.Exist_Non-FBC_DryFGD_ACI & SCR & CCS | 0 | 0 | 812.9065 | 0 | 0 | 0 | 0
00 Ret.Exist_Non-FBC_DryFGD_ACI & SCR & DRET | 0 | 0 | 0 | 0 | 0 | 0 | 0
00 Ret.Exist_Non-FBC_DryFGD_ACI & SCR & NGC | 0 | 0 | 0 | 0 | 0 | 0 | 0
00 Ret.Exist_Non-FBC_DryFGD_ACI & SNCR | 0 | 0 | 0 | 0 | 0 | 0 | 0
00 Ret.Exist_Non-FBC_DryFGD_ACI & SNCR & C2G | 0 | 0 | 0 | 0 | 0 | 0 | 0
00 Ret.Exist_Non-FBC_DryFGD_ACI & SNCR & DRET | 0 | 0 | 0 | 0 | 0 | 0 | 0
00 Ret.Exist_Non-FBC_DryFGD_ACI & SNCR & NGC | 0 | 0 | 0 | 0 | 0 | 0 | 0
00 Ret.Exist_Non-FBC_DryFGD_SCR & ACI | 0 | 0 | 0 | 0 | 0 | 0 | 0
00 Ret.Exist_Non-FBC_DryFGD_SCR & ACI & C2G | 0 | 0 | 0 | 0 | 0 | 0 | 0
00 Ret.Exist_Non-FBC_DryFGD_SCR & ACI & CCS | 0 | 0 | 0 | 0 | 0 | 0 | 0
00 Ret.Exist_Non-FBC_DryFGD_SCR & ACI & DRET | 0 | 0 | 0 | 0 | 0 | 0 | 0
00 Ret.Exist_Non-FBC_DryFGD_SCR & ACI & GPM | 0 | 0 | 0 | 0 | 0 | 0 | 0
00 Ret.Exist_Non-FBC_DryFGD_SCR & ACI & GPM & C2G | 0 | 0 | 0 | 0 | 0 | 0 | 0
00 Ret.Exist_Non-FBC_DryFGD_SCR & ACI & GPM & CCS | 0 | 0 | 0 | 0 | 0 | 0 | 0
00 Ret.Exist_Non-FBC_DryFGD_SCR & ACI & GPM & DRET | 0 | 0 | 0 | 0 | 0 | 0 | 0
00 Ret.Exist_Non-FBC_DryFGD_SCR & ACI & GPM & NGC | 0 | 0 | 0 | 0 | 0 | 0 | 0
00 Ret.Exist_Non-FBC_DryFGD_SCR & ACI & NGC | 0 | 0 | 0 | 0 | 0 | 0 | 0
00 Ret.Exist_Non-FBC_DryFGD_SCR & C2G | 0 | 0 | 0 | 0 | 0 | 0 | 0
00 Ret.Exist_Non-FBC_DryFGD_SCR & CCS | 0 | 0 | 0 | 0 | 0 | 0 | 0
00 Ret.Exist_Non-FBC_DryFGD_SCR & DRET | 0 | 0 | 0 | 0 | 0 | 0 | 0
00 Ret.Exist_Non-FBC_DryFGD_SCR & GPM | 0 | 0 | 0 | 0 | 0 | 0 | 0
00 Ret.Exist_Non-FBC_DryFGD_SCR & GPM & C2G | 0 | 0 | 0 | 0 | 0 | 0 | 0
00 Ret.Exist_Non-FBC_DryFGD_SCR & GPM & CCS | 0 | 0 | 0 | 0 | 0 | 0 | 0
00 Ret.Exist_Non-FBC_DryFGD_SCR & GPM & DRET | 0 | 0 | 0 | 0 | 0 | 0 | 0
00 Ret.Exist_Non-FBC_DryFGD_SCR & GPM & NGC | 0 | 0 | 0 | 0 | 0 | 0 | 0
00 Ret.Exist_Non-FBC_DryFGD_SCR & NGC | 0 | 0 | 0 | 0 | 0 | 0 | 0
00 Ret.Exist_Non-FBC_DryFGD_SCR_ACI & C2G | 497.2 | 933 | 563.508 | 0 | 0 | 0 | 0
00 Ret.Exist_Non-FBC_DryFGD_SCR_ACI & CCS | 0 | 259.4793 | 325.5099 | 0 | 0 | 0 | 0
00 Ret.Exist_Non-FBC_DryFGD_SCR_ACI & DCCS | 0 | 0 | 0 | 0 | 0 | 0 | 0
00 Ret.Exist_Non-FBC_DryFGD_SCR_ACI & DCCS & CCS | 0 | 0 | 0 | 0 | 0 | 0 | 0
00 Ret.Exist_Non-FBC_DryFGD_SCR_ACI & DRET | 0 | 0 | 0 | 0 | 0 | 0 | 0
00 Ret.Exist_Non-FBC_DryFGD_SCR_ACI & GPM | 0 | 0 | 0 | 0 | 0 | 0 | 0
00 Ret.Exist_Non-FBC_DryFGD_SCR_ACI & GPM & C2G | 0 | 0 | 0 | 0 | 0 | 0 | 0
00 Ret.Exist_Non-FBC_DryFGD_SCR_ACI & GPM & CCS | 0 | 0 | 0 | 0 | 0 | 0 | 0
00 Ret.Exist_Non-FBC_DryFGD_SCR_ACI & GPM & DRET | 0 | 0 | 0 | 0 | 0 | 0 | 0
00 Ret.Exist_Non-FBC_DryFGD_SCR_ACI & GPM & NGC | 0 | 0 | 0 | 0 | 0 | 0 | 0
00 Ret.Exist_Non-FBC_DryFGD_SCR_ACI & NGC | 0 | 0 | 0 | 0 | 0 | 0 | 0
00 Ret.Exist_Non-FBC_DryFGD_SCR_ACI_DSI & C2G | 0 | 0 | 0 | 0 | 0 | 0 | 0
00 Ret.Exist_Non-FBC_DryFGD_SCR_ACI_DSI & CCS | 0 | 0 | 0 | 0 | 0 | 0 | 0
00 Ret.Exist_Non-FBC_DryFGD_SCR_ACI_DSI & DCCS | 0 | 0 | 0 | 0 | 0 | 0 | 0
00 Ret.Exist_Non-FBC_DryFGD_SCR_ACI_DSI & DCCS & CCS | 0 | 0 | 0 | 0 | 0 | 0 | 0
00 Ret.Exist_Non-FBC_DryFGD_SCR_ACI_DSI & DRET | 0 | 0 | 0 | 0 | 0 | 0 | 0
00 Ret.Exist_Non-FBC_DryFGD_SCR_ACI_DSI & GPM | 0 | 0 | 0 | 0 | 0 | 0 | 0
00 Ret.Exist_Non-FBC_DryFGD_SCR_ACI_DSI & GPM & C2G | 0 | 0 | 0 | 0 | 0 | 0 | 0
00 Ret.Exist_Non-FBC_DryFGD_SCR_ACI_DSI & GPM & CCS | 0 | 0 | 0 | 0 | 0 | 0 | 0
00 Ret.Exist_Non-FBC_DryFGD_SCR_ACI_DSI & GPM & DRET | 0 | 0 | 0 | 0 | 0 | 0 | 0
00 Ret.Exist_Non-FBC_DryFGD_SCR_ACI_DSI & GPM & NGC | 0 | 0 | 0 | 0 | 0 | 0 | 0
00 Ret.Exist_Non-FBC_DryFGD_SCR_ACI_DSI & NGC | 0 | 0 | 0 | 0 | 0 | 0 | 0
00 Ret.Exist_Non-FBC_DryFGD_SCR_DSI & ACI | 0 | 0 | 0 | 0 | 0 | 0 | 0
00 Ret.Exist_Non-FBC_DryFGD_SCR_DSI & ACI & C2G | 0 | 0 | 0 | 0 | 0 | 0 | 0
00 Ret.Exist_Non-FBC_DryFGD_SCR_DSI & ACI & CCS | 0 | 0 | 0 | 0 | 0 | 0 | 0
00 Ret.Exist_Non-FBC_DryFGD_SCR_DSI & ACI & DRET | 0 | 0 | 0 | 0 | 0 | 0 | 0
00 Ret.Exist_Non-FBC_DryFGD_SCR_DSI & ACI & GPM | 0 | 0 | 0 | 0 | 0 | 0 | 0
00 Ret.Exist_Non-FBC_DryFGD_SCR_DSI & ACI & GPM & C2G | 0 | 0 | 0 | 0 | 0 | 0 | 0
00 Ret.Exist_Non-FBC_DryFGD_SCR_DSI & ACI & GPM & CCS | 0 | 0 | 0 | 0 | 0 | 0 | 0
00 Ret.Exist_Non-FBC_DryFGD_SCR_DSI & ACI & GPM & DRET | 0 | 0 | 0 | 0 | 0 | 0 | 0
00 Ret.Exist_Non-FBC_DryFGD_SCR_DSI & ACI & GPM & NGC | 0 | 0 | 0 | 0 | 0 | 0 | 0
00 Ret.Exist_Non-FBC_DryFGD_SCR_DSI & ACI & NGC | 0 | 0 | 0 | 0 | 0 | 0 | 0
00 Ret.Exist_Non-FBC_DryFGD_SCR_DSI & C2G | 0 | 0 | 0 | 0 | 0 | 0 | 0
00 Ret.Exist_Non-FBC_DryFGD_SCR_DSI & CCS | 0 | 0 | 0 | 0 | 0 | 0 | 0
00 Ret.Exist_Non-FBC_DryFGD_SCR_DSI & DRET | 0 | 0 | 0 | 0 | 0 | 0 | 0
00 Ret.Exist_Non-FBC_DryFGD_SCR_DSI & GPM | 0 | 0 | 0 | 0 | 0 | 0 | 0
00 Ret.Exist_Non-FBC_DryFGD_SCR_DSI & GPM & C2G | 0 | 0 | 0 | 0 | 0 | 0 | 0
00 Ret.Exist_Non-FBC_DryFGD_SCR_DSI & GPM & CCS | 0 | 0 | 0 | 0 | 0 | 0 | 0
00 Ret.Exist_Non-FBC_DryFGD_SCR_DSI & GPM & DRET | 0 | 0 | 0 | 0 | 0 | 0 | 0
00 Ret.Exist_Non-FBC_DryFGD_SCR_DSI & GPM & NGC | 0 | 0 | 0 | 0 | 0 | 0 | 0
00 Ret.Exist_Non-FBC_DryFGD_SCR_DSI & NGC | 0 | 0 | 0 | 0 | 0 | 0 | 0
00 Ret.Exist_Non-FBC_DryFGD_SNCR_ACI & C2G | 0 | 0 | 0 | 0 | 0 | 0 | 0
00 Ret.Exist_Non-FBC_DryFGD_SNCR_ACI & C2G & SCR | 0 | 0 | 0 | 0 | 0 | 0 | 0
00 Ret.Exist_Non-FBC_DryFGD_SNCR_ACI & DCCS | 0 | 0 | 0 | 0 | 0 | 0 | 0
00 Ret.Exist_Non-FBC_DryFGD_SNCR_ACI & DCCS & SCR & CCS | 0 | 0 | 0 | 0 | 0 | 0 | 0
00 Ret.Exist_Non-FBC_DryFGD_SNCR_ACI & DRET | 0 | 0 | 0 | 0 | 0 | 0 | 0
00 Ret.Exist_Non-FBC_DryFGD_SNCR_ACI & GPM | 0 | 0 | 0 | 0 | 0 | 0 | 0
00 Ret.Exist_Non-FBC_DryFGD_SNCR_ACI & GPM & C2G | 0 | 0 | 0 | 0 | 0 | 0 | 0
00 Ret.Exist_Non-FBC_DryFGD_SNCR_ACI & GPM & C2G & SCR | 0 | 0 | 0 | 0 | 0 | 0 | 0
00 Ret.Exist_Non-FBC_DryFGD_SNCR_ACI & GPM & DRET | 0 | 0 | 0 | 0 | 0 | 0 | 0
00 Ret.Exist_Non-FBC_DryFGD_SNCR_ACI & GPM & NGC | 0 | 0 | 0 | 0 | 0 | 0 | 0
00 Ret.Exist_Non-FBC_DryFGD_SNCR_ACI & GPM & SCR | 0 | 0 | 0 | 0 | 0 | 0 | 0
00 Ret.Exist_Non-FBC_DryFGD_SNCR_ACI & GPM & SCR & CCS | 0 | 0 | 0 | 0 | 0 | 0 | 0
00 Ret.Exist_Non-FBC_DryFGD_SNCR_ACI & GPM & SCR & DRET | 0 | 0 | 0 | 0 | 0 | 0 | 0
00 Ret.Exist_Non-FBC_DryFGD_SNCR_ACI & GPM & SCR & NGC | 0 | 0 | 0 | 0 | 0 | 0 | 0
00 Ret.Exist_Non-FBC_DryFGD_SNCR_ACI & NGC | 0 | 0 | 0 | 0 | 0 | 0 | 0
00 Ret.Exist_Non-FBC_DryFGD_SNCR_ACI & SCR | 0 | 0 | 0 | 0 | 0 | 0 | 0
00 Ret.Exist_Non-FBC_DryFGD_SNCR_ACI & SCR & C2G | 0 | 0 | 0 | 0 | 0 | 0 | 0
00 Ret.Exist_Non-FBC_DryFGD_SNCR_ACI & SCR & CCS | 0 | 0 | 0 | 0 | 0 | 0 | 0
00 Ret.Exist_Non-FBC_DryFGD_SNCR_ACI & SCR & DRET | 0 | 0 | 0 | 0 | 0 | 0 | 0
00 Ret.Exist_Non-FBC_DryFGD_SNCR_ACI & SCR & NGC | 0 | 0 | 0 | 0 | 0 | 0 | 0
00 Ret.Exist_Non-FBC_DryFGD_SNCR_ACI_DSI & C2G | 0 | 0 | 0 | 0 | 0 | 0 | 0
00 Ret.Exist_Non-FBC_DryFGD_SNCR_ACI_DSI & C2G & SCR | 0 | 0 | 0 | 0 | 0 | 0 | 0
00 Ret.Exist_Non-FBC_DryFGD_SNCR_ACI_DSI & DRET | 0 | 0 | 0 | 0 | 0 | 0 | 0
00 Ret.Exist_Non-FBC_DryFGD_SNCR_ACI_DSI & GPM | 0 | 0 | 0 | 0 | 0 | 0 | 0
00 Ret.Exist_Non-FBC_DryFGD_SNCR_ACI_DSI & GPM & C2G | 0 | 0 | 0 | 0 | 0 | 0 | 0
00 Ret.Exist_Non-FBC_DryFGD_SNCR_ACI_DSI & GPM & C2G & SCR | 0 | 0 | 0 | 0 | 0 | 0 | 0
00 Ret.Exist_Non-FBC_DryFGD_SNCR_ACI_DSI & GPM & DRET | 0 | 0 | 0 | 0 | 0 | 0 | 0
00 Ret.Exist_Non-FBC_DryFGD_SNCR_ACI_DSI & GPM & NGC | 0 | 0 | 0 | 0 | 0 | 0 | 0
00 Ret.Exist_Non-FBC_DryFGD_SNCR_ACI_DSI & GPM & SCR | 0 | 0 | 0 | 0 | 0 | 0 | 0
00 Ret.Exist_Non-FBC_DryFGD_SNCR_ACI_DSI & GPM & SCR & CCS | 0 | 0 | 0 | 0 | 0 | 0 | 0
00 Ret.Exist_Non-FBC_DryFGD_SNCR_ACI_DSI & GPM & SCR & DRET | 0 | 0 | 0 | 0 | 0 | 0 | 0
00 Ret.Exist_Non-FBC_DryFGD_SNCR_ACI_DSI & GPM & SCR & NGC | 0 | 0 | 0 | 0 | 0 | 0 | 0
00 Ret.Exist_Non-FBC_DryFGD_SNCR_ACI_DSI & NGC | 0 | 0 | 0 | 0 | 0 | 0 | 0
00 Ret.Exist_Non-FBC_DryFGD_SNCR_ACI_DSI & SCR | 0 | 0 | 0 | 0 | 0 | 0 | 0
00 Ret.Exist_Non-FBC_DryFGD_SNCR_ACI_DSI & SCR & C2G | 0 | 0 | 0 | 0 | 0 | 0 | 0
00 Ret.Exist_Non-FBC_DryFGD_SNCR_ACI_DSI & SCR & CCS | 0 | 0 | 0 | 0 | 0 | 0 | 0
00 Ret.Exist_Non-FBC_DryFGD_SNCR_ACI_DSI & SCR & DRET | 0 | 0 | 0 | 0 | 0 | 0 | 0
00 Ret.Exist_Non-FBC_DryFGD_SNCR_ACI_DSI & SCR & NGC | 0 | 0 | 0 | 0 | 0 | 0 | 0
00 Ret.Exist_Non-FBC_DSI & ACI | 0 | 0 | 0 | 0 | 0 | 0 | 0
00 Ret.Exist_Non-FBC_DSI & ACI & C2G | 0 | 0 | 0 | 0 | 0 | 0 | 0
00 Ret.Exist_Non-FBC_DSI & ACI & C2G & SCR | 0 | 0 | 0 | 0 | 0 | 0 | 0
00 Ret.Exist_Non-FBC_DSI & ACI & DRET | 0 | 0 | 0 | 0 | 0 | 0 | 0
00 Ret.Exist_Non-FBC_DSI & ACI & GPM | 0 | 0 | 0 | 0 | 0 | 0 | 0
00 Ret.Exist_Non-FBC_DSI & ACI & GPM & C2G | 0 | 0 | 0 | 0 | 0 | 0 | 0
00 Ret.Exist_Non-FBC_DSI & ACI & GPM & C2G & SCR | 0 | 0 | 0 | 0 | 0 | 0 | 0
00 Ret.Exist_Non-FBC_DSI & ACI & GPM & DRET | 0 | 0 | 0 | 0 | 0 | 0 | 0
00 Ret.Exist_Non-FBC_DSI & ACI & GPM & NGC | 0 | 0 | 0 | 0 | 0 | 0 | 0
00 Ret.Exist_Non-FBC_DSI & ACI & GPM & SCR | 0 | 0 | 0 | 0 | 0 | 0 | 0
00 Ret.Exist_Non-FBC_DSI & ACI & GPM & SCR & DRET | 0 | 0 | 0 | 0 | 0 | 0 | 0
00 Ret.Exist_Non-FBC_DSI & ACI & GPM & SCR & NGC | 0 | 0 | 0 | 0 | 0 | 0 | 0
00 Ret.Exist_Non-FBC_DSI & ACI & GPM & SNCR | 0 | 0 | 0 | 0 | 0 | 0 | 0
00 Ret.Exist_Non-FBC_DSI & ACI & GPM & SNCR & DRET | 0 | 0 | 0 | 0 | 0 | 0 | 0
00 Ret.Exist_Non-FBC_DSI & ACI & GPM & SNCR & NGC | 0 | 0 | 0 | 0 | 0 | 0 | 0
00 Ret.Exist_Non-FBC_DSI & ACI & GPM & WetFGD & SCR & CCS | 0 | 0 | 0 | 0 | 0 | 0 | 0
00 Ret.Exist_Non-FBC_DSI & ACI & NGC | 0 | 0 | 0 | 0 | 0 | 0 | 0
00 Ret.Exist_Non-FBC_DSI & ACI & SCR | 0 | 0 | 0 | 0 | 0 | 0 | 0
00 Ret.Exist_Non-FBC_DSI & ACI & SCR & DRET | 0 | 0 | 0 | 0 | 0 | 0 | 0
00 Ret.Exist_Non-FBC_DSI & ACI & SCR & NGC | 0 | 0 | 0 | 0 | 0 | 0 | 0
00 Ret.Exist_Non-FBC_DSI & ACI & SNCR | 0 | 0 | 0 | 0 | 0 | 0 | 0
00 Ret.Exist_Non-FBC_DSI & ACI & SNCR & DRET | 0 | 0 | 0 | 0 | 0 | 0 | 0
00 Ret.Exist_Non-FBC_DSI & ACI & SNCR & NGC | 0 | 0 | 0 | 0 | 0 | 0 | 0
00 Ret.Exist_Non-FBC_DSI & ACI & WetFGD & SCR & CCS | 0 | 0 | 0 | 0 | 0 | 0 | 0
00 Ret.Exist_Non-FBC_DSI & C2G | 0 | 0 | 0 | 0 | 0 | 0 | 0
00 Ret.Exist_Non-FBC_DSI & C2G & SCR | 0 | 0 | 0 | 0 | 0 | 0 | 0
00 Ret.Exist_Non-FBC_DSI & DRET | 0 | 0 | 0 | 0 | 0 | 0 | 0
00 Ret.Exist_Non-FBC_DSI & GPM | 0 | 0 | 0 | 0 | 0 | 0 | 0
00 Ret.Exist_Non-FBC_DSI & GPM & C2G | 0 | 0 | 0 | 0 | 0 | 0 | 0
00 Ret.Exist_Non-FBC_DSI & GPM & C2G & SCR | 0 | 0 | 0 | 0 | 0 | 0 | 0
00 Ret.Exist_Non-FBC_DSI & GPM & DRET | 0 | 0 | 0 | 0 | 0 | 0 | 0
00 Ret.Exist_Non-FBC_DSI & GPM & NGC | 0 | 0 | 0 | 0 | 0 | 0 | 0
00 Ret.Exist_Non-FBC_DSI & GPM & SCR | 0 | 0 | 0 | 0 | 0 | 0 | 0
00 Ret.Exist_Non-FBC_DSI & GPM & SCR & DRET | 0 | 0 | 0 | 0 | 0 | 0 | 0
00 Ret.Exist_Non-FBC_DSI & GPM & SCR & NGC | 0 | 0 | 0 | 0 | 0 | 0 | 0
00 Ret.Exist_Non-FBC_DSI & GPM & SNCR | 0 | 0 | 0 | 0 | 0 | 0 | 0
00 Ret.Exist_Non-FBC_DSI & GPM & SNCR & DRET | 0 | 0 | 0 | 0 | 0 | 0 | 0
00 Ret.Exist_Non-FBC_DSI & GPM & SNCR & NGC | 0 | 0 | 0 | 0 | 0 | 0 | 0
00 Ret.Exist_Non-FBC_DSI & GPM & WetFGD & SCR & CCS | 0 | 0 | 0 | 0 | 0 | 0 | 0
00 Ret.Exist_Non-FBC_DSI & NGC | 0 | 0 | 0 | 0 | 0 | 0 | 0
00 Ret.Exist_Non-FBC_DSI & SCR | 0 | 0 | 0 | 0 | 0 | 0 | 0
00 Ret.Exist_Non-FBC_DSI & SCR & C2G | 0 | 0 | 0 | 0 | 0 | 0 | 0
00 Ret.Exist_Non-FBC_DSI & SCR & DRET | 0 | 0 | 0 | 0 | 0 | 0 | 0
00 Ret.Exist_Non-FBC_DSI & SCR & NGC | 0 | 0 | 0 | 0 | 0 | 0 | 0
00 Ret.Exist_Non-FBC_DSI & SCR & WetFGD & CCS | 0 | 0 | 0 | 0 | 0 | 0 | 0
00 Ret.Exist_Non-FBC_DSI & SNCR | 0 | 0 | 0 | 0 | 0 | 0 | 0
00 Ret.Exist_Non-FBC_DSI & SNCR & C2G | 0 | 0 | 0 | 0 | 0 | 0 | 0
00 Ret.Exist_Non-FBC_DSI & SNCR & DRET | 0 | 0 | 0 | 0 | 0 | 0 | 0
00 Ret.Exist_Non-FBC_DSI & SNCR & NGC | 0 | 0 | 0 | 0 | 0 | 0 | 0
00 Ret.Exist_Non-FBC_NoCtrl & ACI | 0 | 0 | 0 | 0 | 0 | 0 | 0
00 Ret.Exist_Non-FBC_NoCtrl & ACI & C2G | 0 | 0 | 0 | 0 | 0 | 0 | 0
00 Ret.Exist_Non-FBC_NoCtrl & ACI & C2G & SCR | 0 | 0 | 0 | 0 | 0 | 0 | 0
00 Ret.Exist_Non-FBC_NoCtrl & ACI & DRET | 0 | 0 | 0 | 0 | 0 | 0 | 0
00 Ret.Exist_Non-FBC_NoCtrl & ACI & DSI | 0 | 0 | 0 | 0 | 0 | 0 | 0
00 Ret.Exist_Non-FBC_NoCtrl & ACI & DSI & C2G | 0 | 0 | 0 | 0 | 0 | 0 | 0
00 Ret.Exist_Non-FBC_NoCtrl & ACI & DSI & C2G & SCR | 0 | 0 | 0 | 0 | 0 | 0 | 0
00 Ret.Exist_Non-FBC_NoCtrl & ACI & DSI & DRET | 0 | 0 | 0 | 0 | 0 | 0 | 0
00 Ret.Exist_Non-FBC_NoCtrl & ACI & DSI & GPM | 0 | 0 | 0 | 0 | 0 | 0 | 0
00 Ret.Exist_Non-FBC_NoCtrl & ACI & DSI & GPM & C2G | 0 | 0 | 0 | 0 | 0 | 0 | 0
00 Ret.Exist_Non-FBC_NoCtrl & ACI & DSI & GPM & C2G & SCR | 0 | 0 | 0 | 0 | 0 | 0 | 0
00 Ret.Exist_Non-FBC_NoCtrl & ACI & DSI & GPM & DRET | 0 | 0 | 0 | 0 | 0 | 0 | 0
00 Ret.Exist_Non-FBC_NoCtrl & ACI & DSI & GPM & NGC | 0 | 0 | 0 | 0 | 0 | 0 | 0
00 Ret.Exist_Non-FBC_NoCtrl & ACI & DSI & GPM & SCR | 0 | 0 | 0 | 0 | 0 | 0 | 0
00 Ret.Exist_Non-FBC_NoCtrl & ACI & DSI & GPM & SCR & DRET | 0 | 0 | 0 | 0 | 0 | 0 | 0
00 Ret.Exist_Non-FBC_NoCtrl & ACI & DSI & GPM & SCR & NGC | 0 | 0 | 0 | 0 | 0 | 0 | 0
00 Ret.Exist_Non-FBC_NoCtrl & ACI & DSI & GPM & SNCR | 0 | 0 | 0 | 0 | 0 | 0 | 0
00 Ret.Exist_Non-FBC_NoCtrl & ACI & DSI & GPM & SNCR & DRET | 0 | 0 | 0 | 0 | 0 | 0 | 0
00 Ret.Exist_Non-FBC_NoCtrl & ACI & DSI & GPM & SNCR & NGC | 0 | 0 | 0 | 0 | 0 | 0 | 0
00 Ret.Exist_Non-FBC_NoCtrl & ACI & DSI & GPM & WetFGD & SCR & CCS | 0 | 0 | 0 | 0 | 0 | 0 | 0
00 Ret.Exist_Non-FBC_NoCtrl & ACI & DSI & NGC | 0 | 0 | 0 | 0 | 0 | 0 | 0
00 Ret.Exist_Non-FBC_NoCtrl & ACI & DSI & SCR | 0 | 0 | 0 | 0 | 0 | 0 | 0
00 Ret.Exist_Non-FBC_NoCtrl & ACI & DSI & SCR & DRET | 0 | 0 | 0 | 0 | 0 | 0 | 0
00 Ret.Exist_Non-FBC_NoCtrl & ACI & DSI & SCR & NGC | 0 | 0 | 0 | 0 | 0 | 0 | 0
00 Ret.Exist_Non-FBC_NoCtrl & ACI & DSI & SNCR | 0 | 0 | 0 | 0 | 0 | 0 | 0
00 Ret.Exist_Non-FBC_NoCtrl & ACI & DSI & SNCR & DRET | 0 | 0 | 0 | 0 | 0 | 0 | 0
00 Ret.Exist_Non-FBC_NoCtrl & ACI & DSI & SNCR & NGC | 0 | 0 | 0 | 0 | 0 | 0 | 0
00 Ret.Exist_Non-FBC_NoCtrl & ACI & DSI & WetFGD & SCR & CCS | 0 | 0 | 0 | 0 | 0 | 0 | 0
00 Ret.Exist_Non-FBC_NoCtrl & ACI & GPM | 0 | 0 | 0 | 0 | 0 | 0 | 0
00 Ret.Exist_Non-FBC_NoCtrl & ACI & GPM & C2G | 0 | 0 | 0 | 0 | 0 | 0 | 0
00 Ret.Exist_Non-FBC_NoCtrl & ACI & GPM & C2G & SCR | 0 | 0 | 0 | 0 | 0 | 0 | 0
00 Ret.Exist_Non-FBC_NoCtrl & ACI & GPM & DRET | 0 | 0 | 0 | 0 | 0 | 0 | 0
00 Ret.Exist_Non-FBC_NoCtrl & ACI & GPM & NGC | 0 | 0 | 0 | 0 | 0 | 0 | 0
00 Ret.Exist_Non-FBC_NoCtrl & ACI & GPM & SCR | 0 | 0 | 0 | 0 | 0 | 0 | 0
00 Ret.Exist_Non-FBC_NoCtrl & ACI & GPM & SCR & DRET | 0 | 0 | 0 | 0 | 0 | 0 | 0
00 Ret.Exist_Non-FBC_NoCtrl & ACI & GPM & SCR & NGC | 0 | 0 | 0 | 0 | 0 | 0 | 0
00 Ret.Exist_Non-FBC_NoCtrl & ACI & GPM & SNCR | 0 | 0 | 0 | 0 | 0 | 0 | 0
00 Ret.Exist_Non-FBC_NoCtrl & ACI & GPM & SNCR & DRET | 0 | 0 | 0 | 0 | 0 | 0 | 0
00 Ret.Exist_Non-FBC_NoCtrl & ACI & GPM & SNCR & NGC | 0 | 0 | 0 | 0 | 0 | 0 | 0
00 Ret.Exist_Non-FBC_NoCtrl & ACI & GPM & WetFGD & SCR & CCS | 0 | 0 | 0 | 0 | 0 | 0 | 0
00 Ret.Exist_Non-FBC_NoCtrl & ACI & NGC | 0 | 0 | 0 | 0 | 0 | 0 | 0
00 Ret.Exist_Non-FBC_NoCtrl & ACI & SCR | 0 | 0 | 0 | 0 | 0 | 0 | 0
00 Ret.Exist_Non-FBC_NoCtrl & ACI & SCR & DRET | 0 | 0 | 0 | 0 | 0 | 0 | 0
00 Ret.Exist_Non-FBC_NoCtrl & ACI & SCR & NGC | 0 | 0 | 0 | 0 | 0 | 0 | 0
00 Ret.Exist_Non-FBC_NoCtrl & ACI & SNCR | 0 | 0 | 0 | 0 | 0 | 0 | 0
00 Ret.Exist_Non-FBC_NoCtrl & ACI & SNCR & DRET | 0 | 0 | 0 | 0 | 0 | 0 | 0
00 Ret.Exist_Non-FBC_NoCtrl & ACI & SNCR & NGC | 0 | 0 | 0 | 0 | 0 | 0 | 0
00 Ret.Exist_Non-FBC_NoCtrl & ACI & WetFGD & SCR & CCS | 0 | 0 | 0 | 0 | 0 | 0 | 0
00 Ret.Exist_Non-FBC_NoCtrl & C2G | 0 | 0 | 0 | 0 | 0 | 0 | 0
00 Ret.Exist_Non-FBC_NoCtrl & C2G & SCR | 0 | 0 | 0 | 0 | 0 | 0 | 0
00 Ret.Exist_Non-FBC_NoCtrl & DCCS | 0 | 0 | 0 | 0 | 0 | 0 | 0
00 Ret.Exist_Non-FBC_NoCtrl & DCCS & WetFGD & SCR & CCS | 0 | 0 | 0 | 0 | 0 | 0 | 0
00 Ret.Exist_Non-FBC_NoCtrl & DRET | 0 | 0 | 0 | 0 | 0 | 0 | 0
00 Ret.Exist_Non-FBC_NoCtrl & DSI | 0 | 0 | 0 | 0 | 0 | 0 | 0
00 Ret.Exist_Non-FBC_NoCtrl & DSI & C2G | 0 | 0 | 0 | 0 | 0 | 0 | 0
00 Ret.Exist_Non-FBC_NoCtrl & DSI & C2G & SCR | 0 | 0 | 0 | 0 | 0 | 0 | 0
00 Ret.Exist_Non-FBC_NoCtrl & DSI & DRET | 0 | 0 | 0 | 0 | 0 | 0 | 0
00 Ret.Exist_Non-FBC_NoCtrl & DSI & GPM | 0 | 0 | 0 | 0 | 0 | 0 | 0
00 Ret.Exist_Non-FBC_NoCtrl & DSI & GPM & C2G | 0 | 0 | 0 | 0 | 0 | 0 | 0
00 Ret.Exist_Non-FBC_NoCtrl & DSI & GPM & C2G & SCR | 0 | 0 | 0 | 0 | 0 | 0 | 0
00 Ret.Exist_Non-FBC_NoCtrl & DSI & GPM & DRET | 0 | 0 | 0 | 0 | 0 | 0 | 0
00 Ret.Exist_Non-FBC_NoCtrl & DSI & GPM & NGC | 0 | 0 | 0 | 0 | 0 | 0 | 0
00 Ret.Exist_Non-FBC_NoCtrl & DSI & GPM & SCR | 0 | 0 | 0 | 0 | 0 | 0 | 0
00 Ret.Exist_Non-FBC_NoCtrl & DSI & GPM & SCR & DRET | 0 | 0 | 0 | 0 | 0 | 0 | 0
00 Ret.Exist_Non-FBC_NoCtrl & DSI & GPM & SCR & NGC | 0 | 0 | 0 | 0 | 0 | 0 | 0
00 Ret.Exist_Non-FBC_NoCtrl & DSI & GPM & SNCR | 0 | 0 | 0 | 0 | 0 | 0 | 0
00 Ret.Exist_Non-FBC_NoCtrl & DSI & GPM & SNCR & DRET | 0 | 0 | 0 | 0 | 0 | 0 | 0
00 Ret.Exist_Non-FBC_NoCtrl & DSI & GPM & SNCR & NGC | 0 | 0 | 0 | 0 | 0 | 0 | 0
00 Ret.Exist_Non-FBC_NoCtrl & DSI & GPM & WetFGD & SCR & CCS | 0 | 0 | 0 | 0 | 0 | 0 | 0
00 Ret.Exist_Non-FBC_NoCtrl & DSI & NGC | 0 | 0 | 0 | 0 | 0 | 0 | 0
00 Ret.Exist_Non-FBC_NoCtrl & DSI & SCR | 0 | 0 | 0 | 0 | 0 | 0 | 0
00 Ret.Exist_Non-FBC_NoCtrl & DSI & SCR & DRET | 0 | 0 | 0 | 0 | 0 | 0 | 0
00 Ret.Exist_Non-FBC_NoCtrl & DSI & SCR & NGC | 0 | 0 | 0 | 0 | 0 | 0 | 0
00 Ret.Exist_Non-FBC_NoCtrl & DSI & SNCR | 0 | 0 | 0 | 0 | 0 | 0 | 0
00 Ret.Exist_Non-FBC_NoCtrl & DSI & SNCR & DRET | 0 | 0 | 0 | 0 | 0 | 0 | 0
00 Ret.Exist_Non-FBC_NoCtrl & DSI & SNCR & NGC | 0 | 0 | 0 | 0 | 0 | 0 | 0
00 Ret.Exist_Non-FBC_NoCtrl & DSI & WetFGD & SCR & CCS | 0 | 0 | 0 | 0 | 0 | 0 | 0
00 Ret.Exist_Non-FBC_NoCtrl & GPM | 0 | 0 | 0 | 0 | 0 | 0 | 0
00 Ret.Exist_Non-FBC_NoCtrl & GPM & C2G | 0 | 0 | 0 | 0 | 0 | 0 | 0
00 Ret.Exist_Non-FBC_NoCtrl & GPM & C2G & SCR | 0 | 0 | 0 | 0 | 0 | 0 | 0
00 Ret.Exist_Non-FBC_NoCtrl & GPM & DRET | 0 | 0 | 0 | 0 | 0 | 0 | 0
00 Ret.Exist_Non-FBC_NoCtrl & GPM & NGC | 0 | 0 | 0 | 0 | 0 | 0 | 0
00 Ret.Exist_Non-FBC_NoCtrl & GPM & SCR | 0 | 0 | 0 | 0 | 0 | 0 | 0
00 Ret.Exist_Non-FBC_NoCtrl & GPM & SCR & DRET | 0 | 0 | 0 | 0 | 0 | 0 | 0
00 Ret.Exist_Non-FBC_NoCtrl & GPM & SCR & NGC | 0 | 0 | 0 | 0 | 0 | 0 | 0
00 Ret.Exist_Non-FBC_NoCtrl & GPM & SNCR | 0 | 0 | 0 | 0 | 0 | 0 | 0
00 Ret.Exist_Non-FBC_NoCtrl & GPM & SNCR & DRET | 0 | 0 | 0 | 0 | 0 | 0 | 0
00 Ret.Exist_Non-FBC_NoCtrl & GPM & SNCR & NGC | 0 | 0 | 0 | 0 | 0 | 0 | 0
00 Ret.Exist_Non-FBC_NoCtrl & GPM & WetFGD & SCR & CCS | 0 | 0 | 0 | 0 | 0 | 0 | 0
00 Ret.Exist_Non-FBC_NoCtrl & NGC | 0 | 0 | 0 | 0 | 0 | 0 | 0
00 Ret.Exist_Non-FBC_NoCtrl & SCR | 0 | 0 | 0 | 0 | 0 | 0 | 0
00 Ret.Exist_Non-FBC_NoCtrl & SCR & C2G | 0 | 0 | 0 | 0 | 0 | 0 | 0
00 Ret.Exist_Non-FBC_NoCtrl & SCR & DRET | 0 | 0 | 0 | 0 | 0 | 0 | 0
00 Ret.Exist_Non-FBC_NoCtrl & SCR & NGC | 0 | 0 | 0 | 0 | 0 | 0 | 0
00 Ret.Exist_Non-FBC_NoCtrl & SCR & WetFGD & CCS | 0 | 0 | 0 | 0 | 0 | 0 | 0
00 Ret.Exist_Non-FBC_NoCtrl & SNCR | 0 | 0 | 0 | 0 | 0 | 0 | 0
00 Ret.Exist_Non-FBC_NoCtrl & SNCR & C2G | 0 | 0 | 0 | 0 | 0 | 0 | 0
00 Ret.Exist_Non-FBC_NoCtrl & SNCR & DRET | 0 | 0 | 0 | 0 | 0 | 0 | 0
00 Ret.Exist_Non-FBC_NoCtrl & SNCR & NGC | 0 | 0 | 0 | 0 | 0 | 0 | 0
00 Ret.Exist_Non-FBC_SCR_ACI & C2G | 0 | 0 | 0 | 0 | 0 | 0 | 0
00 Ret.Exist_Non-FBC_SCR_ACI & DCCS | 0 | 0 | 0 | 0 | 0 | 0 | 0
00 Ret.Exist_Non-FBC_SCR_ACI & DCCS & WetFGD & CCS | 0 | 0 | 0 | 0 | 0 | 0 | 0
00 Ret.Exist_Non-FBC_SCR_ACI & DRET | 0 | 0 | 0 | 0 | 0 | 0 | 0
00 Ret.Exist_Non-FBC_SCR_ACI & DSI | 0 | 0 | 0 | 0 | 0 | 0 | 0
00 Ret.Exist_Non-FBC_SCR_ACI & DSI & C2G | 0 | 0 | 0 | 0 | 0 | 0 | 0
00 Ret.Exist_Non-FBC_SCR_ACI & DSI & DRET | 0 | 0 | 0 | 0 | 0 | 0 | 0
00 Ret.Exist_Non-FBC_SCR_ACI & DSI & GPM | 0 | 0 | 0 | 0 | 0 | 0 | 0
00 Ret.Exist_Non-FBC_SCR_ACI & DSI & GPM & C2G | 0 | 0 | 0 | 0 | 0 | 0 | 0
00 Ret.Exist_Non-FBC_SCR_ACI & DSI & GPM & DRET | 0 | 0 | 0 | 0 | 0 | 0 | 0
00 Ret.Exist_Non-FBC_SCR_ACI & DSI & GPM & NGC | 0 | 0 | 0 | 0 | 0 | 0 | 0
00 Ret.Exist_Non-FBC_SCR_ACI & DSI & GPM & WetFGD & CCS | 0 | 0 | 0 | 0 | 0 | 0 | 0
00 Ret.Exist_Non-FBC_SCR_ACI & DSI & NGC | 0 | 0 | 0 | 0 | 0 | 0 | 0
00 Ret.Exist_Non-FBC_SCR_ACI & DSI & WetFGD & CCS | 0 | 0 | 0 | 0 | 0 | 0 | 0
00 Ret.Exist_Non-FBC_SCR_ACI & GPM | 0 | 0 | 0 | 0 | 0 | 0 | 0
00 Ret.Exist_Non-FBC_SCR_ACI & GPM & C2G | 0 | 0 | 0 | 0 | 0 | 0 | 0
00 Ret.Exist_Non-FBC_SCR_ACI & GPM & DRET | 0 | 0 | 0 | 0 | 0 | 0 | 0
00 Ret.Exist_Non-FBC_SCR_ACI & GPM & NGC | 0 | 0 | 0 | 0 | 0 | 0 | 0
00 Ret.Exist_Non-FBC_SCR_ACI & GPM & WetFGD & CCS | 0 | 0 | 0 | 0 | 0 | 0 | 0
00 Ret.Exist_Non-FBC_SCR_ACI & NGC | 0 | 0 | 0 | 0 | 0 | 0 | 0
00 Ret.Exist_Non-FBC_SCR_ACI & WetFGD & CCS | 0 | 0 | 0 | 0 | 0 | 0 | 0
00 Ret.Exist_Non-FBC_SCR_ACI_DSI & C2G | 305 | 0 | 0 | 0 | 0 | 0 | 0
00 Ret.Exist_Non-FBC_SCR_ACI_DSI & DCCS | 0 | 0 | 0 | 0 | 0 | 0 | 0
00 Ret.Exist_Non-FBC_SCR_ACI_DSI & DCCS & WetFGD & CCS | 0 | 0 | 0 | 0 | 0 | 0 | 0
00 Ret.Exist_Non-FBC_SCR_ACI_DSI & DRET | 0 | 0 | 0 | 0 | 0 | 0 | 0
00 Ret.Exist_Non-FBC_SCR_ACI_DSI & GPM | 0 | 0 | 0 | 0 | 0 | 0 | 0
00 Ret.Exist_Non-FBC_SCR_ACI_DSI & GPM & C2G | 0 | 0 | 0 | 0 | 0 | 0 | 0
00 Ret.Exist_Non-FBC_SCR_ACI_DSI & GPM & DRET | 0 | 0 | 0 | 0 | 0 | 0 | 0
00 Ret.Exist_Non-FBC_SCR_ACI_DSI & GPM & NGC | 0 | 0 | 0 | 0 | 0 | 0 | 0
00 Ret.Exist_Non-FBC_SCR_ACI_DSI & GPM & WetFGD & CCS | 0 | 0 | 0 | 0 | 0 | 0 | 0
00 Ret.Exist_Non-FBC_SCR_ACI_DSI & NGC | 0 | 0 | 0 | 0 | 0 | 0 | 0
00 Ret.Exist_Non-FBC_SCR_ACI_DSI & WetFGD & CCS | 0 | 0 | 0 | 0 | 0 | 0 | 0
00 Ret.Exist_Non-FBC_SNCR_ACI & C2G | 0 | 0 | 0 | 0 | 0 | 0 | 0
00 Ret.Exist_Non-FBC_SNCR_ACI & C2G & SCR | 0 | 0 | 0 | 0 | 0 | 0 | 0
00 Ret.Exist_Non-FBC_SNCR_ACI & DRET | 0 | 0 | 0 | 0 | 0 | 0 | 0
00 Ret.Exist_Non-FBC_SNCR_ACI & DSI | 0 | 0 | 0 | 0 | 0 | 0 | 0
00 Ret.Exist_Non-FBC_SNCR_ACI & DSI & C2G | 0 | 0 | 0 | 0 | 0 | 0 | 0
00 Ret.Exist_Non-FBC_SNCR_ACI & DSI & C2G & SCR | 0 | 0 | 0 | 0 | 0 | 0 | 0
00 Ret.Exist_Non-FBC_SNCR_ACI & DSI & DRET | 0 | 0 | 0 | 0 | 0 | 0 | 0
00 Ret.Exist_Non-FBC_SNCR_ACI & DSI & NGC | 0 | 0 | 0 | 0 | 0 | 0 | 0
00 Ret.Exist_Non-FBC_SNCR_ACI & DSI & SCR | 0 | 0 | 0 | 0 | 0 | 0 | 0
00 Ret.Exist_Non-FBC_SNCR_ACI & DSI & SCR & DRET | 0 | 0 | 0 | 0 | 0 | 0 | 0
00 Ret.Exist_Non-FBC_SNCR_ACI & DSI & SCR & NGC | 0 | 0 | 0 | 0 | 0 | 0 | 0
00 Ret.Exist_Non-FBC_SNCR_ACI & DSI & WetFGD & SCR & CCS | 0 | 0 | 0 | 0 | 0 | 0 | 0
00 Ret.Exist_Non-FBC_SNCR_ACI & GPM | 0 | 0 | 0 | 0 | 0 | 0 | 0
00 Ret.Exist_Non-FBC_SNCR_ACI & GPM & C2G | 0 | 0 | 0 | 0 | 0 | 0 | 0
00 Ret.Exist_Non-FBC_SNCR_ACI & GPM & C2G & SCR | 0 | 0 | 0 | 0 | 0 | 0 | 0
00 Ret.Exist_Non-FBC_SNCR_ACI & GPM & DRET | 0 | 0 | 0 | 0 | 0 | 0 | 0
00 Ret.Exist_Non-FBC_SNCR_ACI & GPM & NGC | 0 | 0 | 0 | 0 | 0 | 0 | 0
00 Ret.Exist_Non-FBC_SNCR_ACI & GPM & SCR | 0 | 0 | 0 | 0 | 0 | 0 | 0
00 Ret.Exist_Non-FBC_SNCR_ACI & GPM & SCR & DRET | 0 | 0 | 0 | 0 | 0 | 0 | 0
00 Ret.Exist_Non-FBC_SNCR_ACI & GPM & SCR & NGC | 0 | 0 | 0 | 0 | 0 | 0 | 0
00 Ret.Exist_Non-FBC_SNCR_ACI & GPM & WetFGD & SCR & CCS | 0 | 0 | 0 | 0 | 0 | 0 | 0
00 Ret.Exist_Non-FBC_SNCR_ACI & NGC | 0 | 0 | 0 | 0 | 0 | 0 | 0
00 Ret.Exist_Non-FBC_SNCR_ACI & SCR | 0 | 0 | 0 | 0 | 0 | 0 | 0
00 Ret.Exist_Non-FBC_SNCR_ACI & SCR & C2G | 0 | 0 | 0 | 0 | 0 | 0 | 0
00 Ret.Exist_Non-FBC_SNCR_ACI & SCR & DRET | 0 | 0 | 0 | 0 | 0 | 0 | 0
00 Ret.Exist_Non-FBC_SNCR_ACI & SCR & NGC | 0 | 0 | 0 | 0 | 0 | 0 | 0
00 Ret.Exist_Non-FBC_SNCR_ACI & SCR & WetFGD & CCS | 0 | 0 | 0 | 0 | 0 | 0 | 0
00 Ret.Exist_Non-FBC_SNCR_ACI_DSI & C2G | 1033 | 0 | 0 | 0 | 0 | 0 | 0
00 Ret.Exist_Non-FBC_SNCR_ACI_DSI & C2G & SCR | 0 | 535.436 | 0 | 0 | 0 | 0 | 0
00 Ret.Exist_Non-FBC_SNCR_ACI_DSI & DCCS | 0 | 0 | 0 | 0 | 0 | 0 | 0
00 Ret.Exist_Non-FBC_SNCR_ACI_DSI & DCCS & WetFGD & SCR & CCS | 0 | 0 | 0 | 0 | 0 | 0 | 0
00 Ret.Exist_Non-FBC_SNCR_ACI_DSI & DRET | 0 | 0 | 0 | 0 | 0 | 0 | 0
00 Ret.Exist_Non-FBC_SNCR_ACI_DSI & GPM | 0 | 0 | 0 | 0 | 0 | 0 | 0
00 Ret.Exist_Non-FBC_SNCR_ACI_DSI & GPM & C2G | 0 | 0 | 0 | 0 | 0 | 0 | 0
00 Ret.Exist_Non-FBC_SNCR_ACI_DSI & GPM & C2G & SCR | 0 | 0 | 0 | 0 | 0 | 0 | 0
00 Ret.Exist_Non-FBC_SNCR_ACI_DSI & GPM & DRET | 0 | 0 | 0 | 0 | 0 | 0 | 0
00 Ret.Exist_Non-FBC_SNCR_ACI_DSI & GPM & NGC | 0 | 0 | 0 | 0 | 0 | 0 | 0
00 Ret.Exist_Non-FBC_SNCR_ACI_DSI & GPM & SCR | 0 | 0 | 0 | 0 | 0 | 0 | 0
00 Ret.Exist_Non-FBC_SNCR_ACI_DSI & GPM & SCR & DRET | 0 | 0 | 0 | 0 | 0 | 0 | 0
00 Ret.Exist_Non-FBC_SNCR_ACI_DSI & GPM & SCR & NGC | 0 | 0 | 0 | 0 | 0 | 0 | 0
00 Ret.Exist_Non-FBC_SNCR_ACI_DSI & GPM & WetFGD & SCR & CCS | 0 | 0 | 0 | 0 | 0 | 0 | 0
00 Ret.Exist_Non-FBC_SNCR_ACI_DSI & NGC | 0 | 0 | 0 | 0 | 0 | 0 | 0
00 Ret.Exist_Non-FBC_SNCR_ACI_DSI & SCR | 0 | 0 | 0 | 0 | 0 | 0 | 0
00 Ret.Exist_Non-FBC_SNCR_ACI_DSI & SCR & C2G | 0 | 0 | 0 | 0 | 0 | 0 | 0
00 Ret.Exist_Non-FBC_SNCR_ACI_DSI & SCR & DRET | 0 | 0 | 0 | 0 | 0 | 0 | 0
00 Ret.Exist_Non-FBC_SNCR_ACI_DSI & SCR & NGC | 0 | 0 | 0 | 0 | 0 | 0 | 0
00 Ret.Exist_Non-FBC_SNCR_ACI_DSI & SCR & WetFGD & CCS | 0 | 0 | 0 | 0 | 0 | 0 | 0
00 Ret.Exist_Non-FBC_WetFGD & ACI | 0 | 0 | 0 | 0 | 0 | 0 | 0
00 Ret.Exist_Non-FBC_WetFGD & ACI & C2G | 0 | 0 | 0 | 0 | 0 | 0 | 0
00 Ret.Exist_Non-FBC_WetFGD & ACI & C2G & SCR | 0 | 0 | 0 | 0 | 0 | 0 | 0
00 Ret.Exist_Non-FBC_WetFGD & ACI & DRET | 0 | 0 | 0 | 0 | 0 | 0 | 0
00 Ret.Exist_Non-FBC_WetFGD & ACI & GPM | 0 | 0 | 0 | 0 | 0 | 0 | 0
00 Ret.Exist_Non-FBC_WetFGD & ACI & GPM & C2G | 0 | 0 | 0 | 0 | 0 | 0 | 0
00 Ret.Exist_Non-FBC_WetFGD & ACI & GPM & C2G & SCR | 0 | 0 | 0 | 0 | 0 | 0 | 0
00 Ret.Exist_Non-FBC_WetFGD & ACI & GPM & DRET | 0 | 0 | 0 | 0 | 0 | 0 | 0
00 Ret.Exist_Non-FBC_WetFGD & ACI & GPM & NGC | 0 | 0 | 0 | 0 | 0 | 0 | 0
00 Ret.Exist_Non-FBC_WetFGD & ACI & GPM & SCR | 0 | 0 | 0 | 0 | 0 | 0 | 0
00 Ret.Exist_Non-FBC_WetFGD & ACI & GPM & SCR & CCS | 0 | 0 | 0 | 0 | 0 | 0 | 0
00 Ret.Exist_Non-FBC_WetFGD & ACI & GPM & SCR & DRET | 0 | 0 | 0 | 0 | 0 | 0 | 0
00 Ret.Exist_Non-FBC_WetFGD & ACI & GPM & SCR & NGC | 0 | 0 | 0 | 0 | 0 | 0 | 0
00 Ret.Exist_Non-FBC_WetFGD & ACI & GPM & SNCR | 0 | 0 | 0 | 0 | 0 | 0 | 0
00 Ret.Exist_Non-FBC_WetFGD & ACI & GPM & SNCR & DRET | 0 | 0 | 0 | 0 | 0 | 0 | 0
00 Ret.Exist_Non-FBC_WetFGD & ACI & GPM & SNCR & NGC | 0 | 0 | 0 | 0 | 0 | 0 | 0
00 Ret.Exist_Non-FBC_WetFGD & ACI & NGC | 0 | 0 | 0 | 0 | 0 | 0 | 0
00 Ret.Exist_Non-FBC_WetFGD & ACI & SCR | 0 | 0 | 0 | 0 | 0 | 0 | 0
00 Ret.Exist_Non-FBC_WetFGD & ACI & SCR & CCS | 0 | 0 | 0 | 0 | 0 | 0 | 0
00 Ret.Exist_Non-FBC_WetFGD & ACI & SCR & DRET | 0 | 0 | 0 | 0 | 0 | 0 | 0
00 Ret.Exist_Non-FBC_WetFGD & ACI & SCR & NGC | 0 | 0 | 0 | 0 | 0 | 0 | 0
00 Ret.Exist_Non-FBC_WetFGD & ACI & SNCR | 0 | 0 | 0 | 0 | 0 | 0 | 0
00 Ret.Exist_Non-FBC_WetFGD & ACI & SNCR & DRET | 0 | 0 | 0 | 0 | 0 | 0 | 0
00 Ret.Exist_Non-FBC_WetFGD & ACI & SNCR & NGC | 0 | 0 | 0 | 0 | 0 | 0 | 0
00 Ret.Exist_Non-FBC_WetFGD & C2G | 0 | 0 | 0 | 0 | 0 | 0 | 0
00 Ret.Exist_Non-FBC_WetFGD & C2G & SCR | 0 | 0 | 0 | 0 | 0 | 0 | 0
00 Ret.Exist_Non-FBC_WetFGD & DRET | 0 | 0 | 0 | 0 | 0 | 0 | 0
00 Ret.Exist_Non-FBC_WetFGD & DCCS | 0 | 0 | 0 | 0 | 0 | 0 | 0
00 Ret.Exist_Non-FBC_WetFGD & DCCS & SCR & CCS | 0 | 0 | 0 | 0 | 0 | 0 | 0
00 Ret.Exist_Non-FBC_WetFGD & GPM | 0 | 0 | 0 | 0 | 0 | 0 | 0
00 Ret.Exist_Non-FBC_WetFGD & GPM & C2G | 0 | 0 | 0 | 0 | 0 | 0 | 0
00 Ret.Exist_Non-FBC_WetFGD & GPM & C2G & SCR | 0 | 0 | 0 | 0 | 0 | 0 | 0
00 Ret.Exist_Non-FBC_WetFGD & GPM & DRET | 0 | 0 | 0 | 0 | 0 | 0 | 0
00 Ret.Exist_Non-FBC_WetFGD & GPM & NGC | 0 | 0 | 0 | 0 | 0 | 0 | 0
00 Ret.Exist_Non-FBC_WetFGD & GPM & SCR | 0 | 0 | 0 | 0 | 0 | 0 | 0
00 Ret.Exist_Non-FBC_WetFGD & GPM & SCR & CCS | 0 | 0 | 0 | 0 | 0 | 0 | 0
00 Ret.Exist_Non-FBC_WetFGD & GPM & SCR & DRET | 0 | 0 | 0 | 0 | 0 | 0 | 0
00 Ret.Exist_Non-FBC_WetFGD & GPM & SCR & NGC | 0 | 0 | 0 | 0 | 0 | 0 | 0
00 Ret.Exist_Non-FBC_WetFGD & GPM & SNCR | 0 | 0 | 0 | 0 | 0 | 0 | 0
00 Ret.Exist_Non-FBC_WetFGD & GPM & SNCR & DRET | 0 | 0 | 0 | 0 | 0 | 0 | 0
00 Ret.Exist_Non-FBC_WetFGD & GPM & SNCR & NGC | 0 | 0 | 0 | 0 | 0 | 0 | 0
00 Ret.Exist_Non-FBC_WetFGD & NGC | 0 | 0 | 0 | 0 | 0 | 0 | 0
00 Ret.Exist_Non-FBC_WetFGD & SCR | 0 | 188.8816 | 0 | 0 | 0 | 0 | 0
00 Ret.Exist_Non-FBC_WetFGD & SCR & C2G | 0 | 0 | 0 | 0 | 0 | 0 | 0
00 Ret.Exist_Non-FBC_WetFGD & SCR & CCS | 0 | 0 | 0 | 0 | 0 | 0 | 0
00 Ret.Exist_Non-FBC_WetFGD & SCR & DRET | 0 | 0 | 0 | 0 | 0 | 0 | 0
00 Ret.Exist_Non-FBC_WetFGD & SCR & NGC | 0 | 0 | 0 | 0 | 0 | 0 | 0
00 Ret.Exist_Non-FBC_WetFGD & SNCR | 0 | 0 | 0 | 0 | 0 | 0 | 0
00 Ret.Exist_Non-FBC_WetFGD & SNCR & C2G | 0 | 0 | 0 | 0 | 0 | 0 | 0
00 Ret.Exist_Non-FBC_WetFGD & SNCR & DRET | 0 | 0 | 0 | 0 | 0 | 0 | 0
00 Ret.Exist_Non-FBC_WetFGD & SNCR & NGC | 0 | 0 | 0 | 0 | 0 | 0 | 0
00 Ret.Exist_Non-FBC_WetFGD_ACI & C2G | 1070 | 0 | 0 | 0 | 0 | 0 | 0
00 Ret.Exist_Non-FBC_WetFGD_ACI & C2G & SCR | 0 | 0 | 0 | 0 | 0 | 0 | 0
00 Ret.Exist_Non-FBC_WetFGD_ACI & DCCS | 0 | 0 | 0 | 0 | 0 | 0 | 0
00 Ret.Exist_Non-FBC_WetFGD_ACI & DCCS & SCR & CCS | 0 | 0 | 0 | 0 | 0 | 0 | 0
00 Ret.Exist_Non-FBC_WetFGD_ACI & DRET | 0 | 0 | 0 | 0 | 0 | 0 | 0
00 Ret.Exist_Non-FBC_WetFGD_ACI & GPM | 0 | 0 | 0 | 0 | 0 | 0 | 0
00 Ret.Exist_Non-FBC_WetFGD_ACI & GPM & C2G | 0 | 0 | 0 | 0 | 0 | 0 | 0
00 Ret.Exist_Non-FBC_WetFGD_ACI & GPM & C2G & SCR | 0 | 0 | 0 | 0 | 0 | 0 | 0
00 Ret.Exist_Non-FBC_WetFGD_ACI & GPM & DRET | 0 | 0 | 0 | 0 | 0 | 0 | 0
00 Ret.Exist_Non-FBC_WetFGD_ACI & GPM & NGC | 0 | 0 | 0 | 0 | 0 | 0 | 0
00 Ret.Exist_Non-FBC_WetFGD_ACI & GPM & SCR | 0 | 0 | 0 | 0 | 0 | 0 | 0
00 Ret.Exist_Non-FBC_WetFGD_ACI & GPM & SCR & CCS | 0 | 0 | 0 | 0 | 0 | 0 | 0
00 Ret.Exist_Non-FBC_WetFGD_ACI & GPM & SCR & DRET | 0 | 0 | 0 | 0 | 0 | 0 | 0
00 Ret.Exist_Non-FBC_WetFGD_ACI & GPM & SCR & NGC | 0 | 0 | 0 | 0 | 0 | 0 | 0
00 Ret.Exist_Non-FBC_WetFGD_ACI & GPM & SNCR | 0 | 0 | 0 | 0 | 0 | 0 | 0
00 Ret.Exist_Non-FBC_WetFGD_ACI & GPM & SNCR & DRET | 0 | 0 | 0 | 0 | 0 | 0 | 0
00 Ret.Exist_Non-FBC_WetFGD_ACI & GPM & SNCR & NGC | 0 | 0 | 0 | 0 | 0 | 0 | 0
00 Ret.Exist_Non-FBC_WetFGD_ACI & NGC | 0 | 0 | 0 | 0 | 0 | 0 | 0
00 Ret.Exist_Non-FBC_WetFGD_ACI & SCR | 0 | 961.9786 | 1139.279 | 0 | 0 | 0 | 0
00 Ret.Exist_Non-FBC_WetFGD_ACI & SCR & C2G | 0 | 0 | 0 | 0 | 0 | 0 | 0
00 Ret.Exist_Non-FBC_WetFGD_ACI & SCR & CCS | 0 | 0 | 1414.1953 | 0 | 0 | 0 | 0
00 Ret.Exist_Non-FBC_WetFGD_ACI & SCR & DRET | 0 | 0 | 0 | 0 | 0 | 0 | 0
00 Ret.Exist_Non-FBC_WetFGD_ACI & SCR & NGC | 0 | 0 | 0 | 0 | 0 | 0 | 0
00 Ret.Exist_Non-FBC_WetFGD_ACI & SNCR | 0 | 0 | 0 | 0 | 0 | 0 | 0
00 Ret.Exist_Non-FBC_WetFGD_ACI & SNCR & C2G | 0 | 0 | 0 | 0 | 0 | 0 | 0
00 Ret.Exist_Non-FBC_WetFGD_ACI & SNCR & DRET | 0 | 0 | 0 | 0 | 0 | 0 | 0
00 Ret.Exist_Non-FBC_WetFGD_ACI & SNCR & NGC | 0 | 0 | 0 | 0 | 0 | 0 | 0
00 Ret.Exist_Non-FBC_WetFGD_ACI_DSI & C2G | 530 | 0 | 0 | 0 | 0 | 0 | 0
00 Ret.Exist_Non-FBC_WetFGD_ACI_DSI & C2G & SCR | 0 | 0 | 0 | 0 | 0 | 0 | 0
00 Ret.Exist_Non-FBC_WetFGD_ACI_DSI & DCCS | 0 | 0 | 0 | 0 | 0 | 0 | 0
00 Ret.Exist_Non-FBC_WetFGD_ACI_DSI & DCCS & SCR & CCS | 0 | 0 | 0 | 0 | 0 | 0 | 0
00 Ret.Exist_Non-FBC_WetFGD_ACI_DSI & DRET | 0 | 0 | 0 | 0 | 0 | 0 | 0
00 Ret.Exist_Non-FBC_WetFGD_ACI_DSI & GPM | 0 | 0 | 0 | 0 | 0 | 0 | 0
00 Ret.Exist_Non-FBC_WetFGD_ACI_DSI & GPM & C2G | 0 | 0 | 0 | 0 | 0 | 0 | 0
00 Ret.Exist_Non-FBC_WetFGD_ACI_DSI & GPM & C2G & SCR | 0 | 0 | 0 | 0 | 0 | 0 | 0
00 Ret.Exist_Non-FBC_WetFGD_ACI_DSI & GPM & DRET | 0 | 0 | 0 | 0 | 0 | 0 | 0
00 Ret.Exist_Non-FBC_WetFGD_ACI_DSI & GPM & NGC | 0 | 0 | 0 | 0 | 0 | 0 | 0
00 Ret.Exist_Non-FBC_WetFGD_ACI_DSI & GPM & SCR | 0 | 0 | 0 | 0 | 0 | 0 | 0
00 Ret.Exist_Non-FBC_WetFGD_ACI_DSI & GPM & SCR & CCS | 0 | 0 | 0 | 0 | 0 | 0 | 0
00 Ret.Exist_Non-FBC_WetFGD_ACI_DSI & GPM & SCR & DRET | 0 | 0 | 0 | 0 | 0 | 0 | 0
00 Ret.Exist_Non-FBC_WetFGD_ACI_DSI & GPM & SCR & NGC | 0 | 0 | 0 | 0 | 0 | 0 | 0
00 Ret.Exist_Non-FBC_WetFGD_ACI_DSI & GPM & SNCR | 0 | 0 | 0 | 0 | 0 | 0 | 0
00 Ret.Exist_Non-FBC_WetFGD_ACI_DSI & GPM & SNCR & DRET | 0 | 0 | 0 | 0 | 0 | 0 | 0
00 Ret.Exist_Non-FBC_WetFGD_ACI_DSI & GPM & SNCR & NGC | 0 | 0 | 0 | 0 | 0 | 0 | 0
00 Ret.Exist_Non-FBC_WetFGD_ACI_DSI & NGC | 0 | 0 | 0 | 0 | 0 | 0 | 0
00 Ret.Exist_Non-FBC_WetFGD_ACI_DSI & SCR | 0 | 0 | 0 | 0 | 0 | 0 | 0
00 Ret.Exist_Non-FBC_WetFGD_ACI_DSI & SCR & C2G | 0 | 0 | 0 | 0 | 0 | 0 | 0
00 Ret.Exist_Non-FBC_WetFGD_ACI_DSI & SCR & CCS | 0 | 0 | 0 | 0 | 0 | 0 | 0
00 Ret.Exist_Non-FBC_WetFGD_ACI_DSI & SCR & DRET | 0 | 0 | 0 | 0 | 0 | 0 | 0
00 Ret.Exist_Non-FBC_WetFGD_ACI_DSI & SCR & NGC | 0 | 0 | 0 | 0 | 0 | 0 | 0
00 Ret.Exist_Non-FBC_WetFGD_ACI_DSI & SNCR | 0 | 0 | 0 | 0 | 0 | 0 | 0
00 Ret.Exist_Non-FBC_WetFGD_ACI_DSI & SNCR & C2G | 0 | 0 | 0 | 0 | 0 | 0 | 0
00 Ret.Exist_Non-FBC_WetFGD_ACI_DSI & SNCR & DRET | 0 | 0 | 0 | 0 | 0 | 0 | 0
00 Ret.Exist_Non-FBC_WetFGD_ACI_DSI & SNCR & NGC | 0 | 0 | 0 | 0 | 0 | 0 | 0
00 Ret.Exist_Non-FBC_WetFGD_SCR & ACI | 0 | 0 | 0 | 0 | 0 | 0 | 0
00 Ret.Exist_Non-FBC_WetFGD_SCR & ACI & C2G | 0 | 0 | 0 | 0 | 0 | 0 | 0
00 Ret.Exist_Non-FBC_WetFGD_SCR & ACI & CCS | 0 | 0 | 0 | 0 | 0 | 0 | 0
00 Ret.Exist_Non-FBC_WetFGD_SCR & DCCS | 0 | 0 | 0 | 0 | 0 | 0 | 0
00 Ret.Exist_Non-FBC_WetFGD_SCR & DCCS & CCS | 0 | 0 | 0 | 0 | 0 | 0 | 0
00 Ret.Exist_Non-FBC_WetFGD_SCR & ACI & DRET | 0 | 0 | 0 | 0 | 0 | 0 | 0
00 Ret.Exist_Non-FBC_WetFGD_SCR & ACI & GPM | 0 | 0 | 0 | 0 | 0 | 0 | 0
00 Ret.Exist_Non-FBC_WetFGD_SCR & ACI & GPM & C2G | 0 | 0 | 0 | 0 | 0 | 0 | 0
00 Ret.Exist_Non-FBC_WetFGD_SCR & ACI & GPM & CCS | 0 | 0 | 0 | 0 | 0 | 0 | 0
00 Ret.Exist_Non-FBC_WetFGD_SCR & ACI & GPM & DRET | 0 | 0 | 0 | 0 | 0 | 0 | 0
00 Ret.Exist_Non-FBC_WetFGD_SCR & ACI & GPM & NGC | 0 | 0 | 0 | 0 | 0 | 0 | 0
00 Ret.Exist_Non-FBC_WetFGD_SCR & ACI & NGC | 0 | 0 | 0 | 0 | 0 | 0 | 0
00 Ret.Exist_Non-FBC_WetFGD_SCR & C2G | 36.1906 | 0 | 1259 | 0 | 0 | 0 | 0
00 Ret.Exist_Non-FBC_WetFGD_SCR & CCS | 0 | 8.2805 | 2802.1028 | 0 | 0 | 0 | 0
00 Ret.Exist_Non-FBC_WetFGD_SCR & DRET | 0 | 0 | 0 | 0 | 0 | 0 | 0
00 Ret.Exist_Non-FBC_WetFGD_SCR & GPM | 0 | 0 | 0 | 0 | 0 | 0 | 0
00 Ret.Exist_Non-FBC_WetFGD_SCR & GPM & C2G | 0 | 0 | 0 | 0 | 0 | 0 | 0
00 Ret.Exist_Non-FBC_WetFGD_SCR & GPM & CCS | 0 | 0 | 0 | 0 | 0 | 0 | 0
00 Ret.Exist_Non-FBC_WetFGD_SCR & GPM & DRET | 0 | 0 | 0 | 0 | 0 | 0 | 0
00 Ret.Exist_Non-FBC_WetFGD_SCR & GPM & NGC | 0 | 0 | 0 | 0 | 0 | 0 | 0
00 Ret.Exist_Non-FBC_WetFGD_SCR & NGC | 0 | 0 | 0 | 0 | 0 | 0 | 0
00 Ret.Exist_Non-FBC_WetFGD_SCR_ACI & C2G | 1617 | 0 | 0 | 0 | 0 | 0 | 0
00 Ret.Exist_Non-FBC_WetFGD_SCR_ACI & CCS | 0 | 0 | 3047.1196 | 0 | 0 | 0 | 0
00 Ret.Exist_Non-FBC_WetFGD_SCR_ACI & DCCS | 0 | 0 | 0 | 0 | 0 | 0 | 0
00 Ret.Exist_Non-FBC_WetFGD_SCR_ACI & DCCS & CCS | 0 | 0 | 0 | 0 | 0 | 0 | 0
00 Ret.Exist_Non-FBC_WetFGD_SCR_ACI & DRET | 0 | 0 | 0 | 0 | 0 | 0 | 0
00 Ret.Exist_Non-FBC_WetFGD_SCR_ACI & GPM | 0 | 0 | 0 | 0 | 0 | 0 | 0
00 Ret.Exist_Non-FBC_WetFGD_SCR_ACI & GPM & C2G | 0 | 0 | 0 | 0 | 0 | 0 | 0
00 Ret.Exist_Non-FBC_WetFGD_SCR_ACI & GPM & CCS | 0 | 0 | 0 | 0 | 0 | 0 | 0
00 Ret.Exist_Non-FBC_WetFGD_SCR_ACI & GPM & DRET | 0 | 0 | 0 | 0 | 0 | 0 | 0
00 Ret.Exist_Non-FBC_WetFGD_SCR_ACI & GPM & NGC | 0 | 0 | 0 | 0 | 0 | 0 | 0
00 Ret.Exist_Non-FBC_WetFGD_SCR_ACI & NGC | 0 | 0 | 0 | 0 | 0 | 0 | 0
00 Ret.Exist_Non-FBC_WetFGD_SCR_ACI_DSI & C2G | 2071 | 0 | 0 | 0 | 0 | 0 | 0
00 Ret.Exist_Non-FBC_WetFGD_SCR_ACI_DSI & CCS | 0 | 0 | 1453 | 0 | 0 | 0 | 0
00 Ret.Exist_Non-FBC_WetFGD_SCR_ACI_DSI & DCCS | 0 | 0 | 0 | 0 | 0 | 0 | 0
00 Ret.Exist_Non-FBC_WetFGD_SCR_ACI_DSI & DCCS & CCS | 0 | 0 | 0 | 0 | 0 | 0 | 0
00 Ret.Exist_Non-FBC_WetFGD_SCR_ACI_DSI & DRET | 0 | 0 | 0 | 0 | 0 | 0 | 0
00 Ret.Exist_Non-FBC_WetFGD_SCR_ACI_DSI & GPM | 0 | 0 | 0 | 0 | 0 | 0 | 0
00 Ret.Exist_Non-FBC_WetFGD_SCR_ACI_DSI & GPM & C2G | 0 | 0 | 0 | 0 | 0 | 0 | 0
00 Ret.Exist_Non-FBC_WetFGD_SCR_ACI_DSI & GPM & CCS | 0 | 0 | 0 | 0 | 0 | 0 | 0
00 Ret.Exist_Non-FBC_WetFGD_SCR_ACI_DSI & GPM & DRET | 0 | 0 | 0 | 0 | 0 | 0 | 0
00 Ret.Exist_Non-FBC_WetFGD_SCR_ACI_DSI & GPM & NGC | 0 | 0 | 0 | 0 | 0 | 0 | 0
00 Ret.Exist_Non-FBC_WetFGD_SCR_ACI_DSI & NGC | 0 | 0 | 0 | 0 | 0 | 0 | 0
00 Ret.Exist_Non-FBC_WetFGD_SCR_DSI & ACI | 0 | 0 | 0 | 0 | 0 | 0 | 0
00 Ret.Exist_Non-FBC_WetFGD_SCR_DSI & ACI & C2G | 0 | 0 | 0 | 0 | 0 | 0 | 0
00 Ret.Exist_Non-FBC_WetFGD_SCR_DSI & ACI & CCS | 0 | 0 | 0 | 0 | 0 | 0 | 0
00 Ret.Exist_Non-FBC_WetFGD_SCR_DSI & ACI & DRET | 0 | 0 | 0 | 0 | 0 | 0 | 0
00 Ret.Exist_Non-FBC_WetFGD_SCR_DSI & ACI & GPM | 0 | 0 | 0 | 0 | 0 | 0 | 0
00 Ret.Exist_Non-FBC_WetFGD_SCR_DSI & ACI & GPM & C2G | 0 | 0 | 0 | 0 | 0 | 0 | 0
00 Ret.Exist_Non-FBC_WetFGD_SCR_DSI & ACI & GPM & CCS | 0 | 0 | 0 | 0 | 0 | 0 | 0
00 Ret.Exist_Non-FBC_WetFGD_SCR_DSI & ACI & GPM & DRET | 0 | 0 | 0 | 0 | 0 | 0 | 0
00 Ret.Exist_Non-FBC_WetFGD_SCR_DSI & ACI & GPM & NGC | 0 | 0 | 0 | 0 | 0 | 0 | 0
00 Ret.Exist_Non-FBC_WetFGD_SCR_DSI & ACI & NGC | 0 | 0 | 0 | 0 | 0 | 0 | 0
00 Ret.Exist_Non-FBC_WetFGD_SCR_DSI & C2G | 1971 | 0 | 0 | 0 | 0 | 0 | 0
00 Ret.Exist_Non-FBC_WetFGD_SCR_DSI & CCS | 0 | 0 | 0 | 0 | 0 | 0 | 0
00 Ret.Exist_Non-FBC_WetFGD_SCR_DSI & DCCS | 0 | 0 | 0 | 0 | 0 | 0 | 0
00 Ret.Exist_Non-FBC_WetFGD_SCR_DSI & DCCS & CCS | 0 | 0 | 0 | 0 | 0 | 0 | 0
00 Ret.Exist_Non-FBC_WetFGD_SCR_DSI & DRET | 0 | 0 | 0 | 0 | 0 | 0 | 0
00 Ret.Exist_Non-FBC_WetFGD_SCR_DSI & GPM | 0 | 0 | 0 | 0 | 0 | 0 | 0
00 Ret.Exist_Non-FBC_WetFGD_SCR_DSI & GPM & C2G | 0 | 0 | 0 | 0 | 0 | 0 | 0
00 Ret.Exist_Non-FBC_WetFGD_SCR_DSI & GPM & CCS | 0 | 0 | 0 | 0 | 0 | 0 | 0
00 Ret.Exist_Non-FBC_WetFGD_SCR_DSI & GPM & DRET | 0 | 0 | 0 | 0 | 0 | 0 | 0
00 Ret.Exist_Non-FBC_WetFGD_SCR_DSI & GPM & NGC | 0 | 0 | 0 | 0 | 0 | 0 | 0
00 Ret.Exist_Non-FBC_WetFGD_SCR_DSI & NGC | 0 | 0 | 0 | 0 | 0 | 0 | 0
00 Ret.Exist_Non-FBC_WetFGD_SNCR & ACI | 0 | 0 | 0 | 0 | 0 | 0 | 0
00 Ret.Exist_Non-FBC_WetFGD_SNCR & ACI & C2G | 0 | 0 | 0 | 0 | 0 | 0 | 0
00 Ret.Exist_Non-FBC_WetFGD_SNCR & ACI & C2G & SCR | 0 | 0 | 0 | 0 | 0 | 0 | 0
00 Ret.Exist_Non-FBC_WetFGD_SNCR & ACI & DRET | 0 | 0 | 0 | 0 | 0 | 0 | 0
00 Ret.Exist_Non-FBC_WetFGD_SNCR & ACI & GPM | 0 | 0 | 0 | 0 | 0 | 0 | 0
00 Ret.Exist_Non-FBC_WetFGD_SNCR & ACI & GPM & C2G | 0 | 0 | 0 | 0 | 0 | 0 | 0
00 Ret.Exist_Non-FBC_WetFGD_SNCR & ACI & GPM & C2G & SCR | 0 | 0 | 0 | 0 | 0 | 0 | 0
00 Ret.Exist_Non-FBC_WetFGD_SNCR & ACI & GPM & DRET | 0 | 0 | 0 | 0 | 0 | 0 | 0
00 Ret.Exist_Non-FBC_WetFGD_SNCR & ACI & GPM & NGC | 0 | 0 | 0 | 0 | 0 | 0 | 0
00 Ret.Exist_Non-FBC_WetFGD_SNCR & ACI & GPM & SCR | 0 | 0 | 0 | 0 | 0 | 0 | 0
00 Ret.Exist_Non-FBC_WetFGD_SNCR & ACI & GPM & SCR & CCS | 0 | 0 | 0 | 0 | 0 | 0 | 0
00 Ret.Exist_Non-FBC_WetFGD_SNCR & ACI & GPM & SCR & DRET | 0 | 0 | 0 | 0 | 0 | 0 | 0
00 Ret.Exist_Non-FBC_WetFGD_SNCR & ACI & GPM & SCR & NGC | 0 | 0 | 0 | 0 | 0 | 0 | 0
00 Ret.Exist_Non-FBC_WetFGD_SNCR & ACI & NGC | 0 | 0 | 0 | 0 | 0 | 0 | 0
00 Ret.Exist_Non-FBC_WetFGD_SNCR & ACI & SCR | 0 | 0 | 0 | 0 | 0 | 0 | 0
00 Ret.Exist_Non-FBC_WetFGD_SNCR & ACI & SCR & CCS | 0 | 0 | 0 | 0 | 0 | 0 | 0
00 Ret.Exist_Non-FBC_WetFGD_SNCR & ACI & SCR & DRET | 0 | 0 | 0 | 0 | 0 | 0 | 0
00 Ret.Exist_Non-FBC_WetFGD_SNCR & ACI & SCR & NGC | 0 | 0 | 0 | 0 | 0 | 0 | 0
00 Ret.Exist_Non-FBC_WetFGD_SNCR & C2G | 0 | 0 | 0 | 0 | 0 | 0 | 0
00 Ret.Exist_Non-FBC_WetFGD_SNCR & C2G & SCR | 0 | 0 | 0 | 0 | 0 | 0 | 0
00 Ret.Exist_Non-FBC_WetFGD_SNCR & DCCS | 0 | 0 | 0 | 0 | 0 | 0 | 0
00 Ret.Exist_Non-FBC_WetFGD_SNCR & DCCS & SCR & CCS | 0 | 0 | 0 | 0 | 0 | 0 | 0
00 Ret.Exist_Non-FBC_WetFGD_SNCR & DRET | 0 | 0 | 0 | 0 | 0 | 0 | 0
00 Ret.Exist_Non-FBC_WetFGD_SNCR & GPM | 0 | 0 | 0 | 0 | 0 | 0 | 0
00 Ret.Exist_Non-FBC_WetFGD_SNCR & GPM & C2G | 0 | 0 | 0 | 0 | 0 | 0 | 0
00 Ret.Exist_Non-FBC_WetFGD_SNCR & GPM & C2G & SCR | 0 | 0 | 0 | 0 | 0 | 0 | 0
00 Ret.Exist_Non-FBC_WetFGD_SNCR & GPM & DRET | 0 | 0 | 0 | 0 | 0 | 0 | 0
00 Ret.Exist_Non-FBC_WetFGD_SNCR & GPM & NGC | 0 | 0 | 0 | 0 | 0 | 0 | 0
00 Ret.Exist_Non-FBC_WetFGD_SNCR & GPM & SCR | 0 | 0 | 0 | 0 | 0 | 0 | 0
00 Ret.Exist_Non-FBC_WetFGD_SNCR & GPM & SCR & CCS | 0 | 0 | 0 | 0 | 0 | 0 | 0
00 Ret.Exist_Non-FBC_WetFGD_SNCR & GPM & SCR & DRET | 0 | 0 | 0 | 0 | 0 | 0 | 0
00 Ret.Exist_Non-FBC_WetFGD_SNCR & GPM & SCR & NGC | 0 | 0 | 0 | 0 | 0 | 0 | 0
00 Ret.Exist_Non-FBC_WetFGD_SNCR & NGC | 0 | 0 | 0 | 0 | 0 | 0 | 0
00 Ret.Exist_Non-FBC_WetFGD_SNCR & SCR | 0 | 0 | 0 | 0 | 0 | 0 | 0
00 Ret.Exist_Non-FBC_WetFGD_SNCR & SCR & C2G | 0 | 0 | 0 | 0 | 0 | 0 | 0
00 Ret.Exist_Non-FBC_WetFGD_SNCR & SCR & CCS | 0 | 0 | 0 | 0 | 0 | 0 | 0
00 Ret.Exist_Non-FBC_WetFGD_SNCR & SCR & DRET | 0 | 0 | 0 | 0 | 0 | 0 | 0
00 Ret.Exist_Non-FBC_WetFGD_SNCR & SCR & NGC | 0 | 0 | 0 | 0 | 0 | 0 | 0
00 Ret.Exist_Non-FBC_WetFGD_SNCR_ACI & C2G | 0 | 0 | 0 | 0 | 0 | 0 | 0
00 Ret.Exist_Non-FBC_WetFGD_SNCR_ACI & C2G & SCR | 0 | 0 | 0 | 0 | 0 | 0 | 0
00 Ret.Exist_Non-FBC_WetFGD_SNCR_ACI & DCCS | 0 | 0 | 0 | 0 | 0 | 0 | 0
00 Ret.Exist_Non-FBC_WetFGD_SNCR_ACI & DCCS & SCR & CCS | 0 | 0 | 0 | 0 | 0 | 0 | 0
00 Ret.Exist_Non-FBC_WetFGD_SNCR_ACI & DRET | 0 | 0 | 0 | 0 | 0 | 0 | 0
00 Ret.Exist_Non-FBC_WetFGD_SNCR_ACI & GPM | 0 | 0 | 0 | 0 | 0 | 0 | 0
00 Ret.Exist_Non-FBC_WetFGD_SNCR_ACI & GPM & C2G | 0 | 0 | 0 | 0 | 0 | 0 | 0
00 Ret.Exist_Non-FBC_WetFGD_SNCR_ACI & GPM & C2G & SCR | 0 | 0 | 0 | 0 | 0 | 0 | 0
00 Ret.Exist_Non-FBC_WetFGD_SNCR_ACI & GPM & DRET | 0 | 0 | 0 | 0 | 0 | 0 | 0
00 Ret.Exist_Non-FBC_WetFGD_SNCR_ACI & GPM & NGC | 0 | 0 | 0 | 0 | 0 | 0 | 0
00 Ret.Exist_Non-FBC_WetFGD_SNCR_ACI & GPM & SCR | 0 | 0 | 0 | 0 | 0 | 0 | 0
00 Ret.Exist_Non-FBC_WetFGD_SNCR_ACI & GPM & SCR & CCS | 0 | 0 | 0 | 0 | 0 | 0 | 0
00 Ret.Exist_Non-FBC_WetFGD_SNCR_ACI & GPM & SCR & DRET | 0 | 0 | 0 | 0 | 0 | 0 | 0
00 Ret.Exist_Non-FBC_WetFGD_SNCR_ACI & GPM & SCR & NGC | 0 | 0 | 0 | 0 | 0 | 0 | 0
00 Ret.Exist_Non-FBC_WetFGD_SNCR_ACI & NGC | 0 | 0 | 0 | 0 | 0 | 0 | 0
00 Ret.Exist_Non-FBC_WetFGD_SNCR_ACI & SCR | 34.8667 | 113.9115 | 330.3629 | 0 | 0 | 0 | 0
00 Ret.Exist_Non-FBC_WetFGD_SNCR_ACI & SCR & C2G | 0 | 0 | 0 | 0 | 0 | 0 | 0
00 Ret.Exist_Non-FBC_WetFGD_SNCR_ACI & SCR & CCS | 0 | 72.5026 | 210.2698 | 0 | 0 | 0 | 0
00 Ret.Exist_Non-FBC_WetFGD_SNCR_ACI & SCR & DRET | 0 | 0 | 0 | 0 | 0 | 0 | 0
00 Ret.Exist_Non-FBC_WetFGD_SNCR_ACI & SCR & NGC | 0 | 0 | 0 | 0 | 0 | 0 | 0
00 Existing Combined Cycle Retirement | 923.3796 | 0 | 1297.3 | 582.8103 | 5965.7 | 7499.6 | 653
00 New Combined Cycle Retirement | 0 | 0 | 0 | 0 | 0 | 0 | 0
00 Existing Combustion Turbine Retirement | 480.1 | 468.5 | 1241.2 | 164 | 11388.2 | 4467.5 | 0
00 New Combustion Turbine Retirement | 0 | 0 | 0 | 0 | 0 | 0 | 0
00 Oil/Gas Steam Retirement | 11655.2384 | 158.27 | 7093.0547 | 1070 | 0 | 1631.6 | 36.1906
00 Coal Steam Retirement | 42768.7099 | 18149.6368 | 28375.1541 | 6423.7886 | 15998.7067 | 2461.3793 | 607
00 IGCC Retirement | 220 | 0 | 595 | 0 | 0 | 0 | 0
00 Nuclear Retirement | 0 | 2687.6 | 7187.5 | 4632.6 | 14217.9 | 19489.6 | 16832.8
00 Biomass Retirement | 2940.1 | 0 | 89.3 | 0 | 0 | 0 | 0
00 Fossil_Other Retirement | 0 | 0 | 0 | 0 | 0 | 0 | 0
00 Fuel Cell Retirement | 0 | 0 | 0 | 0 | 0 | 0 | 0
00 Geothermal Retirement | 0 | 0 | 0 | 0 | 0 | 0 | 0
00 Hydro Retirement | 55 | 0 | 0 | 0 | 0 | 0 | 0
00 Landfill Gas Retirement | 6.4 | 30.8579 | 90.3421 | 0 | 0 | 0 | 0
00 Non Fossil_Other Retirement | 0 | 0 | 0 | 0 | 0 | 0 | 0
00 Solar Thermal Retirement | 0 | 0 | 0 | 0 | 0 | 0 | 0
00 Exist Dummy | 0 | 0 | 0 | 0 | 0 | 0 | 0
Total | 195295.0887 | 95056.7607 | 355884.2802 | 268535.7835 | 424506.55 | 424227.6386 | 102444.2237
12. Generation by Capacity Reporting Type [GWh]
00 New Combined Cycle | 223350.6866 | 221964.0223 | 213000.0845 | 208800.7581 | 171620.3472 | 145300.0203 | 312819.3296
00 New Combined Cycle with CCS Retrofit | 0 | 0 | 4908.844 | 4908.844 | 4577.2084 | 4514.6157 | 4576.0643
00 New Combined Cycle with CF Limit | 0 | 0 | 0 | 0 | 0 | 0 | 0
00 New Combined Cycle with HRI Retrofit | 0 | 0 | 0 | 0 | 0 | 0 | 0
00 New Combined Cycle with Hydrogen Retrofit | 0 | 15967.2827 | 15967.2827 | 15131.761 | 14043.7948 | 12663 | 12818.5252
00 New Combined Cycle with Hydrogen Retrofit Undone | 0 | 0 | 0 | 0 | 0 | 0 | 0
00 New Combined Cycle with CCS | 0 | 0 | 0 | 0 | 0 | 0 | 0
00 New Combustion Turbine | 7947.6364 | 11478.959 | 20429.623 | 28154.9213 | 22251.6668 | 51948.5709 | 81829.1247
00 New Combustion Turbine with HRI Retrofit | 0 | 0 | 0 | 0 | 0 | 0 | 0
00 New Combustion Turbine with Hydrogen Retrofit | 0 | 0 | 0 | 0 | 0 | 76.1457 | 73.0442
00 New Combustion Turbine with Hydrogen Retrofit Undone | 0 | 0 | 0 | 0 | 0 | 0 | 0
00 New Hydro | 0 | 6738.9047 | 25851.4798 | 46031.6405 | 45519.4055 | 42463.2357 | 46568.0758
00 New Nuclear | 0 | 0 | 0 | 0 | 0 | 0 | 0
00 New Nuclear - SMR | 0 | 0 | 0 | 0 | 0 | 0 | 0
00 New Biomass | 0 | 0 | 0 | 0 | 0 | 0 | 0
00 New Geothermal | 2280.2893 | 2280.2893 | 2280.2893 | 2280.2893 | 2280.2893 | 2226.1455 | 4654.3194
00 New Landfill Gas | 9552.6018 | 9569.4849 | 9078.1767 | 9043.1066 | 8394.8411 | 6162.1906 | 9823.2954
00 New Battery Storage | 30564.0251 | 46340.8766 | 124376.3473 | 155087.7061 | 229886.8189 | 301402.9712 | 303378.6213
00 New Offshore Wind | 34086.3951 | 49635.0998 | 132104.6857 | 138456.203 | 244059.9017 | 244059.9017 | 244059.9017
00 New Onshore Wind | 77391.133 | 247921.1813 | 767859.047 | 1328713.7803 | 1810585.3459 | 2143751.6476 | 2143751.6476
00 New Solar PV | 91464.7676 | 91764.7502 | 335327.44 | 428232.2665 | 729813.7058 | 1181868.0131 | 1183917.3138
00 New Solar Thermal | 0 | 0 | 0 | 0 | 0 | 0 | 0
00 New Fuel Cell | 0 | 0 | 0 | 0 | 0 | 0 | 0
00 New Ultrasupercritical Coal without CCS | 0 | 0 | 0 | 0 | 0 | 0 | 0
00 New Ultrasupercritical Coal with 30% CCS | 0 | 0 | 0 | 0 | 0 | 0 | 0
00 New Ultrasupercritical Coal with 90% CCS | 0 | 0 | 0 | 0 | 0 | 0 | 0
00 Exist & New Distributed Solar PV | 120990.2626 | 137513.93 | 180135.0948 | 226389.973 | 277277.5639 | 334737.5676 | 409667.2158
00 Exist Combined Cycle | 1469174.4557 | 1479043.9703 | 1226981.2865 | 973594.4541 | 686570.7626 | 539685.3903 | 635776.3753
00 Exist Combustion Turbine | 37493.5378 | 27162.8385 | 26407.7671 | 13005.6521 | 7259.8798 | 9221.4149 | 9814.2203
00 Exist FBC_Uncontrolled | 3.7849 | 5.6702 | 2.0148 | 2.0148 | 0 | 0 | 0
00 Exist FBC_ACI_DSI | 1027.113 | 1486.1166 | 662.9621 | 662.9621 | 385.44 | 385.44 | 385.44
00 Exist FBC_DryFGD_ACI | 196.9607 | 124.7097 | 0 | 0 | 0 | 0 | 0
00 Exist FBC_DryFGD_DSI | 0 | 0 | 0 | 0 | 0 | 0 | 0
00 Exist FBC_DryFGD_SNCR | 3769.9024 | 3628.8703 | 2681.2017 | 454.1388 | 454.1388 | 454.1388 | 952.5319
00 Exist FBC_DryFGD_SNCR_ACI | 2568.2335 | 2072.2036 | 274.8826 | 0 | 0 | 0 | 0
00 Exist FBC_DryFGD_SNCR_ACI_DSI | 993.8217 | 986.8521 | 0 | 0 | 0 | 0 | 0
00 Exist FBC_DryFGD_SNCR_DSI | 0 | 0 | 0 | 0 | 0 | 0 | 0
00 Exist FBC_DSI | 3011.2686 | 3818.573 | 2150.8686 | 917.5374 | 1030.0321 | 1090.9164 | 807.5073
00 Exist FBC_SNCR | 0 | 0 | 0 | 0 | 0 | 0 | 0
00 Exist FBC_SNCR_ACI_DSI | 0 | 0 | 0 | 0 | 0 | 0 | 0
00 Exist FBC_SNCR_DSI | 7431.6331 | 6558.6786 | 5600.2694 | 3996.6878 | 3558.8915 | 2349.2434 | 4131.4544
00 Exist FBC_WetFGD_SNCR | 88.8624 | 57.6334 | 47.304 | 47.304 | 0 | 0 | 0
00 Exist FBC_WetFGD_DSI | 358.0303 | 372.4638 | 372.4638 | 312.2168 | 280.628 | 149.1361 | 186.8159
00 Exist_Non-FBC_Uncontrolled | 1846.9709 | 1640.0709 | 6.6576 | 6.6576 | 6.6576 | 6.6576 | 6.6576
00 Exist_Non-FBC_ACI | 43679.8106 | 10071.8661 | 7944.7064 | 4778.3085 | 2791.599 | 1195.74 | 4353.1482
00 Exist_Non-FBC_ACI_DSI | 4769.091 | 5490.668 | 0 | 0 | 0 | 0 | 0
00 Exist_Non-FBC_DryFGD | 0 | 0 | 0 | 0 | 0 | 0 | 0
00 Exist_Non-FBC_DryFGD_ACI | 28782.3174 | 26241.8054 | 8619.6729 | 2969.3867 | 1954.1154 | 40.758 | 3201.4568
00 Exist_Non-FBC_DryFGD_SCR | 0 | 0 | 0 | 0 | 0 | 0 | 0
00 Exist_Non-FBC_DryFGD_SCR_ACI | 38071.6667 | 33153.6901 | 9594.2824 | 5361.0541 | 3622.8813 | 962.5018 | 5420.6648
00 Exist_Non-FBC_DryFGD_SCR_DSI | 1229.634 | 871.395 | 0 | 0 | 0 | 0 | 0
00 Exist_Non-FBC_DryFGD_SCR_ACI_DSI | 5743.5146 | 5883.0155 | 843.8936 | 605.316 | 605.316 | 605.316 | 605.316
00 Exist_Non-FBC_DryFGD_SNCR_ACI | 13738.2241 | 11747.6812 | 5611.3436 | 3760.9051 | 3259.413 | 1318.1371 | 4870.9172
00 Exist_Non-FBC_DryFGD_SNCR_ACI_DSI | 0 | 0 | 0 | 0 | 0 | 0 | 0
00 Exist_Non-FBC_DSI | 1001.7966 | 0 | 0 | 0 | 0 | 0 | 0
00 Exist_Non-FBC_SCR_ACI | 13247.9714 | 14238.9342 | 2771.0636 | 1311.5766 | 865.0868 | 614.076 | 614.076
00 Exist_Non-FBC_SCR_ACI_DSI | 1154.2374 | 1495.6405 | 0 | 0 | 0 | 0 | 0
00 Exist_Non-FBC_SNCR_ACI | 346.9693 | 0 | 0 | 0 | 0 | 0 | 0
00 Exist_Non-FBC_SNCR_ACI_DSI | 0 | 0 | 0 | 0 | 0 | 0 | 0
00 Exist_Non-FBC_WetFGD | 13797.2941 | 23.2448 | 0 | 0 | 0 | 0 | 0
00 Exist_Non-FBC_WetFGD_ACI | 21310.4212 | 19527.0729 | 10216.6917 | 9116.3836 | 4049.6005 | 3380.9868 | 5527.5682
00 Exist_Non-FBC_WetFGD_ACI_DSI | 0 | 0 | 0 | 0 | 0 | 0 | 0
00 Exist_Non-FBC_WetFGD_SCR | 102565.9752 | 100144.9369 | 15354.0371 | 4387.2072 | 1980.5478 | 0 | 3966.4187
00 Exist_Non-FBC_WetFGD_SCR_DSI | 3392.1858 | 0 | 0 | 0 | 0 | 0 | 0
00 Exist_Non-FBC_WetFGD_SCR_ACI | 68030.437 | 69478.1014 | 9096.7667 | 2169.6184 | 2169.6184 | 2169.6184 | 2401.9087
00 Exist_Non-FBC_WetFGD_SCR_ACI_DSI | 32450.3955 | 33186.6762 | 2544.763 | 0 | 0 | 0 | 0
00 Exist_Non-FBC_WetFGD_SNCR | 2561.5857 | 0 | 0 | 0 | 0 | 0 | 0
00 Exist_Non-FBC_WetFGD_SNCR_ACI | 8967.9365 | 8641.274 | 3609.6831 | 3610.7348 | 3259.413 | 1254.3776 | 3612.0493
00 Exist IGCC | 3443.7822 | 3523.8287 | 0 | 0 | 0 | 0 | 0
00 Exist Fossil_Other | 4178.3476 | 4171.8538 | 4135.2515 | 4065.1679 | 3804.1862 | 3741.3261 | 3867.8625
00 Exist Fuel Cell | 1639.2463 | 1611.0513 | 1565.8156 | 1223.721 | 1193.0092 | 799.8459 | 1093.8562
00 Exist Hydro | 270154.0611 | 270154.9305 | 270154.9305 | 268101.782 | 267429.0428 | 265153.8659 | 267175.1512
00 Exist Non Fossil_Other | 21836.4266 | 21836.4266 | 21781.7493 | 20805.4456 | 20308.5843 | 19323.597 | 20043.0355
00 Exist Nuclear | 751095.2632 | 729111.6499 | 667016.4342 | 619086.9268 | 499497.5729 | 334128.1054 | 220544.1289
00 Exist Oil/Gas Steam | 21031.7781 | 16035.5312 | 12866.5514 | 3884.5186 | 3768.0528 | 3328.8337 | 3222.8929
00 Exist Oil/Gas Steam_SCR | 3678.54 | 2783.202 | 1268.7035 | 1218.0898 | 1202.1722 | 1151.4004 | 1205.092
00 Exist Oil/Gas Steam_SNCR | 1403.4953 | 1318.473 | 446.0068 | 373.327 | 377.5387 | 327.3627 | 332.7764
00 Exist Biomass | 267.4067 | 534.5244 | 15.9163 | 2.3086 | 0 | 0 | 2.3086
00 Exist Landfill Gas | 9230.2784 | 9085.4028 | 8294.1669 | 8151.3564 | 7734.5871 | 6305.7609 | 7229.5977
00 Exist Geothermal | 16525.421 | 16525.421 | 16525.421 | 16525.421 | 16525.421 | 16525.421 | 16525.421
00 Exist Pump Storage | 23057.6018 | 21324.915 | 21073.0301 | 19935.2911 | 24163.0854 | 32916.9938 | 32999.007
00 Exist Energy Storage | 21543.5615 | 21684.0746 | 20301.2179 | 20433.1245 | 21119.284 | 21021.2121 | 21099.3075
00 Exist Solar PV | 303041.3305 | 303041.3305 | 303036.1864 | 303036.1864 | 303036.1864 | 303036.1864 | 303036.1864
00 Exist Solar Thermal | 2986.1177 | 2986.1177 | 2986.1177 | 2986.1177 | 2986.1177 | 2986.1177 | 2986.1177
00 Exist Offshore Wind | 29358.536 | 29358.536 | 29358.536 | 29358.536 | 29358.536 | 29358.536 | 29358.536
00 Exist Onshore Wind | 515573.2649 | 515573.2649 | 515573.2649 | 515573.2649 | 515573.2649 | 515573.2649 | 515573.2649
00 International Imports | 3046.728 | 3046.728 | 3046.728 | 2768.16 | 2768.16 | 2768.16 | 2768.16
00 Ret.Exist Combined Cycle & CF Limit | 0 | 0 | 0 | 0 | 0 | 0 | 0
00 Ret.Exist Combined Cycle & CCS | 0 | 0 | 276.7623 | 276.7623 | 151.9499 | 151.7173 | 149.3892
00 Ret.Exist Combined Cycle & Hydrogen | 0 | 1949.9258 | 1137.3059 | 428.9439 | 63.8657 | 400.8945 | 865.8456
00 Ret.Exist Combined Cycle & Hydrogen Retrofit Undone | 0 | 0 | 0 | 0 | 0 | 0 | 0
00 Ret.Exist Combined Cycle & HRI | 0 | 0 | 0 | 0 | 0 | 0 | 0
00 Ret.Exist Combustion Turbine & HRI | 0 | 0 | 0 | 0 | 0 | 0 | 0
00 Ret.Exist_FBC_NoCtrl & CCS | 0 | 0 | 0 | 0 | 0 | 0 | 0
00 Ret.Exist_FBC_NoCtrl & DRET | 0 | 0 | 0 | 0 | 0 | 0 | 0
00 Ret.Exist_FBC_NoCtrl & GPM | 0 | 0 | 0 | 0 | 0 | 0 | 0
00 Ret.Exist_FBC_NoCtrl & GPM & CCS | 0 | 0 | 0 | 0 | 0 | 0 | 0
00 Ret.Exist_FBC_NoCtrl & GPM & DRET | 0 | 0 | 0 | 0 | 0 | 0 | 0
00 Ret.Exist_FBC_NoCtrl & GPM & NGC | 0 | 0 | 0 | 0 | 0 | 0 | 0
00 Ret.Exist_FBC_NoCtrl & GPM & SNCR | 0 | 0 | 0 | 0 | 0 | 0 | 0
00 Ret.Exist_FBC_NoCtrl & GPM & SNCR & CCS | 0 | 0 | 0 | 0 | 0 | 0 | 0
00 Ret.Exist_FBC_NoCtrl & GPM & SNCR & DRET | 0 | 0 | 0 | 0 | 0 | 0 | 0
00 Ret.Exist_FBC_NoCtrl & GPM & SNCR & NGC | 0 | 0 | 0 | 0 | 0 | 0 | 0
00 Ret.Exist_FBC_NoCtrl & NGC | 0 | 0 | 0 | 0 | 0 | 0 | 0
00 Ret.Exist_FBC_NoCtrl & SNCR | 0 | 0 | 0 | 0 | 0 | 0 | 0
00 Ret.Exist_FBC_NoCtrl & SNCR & CCS | 0 | 0 | 0 | 0 | 0 | 0 | 0
00 Ret.Exist_FBC_NoCtrl & SNCR & DRET | 0 | 0 | 0 | 0 | 0 | 0 | 0
00 Ret.Exist_FBC_NoCtrl & SNCR & NGC | 0 | 0 | 0 | 0 | 0 | 0 | 0
00 Ret.Exist_FBC_ACI_DSI & CCS | 0 | 0 | 0 | 0 | 0 | 0 | 0
00 Ret.Exist_FBC_ACI_DSI & DCCS | 0 | 0 | 0 | 0 | 0 | 0 | 0
00 Ret.Exist_FBC_ACI_DSI & DCCS & CCS | 0 | 0 | 0 | 0 | 0 | 0 | 0
00 Ret.Exist_FBC_ACI_DSI & DCCS & SNCR & CCS | 0 | 0 | 0 | 0 | 0 | 0 | 0
00 Ret.Exist_FBC_ACI_DSI & DRET | 0 | 0 | 0 | 0 | 0 | 0 | 0
00 Ret.Exist_FBC_ACI_DSI & GPM | 0 | 0 | 0 | 0 | 0 | 0 | 0
00 Ret.Exist_FBC_ACI_DSI & GPM & CCS | 0 | 0 | 0 | 0 | 0 | 0 | 0
00 Ret.Exist_FBC_ACI_DSI & GPM & DRET | 0 | 0 | 0 | 0 | 0 | 0 | 0
00 Ret.Exist_FBC_ACI_DSI & GPM & NGC | 0 | 0 | 0 | 0 | 0 | 0 | 0
00 Ret.Exist_FBC_ACI_DSI & GPM & SNCR | 0 | 0 | 0 | 0 | 0 | 0 | 0
00 Ret.Exist_FBC_ACI_DSI & GPM & SNCR & CCS | 0 | 0 | 0 | 0 | 0 | 0 | 0
00 Ret.Exist_FBC_ACI_DSI & GPM & SNCR & DRET | 0 | 0 | 0 | 0 | 0 | 0 | 0
00 Ret.Exist_FBC_ACI_DSI & GPM & SNCR & NGC | 0 | 0 | 0 | 0 | 0 | 0 | 0
00 Ret.Exist_FBC_ACI_DSI & NGC | 0 | 0 | 0 | 0 | 0 | 0 | 0
00 Ret.Exist_FBC_ACI_DSI & SNCR | 0 | 0 | 0 | 0 | 0 | 0 | 0
00 Ret.Exist_FBC_ACI_DSI & SNCR & CCS | 0 | 0 | 0 | 0 | 0 | 0 | 0
00 Ret.Exist_FBC_ACI_DSI & SNCR & DRET | 0 | 0 | 0 | 0 | 0 | 0 | 0
00 Ret.Exist_FBC_ACI_DSI & SNCR & NGC | 0 | 0 | 0 | 0 | 0 | 0 | 0
00 Ret.Exist_FBC_DryFGD_ACI & CCS | 0 | 0 | 0 | 0 | 0 | 0 | 0
00 Ret.Exist_FBC_DryFGD_ACI & DCCS | 0 | 0 | 0 | 0 | 0 | 0 | 0
00 Ret.Exist_FBC_DryFGD_ACI & DCCS & CCS | 0 | 0 | 0 | 0 | 0 | 0 | 0
00 Ret.Exist_FBC_DryFGD_ACI & DCCS & SNCR & CCS | 0 | 0 | 0 | 0 | 0 | 0 | 0
00 Ret.Exist_FBC_DryFGD_ACI & DRET | 0 | 0 | 0 | 0 | 0 | 0 | 0
00 Ret.Exist_FBC_DryFGD_ACI & GPM | 0 | 0 | 0 | 0 | 0 | 0 | 0
00 Ret.Exist_FBC_DryFGD_ACI & GPM & CCS | 0 | 0 | 0 | 0 | 0 | 0 | 0
00 Ret.Exist_FBC_DryFGD_ACI & GPM & DRET | 0 | 0 | 0 | 0 | 0 | 0 | 0
00 Ret.Exist_FBC_DryFGD_ACI & GPM & NGC | 0 | 0 | 0 | 0 | 0 | 0 | 0
00 Ret.Exist_FBC_DryFGD_ACI & GPM & SNCR | 0 | 0 | 0 | 0 | 0 | 0 | 0
00 Ret.Exist_FBC_DryFGD_ACI & GPM & SNCR & CCS | 0 | 0 | 0 | 0 | 0 | 0 | 0
00 Ret.Exist_FBC_DryFGD_ACI & GPM & SNCR & DRET | 0 | 0 | 0 | 0 | 0 | 0 | 0
00 Ret.Exist_FBC_DryFGD_ACI & GPM & SNCR & NGC | 0 | 0 | 0 | 0 | 0 | 0 | 0
00 Ret.Exist_FBC_DryFGD_ACI & NGC | 0 | 0 | 0 | 0 | 0 | 0 | 0
00 Ret.Exist_FBC_DryFGD_ACI & SNCR | 0 | 0 | 0 | 0 | 0 | 0 | 0
00 Ret.Exist_FBC_DryFGD_ACI & SNCR & CCS | 0 | 0 | 0 | 0 | 0 | 0 | 0
00 Ret.Exist_FBC_DryFGD_ACI & SNCR & DRET | 0 | 0 | 0 | 0 | 0 | 0 | 0
00 Ret.Exist_FBC_DryFGD_ACI & SNCR & NGC | 0 | 0 | 0 | 0 | 0 | 0 | 0
00 Ret.Exist_FBC_DryFGD_DSI & ACI | 0 | 0 | 0 | 0 | 0 | 0 | 0
00 Ret.Exist_FBC_DryFGD_DSI & ACI & DRET | 0 | 0 | 0 | 0 | 0 | 0 | 0
00 Ret.Exist_FBC_DryFGD_DSI & ACI & GPM | 0 | 0 | 0 | 0 | 0 | 0 | 0
00 Ret.Exist_FBC_DryFGD_DSI & ACI & GPM & DRET | 0 | 0 | 0 | 0 | 0 | 0 | 0
00 Ret.Exist_FBC_DryFGD_DSI & ACI & GPM & NGC | 0 | 0 | 0 | 0 | 0 | 0 | 0
00 Ret.Exist_FBC_DryFGD_DSI & ACI & GPM & SNCR | 0 | 0 | 0 | 0 | 0 | 0 | 0
00 Ret.Exist_FBC_DryFGD_DSI & ACI & GPM & SNCR & DRET | 0 | 0 | 0 | 0 | 0 | 0 | 0
00 Ret.Exist_FBC_DryFGD_DSI & ACI & GPM & SNCR & NGC | 0 | 0 | 0 | 0 | 0 | 0 | 0
00 Ret.Exist_FBC_DryFGD_DSI & ACI & NGC | 0 | 0 | 0 | 0 | 0 | 0 | 0
00 Ret.Exist_FBC_DryFGD_DSI & ACI & SNCR | 0 | 0 | 0 | 0 | 0 | 0 | 0
00 Ret.Exist_FBC_DryFGD_DSI & ACI & SNCR & DRET | 0 | 0 | 0 | 0 | 0 | 0 | 0
00 Ret.Exist_FBC_DryFGD_DSI & ACI & SNCR & NGC | 0 | 0 | 0 | 0 | 0 | 0 | 0
00 Ret.Exist_FBC_DryFGD_DSI & DRET | 0 | 0 | 0 | 0 | 0 | 0 | 0
00 Ret.Exist_FBC_DryFGD_DSI & GPM | 0 | 0 | 0 | 0 | 0 | 0 | 0
00 Ret.Exist_FBC_DryFGD_DSI & GPM & DRET | 0 | 0 | 0 | 0 | 0 | 0 | 0
00 Ret.Exist_FBC_DryFGD_DSI & GPM & NGC | 0 | 0 | 0 | 0 | 0 | 0 | 0
00 Ret.Exist_FBC_DryFGD_DSI & GPM & SNCR | 0 | 0 | 0 | 0 | 0 | 0 | 0
00 Ret.Exist_FBC_DryFGD_DSI & GPM & SNCR & DRET | 0 | 0 | 0 | 0 | 0 | 0 | 0
00 Ret.Exist_FBC_DryFGD_DSI & GPM & SNCR & NGC | 0 | 0 | 0 | 0 | 0 | 0 | 0
00 Ret.Exist_FBC_DryFGD_DSI & NGC | 0 | 0 | 0 | 0 | 0 | 0 | 0
00 Ret.Exist_FBC_DryFGD_DSI & SNCR | 0 | 0 | 0 | 0 | 0 | 0 | 0
00 Ret.Exist_FBC_DryFGD_DSI & SNCR & DRET | 0 | 0 | 0 | 0 | 0 | 0 | 0
00 Ret.Exist_FBC_DryFGD_DSI & SNCR & NGC | 0 | 0 | 0 | 0 | 0 | 0 | 0
00 Ret.Exist_FBC_DryFGD_SNCR & ACI | 0 | 0 | 0 | 0 | 0 | 0 | 0
00 Ret.Exist_FBC_DryFGD_SNCR & ACI & CCS | 0 | 0 | 0 | 0 | 0 | 0 | 0
00 Ret.Exist_FBC_DryFGD_SNCR & ACI & DRET | 0 | 0 | 0 | 0 | 0 | 0 | 0
00 Ret.Exist_FBC_DryFGD_SNCR & ACI & GPM | 0 | 0 | 0 | 0 | 0 | 0 | 0
00 Ret.Exist_FBC_DryFGD_SNCR & ACI & GPM & CCS | 0 | 0 | 0 | 0 | 0 | 0 | 0
00 Ret.Exist_FBC_DryFGD_SNCR & ACI & GPM & DRET | 0 | 0 | 0 | 0 | 0 | 0 | 0
00 Ret.Exist_FBC_DryFGD_SNCR & ACI & GPM & NGC | 0 | 0 | 0 | 0 | 0 | 0 | 0
00 Ret.Exist_FBC_DryFGD_SNCR & ACI & NGC | 0 | 0 | 0 | 0 | 0 | 0 | 0
00 Ret.Exist_FBC_DryFGD_SNCR & CCS | 0 | 0 | 386.5202 | 386.5202 | 0 | 0 | 0
00 Ret.Exist_FBC_DryFGD_SNCR & DCCS | 0 | 0 | 0 | 0 | 0 | 0 | 0
00 Ret.Exist_FBC_DryFGD_SNCR & DCCS & CCS | 0 | 0 | 0 | 0 | 0 | 0 | 0
00 Ret.Exist_FBC_DryFGD_SNCR & DRET | 0 | 0 | 0 | 0 | 0 | 0 | 0
00 Ret.Exist_FBC_DryFGD_SNCR & GPM | 0 | 0 | 0 | 0 | 0 | 0 | 0
00 Ret.Exist_FBC_DryFGD_SNCR & GPM & CCS | 0 | 0 | 0 | 0 | 0 | 0 | 0
00 Ret.Exist_FBC_DryFGD_SNCR & GPM & DRET | 0 | 0 | 0 | 0 | 0 | 0 | 0
00 Ret.Exist_FBC_DryFGD_SNCR & GPM & NGC | 0 | 0 | 0 | 0 | 0 | 0 | 0
00 Ret.Exist_FBC_DryFGD_SNCR & NGC | 0 | 0 | 0 | 0 | 0 | 0 | 0
00 Ret.Exist_FBC_DryFGD_SNCR_ACI & CCS | 0 | 0 | 0 | 0 | 0 | 0 | 0
00 Ret.Exist_FBC_DryFGD_SNCR_ACI & DCCS | 0 | 0 | 0 | 0 | 0 | 0 | 0
00 Ret.Exist_FBC_DryFGD_SNCR_ACI & DCCS & CCS | 0 | 0 | 0 | 0 | 0 | 0 | 0
00 Ret.Exist_FBC_DryFGD_SNCR_ACI & DRET | 0 | 0 | 0 | 0 | 0 | 0 | 0
00 Ret.Exist_FBC_DryFGD_SNCR_ACI & GPM | 0 | 0 | 0 | 0 | 0 | 0 | 0
00 Ret.Exist_FBC_DryFGD_SNCR_ACI & GPM & CCS | 0 | 0 | 0 | 0 | 0 | 0 | 0
00 Ret.Exist_FBC_DryFGD_SNCR_ACI & GPM & DRET | 0 | 0 | 0 | 0 | 0 | 0 | 0
00 Ret.Exist_FBC_DryFGD_SNCR_ACI & GPM & NGC | 0 | 0 | 0 | 0 | 0 | 0 | 0
00 Ret.Exist_FBC_DryFGD_SNCR_ACI & NGC | 0 | 0 | 0 | 0 | 0 | 0 | 0
00 Ret.Exist_FBC_DryFGD_SNCR_ACI_DSI & CCS | 0 | 783.2548 | 2895.0702 | 2895.0702 | 0 | 0 | 0
00 Ret.Exist_FBC_DryFGD_SNCR_ACI_DSI & DCCS | 0 | 0 | 0 | 0 | 0 | 0 | 0
00 Ret.Exist_FBC_DryFGD_SNCR_ACI_DSI & DCCS & CCS | 0 | 0 | 0 | 0 | 0 | 0 | 0
00 Ret.Exist_FBC_DryFGD_SNCR_ACI_DSI & DRET | 0 | 0 | 0 | 0 | 0 | 0 | 0
00 Ret.Exist_FBC_DryFGD_SNCR_ACI_DSI & GPM | 0 | 0 | 0 | 0 | 0 | 0 | 0
00 Ret.Exist_FBC_DryFGD_SNCR_ACI_DSI & GPM & CCS | 0 | 0 | 0 | 0 | 0 | 0 | 0
00 Ret.Exist_FBC_DryFGD_SNCR_ACI_DSI & GPM & DRET | 0 | 0 | 0 | 0 | 0 | 0 | 0
00 Ret.Exist_FBC_DryFGD_SNCR_ACI_DSI & GPM & NGC | 0 | 0 | 0 | 0 | 0 | 0 | 0
00 Ret.Exist_FBC_DryFGD_SNCR_ACI_DSI & NGC | 0 | 0 | 0 | 0 | 0 | 0 | 0
00 Ret.Exist_FBC_DryFGD_SNCR_DSI & ACI | 0 | 0 | 0 | 0 | 0 | 0 | 0
00 Ret.Exist_FBC_DryFGD_SNCR_DSI & ACI & DRET | 0 | 0 | 0 | 0 | 0 | 0 | 0
00 Ret.Exist_FBC_DryFGD_SNCR_DSI & ACI & GPM | 0 | 0 | 0 | 0 | 0 | 0 | 0
00 Ret.Exist_FBC_DryFGD_SNCR_DSI & ACI & GPM & DRET | 0 | 0 | 0 | 0 | 0 | 0 | 0
00 Ret.Exist_FBC_DryFGD_SNCR_DSI & ACI & GPM & NGC | 0 | 0 | 0 | 0 | 0 | 0 | 0
00 Ret.Exist_FBC_DryFGD_SNCR_DSI & ACI & NGC | 0 | 0 | 0 | 0 | 0 | 0 | 0
00 Ret.Exist_FBC_DryFGD_SNCR_DSI & DRET | 0 | 0 | 0 | 0 | 0 | 0 | 0
00 Ret.Exist_FBC_DryFGD_SNCR_DSI & GPM | 0 | 0 | 0 | 0 | 0 | 0 | 0
00 Ret.Exist_FBC_DryFGD_SNCR_DSI & GPM & DRET | 0 | 0 | 0 | 0 | 0 | 0 | 0
00 Ret.Exist_FBC_DryFGD_SNCR_DSI & GPM & NGC | 0 | 0 | 0 | 0 | 0 | 0 | 0
00 Ret.Exist_FBC_DryFGD_SNCR_DSI & NGC | 0 | 0 | 0 | 0 | 0 | 0 | 0
00 Ret.Exist_FBC_DSI & ACI | 0 | 0 | 0 | 0 | 0 | 0 | 0
00 Ret.Exist_FBC_DSI & ACI & DRET | 0 | 0 | 0 | 0 | 0 | 0 | 0
00 Ret.Exist_FBC_DSI & ACI & GPM | 0 | 0 | 0 | 0 | 0 | 0 | 0
00 Ret.Exist_FBC_DSI & ACI & GPM & DRET | 0 | 0 | 0 | 0 | 0 | 0 | 0
00 Ret.Exist_FBC_DSI & ACI & GPM & NGC | 0 | 0 | 0 | 0 | 0 | 0 | 0
00 Ret.Exist_FBC_DSI & ACI & GPM & SNCR | 0 | 0 | 0 | 0 | 0 | 0 | 0
00 Ret.Exist_FBC_DSI & ACI & GPM & SNCR & DRET | 0 | 0 | 0 | 0 | 0 | 0 | 0
00 Ret.Exist_FBC_DSI & ACI & GPM & SNCR & NGC | 0 | 0 | 0 | 0 | 0 | 0 | 0
00 Ret.Exist_FBC_DSI & ACI & NGC | 0 | 0 | 0 | 0 | 0 | 0 | 0
00 Ret.Exist_FBC_DSI & ACI & SNCR | 0 | 0 | 0 | 0 | 0 | 0 | 0
00 Ret.Exist_FBC_DSI & ACI & SNCR & DRET | 0 | 0 | 0 | 0 | 0 | 0 | 0
00 Ret.Exist_FBC_DSI & ACI & SNCR & NGC | 0 | 0 | 0 | 0 | 0 | 0 | 0
00 Ret.Exist_FBC_DSI & DRET | 0 | 0 | 0 | 0 | 0 | 0 | 0
00 Ret.Exist_FBC_DSI & GPM | 0 | 0 | 0 | 0 | 0 | 0 | 0
00 Ret.Exist_FBC_DSI & GPM & DRET | 0 | 0 | 0 | 0 | 0 | 0 | 0
00 Ret.Exist_FBC_DSI & GPM & NGC | 0 | 0 | 0 | 0 | 0 | 0 | 0
00 Ret.Exist_FBC_DSI & GPM & SNCR | 0 | 0 | 0 | 0 | 0 | 0 | 0
00 Ret.Exist_FBC_DSI & GPM & SNCR & DRET | 0 | 0 | 0 | 0 | 0 | 0 | 0
00 Ret.Exist_FBC_DSI & GPM & SNCR & NGC | 0 | 0 | 0 | 0 | 0 | 0 | 0
00 Ret.Exist_FBC_DSI & NGC | 0 | 0 | 0 | 0 | 0 | 0 | 0
00 Ret.Exist_FBC_DSI & SNCR | 0 | 0 | 0 | 0 | 0 | 0 | 0
00 Ret.Exist_FBC_DSI & SNCR & DRET | 0 | 0 | 0 | 0 | 0 | 0 | 0
00 Ret.Exist_FBC_DSI & SNCR & NGC | 0 | 0 | 0 | 0 | 0 | 0 | 0
00 Ret.Exist_FBC_SNCR & ACI | 0 | 0 | 0 | 0 | 0 | 0 | 0
00 Ret.Exist_FBC_SNCR & ACI & DRET | 0 | 0 | 0 | 0 | 0 | 0 | 0
00 Ret.Exist_FBC_SNCR & ACI & NGC | 0 | 0 | 0 | 0 | 0 | 0 | 0
00 Ret.Exist_FBC_SNCR & DRET | 0 | 0 | 0 | 0 | 0 | 0 | 0
00 Ret.Exist_FBC_SNCR & GPM | 0 | 0 | 0 | 0 | 0 | 0 | 0
00 Ret.Exist_FBC_SNCR & GPM & DRET | 0 | 0 | 0 | 0 | 0 | 0 | 0
00 Ret.Exist_FBC_SNCR & GPM & NGC | 0 | 0 | 0 | 0 | 0 | 0 | 0
00 Ret.Exist_FBC_SNCR & NGC | 0 | 0 | 0 | 0 | 0 | 0 | 0
00 Ret.Exist_FBC_SNCR_ACI_DSI & CCS | 0 | 0 | 0 | 0 | 0 | 0 | 0
00 Ret.Exist_FBC_SNCR_ACI_DSI & DCCS | 0 | 0 | 0 | 0 | 0 | 0 | 0
00 Ret.Exist_FBC_SNCR_ACI_DSI & DCCS & CCS | 0 | 0 | 0 | 0 | 0 | 0 | 0
00 Ret.Exist_FBC_SNCR_ACI_DSI & DRET | 0 | 0 | 0 | 0 | 0 | 0 | 0
00 Ret.Exist_FBC_SNCR_ACI_DSI & GPM | 0 | 0 | 0 | 0 | 0 | 0 | 0
00 Ret.Exist_FBC_SNCR_ACI_DSI & GPM & CCS | 0 | 0 | 0 | 0 | 0 | 0 | 0
00 Ret.Exist_FBC_SNCR_ACI_DSI & GPM & DRET | 0 | 0 | 0 | 0 | 0 | 0 | 0
00 Ret.Exist_FBC_SNCR_ACI_DSI & GPM & NGC | 0 | 0 | 0 | 0 | 0 | 0 | 0
00 Ret.Exist_FBC_SNCR_ACI_DSI & NGC | 0 | 0 | 0 | 0 | 0 | 0 | 0
00 Ret.Exist_FBC_SNCR_DSI & ACI | 0 | 0 | 0 | 0 | 0 | 0 | 0
00 Ret.Exist_FBC_SNCR_DSI & ACI & CCS | 0 | 0 | 0 | 0 | 0 | 0 | 0
00 Ret.Exist_FBC_SNCR_DSI & ACI & DRET | 0 | 0 | 0 | 0 | 0 | 0 | 0
00 Ret.Exist_FBC_SNCR_DSI & ACI & GPM | 0 | 0 | 0 | 0 | 0 | 0 | 0
00 Ret.Exist_FBC_SNCR_DSI & ACI & GPM & CCS | 0 | 0 | 0 | 0 | 0 | 0 | 0
00 Ret.Exist_FBC_SNCR_DSI & ACI & GPM & DRET | 0 | 0 | 0 | 0 | 0 | 0 | 0
00 Ret.Exist_FBC_SNCR_DSI & ACI & GPM & NGC | 0 | 0 | 0 | 0 | 0 | 0 | 0
00 Ret.Exist_FBC_SNCR_DSI & ACI & NGC | 0 | 0 | 0 | 0 | 0 | 0 | 0
00 Ret.Exist_FBC_SNCR_DSI & CCS | 0 | 0 | 0 | 0 | 0 | 0 | 0
00 Ret.Exist_FBC_SNCR_DSI & DCCS | 0 | 0 | 0 | 0 | 0 | 0 | 0
00 Ret.Exist_FBC_SNCR_DSI & DCCS & CCS | 0 | 0 | 0 | 0 | 0 | 0 | 0
00 Ret.Exist_FBC_SNCR_DSI & DRET | 0 | 0 | 0 | 0 | 0 | 0 | 0
00 Ret.Exist_FBC_SNCR_DSI & GPM | 0 | 0 | 0 | 0 | 0 | 0 | 0
00 Ret.Exist_FBC_SNCR_DSI & GPM & CCS | 0 | 0 | 0 | 0 | 0 | 0 | 0
00 Ret.Exist_FBC_SNCR_DSI & GPM & DRET | 0 | 0 | 0 | 0 | 0 | 0 | 0
00 Ret.Exist_FBC_SNCR_DSI & GPM & NGC | 0 | 0 | 0 | 0 | 0 | 0 | 0
00 Ret.Exist_FBC_SNCR_DSI & NGC | 0 | 0 | 0 | 0 | 0 | 0 | 0
00 Ret.Exist_FBC_WetFGD_DSI & ACI | 0 | 0 | 0 | 0 | 0 | 0 | 0
00 Ret.Exist_FBC_WetFGD_DSI & ACI & DRET | 0 | 0 | 0 | 0 | 0 | 0 | 0
00 Ret.Exist_FBC_WetFGD_DSI & ACI & GPM | 0 | 0 | 0 | 0 | 0 | 0 | 0
00 Ret.Exist_FBC_WetFGD_DSI & ACI & GPM & DRET | 0 | 0 | 0 | 0 | 0 | 0 | 0
00 Ret.Exist_FBC_WetFGD_DSI & ACI & GPM & NGC | 0 | 0 | 0 | 0 | 0 | 0 | 0
00 Ret.Exist_FBC_WetFGD_DSI & ACI & GPM & SNCR | 0 | 0 | 0 | 0 | 0 | 0 | 0
00 Ret.Exist_FBC_WetFGD_DSI & ACI & GPM & SNCR & DRET | 0 | 0 | 0 | 0 | 0 | 0 | 0
00 Ret.Exist_FBC_WetFGD_DSI & ACI & GPM & SNCR & NGC | 0 | 0 | 0 | 0 | 0 | 0 | 0
00 Ret.Exist_FBC_WetFGD_DSI & ACI & NGC | 0 | 0 | 0 | 0 | 0 | 0 | 0
00 Ret.Exist_FBC_WetFGD_DSI & ACI & SNCR | 0 | 0 | 0 | 0 | 0 | 0 | 0
00 Ret.Exist_FBC_WetFGD_DSI & ACI & SNCR & DRET | 0 | 0 | 0 | 0 | 0 | 0 | 0
00 Ret.Exist_FBC_WetFGD_DSI & ACI & SNCR & NGC | 0 | 0 | 0 | 0 | 0 | 0 | 0
00 Ret.Exist_FBC_WetFGD_DSI & DRET | 0 | 0 | 0 | 0 | 0 | 0 | 0
00 Ret.Exist_FBC_WetFGD_DSI & GPM | 0 | 0 | 0 | 0 | 0 | 0 | 0
00 Ret.Exist_FBC_WetFGD_DSI & GPM & DRET | 0 | 0 | 0 | 0 | 0 | 0 | 0
00 Ret.Exist_FBC_WetFGD_DSI & GPM & NGC | 0 | 0 | 0 | 0 | 0 | 0 | 0
00 Ret.Exist_FBC_WetFGD_DSI & GPM & SNCR | 0 | 0 | 0 | 0 | 0 | 0 | 0
00 Ret.Exist_FBC_WetFGD_DSI & GPM & SNCR & DRET | 0 | 0 | 0 | 0 | 0 | 0 | 0
00 Ret.Exist_FBC_WetFGD_DSI & GPM & SNCR & NGC | 0 | 0 | 0 | 0 | 0 | 0 | 0
00 Ret.Exist_FBC_WetFGD_DSI & NGC | 0 | 0 | 0 | 0 | 0 | 0 | 0
00 Ret.Exist_FBC_WetFGD_DSI & SNCR | 0 | 0 | 0 | 0 | 0 | 0 | 0
00 Ret.Exist_FBC_WetFGD_DSI & SNCR & DRET | 0 | 0 | 0 | 0 | 0 | 0 | 0
00 Ret.Exist_FBC_WetFGD_DSI & SNCR & NGC | 0 | 0 | 0 | 0 | 0 | 0 | 0
00 Ret.Exist_FBC_WetFGD_SNCR & ACI | 0 | 0 | 0 | 0 | 0 | 0 | 0
00 Ret.Exist_FBC_WetFGD_SNCR & ACI & DRET | 0 | 0 | 0 | 0 | 0 | 0 | 0
00 Ret.Exist_FBC_WetFGD_SNCR & ACI & NGC | 0 | 0 | 0 | 0 | 0 | 0 | 0
00 Ret.Exist_FBC_WetFGD_SNCR & DRET | 0 | 0 | 0 | 0 | 0 | 0 | 0
00 Ret.Exist_FBC_WetFGD_SNCR & GPM | 0 | 0 | 0 | 0 | 0 | 0 | 0
00 Ret.Exist_FBC_WetFGD_SNCR & GPM & DRET | 0 | 0 | 0 | 0 | 0 | 0 | 0
00 Ret.Exist_FBC_WetFGD_SNCR & GPM & NGC | 0 | 0 | 0 | 0 | 0 | 0 | 0
00 Ret.Exist_FBC_WetFGD_SNCR & NGC | 0 | 0 | 0 | 0 | 0 | 0 | 0
00 Ret.Exist_Non-FBC_ACI & C2G | 178.3536 | 2031.4846 | 0 | 0 | 0 | 0 | 0
00 Ret.Exist_Non-FBC_ACI & C2G & SCR | 0 | 0 | 0 | 0 | 0 | 0 | 0
00 Ret.Exist_Non-FBC_ACI & DCCS | 0 | 0 | 0 | 0 | 0 | 0 | 0
00 Ret.Exist_Non-FBC_ACI & DCCS & WetFGD & SCR & CCS | 0 | 0 | 0 | 0 | 0 | 0 | 0
00 Ret.Exist_Non-FBC_ACI & DRET | 0 | 0 | 0 | 0 | 0 | 0 | 0
00 Ret.Exist_Non-FBC_ACI & DSI | 0 | 0 | 0 | 0 | 0 | 0 | 0
00 Ret.Exist_Non-FBC_ACI & DSI & C2G | 0 | 0 | 0 | 0 | 0 | 0 | 0
00 Ret.Exist_Non-FBC_ACI & DSI & C2G & SCR | 0 | 0 | 0 | 0 | 0 | 0 | 0
00 Ret.Exist_Non-FBC_ACI & DSI & DRET | 0 | 0 | 0 | 0 | 0 | 0 | 0
00 Ret.Exist_Non-FBC_ACI & DSI & GPM | 0 | 0 | 0 | 0 | 0 | 0 | 0
00 Ret.Exist_Non-FBC_ACI & DSI & GPM & C2G | 0 | 0 | 0 | 0 | 0 | 0 | 0
00 Ret.Exist_Non-FBC_ACI & DSI & GPM & C2G & SCR | 0 | 0 | 0 | 0 | 0 | 0 | 0
00 Ret.Exist_Non-FBC_ACI & DSI & GPM & DRET | 0 | 0 | 0 | 0 | 0 | 0 | 0
00 Ret.Exist_Non-FBC_ACI & DSI & GPM & NGC | 0 | 0 | 0 | 0 | 0 | 0 | 0
00 Ret.Exist_Non-FBC_ACI & DSI & GPM & SCR | 0 | 0 | 0 | 0 | 0 | 0 | 0
00 Ret.Exist_Non-FBC_ACI & DSI & GPM & SCR & DRET | 0 | 0 | 0 | 0 | 0 | 0 | 0
00 Ret.Exist_Non-FBC_ACI & DSI & GPM & SCR & NGC | 0 | 0 | 0 | 0 | 0 | 0 | 0
00 Ret.Exist_Non-FBC_ACI & DSI & GPM & SNCR | 0 | 0 | 0 | 0 | 0 | 0 | 0
00 Ret.Exist_Non-FBC_ACI & DSI & GPM & SNCR & DRET | 0 | 0 | 0 | 0 | 0 | 0 | 0
00 Ret.Exist_Non-FBC_ACI & DSI & GPM & SNCR & NGC | 0 | 0 | 0 | 0 | 0 | 0 | 0
00 Ret.Exist_Non-FBC_ACI & DSI & GPM & WetFGD & SCR & CCS | 0 | 0 | 0 | 0 | 0 | 0 | 0
00 Ret.Exist_Non-FBC_ACI & DSI & NGC | 0 | 0 | 0 | 0 | 0 | 0 | 0
00 Ret.Exist_Non-FBC_ACI & DSI & SCR | 0 | 0 | 0 | 0 | 0 | 0 | 0
00 Ret.Exist_Non-FBC_ACI & DSI & SCR & DRET | 0 | 0 | 0 | 0 | 0 | 0 | 0
00 Ret.Exist_Non-FBC_ACI & DSI & SCR & NGC | 0 | 0 | 0 | 0 | 0 | 0 | 0
00 Ret.Exist_Non-FBC_ACI & DSI & SNCR | 0 | 0 | 0 | 0 | 0 | 0 | 0
00 Ret.Exist_Non-FBC_ACI & DSI & SNCR & DRET | 0 | 0 | 0 | 0 | 0 | 0 | 0
00 Ret.Exist_Non-FBC_ACI & DSI & SNCR & NGC | 0 | 0 | 0 | 0 | 0 | 0 | 0
00 Ret.Exist_Non-FBC_ACI & DSI & WetFGD & SCR & CCS | 0 | 0 | 0 | 0 | 0 | 0 | 0
00 Ret.Exist_Non-FBC_ACI & GPM | 0 | 0 | 0 | 0 | 0 | 0 | 0
00 Ret.Exist_Non-FBC_ACI & GPM & C2G | 0 | 0 | 0 | 0 | 0 | 0 | 0
00 Ret.Exist_Non-FBC_ACI & GPM & C2G & SCR | 0 | 0 | 0 | 0 | 0 | 0 | 0
00 Ret.Exist_Non-FBC_ACI & GPM & DRET | 0 | 0 | 0 | 0 | 0 | 0 | 0
00 Ret.Exist_Non-FBC_ACI & GPM & NGC | 0 | 0 | 0 | 0 | 0 | 0 | 0
00 Ret.Exist_Non-FBC_ACI & GPM & SCR | 0 | 0 | 0 | 0 | 0 | 0 | 0
00 Ret.Exist_Non-FBC_ACI & GPM & SCR & DRET | 0 | 0 | 0 | 0 | 0 | 0 | 0
00 Ret.Exist_Non-FBC_ACI & GPM & SCR & NGC | 0 | 0 | 0 | 0 | 0 | 0 | 0
00 Ret.Exist_Non-FBC_ACI & GPM & SNCR | 0 | 0 | 0 | 0 | 0 | 0 | 0
00 Ret.Exist_Non-FBC_ACI & GPM & SNCR & DRET | 0 | 0 | 0 | 0 | 0 | 0 | 0
00 Ret.Exist_Non-FBC_ACI & GPM & SNCR & NGC | 0 | 0 | 0 | 0 | 0 | 0 | 0
00 Ret.Exist_Non-FBC_ACI & GPM & WetFGD & SCR & CCS | 0 | 0 | 0 | 0 | 0 | 0 | 0
00 Ret.Exist_Non-FBC_ACI & NGC | 0 | 0 | 0 | 0 | 0 | 0 | 0
00 Ret.Exist_Non-FBC_ACI & SCR | 0 | 0 | 0 | 0 | 0 | 0 | 0
00 Ret.Exist_Non-FBC_ACI & SCR & C2G | 0 | 0 | 0 | 0 | 0 | 0 | 0
00 Ret.Exist_Non-FBC_ACI & SCR & DRET | 0 | 0 | 0 | 0 | 0 | 0 | 0
00 Ret.Exist_Non-FBC_ACI & SCR & NGC | 0 | 0 | 0 | 0 | 0 | 0 | 0
00 Ret.Exist_Non-FBC_ACI & SCR & WetFGD & CCS | 0 | 0 | 0 | 0 | 0 | 0 | 0
00 Ret.Exist_Non-FBC_ACI & SNCR | 0 | 0 | 0 | 0 | 0 | 0 | 0
00 Ret.Exist_Non-FBC_ACI & SNCR & C2G | 0 | 0 | 0 | 0 | 0 | 0 | 0
00 Ret.Exist_Non-FBC_ACI & SNCR & DRET | 0 | 0 | 0 | 0 | 0 | 0 | 0
00 Ret.Exist_Non-FBC_ACI & SNCR & NGC | 0 | 0 | 0 | 0 | 0 | 0 | 0
00 Ret.Exist_Non-FBC_ACI_DSI & C2G | 0 | 0 | 0 | 0 | 0 | 0 | 0
00 Ret.Exist_Non-FBC_ACI_DSI & C2G & SCR | 0 | 0 | 0 | 0 | 0 | 0 | 0
00 Ret.Exist_Non-FBC_ACI_DSI & DCCS | 0 | 0 | 0 | 0 | 0 | 0 | 0
00 Ret.Exist_Non-FBC_ACI_DSI & DCCS & WetFGD & SCR & CCS | 0 | 0 | 0 | 0 | 0 | 0 | 0
00 Ret.Exist_Non-FBC_ACI_DSI & DRET | 0 | 0 | 0 | 0 | 0 | 0 | 0
00 Ret.Exist_Non-FBC_ACI_DSI & GPM | 0 | 0 | 0 | 0 | 0 | 0 | 0
00 Ret.Exist_Non-FBC_ACI_DSI & GPM & C2G | 0 | 0 | 0 | 0 | 0 | 0 | 0
00 Ret.Exist_Non-FBC_ACI_DSI & GPM & C2G & SCR | 0 | 0 | 0 | 0 | 0 | 0 | 0
00 Ret.Exist_Non-FBC_ACI_DSI & GPM & DRET | 0 | 0 | 0 | 0 | 0 | 0 | 0
00 Ret.Exist_Non-FBC_ACI_DSI & GPM & NGC | 0 | 0 | 0 | 0 | 0 | 0 | 0
00 Ret.Exist_Non-FBC_ACI_DSI & GPM & SCR | 0 | 0 | 0 | 0 | 0 | 0 | 0
00 Ret.Exist_Non-FBC_ACI_DSI & GPM & SCR & DRET | 0 | 0 | 0 | 0 | 0 | 0 | 0
00 Ret.Exist_Non-FBC_ACI_DSI & GPM & SCR & NGC | 0 | 0 | 0 | 0 | 0 | 0 | 0
00 Ret.Exist_Non-FBC_ACI_DSI & GPM & SNCR | 0 | 0 | 0 | 0 | 0 | 0 | 0
00 Ret.Exist_Non-FBC_ACI_DSI & GPM & SNCR & DRET | 0 | 0 | 0 | 0 | 0 | 0 | 0
00 Ret.Exist_Non-FBC_ACI_DSI & GPM & SNCR & NGC | 0 | 0 | 0 | 0 | 0 | 0 | 0
00 Ret.Exist_Non-FBC_ACI_DSI & GPM & WetFGD & SCR & CCS | 0 | 0 | 0 | 0 | 0 | 0 | 0
00 Ret.Exist_Non-FBC_ACI_DSI & NGC | 0 | 0 | 0 | 0 | 0 | 0 | 0
00 Ret.Exist_Non-FBC_ACI_DSI & SCR | 0 | 0 | 0 | 0 | 0 | 0 | 0
00 Ret.Exist_Non-FBC_ACI_DSI & SCR & C2G | 0 | 0 | 0 | 0 | 0 | 0 | 0
00 Ret.Exist_Non-FBC_ACI_DSI & SCR & DRET | 0 | 0 | 0 | 0 | 0 | 0 | 0
00 Ret.Exist_Non-FBC_ACI_DSI & SCR & NGC | 0 | 0 | 0 | 0 | 0 | 0 | 0
00 Ret.Exist_Non-FBC_ACI_DSI & SCR & WetFGD & CCS | 0 | 0 | 0 | 0 | 0 | 0 | 0
00 Ret.Exist_Non-FBC_ACI_DSI & SNCR | 0 | 0 | 0 | 0 | 0 | 0 | 0
00 Ret.Exist_Non-FBC_ACI_DSI & SNCR & C2G | 0 | 0 | 0 | 0 | 0 | 0 | 0
00 Ret.Exist_Non-FBC_ACI_DSI & SNCR & DRET | 0 | 0 | 0 | 0 | 0 | 0 | 0
00 Ret.Exist_Non-FBC_ACI_DSI & SNCR & NGC | 0 | 0 | 0 | 0 | 0 | 0 | 0
00 Ret.Exist_Non-FBC_DryFGD & C2G | 0 | 0 | 0 | 0 | 0 | 0 | 0
00 Ret.Exist_Non-FBC_DryFGD & C2G & SCR | 0 | 0 | 0 | 0 | 0 | 0 | 0
00 Ret.Exist_Non-FBC_DryFGD & DRET | 0 | 0 | 0 | 0 | 0 | 0 | 0
00 Ret.Exist_Non-FBC_DryFGD & GPM | 0 | 0 | 0 | 0 | 0 | 0 | 0
00 Ret.Exist_Non-FBC_DryFGD & GPM & C2G | 0 | 0 | 0 | 0 | 0 | 0 | 0
00 Ret.Exist_Non-FBC_DryFGD & GPM & C2G & SCR | 0 | 0 | 0 | 0 | 0 | 0 | 0
00 Ret.Exist_Non-FBC_DryFGD & GPM & DRET | 0 | 0 | 0 | 0 | 0 | 0 | 0
00 Ret.Exist_Non-FBC_DryFGD & GPM & NGC | 0 | 0 | 0 | 0 | 0 | 0 | 0
00 Ret.Exist_Non-FBC_DryFGD & GPM & SCR | 0 | 0 | 0 | 0 | 0 | 0 | 0
00 Ret.Exist_Non-FBC_DryFGD & GPM & SCR & CCS | 0 | 0 | 0 | 0 | 0 | 0 | 0
00 Ret.Exist_Non-FBC_DryFGD & GPM & SCR & DRET | 0 | 0 | 0 | 0 | 0 | 0 | 0
00 Ret.Exist_Non-FBC_DryFGD & GPM & SCR & NGC | 0 | 0 | 0 | 0 | 0 | 0 | 0
00 Ret.Exist_Non-FBC_DryFGD & GPM & SNCR | 0 | 0 | 0 | 0 | 0 | 0 | 0
00 Ret.Exist_Non-FBC_DryFGD & GPM & SNCR & DRET | 0 | 0 | 0 | 0 | 0 | 0 | 0
00 Ret.Exist_Non-FBC_DryFGD & GPM & SNCR & NGC | 0 | 0 | 0 | 0 | 0 | 0 | 0
00 Ret.Exist_Non-FBC_DryFGD & NGC | 0 | 0 | 0 | 0 | 0 | 0 | 0
00 Ret.Exist_Non-FBC_DryFGD & SCR | 0 | 0 | 0 | 0 | 0 | 0 | 0
00 Ret.Exist_Non-FBC_DryFGD & SCR & C2G | 0 | 0 | 0 | 0 | 0 | 0 | 0
00 Ret.Exist_Non-FBC_DryFGD & SCR & CCS | 0 | 0 | 0 | 0 | 0 | 0 | 0
00 Ret.Exist_Non-FBC_DryFGD & SCR & DRET | 0 | 0 | 0 | 0 | 0 | 0 | 0
00 Ret.Exist_Non-FBC_DryFGD & SCR & NGC | 0 | 0 | 0 | 0 | 0 | 0 | 0
00 Ret.Exist_Non-FBC_DryFGD & SNCR | 0 | 0 | 0 | 0 | 0 | 0 | 0
00 Ret.Exist_Non-FBC_DryFGD & SNCR & C2G | 0 | 0 | 0 | 0 | 0 | 0 | 0
00 Ret.Exist_Non-FBC_DryFGD & SNCR & DRET | 0 | 0 | 0 | 0 | 0 | 0 | 0
00 Ret.Exist_Non-FBC_DryFGD & SNCR & NGC | 0 | 0 | 0 | 0 | 0 | 0 | 0
00 Ret.Exist_Non-FBC_DryFGD_ACI & C2G | 0 | 0 | 0 | 0 | 0 | 0 | 0
00 Ret.Exist_Non-FBC_DryFGD_ACI & C2G & SCR | 0 | 0 | 0 | 0 | 0 | 0 | 0
00 Ret.Exist_Non-FBC_DryFGD_ACI & DCCS | 0 | 0 | 0 | 0 | 0 | 0 | 0
00 Ret.Exist_Non-FBC_DryFGD_ACI & DCCS & SCR & CCS | 0 | 0 | 0 | 0 | 0 | 0 | 0
00 Ret.Exist_Non-FBC_DryFGD_ACI & DRET | 0 | 0 | 0 | 0 | 0 | 0 | 0
00 Ret.Exist_Non-FBC_DryFGD_ACI & GPM | 0 | 0 | 0 | 0 | 0 | 0 | 0
00 Ret.Exist_Non-FBC_DryFGD_ACI & GPM & C2G | 0 | 0 | 0 | 0 | 0 | 0 | 0
00 Ret.Exist_Non-FBC_DryFGD_ACI & GPM & C2G & SCR | 0 | 0 | 0 | 0 | 0 | 0 | 0
00 Ret.Exist_Non-FBC_DryFGD_ACI & GPM & DRET | 0 | 0 | 0 | 0 | 0 | 0 | 0
00 Ret.Exist_Non-FBC_DryFGD_ACI & GPM & NGC | 0 | 0 | 0 | 0 | 0 | 0 | 0
00 Ret.Exist_Non-FBC_DryFGD_ACI & GPM & SCR | 0 | 0 | 0 | 0 | 0 | 0 | 0
00 Ret.Exist_Non-FBC_DryFGD_ACI & GPM & SCR & CCS | 0 | 0 | 0 | 0 | 0 | 0 | 0
00 Ret.Exist_Non-FBC_DryFGD_ACI & GPM & SCR & DRET | 0 | 0 | 0 | 0 | 0 | 0 | 0
00 Ret.Exist_Non-FBC_DryFGD_ACI & GPM & SCR & NGC | 0 | 0 | 0 | 0 | 0 | 0 | 0
00 Ret.Exist_Non-FBC_DryFGD_ACI & GPM & SNCR | 0 | 0 | 0 | 0 | 0 | 0 | 0
00 Ret.Exist_Non-FBC_DryFGD_ACI & GPM & SNCR & DRET | 0 | 0 | 0 | 0 | 0 | 0 | 0
00 Ret.Exist_Non-FBC_DryFGD_ACI & GPM & SNCR & NGC | 0 | 0 | 0 | 0 | 0 | 0 | 0
00 Ret.Exist_Non-FBC_DryFGD_ACI & NGC | 0 | 0 | 0 | 0 | 0 | 0 | 0
00 Ret.Exist_Non-FBC_DryFGD_ACI & SCR | 0 | 710.6576 | 0 | 0 | 0 | 0 | 0
00 Ret.Exist_Non-FBC_DryFGD_ACI & SCR & C2G | 0 | 0 | 0 | 0 | 0 | 0 | 0
00 Ret.Exist_Non-FBC_DryFGD_ACI & SCR & CCS | 0 | 0 | 5660.0653 | 5660.0653 | 0 | 0 | 0
00 Ret.Exist_Non-FBC_DryFGD_ACI & SCR & DRET | 0 | 0 | 0 | 0 | 0 | 0 | 0
00 Ret.Exist_Non-FBC_DryFGD_ACI & SCR & NGC | 0 | 0 | 0 | 0 | 0 | 0 | 0
00 Ret.Exist_Non-FBC_DryFGD_ACI & SNCR | 0 | 0 | 0 | 0 | 0 | 0 | 0
00 Ret.Exist_Non-FBC_DryFGD_ACI & SNCR & C2G | 0 | 0 | 0 | 0 | 0 | 0 | 0
00 Ret.Exist_Non-FBC_DryFGD_ACI & SNCR & DRET | 0 | 0 | 0 | 0 | 0 | 0 | 0
00 Ret.Exist_Non-FBC_DryFGD_ACI & SNCR & NGC | 0 | 0 | 0 | 0 | 0 | 0 | 0
00 Ret.Exist_Non-FBC_DryFGD_SCR & ACI | 0 | 0 | 0 | 0 | 0 | 0 | 0
00 Ret.Exist_Non-FBC_DryFGD_SCR & ACI & C2G | 0 | 0 | 0 | 0 | 0 | 0 | 0
00 Ret.Exist_Non-FBC_DryFGD_SCR & ACI & CCS | 0 | 0 | 0 | 0 | 0 | 0 | 0
00 Ret.Exist_Non-FBC_DryFGD_SCR & ACI & DRET | 0 | 0 | 0 | 0 | 0 | 0 | 0
00 Ret.Exist_Non-FBC_DryFGD_SCR & ACI & GPM | 0 | 0 | 0 | 0 | 0 | 0 | 0
00 Ret.Exist_Non-FBC_DryFGD_SCR & ACI & GPM & C2G | 0 | 0 | 0 | 0 | 0 | 0 | 0
00 Ret.Exist_Non-FBC_DryFGD_SCR & ACI & GPM & CCS | 0 | 0 | 0 | 0 | 0 | 0 | 0
00 Ret.Exist_Non-FBC_DryFGD_SCR & ACI & GPM & DRET | 0 | 0 | 0 | 0 | 0 | 0 | 0
00 Ret.Exist_Non-FBC_DryFGD_SCR & ACI & GPM & NGC | 0 | 0 | 0 | 0 | 0 | 0 | 0
00 Ret.Exist_Non-FBC_DryFGD_SCR & ACI & NGC | 0 | 0 | 0 | 0 | 0 | 0 | 0
00 Ret.Exist_Non-FBC_DryFGD_SCR & C2G | 0 | 0 | 0 | 0 | 0 | 0 | 0
00 Ret.Exist_Non-FBC_DryFGD_SCR & CCS | 0 | 0 | 0 | 0 | 0 | 0 | 0
00 Ret.Exist_Non-FBC_DryFGD_SCR & DRET | 0 | 0 | 0 | 0 | 0 | 0 | 0
00 Ret.Exist_Non-FBC_DryFGD_SCR & GPM | 0 | 0 | 0 | 0 | 0 | 0 | 0
00 Ret.Exist_Non-FBC_DryFGD_SCR & GPM & C2G | 0 | 0 | 0 | 0 | 0 | 0 | 0
00 Ret.Exist_Non-FBC_DryFGD_SCR & GPM & CCS | 0 | 0 | 0 | 0 | 0 | 0 | 0
00 Ret.Exist_Non-FBC_DryFGD_SCR & GPM & DRET | 0 | 0 | 0 | 0 | 0 | 0 | 0
00 Ret.Exist_Non-FBC_DryFGD_SCR & GPM & NGC | 0 | 0 | 0 | 0 | 0 | 0 | 0
00 Ret.Exist_Non-FBC_DryFGD_SCR & NGC | 0 | 0 | 0 | 0 | 0 | 0 | 0
00 Ret.Exist_Non-FBC_DryFGD_SCR_ACI & C2G | 87.1094 | 250.571 | 349.2976 | 349.2976 | 349.2976 | 349.2976 | 349.2976
00 Ret.Exist_Non-FBC_DryFGD_SCR_ACI & CCS | 0 | 1750.4673 | 4006.4448 | 4006.4448 | 1986.5217 | 1986.5217 | 1986.5217
00 Ret.Exist_Non-FBC_DryFGD_SCR_ACI & DCCS | 0 | 0 | 0 | 0 | 0 | 0 | 0
00 Ret.Exist_Non-FBC_DryFGD_SCR_ACI & DCCS & CCS | 0 | 0 | 0 | 0 | 0 | 0 | 0
00 Ret.Exist_Non-FBC_DryFGD_SCR_ACI & DRET | 0 | 0 | 0 | 0 | 0 | 0 | 0
00 Ret.Exist_Non-FBC_DryFGD_SCR_ACI & GPM | 0 | 0 | 0 | 0 | 0 | 0 | 0
00 Ret.Exist_Non-FBC_DryFGD_SCR_ACI & GPM & C2G | 0 | 0 | 0 | 0 | 0 | 0 | 0
00 Ret.Exist_Non-FBC_DryFGD_SCR_ACI & GPM & CCS | 0 | 0 | 0 | 0 | 0 | 0 | 0
00 Ret.Exist_Non-FBC_DryFGD_SCR_ACI & GPM & DRET | 0 | 0 | 0 | 0 | 0 | 0 | 0
00 Ret.Exist_Non-FBC_DryFGD_SCR_ACI & GPM & NGC | 0 | 0 | 0 | 0 | 0 | 0 | 0
00 Ret.Exist_Non-FBC_DryFGD_SCR_ACI & NGC | 0 | 0 | 0 | 0 | 0 | 0 | 0
00 Ret.Exist_Non-FBC_DryFGD_SCR_ACI_DSI & C2G | 0 | 0 | 0 | 0 | 0 | 0 | 0
00 Ret.Exist_Non-FBC_DryFGD_SCR_ACI_DSI & CCS | 0 | 0 | 0 | 0 | 0 | 0 | 0
00 Ret.Exist_Non-FBC_DryFGD_SCR_ACI_DSI & DCCS | 0 | 0 | 0 | 0 | 0 | 0 | 0
00 Ret.Exist_Non-FBC_DryFGD_SCR_ACI_DSI & DCCS & CCS | 0 | 0 | 0 | 0 | 0 | 0 | 0
00 Ret.Exist_Non-FBC_DryFGD_SCR_ACI_DSI & DRET | 0 | 0 | 0 | 0 | 0 | 0 | 0
00 Ret.Exist_Non-FBC_DryFGD_SCR_ACI_DSI & GPM | 0 | 0 | 0 | 0 | 0 | 0 | 0
00 Ret.Exist_Non-FBC_DryFGD_SCR_ACI_DSI & GPM & C2G | 0 | 0 | 0 | 0 | 0 | 0 | 0
00 Ret.Exist_Non-FBC_DryFGD_SCR_ACI_DSI & GPM & CCS | 0 | 0 | 0 | 0 | 0 | 0 | 0
00 Ret.Exist_Non-FBC_DryFGD_SCR_ACI_DSI & GPM & DRET | 0 | 0 | 0 | 0 | 0 | 0 | 0
00 Ret.Exist_Non-FBC_DryFGD_SCR_ACI_DSI & GPM & NGC | 0 | 0 | 0 | 0 | 0 | 0 | 0
00 Ret.Exist_Non-FBC_DryFGD_SCR_ACI_DSI & NGC | 0 | 0 | 0 | 0 | 0 | 0 | 0
00 Ret.Exist_Non-FBC_DryFGD_SCR_DSI & ACI | 0 | 0 | 0 | 0 | 0 | 0 | 0
00 Ret.Exist_Non-FBC_DryFGD_SCR_DSI & ACI & C2G | 0 | 0 | 0 | 0 | 0 | 0 | 0
00 Ret.Exist_Non-FBC_DryFGD_SCR_DSI & ACI & CCS | 0 | 0 | 0 | 0 | 0 | 0 | 0
00 Ret.Exist_Non-FBC_DryFGD_SCR_DSI & ACI & DRET | 0 | 0 | 0 | 0 | 0 | 0 | 0
00 Ret.Exist_Non-FBC_DryFGD_SCR_DSI & ACI & GPM | 0 | 0 | 0 | 0 | 0 | 0 | 0
00 Ret.Exist_Non-FBC_DryFGD_SCR_DSI & ACI & GPM & C2G | 0 | 0 | 0 | 0 | 0 | 0 | 0
00 Ret.Exist_Non-FBC_DryFGD_SCR_DSI & ACI & GPM & CCS | 0 | 0 | 0 | 0 | 0 | 0 | 0
00 Ret.Exist_Non-FBC_DryFGD_SCR_DSI & ACI & GPM & DRET | 0 | 0 | 0 | 0 | 0 | 0 | 0
00 Ret.Exist_Non-FBC_DryFGD_SCR_DSI & ACI & GPM & NGC | 0 | 0 | 0 | 0 | 0 | 0 | 0
00 Ret.Exist_Non-FBC_DryFGD_SCR_DSI & ACI & NGC | 0 | 0 | 0 | 0 | 0 | 0 | 0
00 Ret.Exist_Non-FBC_DryFGD_SCR_DSI & C2G | 0 | 0 | 0 | 0 | 0 | 0 | 0
00 Ret.Exist_Non-FBC_DryFGD_SCR_DSI & CCS | 0 | 0 | 0 | 0 | 0 | 0 | 0
00 Ret.Exist_Non-FBC_DryFGD_SCR_DSI & DRET | 0 | 0 | 0 | 0 | 0 | 0 | 0
00 Ret.Exist_Non-FBC_DryFGD_SCR_DSI & GPM | 0 | 0 | 0 | 0 | 0 | 0 | 0
00 Ret.Exist_Non-FBC_DryFGD_SCR_DSI & GPM & C2G | 0 | 0 | 0 | 0 | 0 | 0 | 0
00 Ret.Exist_Non-FBC_DryFGD_SCR_DSI & GPM & CCS | 0 | 0 | 0 | 0 | 0 | 0 | 0
00 Ret.Exist_Non-FBC_DryFGD_SCR_DSI & GPM & DRET | 0 | 0 | 0 | 0 | 0 | 0 | 0
00 Ret.Exist_Non-FBC_DryFGD_SCR_DSI & GPM & NGC | 0 | 0 | 0 | 0 | 0 | 0 | 0
00 Ret.Exist_Non-FBC_DryFGD_SCR_DSI & NGC | 0 | 0 | 0 | 0 | 0 | 0 | 0
00 Ret.Exist_Non-FBC_DryFGD_SNCR_ACI & C2G | 0 | 0 | 0 | 0 | 0 | 0 | 0
00 Ret.Exist_Non-FBC_DryFGD_SNCR_ACI & C2G & SCR | 0 | 0 | 0 | 0 | 0 | 0 | 0
00 Ret.Exist_Non-FBC_DryFGD_SNCR_ACI & DCCS | 0 | 0 | 0 | 0 | 0 | 0 | 0
00 Ret.Exist_Non-FBC_DryFGD_SNCR_ACI & DCCS & SCR & CCS | 0 | 0 | 0 | 0 | 0 | 0 | 0
00 Ret.Exist_Non-FBC_DryFGD_SNCR_ACI & DRET | 0 | 0 | 0 | 0 | 0 | 0 | 0
00 Ret.Exist_Non-FBC_DryFGD_SNCR_ACI & GPM | 0 | 0 | 0 | 0 | 0 | 0 | 0
00 Ret.Exist_Non-FBC_DryFGD_SNCR_ACI & GPM & C2G | 0 | 0 | 0 | 0 | 0 | 0 | 0
00 Ret.Exist_Non-FBC_DryFGD_SNCR_ACI & GPM & C2G & SCR | 0 | 0 | 0 | 0 | 0 | 0 | 0
00 Ret.Exist_Non-FBC_DryFGD_SNCR_ACI & GPM & DRET | 0 | 0 | 0 | 0 | 0 | 0 | 0
00 Ret.Exist_Non-FBC_DryFGD_SNCR_ACI & GPM & NGC | 0 | 0 | 0 | 0 | 0 | 0 | 0
00 Ret.Exist_Non-FBC_DryFGD_SNCR_ACI & GPM & SCR | 0 | 0 | 0 | 0 | 0 | 0 | 0
00 Ret.Exist_Non-FBC_DryFGD_SNCR_ACI & GPM & SCR & CCS | 0 | 0 | 0 | 0 | 0 | 0 | 0
00 Ret.Exist_Non-FBC_DryFGD_SNCR_ACI & GPM & SCR & DRET | 0 | 0 | 0 | 0 | 0 | 0 | 0
00 Ret.Exist_Non-FBC_DryFGD_SNCR_ACI & GPM & SCR & NGC | 0 | 0 | 0 | 0 | 0 | 0 | 0
00 Ret.Exist_Non-FBC_DryFGD_SNCR_ACI & NGC | 0 | 0 | 0 | 0 | 0 | 0 | 0
00 Ret.Exist_Non-FBC_DryFGD_SNCR_ACI & SCR | 0 | 0 | 0 | 0 | 0 | 0 | 0
00 Ret.Exist_Non-FBC_DryFGD_SNCR_ACI & SCR & C2G | 0 | 0 | 0 | 0 | 0 | 0 | 0
00 Ret.Exist_Non-FBC_DryFGD_SNCR_ACI & SCR & CCS | 0 | 0 | 0 | 0 | 0 | 0 | 0
00 Ret.Exist_Non-FBC_DryFGD_SNCR_ACI & SCR & DRET | 0 | 0 | 0 | 0 | 0 | 0 | 0
00 Ret.Exist_Non-FBC_DryFGD_SNCR_ACI & SCR & NGC | 0 | 0 | 0 | 0 | 0 | 0 | 0
00 Ret.Exist_Non-FBC_DryFGD_SNCR_ACI_DSI & C2G | 0 | 0 | 0 | 0 | 0 | 0 | 0
00 Ret.Exist_Non-FBC_DryFGD_SNCR_ACI_DSI & C2G & SCR | 0 | 0 | 0 | 0 | 0 | 0 | 0
00 Ret.Exist_Non-FBC_DryFGD_SNCR_ACI_DSI & DRET | 0 | 0 | 0 | 0 | 0 | 0 | 0
00 Ret.Exist_Non-FBC_DryFGD_SNCR_ACI_DSI & GPM | 0 | 0 | 0 | 0 | 0 | 0 | 0
00 Ret.Exist_Non-FBC_DryFGD_SNCR_ACI_DSI & GPM & C2G | 0 | 0 | 0 | 0 | 0 | 0 | 0
00 Ret.Exist_Non-FBC_DryFGD_SNCR_ACI_DSI & GPM & C2G & SCR | 0 | 0 | 0 | 0 | 0 | 0 | 0
00 Ret.Exist_Non-FBC_DryFGD_SNCR_ACI_DSI & GPM & DRET | 0 | 0 | 0 | 0 | 0 | 0 | 0
00 Ret.Exist_Non-FBC_DryFGD_SNCR_ACI_DSI & GPM & NGC | 0 | 0 | 0 | 0 | 0 | 0 | 0
00 Ret.Exist_Non-FBC_DryFGD_SNCR_ACI_DSI & GPM & SCR | 0 | 0 | 0 | 0 | 0 | 0 | 0
00 Ret.Exist_Non-FBC_DryFGD_SNCR_ACI_DSI & GPM & SCR & CCS | 0 | 0 | 0 | 0 | 0 | 0 | 0
00 Ret.Exist_Non-FBC_DryFGD_SNCR_ACI_DSI & GPM & SCR & DRET | 0 | 0 | 0 | 0 | 0 | 0 | 0
00 Ret.Exist_Non-FBC_DryFGD_SNCR_ACI_DSI & GPM & SCR & NGC | 0 | 0 | 0 | 0 | 0 | 0 | 0
00 Ret.Exist_Non-FBC_DryFGD_SNCR_ACI_DSI & NGC | 0 | 0 | 0 | 0 | 0 | 0 | 0
00 Ret.Exist_Non-FBC_DryFGD_SNCR_ACI_DSI & SCR | 0 | 0 | 0 | 0 | 0 | 0 | 0
00 Ret.Exist_Non-FBC_DryFGD_SNCR_ACI_DSI & SCR & C2G | 0 | 0 | 0 | 0 | 0 | 0 | 0
00 Ret.Exist_Non-FBC_DryFGD_SNCR_ACI_DSI & SCR & CCS | 0 | 0 | 0 | 0 | 0 | 0 | 0
00 Ret.Exist_Non-FBC_DryFGD_SNCR_ACI_DSI & SCR & DRET | 0 | 0 | 0 | 0 | 0 | 0 | 0
00 Ret.Exist_Non-FBC_DryFGD_SNCR_ACI_DSI & SCR & NGC | 0 | 0 | 0 | 0 | 0 | 0 | 0
00 Ret.Exist_Non-FBC_DSI & ACI | 0 | 0 | 0 | 0 | 0 | 0 | 0
00 Ret.Exist_Non-FBC_DSI & ACI & C2G | 0 | 0 | 0 | 0 | 0 | 0 | 0
00 Ret.Exist_Non-FBC_DSI & ACI & C2G & SCR | 0 | 0 | 0 | 0 | 0 | 0 | 0
00 Ret.Exist_Non-FBC_DSI & ACI & DRET | 0 | 0 | 0 | 0 | 0 | 0 | 0
00 Ret.Exist_Non-FBC_DSI & ACI & GPM | 0 | 0 | 0 | 0 | 0 | 0 | 0
00 Ret.Exist_Non-FBC_DSI & ACI & GPM & C2G | 0 | 0 | 0 | 0 | 0 | 0 | 0
00 Ret.Exist_Non-FBC_DSI & ACI & GPM & C2G & SCR | 0 | 0 | 0 | 0 | 0 | 0 | 0
00 Ret.Exist_Non-FBC_DSI & ACI & GPM & DRET | 0 | 0 | 0 | 0 | 0 | 0 | 0
00 Ret.Exist_Non-FBC_DSI & ACI & GPM & NGC | 0 | 0 | 0 | 0 | 0 | 0 | 0
00 Ret.Exist_Non-FBC_DSI & ACI & GPM & SCR | 0 | 0 | 0 | 0 | 0 | 0 | 0
00 Ret.Exist_Non-FBC_DSI & ACI & GPM & SCR & DRET | 0 | 0 | 0 | 0 | 0 | 0 | 0
00 Ret.Exist_Non-FBC_DSI & ACI & GPM & SCR & NGC | 0 | 0 | 0 | 0 | 0 | 0 | 0
00 Ret.Exist_Non-FBC_DSI & ACI & GPM & SNCR | 0 | 0 | 0 | 0 | 0 | 0 | 0
00 Ret.Exist_Non-FBC_DSI & ACI & GPM & SNCR & DRET | 0 | 0 | 0 | 0 | 0 | 0 | 0
00 Ret.Exist_Non-FBC_DSI & ACI & GPM & SNCR & NGC | 0 | 0 | 0 | 0 | 0 | 0 | 0
00 Ret.Exist_Non-FBC_DSI & ACI & GPM & WetFGD & SCR & CCS | 0 | 0 | 0 | 0 | 0 | 0 | 0
00 Ret.Exist_Non-FBC_DSI & ACI & NGC | 0 | 0 | 0 | 0 | 0 | 0 | 0
00 Ret.Exist_Non-FBC_DSI & ACI & SCR | 0 | 0 | 0 | 0 | 0 | 0 | 0
00 Ret.Exist_Non-FBC_DSI & ACI & SCR & DRET | 0 | 0 | 0 | 0 | 0 | 0 | 0
00 Ret.Exist_Non-FBC_DSI & ACI & SCR & NGC | 0 | 0 | 0 | 0 | 0 | 0 | 0
00 Ret.Exist_Non-FBC_DSI & ACI & SNCR | 0 | 0 | 0 | 0 | 0 | 0 | 0
00 Ret.Exist_Non-FBC_DSI & ACI & SNCR & DRET | 0 | 0 | 0 | 0 | 0 | 0 | 0
00 Ret.Exist_Non-FBC_DSI & ACI & SNCR & NGC | 0 | 0 | 0 | 0 | 0 | 0 | 0
00 Ret.Exist_Non-FBC_DSI & ACI & WetFGD & SCR & CCS | 0 | 0 | 0 | 0 | 0 | 0 | 0
00 Ret.Exist_Non-FBC_DSI & C2G | 0 | 0 | 0 | 0 | 0 | 0 | 0
00 Ret.Exist_Non-FBC_DSI & C2G & SCR | 0 | 0 | 0 | 0 | 0 | 0 | 0
00 Ret.Exist_Non-FBC_DSI & DRET | 0 | 0 | 0 | 0 | 0 | 0 | 0
00 Ret.Exist_Non-FBC_DSI & GPM | 0 | 0 | 0 | 0 | 0 | 0 | 0
00 Ret.Exist_Non-FBC_DSI & GPM & C2G | 0 | 0 | 0 | 0 | 0 | 0 | 0
00 Ret.Exist_Non-FBC_DSI & GPM & C2G & SCR | 0 | 0 | 0 | 0 | 0 | 0 | 0
00 Ret.Exist_Non-FBC_DSI & GPM & DRET | 0 | 0 | 0 | 0 | 0 | 0 | 0
00 Ret.Exist_Non-FBC_DSI & GPM & NGC | 0 | 0 | 0 | 0 | 0 | 0 | 0
00 Ret.Exist_Non-FBC_DSI & GPM & SCR | 0 | 0 | 0 | 0 | 0 | 0 | 0
00 Ret.Exist_Non-FBC_DSI & GPM & SCR & DRET | 0 | 0 | 0 | 0 | 0 | 0 | 0
00 Ret.Exist_Non-FBC_DSI & GPM & SCR & NGC | 0 | 0 | 0 | 0 | 0 | 0 | 0
00 Ret.Exist_Non-FBC_DSI & GPM & SNCR | 0 | 0 | 0 | 0 | 0 | 0 | 0
00 Ret.Exist_Non-FBC_DSI & GPM & SNCR & DRET | 0 | 0 | 0 | 0 | 0 | 0 | 0
00 Ret.Exist_Non-FBC_DSI & GPM & SNCR & NGC | 0 | 0 | 0 | 0 | 0 | 0 | 0
00 Ret.Exist_Non-FBC_DSI & GPM & WetFGD & SCR & CCS | 0 | 0 | 0 | 0 | 0 | 0 | 0
00 Ret.Exist_Non-FBC_DSI & NGC | 0 | 0 | 0 | 0 | 0 | 0 | 0
00 Ret.Exist_Non-FBC_DSI & SCR | 0 | 0 | 0 | 0 | 0 | 0 | 0
00 Ret.Exist_Non-FBC_DSI & SCR & C2G | 0 | 0 | 0 | 0 | 0 | 0 | 0
00 Ret.Exist_Non-FBC_DSI & SCR & DRET | 0 | 0 | 0 | 0 | 0 | 0 | 0
00 Ret.Exist_Non-FBC_DSI & SCR & NGC | 0 | 0 | 0 | 0 | 0 | 0 | 0
00 Ret.Exist_Non-FBC_DSI & SCR & WetFGD & CCS | 0 | 0 | 0 | 0 | 0 | 0 | 0
00 Ret.Exist_Non-FBC_DSI & SNCR | 0 | 0 | 0 | 0 | 0 | 0 | 0
00 Ret.Exist_Non-FBC_DSI & SNCR & C2G | 0 | 0 | 0 | 0 | 0 | 0 | 0
00 Ret.Exist_Non-FBC_DSI & SNCR & DRET | 0 | 0 | 0 | 0 | 0 | 0 | 0
00 Ret.Exist_Non-FBC_DSI & SNCR & NGC | 0 | 0 | 0 | 0 | 0 | 0 | 0
00 Ret.Exist_Non-FBC_NoCtrl & ACI | 0 | 0 | 0 | 0 | 0 | 0 | 0
00 Ret.Exist_Non-FBC_NoCtrl & ACI & C2G | 0 | 0 | 0 | 0 | 0 | 0 | 0
00 Ret.Exist_Non-FBC_NoCtrl & ACI & C2G & SCR | 0 | 0 | 0 | 0 | 0 | 0 | 0
00 Ret.Exist_Non-FBC_NoCtrl & ACI & DRET | 0 | 0 | 0 | 0 | 0 | 0 | 0
00 Ret.Exist_Non-FBC_NoCtrl & ACI & DSI | 0 | 0 | 0 | 0 | 0 | 0 | 0
00 Ret.Exist_Non-FBC_NoCtrl & ACI & DSI & C2G | 0 | 0 | 0 | 0 | 0 | 0 | 0
00 Ret.Exist_Non-FBC_NoCtrl & ACI & DSI & C2G & SCR | 0 | 0 | 0 | 0 | 0 | 0 | 0
00 Ret.Exist_Non-FBC_NoCtrl & ACI & DSI & DRET | 0 | 0 | 0 | 0 | 0 | 0 | 0
00 Ret.Exist_Non-FBC_NoCtrl & ACI & DSI & GPM | 0 | 0 | 0 | 0 | 0 | 0 | 0
00 Ret.Exist_Non-FBC_NoCtrl & ACI & DSI & GPM & C2G | 0 | 0 | 0 | 0 | 0 | 0 | 0
00 Ret.Exist_Non-FBC_NoCtrl & ACI & DSI & GPM & C2G & SCR | 0 | 0 | 0 | 0 | 0 | 0 | 0
00 Ret.Exist_Non-FBC_NoCtrl & ACI & DSI & GPM & DRET | 0 | 0 | 0 | 0 | 0 | 0 | 0
00 Ret.Exist_Non-FBC_NoCtrl & ACI & DSI & GPM & NGC | 0 | 0 | 0 | 0 | 0 | 0 | 0
00 Ret.Exist_Non-FBC_NoCtrl & ACI & DSI & GPM & SCR | 0 | 0 | 0 | 0 | 0 | 0 | 0
00 Ret.Exist_Non-FBC_NoCtrl & ACI & DSI & GPM & SCR & DRET | 0 | 0 | 0 | 0 | 0 | 0 | 0
00 Ret.Exist_Non-FBC_NoCtrl & ACI & DSI & GPM & SCR & NGC | 0 | 0 | 0 | 0 | 0 | 0 | 0
00 Ret.Exist_Non-FBC_NoCtrl & ACI & DSI & GPM & SNCR | 0 | 0 | 0 | 0 | 0 | 0 | 0
00 Ret.Exist_Non-FBC_NoCtrl & ACI & DSI & GPM & SNCR & DRET | 0 | 0 | 0 | 0 | 0 | 0 | 0
00 Ret.Exist_Non-FBC_NoCtrl & ACI & DSI & GPM & SNCR & NGC | 0 | 0 | 0 | 0 | 0 | 0 | 0
00 Ret.Exist_Non-FBC_NoCtrl & ACI & DSI & GPM & WetFGD & SCR & CCS | 0 | 0 | 0 | 0 | 0 | 0 | 0
00 Ret.Exist_Non-FBC_NoCtrl & ACI & DSI & NGC | 0 | 0 | 0 | 0 | 0 | 0 | 0
00 Ret.Exist_Non-FBC_NoCtrl & ACI & DSI & SCR | 0 | 0 | 0 | 0 | 0 | 0 | 0
00 Ret.Exist_Non-FBC_NoCtrl & ACI & DSI & SCR & DRET | 0 | 0 | 0 | 0 | 0 | 0 | 0
00 Ret.Exist_Non-FBC_NoCtrl & ACI & DSI & SCR & NGC | 0 | 0 | 0 | 0 | 0 | 0 | 0
00 Ret.Exist_Non-FBC_NoCtrl & ACI & DSI & SNCR | 0 | 0 | 0 | 0 | 0 | 0 | 0
00 Ret.Exist_Non-FBC_NoCtrl & ACI & DSI & SNCR & DRET | 0 | 0 | 0 | 0 | 0 | 0 | 0
00 Ret.Exist_Non-FBC_NoCtrl & ACI & DSI & SNCR & NGC | 0 | 0 | 0 | 0 | 0 | 0 | 0
00 Ret.Exist_Non-FBC_NoCtrl & ACI & DSI & WetFGD & SCR & CCS | 0 | 0 | 0 | 0 | 0 | 0 | 0
00 Ret.Exist_Non-FBC_NoCtrl & ACI & GPM | 0 | 0 | 0 | 0 | 0 | 0 | 0
00 Ret.Exist_Non-FBC_NoCtrl & ACI & GPM & C2G | 0 | 0 | 0 | 0 | 0 | 0 | 0
00 Ret.Exist_Non-FBC_NoCtrl & ACI & GPM & C2G & SCR | 0 | 0 | 0 | 0 | 0 | 0 | 0
00 Ret.Exist_Non-FBC_NoCtrl & ACI & GPM & DRET | 0 | 0 | 0 | 0 | 0 | 0 | 0
00 Ret.Exist_Non-FBC_NoCtrl & ACI & GPM & NGC | 0 | 0 | 0 | 0 | 0 | 0 | 0
00 Ret.Exist_Non-FBC_NoCtrl & ACI & GPM & SCR | 0 | 0 | 0 | 0 | 0 | 0 | 0
00 Ret.Exist_Non-FBC_NoCtrl & ACI & GPM & SCR & DRET | 0 | 0 | 0 | 0 | 0 | 0 | 0
00 Ret.Exist_Non-FBC_NoCtrl & ACI & GPM & SCR & NGC | 0 | 0 | 0 | 0 | 0 | 0 | 0
00 Ret.Exist_Non-FBC_NoCtrl & ACI & GPM & SNCR | 0 | 0 | 0 | 0 | 0 | 0 | 0
00 Ret.Exist_Non-FBC_NoCtrl & ACI & GPM & SNCR & DRET | 0 | 0 | 0 | 0 | 0 | 0 | 0
00 Ret.Exist_Non-FBC_NoCtrl & ACI & GPM & SNCR & NGC | 0 | 0 | 0 | 0 | 0 | 0 | 0
00 Ret.Exist_Non-FBC_NoCtrl & ACI & GPM & WetFGD & SCR & CCS | 0 | 0 | 0 | 0 | 0 | 0 | 0
00 Ret.Exist_Non-FBC_NoCtrl & ACI & NGC | 0 | 0 | 0 | 0 | 0 | 0 | 0
00 Ret.Exist_Non-FBC_NoCtrl & ACI & SCR | 0 | 0 | 0 | 0 | 0 | 0 | 0
00 Ret.Exist_Non-FBC_NoCtrl & ACI & SCR & DRET | 0 | 0 | 0 | 0 | 0 | 0 | 0
00 Ret.Exist_Non-FBC_NoCtrl & ACI & SCR & NGC | 0 | 0 | 0 | 0 | 0 | 0 | 0
00 Ret.Exist_Non-FBC_NoCtrl & ACI & SNCR | 0 | 0 | 0 | 0 | 0 | 0 | 0
00 Ret.Exist_Non-FBC_NoCtrl & ACI & SNCR & DRET | 0 | 0 | 0 | 0 | 0 | 0 | 0
00 Ret.Exist_Non-FBC_NoCtrl & ACI & SNCR & NGC | 0 | 0 | 0 | 0 | 0 | 0 | 0
00 Ret.Exist_Non-FBC_NoCtrl & ACI & WetFGD & SCR & CCS | 0 | 0 | 0 | 0 | 0 | 0 | 0
00 Ret.Exist_Non-FBC_NoCtrl & C2G | 0 | 0 | 0 | 0 | 0 | 0 | 0
00 Ret.Exist_Non-FBC_NoCtrl & C2G & SCR | 0 | 0 | 0 | 0 | 0 | 0 | 0
00 Ret.Exist_Non-FBC_NoCtrl & DCCS | 0 | 0 | 0 | 0 | 0 | 0 | 0
00 Ret.Exist_Non-FBC_NoCtrl & DCCS & WetFGD & SCR & CCS | 0 | 0 | 0 | 0 | 0 | 0 | 0
00 Ret.Exist_Non-FBC_NoCtrl & DRET | 0 | 0 | 0 | 0 | 0 | 0 | 0
00 Ret.Exist_Non-FBC_NoCtrl & DSI | 0 | 0 | 0 | 0 | 0 | 0 | 0
00 Ret.Exist_Non-FBC_NoCtrl & DSI & C2G | 0 | 0 | 0 | 0 | 0 | 0 | 0
00 Ret.Exist_Non-FBC_NoCtrl & DSI & C2G & SCR | 0 | 0 | 0 | 0 | 0 | 0 | 0
00 Ret.Exist_Non-FBC_NoCtrl & DSI & DRET | 0 | 0 | 0 | 0 | 0 | 0 | 0
00 Ret.Exist_Non-FBC_NoCtrl & DSI & GPM | 0 | 0 | 0 | 0 | 0 | 0 | 0
00 Ret.Exist_Non-FBC_NoCtrl & DSI & GPM & C2G | 0 | 0 | 0 | 0 | 0 | 0 | 0
00 Ret.Exist_Non-FBC_NoCtrl & DSI & GPM & C2G & SCR | 0 | 0 | 0 | 0 | 0 | 0 | 0
00 Ret.Exist_Non-FBC_NoCtrl & DSI & GPM & DRET | 0 | 0 | 0 | 0 | 0 | 0 | 0
00 Ret.Exist_Non-FBC_NoCtrl & DSI & GPM & NGC | 0 | 0 | 0 | 0 | 0 | 0 | 0
00 Ret.Exist_Non-FBC_NoCtrl & DSI & GPM & SCR | 0 | 0 | 0 | 0 | 0 | 0 | 0
00 Ret.Exist_Non-FBC_NoCtrl & DSI & GPM & SCR & DRET | 0 | 0 | 0 | 0 | 0 | 0 | 0
00 Ret.Exist_Non-FBC_NoCtrl & DSI & GPM & SCR & NGC | 0 | 0 | 0 | 0 | 0 | 0 | 0
00 Ret.Exist_Non-FBC_NoCtrl & DSI & GPM & SNCR | 0 | 0 | 0 | 0 | 0 | 0 | 0
00 Ret.Exist_Non-FBC_NoCtrl & DSI & GPM & SNCR & DRET | 0 | 0 | 0 | 0 | 0 | 0 | 0
00 Ret.Exist_Non-FBC_NoCtrl & DSI & GPM & SNCR & NGC | 0 | 0 | 0 | 0 | 0 | 0 | 0
00 Ret.Exist_Non-FBC_NoCtrl & DSI & GPM & WetFGD & SCR & CCS | 0 | 0 | 0 | 0 | 0 | 0 | 0
00 Ret.Exist_Non-FBC_NoCtrl & DSI & NGC | 0 | 0 | 0 | 0 | 0 | 0 | 0
00 Ret.Exist_Non-FBC_NoCtrl & DSI & SCR | 0 | 0 | 0 | 0 | 0 | 0 | 0
00 Ret.Exist_Non-FBC_NoCtrl & DSI & SCR & DRET | 0 | 0 | 0 | 0 | 0 | 0 | 0
00 Ret.Exist_Non-FBC_NoCtrl & DSI & SCR & NGC | 0 | 0 | 0 | 0 | 0 | 0 | 0
00 Ret.Exist_Non-FBC_NoCtrl & DSI & SNCR | 0 | 0 | 0 | 0 | 0 | 0 | 0
00 Ret.Exist_Non-FBC_NoCtrl & DSI & SNCR & DRET | 0 | 0 | 0 | 0 | 0 | 0 | 0
00 Ret.Exist_Non-FBC_NoCtrl & DSI & SNCR & NGC | 0 | 0 | 0 | 0 | 0 | 0 | 0
00 Ret.Exist_Non-FBC_NoCtrl & DSI & WetFGD & SCR & CCS | 0 | 0 | 0 | 0 | 0 | 0 | 0
00 Ret.Exist_Non-FBC_NoCtrl & GPM | 0 | 0 | 0 | 0 | 0 | 0 | 0
00 Ret.Exist_Non-FBC_NoCtrl & GPM & C2G | 0 | 0 | 0 | 0 | 0 | 0 | 0
00 Ret.Exist_Non-FBC_NoCtrl & GPM & C2G & SCR | 0 | 0 | 0 | 0 | 0 | 0 | 0
00 Ret.Exist_Non-FBC_NoCtrl & GPM & DRET | 0 | 0 | 0 | 0 | 0 | 0 | 0
00 Ret.Exist_Non-FBC_NoCtrl & GPM & NGC | 0 | 0 | 0 | 0 | 0 | 0 | 0
00 Ret.Exist_Non-FBC_NoCtrl & GPM & SCR | 0 | 0 | 0 | 0 | 0 | 0 | 0
00 Ret.Exist_Non-FBC_NoCtrl & GPM & SCR & DRET | 0 | 0 | 0 | 0 | 0 | 0 | 0
00 Ret.Exist_Non-FBC_NoCtrl & GPM & SCR & NGC | 0 | 0 | 0 | 0 | 0 | 0 | 0
00 Ret.Exist_Non-FBC_NoCtrl & GPM & SNCR | 0 | 0 | 0 | 0 | 0 | 0 | 0
00 Ret.Exist_Non-FBC_NoCtrl & GPM & SNCR & DRET | 0 | 0 | 0 | 0 | 0 | 0 | 0
00 Ret.Exist_Non-FBC_NoCtrl & GPM & SNCR & NGC | 0 | 0 | 0 | 0 | 0 | 0 | 0
00 Ret.Exist_Non-FBC_NoCtrl & GPM & WetFGD & SCR & CCS | 0 | 0 | 0 | 0 | 0 | 0 | 0
00 Ret.Exist_Non-FBC_NoCtrl & NGC | 0 | 0 | 0 | 0 | 0 | 0 | 0
00 Ret.Exist_Non-FBC_NoCtrl & SCR | 0 | 0 | 0 | 0 | 0 | 0 | 0
00 Ret.Exist_Non-FBC_NoCtrl & SCR & C2G | 0 | 0 | 0 | 0 | 0 | 0 | 0
00 Ret.Exist_Non-FBC_NoCtrl & SCR & DRET | 0 | 0 | 0 | 0 | 0 | 0 | 0
00 Ret.Exist_Non-FBC_NoCtrl & SCR & NGC | 0 | 0 | 0 | 0 | 0 | 0 | 0
00 Ret.Exist_Non-FBC_NoCtrl & SCR & WetFGD & CCS | 0 | 0 | 0 | 0 | 0 | 0 | 0
00 Ret.Exist_Non-FBC_NoCtrl & SNCR | 0 | 0 | 0 | 0 | 0 | 0 | 0
00 Ret.Exist_Non-FBC_NoCtrl & SNCR & C2G | 0 | 0 | 0 | 0 | 0 | 0 | 0
00 Ret.Exist_Non-FBC_NoCtrl & SNCR & DRET | 0 | 0 | 0 | 0 | 0 | 0 | 0
00 Ret.Exist_Non-FBC_NoCtrl & SNCR & NGC | 0 | 0 | 0 | 0 | 0 | 0 | 0
00 Ret.Exist_Non-FBC_SCR_ACI & C2G | 0 | 0 | 0 | 0 | 0 | 0 | 0
00 Ret.Exist_Non-FBC_SCR_ACI & DCCS | 0 | 0 | 0 | 0 | 0 | 0 | 0
00 Ret.Exist_Non-FBC_SCR_ACI & DCCS & WetFGD & CCS | 0 | 0 | 0 | 0 | 0 | 0 | 0
00 Ret.Exist_Non-FBC_SCR_ACI & DRET | 0 | 0 | 0 | 0 | 0 | 0 | 0
00 Ret.Exist_Non-FBC_SCR_ACI & DSI | 0 | 0 | 0 | 0 | 0 | 0 | 0
00 Ret.Exist_Non-FBC_SCR_ACI & DSI & C2G | 0 | 0 | 0 | 0 | 0 | 0 | 0
00 Ret.Exist_Non-FBC_SCR_ACI & DSI & DRET | 0 | 0 | 0 | 0 | 0 | 0 | 0
00 Ret.Exist_Non-FBC_SCR_ACI & DSI & GPM | 0 | 0 | 0 | 0 | 0 | 0 | 0
00 Ret.Exist_Non-FBC_SCR_ACI & DSI & GPM & C2G | 0 | 0 | 0 | 0 | 0 | 0 | 0
00 Ret.Exist_Non-FBC_SCR_ACI & DSI & GPM & DRET | 0 | 0 | 0 | 0 | 0 | 0 | 0
00 Ret.Exist_Non-FBC_SCR_ACI & DSI & GPM & NGC | 0 | 0 | 0 | 0 | 0 | 0 | 0
00 Ret.Exist_Non-FBC_SCR_ACI & DSI & GPM & WetFGD & CCS | 0 | 0 | 0 | 0 | 0 | 0 | 0
00 Ret.Exist_Non-FBC_SCR_ACI & DSI & NGC | 0 | 0 | 0 | 0 | 0 | 0 | 0
00 Ret.Exist_Non-FBC_SCR_ACI & DSI & WetFGD & CCS | 0 | 0 | 0 | 0 | 0 | 0 | 0
00 Ret.Exist_Non-FBC_SCR_ACI & GPM | 0 | 0 | 0 | 0 | 0 | 0 | 0
00 Ret.Exist_Non-FBC_SCR_ACI & GPM & C2G | 0 | 0 | 0 | 0 | 0 | 0 | 0
00 Ret.Exist_Non-FBC_SCR_ACI & GPM & DRET | 0 | 0 | 0 | 0 | 0 | 0 | 0
00 Ret.Exist_Non-FBC_SCR_ACI & GPM & NGC | 0 | 0 | 0 | 0 | 0 | 0 | 0
00 Ret.Exist_Non-FBC_SCR_ACI & GPM & WetFGD & CCS | 0 | 0 | 0 | 0 | 0 | 0 | 0
00 Ret.Exist_Non-FBC_SCR_ACI & NGC | 0 | 0 | 0 | 0 | 0 | 0 | 0
00 Ret.Exist_Non-FBC_SCR_ACI & WetFGD & CCS | 0 | 0 | 0 | 0 | 0 | 0 | 0
00 Ret.Exist_Non-FBC_SCR_ACI_DSI & C2G | 0 | 0 | 0 | 0 | 0 | 0 | 0
00 Ret.Exist_Non-FBC_SCR_ACI_DSI & DCCS | 0 | 0 | 0 | 0 | 0 | 0 | 0
00 Ret.Exist_Non-FBC_SCR_ACI_DSI & DCCS & WetFGD & CCS | 0 | 0 | 0 | 0 | 0 | 0 | 0
00 Ret.Exist_Non-FBC_SCR_ACI_DSI & DRET | 0 | 0 | 0 | 0 | 0 | 0 | 0
00 Ret.Exist_Non-FBC_SCR_ACI_DSI & GPM | 0 | 0 | 0 | 0 | 0 | 0 | 0
00 Ret.Exist_Non-FBC_SCR_ACI_DSI & GPM & C2G | 0 | 0 | 0 | 0 | 0 | 0 | 0
00 Ret.Exist_Non-FBC_SCR_ACI_DSI & GPM & DRET | 0 | 0 | 0 | 0 | 0 | 0 | 0
00 Ret.Exist_Non-FBC_SCR_ACI_DSI & GPM & NGC | 0 | 0 | 0 | 0 | 0 | 0 | 0
00 Ret.Exist_Non-FBC_SCR_ACI_DSI & GPM & WetFGD & CCS | 0 | 0 | 0 | 0 | 0 | 0 | 0
00 Ret.Exist_Non-FBC_SCR_ACI_DSI & NGC | 0 | 0 | 0 | 0 | 0 | 0 | 0
00 Ret.Exist_Non-FBC_SCR_ACI_DSI & WetFGD & CCS | 0 | 0 | 0 | 0 | 0 | 0 | 0
00 Ret.Exist_Non-FBC_SNCR_ACI & C2G | 0 | 0 | 0 | 0 | 0 | 0 | 0
00 Ret.Exist_Non-FBC_SNCR_ACI & C2G & SCR | 0 | 0 | 0 | 0 | 0 | 0 | 0
00 Ret.Exist_Non-FBC_SNCR_ACI & DRET | 0 | 0 | 0 | 0 | 0 | 0 | 0
00 Ret.Exist_Non-FBC_SNCR_ACI & DSI | 0 | 0 | 0 | 0 | 0 | 0 | 0
00 Ret.Exist_Non-FBC_SNCR_ACI & DSI & C2G | 0 | 0 | 0 | 0 | 0 | 0 | 0
00 Ret.Exist_Non-FBC_SNCR_ACI & DSI & C2G & SCR | 0 | 0 | 0 | 0 | 0 | 0 | 0
00 Ret.Exist_Non-FBC_SNCR_ACI & DSI & DRET | 0 | 0 | 0 | 0 | 0 | 0 | 0
00 Ret.Exist_Non-FBC_SNCR_ACI & DSI & NGC | 0 | 0 | 0 | 0 | 0 | 0 | 0
00 Ret.Exist_Non-FBC_SNCR_ACI & DSI & SCR | 0 | 0 | 0 | 0 | 0 | 0 | 0
00 Ret.Exist_Non-FBC_SNCR_ACI & DSI & SCR & DRET | 0 | 0 | 0 | 0 | 0 | 0 | 0
00 Ret.Exist_Non-FBC_SNCR_ACI & DSI & SCR & NGC | 0 | 0 | 0 | 0 | 0 | 0 | 0
00 Ret.Exist_Non-FBC_SNCR_ACI & DSI & WetFGD & SCR & CCS | 0 | 0 | 0 | 0 | 0 | 0 | 0
00 Ret.Exist_Non-FBC_SNCR_ACI & GPM | 0 | 0 | 0 | 0 | 0 | 0 | 0
00 Ret.Exist_Non-FBC_SNCR_ACI & GPM & C2G | 0 | 0 | 0 | 0 | 0 | 0 | 0
00 Ret.Exist_Non-FBC_SNCR_ACI & GPM & C2G & SCR | 0 | 0 | 0 | 0 | 0 | 0 | 0
00 Ret.Exist_Non-FBC_SNCR_ACI & GPM & DRET | 0 | 0 | 0 | 0 | 0 | 0 | 0
00 Ret.Exist_Non-FBC_SNCR_ACI & GPM & NGC | 0 | 0 | 0 | 0 | 0 | 0 | 0
00 Ret.Exist_Non-FBC_SNCR_ACI & GPM & SCR | 0 | 0 | 0 | 0 | 0 | 0 | 0
00 Ret.Exist_Non-FBC_SNCR_ACI & GPM & SCR & DRET | 0 | 0 | 0 | 0 | 0 | 0 | 0
00 Ret.Exist_Non-FBC_SNCR_ACI & GPM & SCR & NGC | 0 | 0 | 0 | 0 | 0 | 0 | 0
00 Ret.Exist_Non-FBC_SNCR_ACI & GPM & WetFGD & SCR & CCS | 0 | 0 | 0 | 0 | 0 | 0 | 0
00 Ret.Exist_Non-FBC_SNCR_ACI & NGC | 0 | 0 | 0 | 0 | 0 | 0 | 0
00 Ret.Exist_Non-FBC_SNCR_ACI & SCR | 0 | 0 | 0 | 0 | 0 | 0 | 0
00 Ret.Exist_Non-FBC_SNCR_ACI & SCR & C2G | 0 | 0 | 0 | 0 | 0 | 0 | 0
00 Ret.Exist_Non-FBC_SNCR_ACI & SCR & DRET | 0 | 0 | 0 | 0 | 0 | 0 | 0
00 Ret.Exist_Non-FBC_SNCR_ACI & SCR & NGC | 0 | 0 | 0 | 0 | 0 | 0 | 0
00 Ret.Exist_Non-FBC_SNCR_ACI & SCR & WetFGD & CCS | 0 | 0 | 0 | 0 | 0 | 0 | 0
00 Ret.Exist_Non-FBC_SNCR_ACI_DSI & C2G | 0 | 0 | 0 | 0 | 0 | 0 | 0
00 Ret.Exist_Non-FBC_SNCR_ACI_DSI & C2G & SCR | 0 | 0 | 0 | 0 | 0 | 0 | 0
00 Ret.Exist_Non-FBC_SNCR_ACI_DSI & DCCS | 0 | 0 | 0 | 0 | 0 | 0 | 0
00 Ret.Exist_Non-FBC_SNCR_ACI_DSI & DCCS & WetFGD & SCR & CCS | 0 | 0 | 0 | 0 | 0 | 0 | 0
00 Ret.Exist_Non-FBC_SNCR_ACI_DSI & DRET | 0 | 0 | 0 | 0 | 0 | 0 | 0
00 Ret.Exist_Non-FBC_SNCR_ACI_DSI & GPM | 0 | 0 | 0 | 0 | 0 | 0 | 0
00 Ret.Exist_Non-FBC_SNCR_ACI_DSI & GPM & C2G | 0 | 0 | 0 | 0 | 0 | 0 | 0
00 Ret.Exist_Non-FBC_SNCR_ACI_DSI & GPM & C2G & SCR | 0 | 0 | 0 | 0 | 0 | 0 | 0
00 Ret.Exist_Non-FBC_SNCR_ACI_DSI & GPM & DRET | 0 | 0 | 0 | 0 | 0 | 0 | 0
00 Ret.Exist_Non-FBC_SNCR_ACI_DSI & GPM & NGC | 0 | 0 | 0 | 0 | 0 | 0 | 0
00 Ret.Exist_Non-FBC_SNCR_ACI_DSI & GPM & SCR | 0 | 0 | 0 | 0 | 0 | 0 | 0
00 Ret.Exist_Non-FBC_SNCR_ACI_DSI & GPM & SCR & DRET | 0 | 0 | 0 | 0 | 0 | 0 | 0
00 Ret.Exist_Non-FBC_SNCR_ACI_DSI & GPM & SCR & NGC | 0 | 0 | 0 | 0 | 0 | 0 | 0
00 Ret.Exist_Non-FBC_SNCR_ACI_DSI & GPM & WetFGD & SCR & CCS | 0 | 0 | 0 | 0 | 0 | 0 | 0
00 Ret.Exist_Non-FBC_SNCR_ACI_DSI & NGC | 0 | 0 | 0 | 0 | 0 | 0 | 0
00 Ret.Exist_Non-FBC_SNCR_ACI_DSI & SCR | 0 | 0 | 0 | 0 | 0 | 0 | 0
00 Ret.Exist_Non-FBC_SNCR_ACI_DSI & SCR & C2G | 0 | 0 | 0 | 0 | 0 | 0 | 0
00 Ret.Exist_Non-FBC_SNCR_ACI_DSI & SCR & DRET | 0 | 0 | 0 | 0 | 0 | 0 | 0
00 Ret.Exist_Non-FBC_SNCR_ACI_DSI & SCR & NGC | 0 | 0 | 0 | 0 | 0 | 0 | 0
00 Ret.Exist_Non-FBC_SNCR_ACI_DSI & SCR & WetFGD & CCS | 0 | 0 | 0 | 0 | 0 | 0 | 0
00 Ret.Exist_Non-FBC_WetFGD & ACI | 0 | 0 | 0 | 0 | 0 | 0 | 0
00 Ret.Exist_Non-FBC_WetFGD & ACI & C2G | 0 | 0 | 0 | 0 | 0 | 0 | 0
00 Ret.Exist_Non-FBC_WetFGD & ACI & C2G & SCR | 0 | 0 | 0 | 0 | 0 | 0 | 0
00 Ret.Exist_Non-FBC_WetFGD & ACI & DRET | 0 | 0 | 0 | 0 | 0 | 0 | 0
00 Ret.Exist_Non-FBC_WetFGD & ACI & GPM | 0 | 0 | 0 | 0 | 0 | 0 | 0
00 Ret.Exist_Non-FBC_WetFGD & ACI & GPM & C2G | 0 | 0 | 0 | 0 | 0 | 0 | 0
00 Ret.Exist_Non-FBC_WetFGD & ACI & GPM & C2G & SCR | 0 | 0 | 0 | 0 | 0 | 0 | 0
00 Ret.Exist_Non-FBC_WetFGD & ACI & GPM & DRET | 0 | 0 | 0 | 0 | 0 | 0 | 0
00 Ret.Exist_Non-FBC_WetFGD & ACI & GPM & NGC | 0 | 0 | 0 | 0 | 0 | 0 | 0
00 Ret.Exist_Non-FBC_WetFGD & ACI & GPM & SCR | 0 | 0 | 0 | 0 | 0 | 0 | 0
00 Ret.Exist_Non-FBC_WetFGD & ACI & GPM & SCR & CCS | 0 | 0 | 0 | 0 | 0 | 0 | 0
00 Ret.Exist_Non-FBC_WetFGD & ACI & GPM & SCR & DRET | 0 | 0 | 0 | 0 | 0 | 0 | 0
00 Ret.Exist_Non-FBC_WetFGD & ACI & GPM & SCR & NGC | 0 | 0 | 0 | 0 | 0 | 0 | 0
00 Ret.Exist_Non-FBC_WetFGD & ACI & GPM & SNCR | 0 | 0 | 0 | 0 | 0 | 0 | 0
00 Ret.Exist_Non-FBC_WetFGD & ACI & GPM & SNCR & DRET | 0 | 0 | 0 | 0 | 0 | 0 | 0
00 Ret.Exist_Non-FBC_WetFGD & ACI & GPM & SNCR & NGC | 0 | 0 | 0 | 0 | 0 | 0 | 0
00 Ret.Exist_Non-FBC_WetFGD & ACI & NGC | 0 | 0 | 0 | 0 | 0 | 0 | 0
00 Ret.Exist_Non-FBC_WetFGD & ACI & SCR | 0 | 0 | 0 | 0 | 0 | 0 | 0
00 Ret.Exist_Non-FBC_WetFGD & ACI & SCR & CCS | 0 | 0 | 0 | 0 | 0 | 0 | 0
00 Ret.Exist_Non-FBC_WetFGD & ACI & SCR & DRET | 0 | 0 | 0 | 0 | 0 | 0 | 0
00 Ret.Exist_Non-FBC_WetFGD & ACI & SCR & NGC | 0 | 0 | 0 | 0 | 0 | 0 | 0
00 Ret.Exist_Non-FBC_WetFGD & ACI & SNCR | 0 | 0 | 0 | 0 | 0 | 0 | 0
00 Ret.Exist_Non-FBC_WetFGD & ACI & SNCR & DRET | 0 | 0 | 0 | 0 | 0 | 0 | 0
00 Ret.Exist_Non-FBC_WetFGD & ACI & SNCR & NGC | 0 | 0 | 0 | 0 | 0 | 0 | 0
00 Ret.Exist_Non-FBC_WetFGD & C2G | 0 | 0 | 0 | 0 | 0 | 0 | 0
00 Ret.Exist_Non-FBC_WetFGD & C2G & SCR | 0 | 0 | 0 | 0 | 0 | 0 | 0
00 Ret.Exist_Non-FBC_WetFGD & DRET | 0 | 0 | 0 | 0 | 0 | 0 | 0
00 Ret.Exist_Non-FBC_WetFGD & DCCS | 0 | 0 | 0 | 0 | 0 | 0 | 0
00 Ret.Exist_Non-FBC_WetFGD & DCCS & SCR & CCS | 0 | 0 | 0 | 0 | 0 | 0 | 0
00 Ret.Exist_Non-FBC_WetFGD & GPM | 0 | 0 | 0 | 0 | 0 | 0 | 0
00 Ret.Exist_Non-FBC_WetFGD & GPM & C2G | 0 | 0 | 0 | 0 | 0 | 0 | 0
00 Ret.Exist_Non-FBC_WetFGD & GPM & C2G & SCR | 0 | 0 | 0 | 0 | 0 | 0 | 0
00 Ret.Exist_Non-FBC_WetFGD & GPM & DRET | 0 | 0 | 0 | 0 | 0 | 0 | 0
00 Ret.Exist_Non-FBC_WetFGD & GPM & NGC | 0 | 0 | 0 | 0 | 0 | 0 | 0
00 Ret.Exist_Non-FBC_WetFGD & GPM & SCR | 0 | 0 | 0 | 0 | 0 | 0 | 0
00 Ret.Exist_Non-FBC_WetFGD & GPM & SCR & CCS | 0 | 0 | 0 | 0 | 0 | 0 | 0
00 Ret.Exist_Non-FBC_WetFGD & GPM & SCR & DRET | 0 | 0 | 0 | 0 | 0 | 0 | 0
00 Ret.Exist_Non-FBC_WetFGD & GPM & SCR & NGC | 0 | 0 | 0 | 0 | 0 | 0 | 0
00 Ret.Exist_Non-FBC_WetFGD & GPM & SNCR | 0 | 0 | 0 | 0 | 0 | 0 | 0
00 Ret.Exist_Non-FBC_WetFGD & GPM & SNCR & DRET | 0 | 0 | 0 | 0 | 0 | 0 | 0
00 Ret.Exist_Non-FBC_WetFGD & GPM & SNCR & NGC | 0 | 0 | 0 | 0 | 0 | 0 | 0
00 Ret.Exist_Non-FBC_WetFGD & NGC | 0 | 0 | 0 | 0 | 0 | 0 | 0
00 Ret.Exist_Non-FBC_WetFGD & SCR | 0 | 731.7531 | 0 | 0 | 0 | 0 | 0
00 Ret.Exist_Non-FBC_WetFGD & SCR & C2G | 0 | 0 | 0 | 0 | 0 | 0 | 0
00 Ret.Exist_Non-FBC_WetFGD & SCR & CCS | 0 | 0 | 0 | 0 | 0 | 0 | 0
00 Ret.Exist_Non-FBC_WetFGD & SCR & DRET | 0 | 0 | 0 | 0 | 0 | 0 | 0
00 Ret.Exist_Non-FBC_WetFGD & SCR & NGC | 0 | 0 | 0 | 0 | 0 | 0 | 0
00 Ret.Exist_Non-FBC_WetFGD & SNCR | 0 | 0 | 0 | 0 | 0 | 0 | 0
00 Ret.Exist_Non-FBC_WetFGD & SNCR & C2G | 0 | 0 | 0 | 0 | 0 | 0 | 0
00 Ret.Exist_Non-FBC_WetFGD & SNCR & DRET | 0 | 0 | 0 | 0 | 0 | 0 | 0
00 Ret.Exist_Non-FBC_WetFGD & SNCR & NGC | 0 | 0 | 0 | 0 | 0 | 0 | 0
00 Ret.Exist_Non-FBC_WetFGD_ACI & C2G | 187.464 | 187.464 | 187.464 | 0 | 0 | 0 | 0
00 Ret.Exist_Non-FBC_WetFGD_ACI & C2G & SCR | 0 | 0 | 0 | 0 | 0 | 0 | 0
00 Ret.Exist_Non-FBC_WetFGD_ACI & DCCS | 0 | 0 | 0 | 0 | 0 | 0 | 0
00 Ret.Exist_Non-FBC_WetFGD_ACI & DCCS & SCR & CCS | 0 | 0 | 0 | 0 | 0 | 0 | 0
00 Ret.Exist_Non-FBC_WetFGD_ACI & DRET | 0 | 0 | 0 | 0 | 0 | 0 | 0
00 Ret.Exist_Non-FBC_WetFGD_ACI & GPM | 0 | 0 | 0 | 0 | 0 | 0 | 0
00 Ret.Exist_Non-FBC_WetFGD_ACI & GPM & C2G | 0 | 0 | 0 | 0 | 0 | 0 | 0
00 Ret.Exist_Non-FBC_WetFGD_ACI & GPM & C2G & SCR | 0 | 0 | 0 | 0 | 0 | 0 | 0
00 Ret.Exist_Non-FBC_WetFGD_ACI & GPM & DRET | 0 | 0 | 0 | 0 | 0 | 0 | 0
00 Ret.Exist_Non-FBC_WetFGD_ACI & GPM & NGC | 0 | 0 | 0 | 0 | 0 | 0 | 0
00 Ret.Exist_Non-FBC_WetFGD_ACI & GPM & SCR | 0 | 0 | 0 | 0 | 0 | 0 | 0
00 Ret.Exist_Non-FBC_WetFGD_ACI & GPM & SCR & CCS | 0 | 0 | 0 | 0 | 0 | 0 | 0
00 Ret.Exist_Non-FBC_WetFGD_ACI & GPM & SCR & DRET | 0 | 0 | 0 | 0 | 0 | 0 | 0
00 Ret.Exist_Non-FBC_WetFGD_ACI & GPM & SCR & NGC | 0 | 0 | 0 | 0 | 0 | 0 | 0
00 Ret.Exist_Non-FBC_WetFGD_ACI & GPM & SNCR | 0 | 0 | 0 | 0 | 0 | 0 | 0
00 Ret.Exist_Non-FBC_WetFGD_ACI & GPM & SNCR & DRET | 0 | 0 | 0 | 0 | 0 | 0 | 0
00 Ret.Exist_Non-FBC_WetFGD_ACI & GPM & SNCR & NGC | 0 | 0 | 0 | 0 | 0 | 0 | 0
00 Ret.Exist_Non-FBC_WetFGD_ACI & NGC | 0 | 0 | 0 | 0 | 0 | 0 | 0
00 Ret.Exist_Non-FBC_WetFGD_ACI & SCR | 0 | 2477.3765 | 0 | 0 | 0 | 0 | 0
00 Ret.Exist_Non-FBC_WetFGD_ACI & SCR & C2G | 0 | 0 | 0 | 0 | 0 | 0 | 0
00 Ret.Exist_Non-FBC_WetFGD_ACI & SCR & CCS | 0 | 0 | 9886.6205 | 9886.6205 | 17.4602 | 17.4602 | 17.4602
00 Ret.Exist_Non-FBC_WetFGD_ACI & SCR & DRET | 0 | 0 | 0 | 0 | 0 | 0 | 0
00 Ret.Exist_Non-FBC_WetFGD_ACI & SCR & NGC | 0 | 0 | 0 | 0 | 0 | 0 | 0
00 Ret.Exist_Non-FBC_WetFGD_ACI & SNCR | 0 | 0 | 0 | 0 | 0 | 0 | 0
00 Ret.Exist_Non-FBC_WetFGD_ACI & SNCR & C2G | 0 | 0 | 0 | 0 | 0 | 0 | 0
00 Ret.Exist_Non-FBC_WetFGD_ACI & SNCR & DRET | 0 | 0 | 0 | 0 | 0 | 0 | 0
00 Ret.Exist_Non-FBC_WetFGD_ACI & SNCR & NGC | 0 | 0 | 0 | 0 | 0 | 0 | 0
00 Ret.Exist_Non-FBC_WetFGD_ACI_DSI & C2G | 652.0329 | 0 | 0 | 0 | 0 | 0 | 0
00 Ret.Exist_Non-FBC_WetFGD_ACI_DSI & C2G & SCR | 0 | 0 | 0 | 0 | 0 | 0 | 0
00 Ret.Exist_Non-FBC_WetFGD_ACI_DSI & DCCS | 0 | 0 | 0 | 0 | 0 | 0 | 0
00 Ret.Exist_Non-FBC_WetFGD_ACI_DSI & DCCS & SCR & CCS | 0 | 0 | 0 | 0 | 0 | 0 | 0
00 Ret.Exist_Non-FBC_WetFGD_ACI_DSI & DRET | 0 | 0 | 0 | 0 | 0 | 0 | 0
00 Ret.Exist_Non-FBC_WetFGD_ACI_DSI & GPM | 0 | 0 | 0 | 0 | 0 | 0 | 0
00 Ret.Exist_Non-FBC_WetFGD_ACI_DSI & GPM & C2G | 0 | 0 | 0 | 0 | 0 | 0 | 0
00 Ret.Exist_Non-FBC_WetFGD_ACI_DSI & GPM & C2G & SCR | 0 | 0 | 0 | 0 | 0 | 0 | 0
00 Ret.Exist_Non-FBC_WetFGD_ACI_DSI & GPM & DRET | 0 | 0 | 0 | 0 | 0 | 0 | 0
00 Ret.Exist_Non-FBC_WetFGD_ACI_DSI & GPM & NGC | 0 | 0 | 0 | 0 | 0 | 0 | 0
00 Ret.Exist_Non-FBC_WetFGD_ACI_DSI & GPM & SCR | 0 | 0 | 0 | 0 | 0 | 0 | 0
00 Ret.Exist_Non-FBC_WetFGD_ACI_DSI & GPM & SCR & CCS | 0 | 0 | 0 | 0 | 0 | 0 | 0
00 Ret.Exist_Non-FBC_WetFGD_ACI_DSI & GPM & SCR & DRET | 0 | 0 | 0 | 0 | 0 | 0 | 0
00 Ret.Exist_Non-FBC_WetFGD_ACI_DSI & GPM & SCR & NGC | 0 | 0 | 0 | 0 | 0 | 0 | 0
00 Ret.Exist_Non-FBC_WetFGD_ACI_DSI & GPM & SNCR | 0 | 0 | 0 | 0 | 0 | 0 | 0
00 Ret.Exist_Non-FBC_WetFGD_ACI_DSI & GPM & SNCR & DRET | 0 | 0 | 0 | 0 | 0 | 0 | 0
00 Ret.Exist_Non-FBC_WetFGD_ACI_DSI & GPM & SNCR & NGC | 0 | 0 | 0 | 0 | 0 | 0 | 0
00 Ret.Exist_Non-FBC_WetFGD_ACI_DSI & NGC | 0 | 0 | 0 | 0 | 0 | 0 | 0
00 Ret.Exist_Non-FBC_WetFGD_ACI_DSI & SCR | 0 | 0 | 0 | 0 | 0 | 0 | 0
00 Ret.Exist_Non-FBC_WetFGD_ACI_DSI & SCR & C2G | 0 | 0 | 0 | 0 | 0 | 0 | 0
00 Ret.Exist_Non-FBC_WetFGD_ACI_DSI & SCR & CCS | 0 | 0 | 0 | 0 | 0 | 0 | 0
00 Ret.Exist_Non-FBC_WetFGD_ACI_DSI & SCR & DRET | 0 | 0 | 0 | 0 | 0 | 0 | 0
00 Ret.Exist_Non-FBC_WetFGD_ACI_DSI & SCR & NGC | 0 | 0 | 0 | 0 | 0 | 0 | 0
00 Ret.Exist_Non-FBC_WetFGD_ACI_DSI & SNCR | 0 | 0 | 0 | 0 | 0 | 0 | 0
00 Ret.Exist_Non-FBC_WetFGD_ACI_DSI & SNCR & C2G | 0 | 0 | 0 | 0 | 0 | 0 | 0
00 Ret.Exist_Non-FBC_WetFGD_ACI_DSI & SNCR & DRET | 0 | 0 | 0 | 0 | 0 | 0 | 0
00 Ret.Exist_Non-FBC_WetFGD_ACI_DSI & SNCR & NGC | 0 | 0 | 0 | 0 | 0 | 0 | 0
00 Ret.Exist_Non-FBC_WetFGD_SCR & ACI | 0 | 0 | 0 | 0 | 0 | 0 | 0
00 Ret.Exist_Non-FBC_WetFGD_SCR & ACI & C2G | 0 | 0 | 0 | 0 | 0 | 0 | 0
00 Ret.Exist_Non-FBC_WetFGD_SCR & ACI & CCS | 0 | 0 | 0 | 0 | 0 | 0 | 0
00 Ret.Exist_Non-FBC_WetFGD_SCR & DCCS | 0 | 0 | 0 | 0 | 0 | 0 | 0
00 Ret.Exist_Non-FBC_WetFGD_SCR & DCCS & CCS | 0 | 0 | 0 | 0 | 0 | 0 | 0
00 Ret.Exist_Non-FBC_WetFGD_SCR & ACI & DRET | 0 | 0 | 0 | 0 | 0 | 0 | 0
00 Ret.Exist_Non-FBC_WetFGD_SCR & ACI & GPM | 0 | 0 | 0 | 0 | 0 | 0 | 0
00 Ret.Exist_Non-FBC_WetFGD_SCR & ACI & GPM & C2G | 0 | 0 | 0 | 0 | 0 | 0 | 0
00 Ret.Exist_Non-FBC_WetFGD_SCR & ACI & GPM & CCS | 0 | 0 | 0 | 0 | 0 | 0 | 0
00 Ret.Exist_Non-FBC_WetFGD_SCR & ACI & GPM & DRET | 0 | 0 | 0 | 0 | 0 | 0 | 0
00 Ret.Exist_Non-FBC_WetFGD_SCR & ACI & GPM & NGC | 0 | 0 | 0 | 0 | 0 | 0 | 0
00 Ret.Exist_Non-FBC_WetFGD_SCR & ACI & NGC | 0 | 0 | 0 | 0 | 0 | 0 | 0
00 Ret.Exist_Non-FBC_WetFGD_SCR & C2G | 246.3637 | 246.3637 | 1744.3903 | 67.6807 | 0 | 0 | 0
00 Ret.Exist_Non-FBC_WetFGD_SCR & CCS | 0 | 57.3116 | 19275.5451 | 19275.5451 | 0 | 0 | 0
00 Ret.Exist_Non-FBC_WetFGD_SCR & DRET | 0 | 0 | 0 | 0 | 0 | 0 | 0
00 Ret.Exist_Non-FBC_WetFGD_SCR & GPM | 0 | 0 | 0 | 0 | 0 | 0 | 0
00 Ret.Exist_Non-FBC_WetFGD_SCR & GPM & C2G | 0 | 0 | 0 | 0 | 0 | 0 | 0
00 Ret.Exist_Non-FBC_WetFGD_SCR & GPM & CCS | 0 | 0 | 0 | 0 | 0 | 0 | 0
00 Ret.Exist_Non-FBC_WetFGD_SCR & GPM & DRET | 0 | 0 | 0 | 0 | 0 | 0 | 0
00 Ret.Exist_Non-FBC_WetFGD_SCR & GPM & NGC | 0 | 0 | 0 | 0 | 0 | 0 | 0
00 Ret.Exist_Non-FBC_WetFGD_SCR & NGC | 0 | 0 | 0 | 0 | 0 | 0 | 0
00 Ret.Exist_Non-FBC_WetFGD_SCR_ACI & C2G | 137.532 | 137.532 | 137.532 | 137.532 | 137.532 | 137.532 | 137.532
00 Ret.Exist_Non-FBC_WetFGD_SCR_ACI & CCS | 0 | 0 | 21076.1319 | 20737.4078 | 45.4761 | 45.4761 | 45.4761
00 Ret.Exist_Non-FBC_WetFGD_SCR_ACI & DCCS | 0 | 0 | 0 | 0 | 0 | 0 | 0
00 Ret.Exist_Non-FBC_WetFGD_SCR_ACI & DCCS & CCS | 0 | 0 | 0 | 0 | 0 | 0 | 0
00 Ret.Exist_Non-FBC_WetFGD_SCR_ACI & DRET | 0 | 0 | 0 | 0 | 0 | 0 | 0
00 Ret.Exist_Non-FBC_WetFGD_SCR_ACI & GPM | 0 | 0 | 0 | 0 | 0 | 0 | 0
00 Ret.Exist_Non-FBC_WetFGD_SCR_ACI & GPM & C2G | 0 | 0 | 0 | 0 | 0 | 0 | 0
00 Ret.Exist_Non-FBC_WetFGD_SCR_ACI & GPM & CCS | 0 | 0 | 0 | 0 | 0 | 0 | 0
00 Ret.Exist_Non-FBC_WetFGD_SCR_ACI & GPM & DRET | 0 | 0 | 0 | 0 | 0 | 0 | 0
00 Ret.Exist_Non-FBC_WetFGD_SCR_ACI & GPM & NGC | 0 | 0 | 0 | 0 | 0 | 0 | 0
00 Ret.Exist_Non-FBC_WetFGD_SCR_ACI & NGC | 0 | 0 | 0 | 0 | 0 | 0 | 0
00 Ret.Exist_Non-FBC_WetFGD_SCR_ACI_DSI & C2G | 0 | 0 | 0 | 0 | 0 | 0 | 0
00 Ret.Exist_Non-FBC_WetFGD_SCR_ACI_DSI & CCS | 0 | 0 | 9948.8178 | 9948.8178 | 0 | 0 | 0
00 Ret.Exist_Non-FBC_WetFGD_SCR_ACI_DSI & DCCS | 0 | 0 | 0 | 0 | 0 | 0 | 0
00 Ret.Exist_Non-FBC_WetFGD_SCR_ACI_DSI & DCCS & CCS | 0 | 0 | 0 | 0 | 0 | 0 | 0
00 Ret.Exist_Non-FBC_WetFGD_SCR_ACI_DSI & DRET | 0 | 0 | 0 | 0 | 0 | 0 | 0
00 Ret.Exist_Non-FBC_WetFGD_SCR_ACI_DSI & GPM | 0 | 0 | 0 | 0 | 0 | 0 | 0
00 Ret.Exist_Non-FBC_WetFGD_SCR_ACI_DSI & GPM & C2G | 0 | 0 | 0 | 0 | 0 | 0 | 0
00 Ret.Exist_Non-FBC_WetFGD_SCR_ACI_DSI & GPM & CCS | 0 | 0 | 0 | 0 | 0 | 0 | 0
00 Ret.Exist_Non-FBC_WetFGD_SCR_ACI_DSI & GPM & DRET | 0 | 0 | 0 | 0 | 0 | 0 | 0
00 Ret.Exist_Non-FBC_WetFGD_SCR_ACI_DSI & GPM & NGC | 0 | 0 | 0 | 0 | 0 | 0 | 0
00 Ret.Exist_Non-FBC_WetFGD_SCR_ACI_DSI & NGC | 0 | 0 | 0 | 0 | 0 | 0 | 0
00 Ret.Exist_Non-FBC_WetFGD_SCR_DSI & ACI | 0 | 0 | 0 | 0 | 0 | 0 | 0
00 Ret.Exist_Non-FBC_WetFGD_SCR_DSI & ACI & C2G | 0 | 0 | 0 | 0 | 0 | 0 | 0
00 Ret.Exist_Non-FBC_WetFGD_SCR_DSI & ACI & CCS | 0 | 0 | 0 | 0 | 0 | 0 | 0
00 Ret.Exist_Non-FBC_WetFGD_SCR_DSI & ACI & DRET | 0 | 0 | 0 | 0 | 0 | 0 | 0
00 Ret.Exist_Non-FBC_WetFGD_SCR_DSI & ACI & GPM | 0 | 0 | 0 | 0 | 0 | 0 | 0
00 Ret.Exist_Non-FBC_WetFGD_SCR_DSI & ACI & GPM & C2G | 0 | 0 | 0 | 0 | 0 | 0 | 0
00 Ret.Exist_Non-FBC_WetFGD_SCR_DSI & ACI & GPM & CCS | 0 | 0 | 0 | 0 | 0 | 0 | 0
00 Ret.Exist_Non-FBC_WetFGD_SCR_DSI & ACI & GPM & DRET | 0 | 0 | 0 | 0 | 0 | 0 | 0
00 Ret.Exist_Non-FBC_WetFGD_SCR_DSI & ACI & GPM & NGC | 0 | 0 | 0 | 0 | 0 | 0 | 0
00 Ret.Exist_Non-FBC_WetFGD_SCR_DSI & ACI & NGC | 0 | 0 | 0 | 0 | 0 | 0 | 0
00 Ret.Exist_Non-FBC_WetFGD_SCR_DSI & C2G | 1783.2305 | 1785.7954 | 1788.3603 | 81.8184 | 81.8184 | 81.8184 | 81.8184
00 Ret.Exist_Non-FBC_WetFGD_SCR_DSI & CCS | 0 | 0 | 0 | 0 | 0 | 0 | 0
00 Ret.Exist_Non-FBC_WetFGD_SCR_DSI & DCCS | 0 | 0 | 0 | 0 | 0 | 0 | 0
00 Ret.Exist_Non-FBC_WetFGD_SCR_DSI & DCCS & CCS | 0 | 0 | 0 | 0 | 0 | 0 | 0
00 Ret.Exist_Non-FBC_WetFGD_SCR_DSI & DRET | 0 | 0 | 0 | 0 | 0 | 0 | 0
00 Ret.Exist_Non-FBC_WetFGD_SCR_DSI & GPM | 0 | 0 | 0 | 0 | 0 | 0 | 0
00 Ret.Exist_Non-FBC_WetFGD_SCR_DSI & GPM & C2G | 0 | 0 | 0 | 0 | 0 | 0 | 0
00 Ret.Exist_Non-FBC_WetFGD_SCR_DSI & GPM & CCS | 0 | 0 | 0 | 0 | 0 | 0 | 0
00 Ret.Exist_Non-FBC_WetFGD_SCR_DSI & GPM & DRET | 0 | 0 | 0 | 0 | 0 | 0 | 0
00 Ret.Exist_Non-FBC_WetFGD_SCR_DSI & GPM & NGC | 0 | 0 | 0 | 0 | 0 | 0 | 0
00 Ret.Exist_Non-FBC_WetFGD_SCR_DSI & NGC | 0 | 0 | 0 | 0 | 0 | 0 | 0
00 Ret.Exist_Non-FBC_WetFGD_SNCR & ACI | 0 | 0 | 0 | 0 | 0 | 0 | 0
00 Ret.Exist_Non-FBC_WetFGD_SNCR & ACI & C2G | 0 | 0 | 0 | 0 | 0 | 0 | 0
00 Ret.Exist_Non-FBC_WetFGD_SNCR & ACI & C2G & SCR | 0 | 0 | 0 | 0 | 0 | 0 | 0
00 Ret.Exist_Non-FBC_WetFGD_SNCR & ACI & DRET | 0 | 0 | 0 | 0 | 0 | 0 | 0
00 Ret.Exist_Non-FBC_WetFGD_SNCR & ACI & GPM | 0 | 0 | 0 | 0 | 0 | 0 | 0
00 Ret.Exist_Non-FBC_WetFGD_SNCR & ACI & GPM & C2G | 0 | 0 | 0 | 0 | 0 | 0 | 0
00 Ret.Exist_Non-FBC_WetFGD_SNCR & ACI & GPM & C2G & SCR | 0 | 0 | 0 | 0 | 0 | 0 | 0
00 Ret.Exist_Non-FBC_WetFGD_SNCR & ACI & GPM & DRET | 0 | 0 | 0 | 0 | 0 | 0 | 0
00 Ret.Exist_Non-FBC_WetFGD_SNCR & ACI & GPM & NGC | 0 | 0 | 0 | 0 | 0 | 0 | 0
00 Ret.Exist_Non-FBC_WetFGD_SNCR & ACI & GPM & SCR | 0 | 0 | 0 | 0 | 0 | 0 | 0
00 Ret.Exist_Non-FBC_WetFGD_SNCR & ACI & GPM & SCR & CCS | 0 | 0 | 0 | 0 | 0 | 0 | 0
00 Ret.Exist_Non-FBC_WetFGD_SNCR & ACI & GPM & SCR & DRET | 0 | 0 | 0 | 0 | 0 | 0 | 0
00 Ret.Exist_Non-FBC_WetFGD_SNCR & ACI & GPM & SCR & NGC | 0 | 0 | 0 | 0 | 0 | 0 | 0
00 Ret.Exist_Non-FBC_WetFGD_SNCR & ACI & NGC | 0 | 0 | 0 | 0 | 0 | 0 | 0
00 Ret.Exist_Non-FBC_WetFGD_SNCR & ACI & SCR | 0 | 0 | 0 | 0 | 0 | 0 | 0
00 Ret.Exist_Non-FBC_WetFGD_SNCR & ACI & SCR & CCS | 0 | 0 | 0 | 0 | 0 | 0 | 0
00 Ret.Exist_Non-FBC_WetFGD_SNCR & ACI & SCR & DRET | 0 | 0 | 0 | 0 | 0 | 0 | 0
00 Ret.Exist_Non-FBC_WetFGD_SNCR & ACI & SCR & NGC | 0 | 0 | 0 | 0 | 0 | 0 | 0
00 Ret.Exist_Non-FBC_WetFGD_SNCR & C2G | 0 | 0 | 0 | 0 | 0 | 0 | 0
00 Ret.Exist_Non-FBC_WetFGD_SNCR & C2G & SCR | 0 | 0 | 0 | 0 | 0 | 0 | 0
00 Ret.Exist_Non-FBC_WetFGD_SNCR & DCCS | 0 | 0 | 0 | 0 | 0 | 0 | 0
00 Ret.Exist_Non-FBC_WetFGD_SNCR & DCCS & SCR & CCS | 0 | 0 | 0 | 0 | 0 | 0 | 0
00 Ret.Exist_Non-FBC_WetFGD_SNCR & DRET | 0 | 0 | 0 | 0 | 0 | 0 | 0
00 Ret.Exist_Non-FBC_WetFGD_SNCR & GPM | 0 | 0 | 0 | 0 | 0 | 0 | 0
00 Ret.Exist_Non-FBC_WetFGD_SNCR & GPM & C2G | 0 | 0 | 0 | 0 | 0 | 0 | 0
00 Ret.Exist_Non-FBC_WetFGD_SNCR & GPM & C2G & SCR | 0 | 0 | 0 | 0 | 0 | 0 | 0
00 Ret.Exist_Non-FBC_WetFGD_SNCR & GPM & DRET | 0 | 0 | 0 | 0 | 0 | 0 | 0
00 Ret.Exist_Non-FBC_WetFGD_SNCR & GPM & NGC | 0 | 0 | 0 | 0 | 0 | 0 | 0
00 Ret.Exist_Non-FBC_WetFGD_SNCR & GPM & SCR | 0 | 0 | 0 | 0 | 0 | 0 | 0
00 Ret.Exist_Non-FBC_WetFGD_SNCR & GPM & SCR & CCS | 0 | 0 | 0 | 0 | 0 | 0 | 0
00 Ret.Exist_Non-FBC_WetFGD_SNCR & GPM & SCR & DRET | 0 | 0 | 0 | 0 | 0 | 0 | 0
00 Ret.Exist_Non-FBC_WetFGD_SNCR & GPM & SCR & NGC | 0 | 0 | 0 | 0 | 0 | 0 | 0
00 Ret.Exist_Non-FBC_WetFGD_SNCR & NGC | 0 | 0 | 0 | 0 | 0 | 0 | 0
00 Ret.Exist_Non-FBC_WetFGD_SNCR & SCR | 0 | 0 | 0 | 0 | 0 | 0 | 0
00 Ret.Exist_Non-FBC_WetFGD_SNCR & SCR & C2G | 0 | 0 | 0 | 0 | 0 | 0 | 0
00 Ret.Exist_Non-FBC_WetFGD_SNCR & SCR & CCS | 0 | 0 | 0 | 0 | 0 | 0 | 0
00 Ret.Exist_Non-FBC_WetFGD_SNCR & SCR & DRET | 0 | 0 | 0 | 0 | 0 | 0 | 0
00 Ret.Exist_Non-FBC_WetFGD_SNCR & SCR & NGC | 0 | 0 | 0 | 0 | 0 | 0 | 0
00 Ret.Exist_Non-FBC_WetFGD_SNCR_ACI & C2G | 0 | 0 | 0 | 0 | 0 | 0 | 0
00 Ret.Exist_Non-FBC_WetFGD_SNCR_ACI & C2G & SCR | 0 | 0 | 0 | 0 | 0 | 0 | 0
00 Ret.Exist_Non-FBC_WetFGD_SNCR_ACI & DCCS | 0 | 0 | 0 | 0 | 0 | 0 | 0
00 Ret.Exist_Non-FBC_WetFGD_SNCR_ACI & DCCS & SCR & CCS | 0 | 0 | 0 | 0 | 0 | 0 | 0
00 Ret.Exist_Non-FBC_WetFGD_SNCR_ACI & DRET | 0 | 0 | 0 | 0 | 0 | 0 | 0
00 Ret.Exist_Non-FBC_WetFGD_SNCR_ACI & GPM | 0 | 0 | 0 | 0 | 0 | 0 | 0
00 Ret.Exist_Non-FBC_WetFGD_SNCR_ACI & GPM & C2G | 0 | 0 | 0 | 0 | 0 | 0 | 0
00 Ret.Exist_Non-FBC_WetFGD_SNCR_ACI & GPM & C2G & SCR | 0 | 0 | 0 | 0 | 0 | 0 | 0
00 Ret.Exist_Non-FBC_WetFGD_SNCR_ACI & GPM & DRET | 0 | 0 | 0 | 0 | 0 | 0 | 0
00 Ret.Exist_Non-FBC_WetFGD_SNCR_ACI & GPM & NGC | 0 | 0 | 0 | 0 | 0 | 0 | 0
00 Ret.Exist_Non-FBC_WetFGD_SNCR_ACI & GPM & SCR | 0 | 0 | 0 | 0 | 0 | 0 | 0
00 Ret.Exist_Non-FBC_WetFGD_SNCR_ACI & GPM & SCR & CCS | 0 | 0 | 0 | 0 | 0 | 0 | 0
00 Ret.Exist_Non-FBC_WetFGD_SNCR_ACI & GPM & SCR & DRET | 0 | 0 | 0 | 0 | 0 | 0 | 0
00 Ret.Exist_Non-FBC_WetFGD_SNCR_ACI & GPM & SCR & NGC | 0 | 0 | 0 | 0 | 0 | 0 | 0
00 Ret.Exist_Non-FBC_WetFGD_SNCR_ACI & NGC | 0 | 0 | 0 | 0 | 0 | 0 | 0
00 Ret.Exist_Non-FBC_WetFGD_SNCR_ACI & SCR | 241.3219 | 241.3219 | 0 | 0 | 0 | 0 | 0
00 Ret.Exist_Non-FBC_WetFGD_SNCR_ACI & SCR & C2G | 0 | 0 | 0 | 0 | 0 | 0 | 0
00 Ret.Exist_Non-FBC_WetFGD_SNCR_ACI & SCR & CCS | 0 | 517.8154 | 2019.5686 | 2019.5686 | 0 | 0 | 0
00 Ret.Exist_Non-FBC_WetFGD_SNCR_ACI & SCR & DRET | 0 | 0 | 0 | 0 | 0 | 0 | 0
00 Ret.Exist_Non-FBC_WetFGD_SNCR_ACI & SCR & NGC | 0 | 0 | 0 | 0 | 0 | 0 | 0
00 Existing Combined Cycle Retirement | 0 | 0 | 0 | 0 | 0 | 0 | 0
00 New Combined Cycle Retirement | 0 | 0 | 0 | 0 | 0 | 0 | 0
00 Existing Combustion Turbine Retirement | 0 | 0 | 0 | 0 | 0 | 0 | 0
00 New Combustion Turbine Retirement | 0 | 0 | 0 | 0 | 0 | 0 | 0
00 Oil/Gas Steam Retirement | 0 | 0 | 0 | 0 | 0 | 0 | 0
00 Coal Steam Retirement | 0 | 0 | 0 | 0 | 0 | 0 | 0
00 IGCC Retirement | 0 | 0 | 0 | 0 | 0 | 0 | 0
00 Nuclear Retirement | 0 | 0 | 0 | 0 | 0 | 0 | 0
00 Biomass Retirement | 0 | 0 | 0 | 0 | 0 | 0 | 0
00 Fossil_Other Retirement | 0 | 0 | 0 | 0 | 0 | 0 | 0
00 Fuel Cell Retirement | 0 | 0 | 0 | 0 | 0 | 0 | 0
00 Geothermal Retirement | 0 | 0 | 0 | 0 | 0 | 0 | 0
00 Hydro Retirement | 0 | 0 | 0 | 0 | 0 | 0 | 0
00 Landfill Gas Retirement | 0 | 0 | 0 | 0 | 0 | 0 | 0
00 Non Fossil_Other Retirement | 0 | 0 | 0 | 0 | 0 | 0 | 0
00 Solar Thermal Retirement | 0 | 0 | 0 | 0 | 0 | 0 | 0
00 Exist Dummy | 0 | 0 | 0 | 0 | 0 | 0 | 0
Total | 4537038.4311 | 4695895.7908 | 5152934.9019 | 5535988.2066 | 6008093.6341 | 6597674.5825 | 6897267.0484
12a. Generation by Fuel Type [GWh]
Biomass | 267.4067 | 534.5244 | 15.9163 | 2.3086 | 0 | 0 | 2.3086
Coal | 415825.9632 | 360295.8686 | 152173.8109 | 112475.7933 | 28553.2905 | 14302.375 | 39201.6972
EnerStor | 52107.5866 | 68024.9512 | 144677.5652 | 175520.8306 | 251006.103 | 322424.1834 | 324477.9288
Fwaste | 4178.3476 | 4171.8538 | 4135.2515 | 4065.1679 | 3804.1862 | 3741.3261 | 3867.8625
Geothermal | 18805.7103 | 18805.7103 | 18805.7103 | 18805.7103 | 18805.7103 | 18751.5665 | 21179.7404
Hydro | 270154.0611 | 276893.8352 | 296006.4104 | 314133.4225 | 312948.4483 | 307617.1016 | 313743.2269
Hydrogen | 0 | 0 | 0.13365 | 0 | 5.7181 | 419.7353 | 507.8531
LF Gas | 18782.8803 | 18654.8877 | 17372.3436 | 17194.4629 | 16129.4283 | 12467.9515 | 17052.8931
MSW | 12480.7184 | 12480.7184 | 12426.3809 | 11575.9728 | 11286.622 | 10922.1437 | 10958.0641
NaturalGas | 1768983.7448 | 1783943.2897 | 1529461.7931 | 1251638.082 | 913643.1779 | 769718.125 | 1064637.3308
None | 3046.728 | 3046.728 | 3046.728 | 2768.16 | 2768.16 | 2768.16 | 2768.16
Non-Fossil | 9254.9301 | 9254.9301 | 9254.5904 | 9128.6948 | 8931.7446 | 8312.7566 | 8994.7771
Nuclear | 751095.2632 | 729111.6499 | 667016.4342 | 619086.9268 | 499497.5729 | 334128.1054 | 220544.1289
Oil | 7.7175 | 11.1772 | 1.1508 | 0 | 0 | 0 | 0
Pet. Coke | 5995.7412 | 3593.502 | 3598.9557 | 3375.2726 | 551.4284 | 506.3484 | 551.4284
Pumps | 23057.6018 | 21324.915 | 21073.0301 | 19935.2911 | 24163.0854 | 32916.9938 | 32999.007
Solar | 397492.2157 | 397792.1984 | 641349.7441 | 734254.5705 | 1035836.0098 | 1487890.3172 | 1489939.6178
Solar-DER | 120990.2626 | 137513.93 | 180135.0948 | 226389.973 | 277277.5639 | 334737.5676 | 409667.2158
Tires | 100.778 | 100.778 | 100.778 | 100.778 | 90.2177 | 88.6967 | 90.1943
Waste Coal | 8001.4449 | 7852.2608 | 7387.5464 | 3435.0047 | 3218.1182 | 3217.7785 | 3340.2634
Wind | 656409.329 | 842488.082 | 1444895.5335 | 2012101.7842 | 2599577.0485 | 2932743.3502 | 2932743.3502
Total | 4537038.4311 | 4695895.7908 | 5152934.9019 | 5535988.2066 | 6008093.6341 | 6597674.5825 | 6897267.0484
13. Generation by Capacity Reporting Type [TBtu]
00 New Combined Cycle | 762.0725 | 757.3412 | 726.7563 | 712.4282 | 585.5686 | 495.7637 | 1067.3396
00 New Combined Cycle with CCS Retrofit | 0 | 0 | 16.749 | 16.749 | 15.6174 | 15.4039 | 15.6135
00 New Combined Cycle with CF Limit | 0 | 0 | 0 | 0 | 0 | 0 | 0
00 New Combined Cycle with HRI Retrofit | 0 | 0 | 0 | 0 | 0 | 0 | 0
00 New Combined Cycle with Hydrogen Retrofit | 0 | 54.4804 | 54.4804 | 51.6296 | 47.9174 | 43.2062 | 43.7368
00 New Combined Cycle with Hydrogen Retrofit Undone | 0 | 0 | 0 | 0 | 0 | 0 | 0
00 New Combined Cycle with CCS | 0 | 0 | 0 | 0 | 0 | 0 | 0
00 New Combustion Turbine | 27.1173 | 39.1662 | 69.7059 | 96.0646 | 75.9227 | 177.2485 | 279.201
00 New Combustion Turbine with HRI Retrofit | 0 | 0 | 0 | 0 | 0 | 0 | 0
00 New Combustion Turbine with Hydrogen Retrofit | 0 | 0 | 0 | 0 | 0 | 0.25981 | 0.24923
00 New Combustion Turbine with Hydrogen Retrofit Undone | 0 | 0 | 0 | 0 | 0 | 0 | 0
00 New Hydro | 0 | 22.9931 | 88.2052 | 157.06 | 155.3122 | 144.8846 | 158.8903
00 New Nuclear | 0 | 0 | 0 | 0 | 0 | 0 | 0
00 New Nuclear - SMR | 0 | 0 | 0 | 0 | 0 | 0 | 0
00 New Biomass | 0 | 0 | 0 | 0 | 0 | 0 | 0
00 New Geothermal | 7.7803 | 7.7803 | 7.7803 | 7.7803 | 7.7803 | 7.5956 | 15.8805
00 New Landfill Gas | 32.5935 | 32.6511 | 30.9747 | 30.8551 | 28.6432 | 21.0254 | 33.5171
00 New Battery Storage | 104.2845 | 158.1151 | 424.3721 | 529.1593 | 784.3738 | 1028.3869 | 1035.1279
00 New Offshore Wind | 116.3028 | 169.355 | 450.7412 | 472.4126 | 832.7324 | 832.7324 | 832.7324
00 New Onshore Wind | 264.0585 | 845.9071 | 2619.9351 | 4533.5714 | 6177.7172 | 7314.4806 | 7314.4806
00 New Solar PV | 312.0778 | 313.1013 | 1144.1372 | 1461.1285 | 2490.1244 | 4032.5337 | 4039.5259
00 New Solar Thermal | 0 | 0 | 0 | 0 | 0 | 0 | 0
00 New Fuel Cell | 0 | 0 | 0 | 0 | 0 | 0 | 0
00 New Ultrasupercritical Coal without CCS | 0 | 0 | 0 | 0 | 0 | 0 | 0
00 New Ultrasupercritical Coal with 30% CCS | 0 | 0 | 0 | 0 | 0 | 0 | 0
00 New Ultrasupercritical Coal with 90% CCS | 0 | 0 | 0 | 0 | 0 | 0 | 0
00 Exist & New Distributed Solar PV | 412.8188 | 469.1975 | 614.6209 | 772.4426 | 946.071 | 1142.1246 | 1397.7845
00 Exist Combined Cycle | 5012.8232 | 5046.498 | 4186.4601 | 3321.9043 | 2342.5794 | 1841.4066 | 2169.269
00 Exist Combustion Turbine | 127.928 | 92.6796 | 90.1033 | 44.3753 | 24.7707 | 31.4635 | 33.4861
00 Exist FBC_Uncontrolled | 0.012914 | 0.019347 | 0.0068745 | 0.0068745 | 0 | 0 | 0
00 Exist FBC_ACI_DSI | 3.5045 | 5.0706 | 2.262 | 2.262 | 1.3151 | 1.3151 | 1.3151
00 Exist FBC_DryFGD_ACI | 0.67203 | 0.42551 | 0 | 0 | 0 | 0 | 0
00 Exist FBC_DryFGD_DSI | 0 | 0 | 0 | 0 | 0 | 0 | 0
00 Exist FBC_DryFGD_SNCR | 12.8629 | 12.3817 | 9.1483 | 1.5495 | 1.5495 | 1.5495 | 3.25
00 Exist FBC_DryFGD_SNCR_ACI | 8.7628 | 7.0704 | 0.9379 | 0 | 0 | 0 | 0
00 Exist FBC_DryFGD_SNCR_ACI_DSI | 3.3909 | 3.3671 | 0 | 0 | 0 | 0 | 0
00 Exist FBC_DryFGD_SNCR_DSI | 0 | 0 | 0 | 0 | 0 | 0 | 0
00 Exist FBC_DSI | 10.2744 | 13.029 | 7.3388 | 3.1306 | 3.5145 | 3.7222 | 2.7552
00 Exist FBC_SNCR | 0 | 0 | 0 | 0 | 0 | 0 | 0
00 Exist FBC_SNCR_ACI_DSI | 0 | 0 | 0 | 0 | 0 | 0 | 0
00 Exist FBC_SNCR_DSI | 25.3567 | 22.3782 | 19.1081 | 13.6367 | 12.1429 | 8.0156 | 14.0965
00 Exist FBC_WetFGD_SNCR | 0.3032 | 0.19665 | 0.1614 | 0.1614 | 0 | 0 | 0
00 Exist FBC_WetFGD_DSI | 1.2216 | 1.2708 | 1.2708 | 1.0653 | 0.9575 | 0.50885 | 0.63742
00 Exist_Non-FBC_Uncontrolled | 6.3019 | 5.5959 | 0.022716 | 0.022716 | 0.022716 | 0.022716 | 0.022716
00 Exist_Non-FBC_ACI | 149.0355 | 34.3652 | 27.1073 | 16.3036 | 9.5249 | 4.0799 | 14.8529
00 Exist_Non-FBC_ACI_DSI | 16.2721 | 18.7342 | 0 | 0 | 0 | 0 | 0
00 Exist_Non-FBC_DryFGD | 0 | 0 | 0 | 0 | 0 | 0 | 0
00 Exist_Non-FBC_DryFGD_ACI | 98.2053 | 89.537 | 29.4103 | 10.1315 | 6.6674 | 0.13907 | 10.9234
00 Exist_Non-FBC_DryFGD_SCR | 0 | 0 | 0 | 0 | 0 | 0 | 0
00 Exist_Non-FBC_DryFGD_SCR_ACI | 129.9005 | 113.1204 | 32.7357 | 18.2919 | 12.3613 | 3.2841 | 18.4953
00 Exist_Non-FBC_DryFGD_SCR_DSI | 4.1955 | 2.9732 | 0 | 0 | 0 | 0 | 0
00 Exist_Non-FBC_DryFGD_SCR_ACI_DSI | 19.5969 | 20.0728 | 2.8794 | 2.0653 | 2.0653 | 2.0653 | 2.0653
00 Exist_Non-FBC_DryFGD_SNCR_ACI | 46.8748 | 40.0831 | 19.1459 | 12.8322 | 11.1211 | 4.4975 | 16.6196
00 Exist_Non-FBC_DryFGD_SNCR_ACI_DSI | 0 | 0 | 0 | 0 | 0 | 0 | 0
00 Exist_Non-FBC_DSI | 3.4181 | 0 | 0 | 0 | 0 | 0 | 0
00 Exist_Non-FBC_SCR_ACI | 45.2021 | 48.5832 | 9.4549 | 4.4751 | 2.9517 | 2.0952 | 2.0952
00 Exist_Non-FBC_SCR_ACI_DSI | 3.9383 | 5.1031 | 0 | 0 | 0 | 0 | 0
00 Exist_Non-FBC_SNCR_ACI | 1.1839 | 0 | 0 | 0 | 0 | 0 | 0
00 Exist_Non-FBC_SNCR_ACI_DSI | 0 | 0 | 0 | 0 | 0 | 0 | 0
00 Exist_Non-FBC_WetFGD | 47.0764 | 0.079311 | 0 | 0 | 0 | 0 | 0
00 Exist_Non-FBC_WetFGD_ACI | 72.7112 | 66.6264 | 34.8594 | 31.1051 | 13.8172 | 11.5359 | 18.8601
00 Exist_Non-FBC_WetFGD_ACI_DSI | 0 | 0 | 0 | 0 | 0 | 0 | 0
00 Exist_Non-FBC_WetFGD_SCR | 349.9551 | 341.6945 | 52.388 | 14.9692 | 6.7576 | 0 | 13.5334
00 Exist_Non-FBC_WetFGD_SCR_DSI | 11.5741 | 0 | 0 | 0 | 0 | 0 | 0
00 Exist_Non-FBC_WetFGD_SCR_ACI | 232.1199 | 237.0593 | 31.0382 | 7.4027 | 7.4027 | 7.4027 | 8.1953
00 Exist_Non-FBC_WetFGD_SCR_ACI_DSI | 110.7207 | 113.2329 | 8.6827 | 0 | 0 | 0 | 0
00 Exist_Non-FBC_WetFGD_SNCR | 8.7401 | 0 | 0 | 0 | 0 | 0 | 0
00 Exist_Non-FBC_WetFGD_SNCR_ACI | 30.5986 | 29.484 | 12.3162 | 12.3198 | 11.1211 | 4.2799 | 12.3243
00 Exist IGCC | 11.7502 | 12.0233 | 0 | 0 | 0 | 0 | 0
00 Exist Fossil_Other | 14.2565 | 14.2344 | 14.1095 | 13.8704 | 12.9799 | 12.7654 | 13.1971
00 Exist Fuel Cell | 5.5931 | 5.4969 | 5.3426 | 4.1753 | 4.0705 | 2.7291 | 3.7322
00 Exist Hydro | 921.7657 | 921.7686 | 921.7686 | 914.7633 | 912.4679 | 904.705 | 911.6016
00 Exist Non Fossil_Other | 74.5059 | 74.5059 | 74.3193 | 70.9882 | 69.2929 | 65.9321 | 68.3868
00 Exist Nuclear | 2562.737 | 2487.7289 | 2275.8601 | 2112.3246 | 1704.2857 | 1140.0451 | 752.4966
00 Exist Oil/Gas Steam | 71.7604 | 54.7132 | 43.9007 | 13.254 | 12.8566 | 11.358 | 10.9965
00 Exist Oil/Gas Steam_SCR | 12.5512 | 9.4963 | 4.3288 | 4.1561 | 4.1018 | 3.9286 | 4.1118
00 Exist Oil/Gas Steam_SNCR | 4.7887 | 4.4986 | 1.5218 | 1.2738 | 1.2882 | 1.117 | 1.1354
00 Exist Biomass | 0.91239 | 1.8238 | 0.054307 | 0.0078768 | 0 | 0 | 0.0078768
00 Exist Landfill Gas | 31.4937 | 30.9994 | 28.2997 | 27.8124 | 26.3904 | 21.5153 | 24.6674
00 Exist Geothermal | 56.3847 | 56.3847 | 56.3847 | 56.3847 | 56.3847 | 56.3847 | 56.3847
00 Exist Pump Storage | 78.6725 | 72.7606 | 71.9012 | 68.0192 | 82.4444 | 112.3128 | 112.5926
00 Exist Energy Storage | 73.5066 | 73.9861 | 69.2678 | 69.7178 | 72.059 | 71.7244 | 71.9908
00 Exist Solar PV | 1033.977 | 1033.977 | 1033.9595 | 1033.9595 | 1033.9595 | 1033.9595 | 1033.9595
00 Exist Solar Thermal | 10.1886 | 10.1886 | 10.1886 | 10.1886 | 10.1886 | 10.1886 | 10.1886
00 Exist Offshore Wind | 100.1713 | 100.1713 | 100.1713 | 100.1713 | 100.1713 | 100.1713 | 100.1713
00 Exist Onshore Wind | 1759.136 | 1759.136 | 1759.136 | 1759.136 | 1759.136 | 1759.136 | 1759.136
00 International Imports | 10.3954 | 10.3954 | 10.3954 | 9.445 | 9.445 | 9.445 | 9.445
00 Ret.Exist Combined Cycle & CF Limit | 0 | 0 | 0 | 0 | 0 | 0 | 0
00 Ret.Exist Combined Cycle & CCS | 0 | 0 | 0.94431 | 0.94431 | 0.51845 | 0.51766 | 0.50972
00 Ret.Exist Combined Cycle & Hydrogen | 0 | 6.6531 | 3.8805 | 1.4636 | 0.21791 | 1.3679 | 2.9543
00 Ret.Exist Combined Cycle & Hydrogen Retrofit Undone | 0 | 0 | 0 | 0 | 0 | 0 | 0
00 Ret.Exist Combined Cycle & HRI | 0 | 0 | 0 | 0 | 0 | 0 | 0
00 Ret.Exist Combustion Turbine & HRI | 0 | 0 | 0 | 0 | 0 | 0 | 0
00 Ret.Exist_FBC_NoCtrl & CCS | 0 | 0 | 0 | 0 | 0 | 0 | 0
00 Ret.Exist_FBC_NoCtrl & DRET | 0 | 0 | 0 | 0 | 0 | 0 | 0
00 Ret.Exist_FBC_NoCtrl & GPM | 0 | 0 | 0 | 0 | 0 | 0 | 0
00 Ret.Exist_FBC_NoCtrl & GPM & CCS | 0 | 0 | 0 | 0 | 0 | 0 | 0
00 Ret.Exist_FBC_NoCtrl & GPM & DRET | 0 | 0 | 0 | 0 | 0 | 0 | 0
00 Ret.Exist_FBC_NoCtrl & GPM & NGC | 0 | 0 | 0 | 0 | 0 | 0 | 0
00 Ret.Exist_FBC_NoCtrl & GPM & SNCR | 0 | 0 | 0 | 0 | 0 | 0 | 0
00 Ret.Exist_FBC_NoCtrl & GPM & SNCR & CCS | 0 | 0 | 0 | 0 | 0 | 0 | 0
00 Ret.Exist_FBC_NoCtrl & GPM & SNCR & DRET | 0 | 0 | 0 | 0 | 0 | 0 | 0
00 Ret.Exist_FBC_NoCtrl & GPM & SNCR & NGC | 0 | 0 | 0 | 0 | 0 | 0 | 0
00 Ret.Exist_FBC_NoCtrl & NGC | 0 | 0 | 0 | 0 | 0 | 0 | 0
00 Ret.Exist_FBC_NoCtrl & SNCR | 0 | 0 | 0 | 0 | 0 | 0 | 0
00 Ret.Exist_FBC_NoCtrl & SNCR & CCS | 0 | 0 | 0 | 0 | 0 | 0 | 0
00 Ret.Exist_FBC_NoCtrl & SNCR & DRET | 0 | 0 | 0 | 0 | 0 | 0 | 0
00 Ret.Exist_FBC_NoCtrl & SNCR & NGC | 0 | 0 | 0 | 0 | 0 | 0 | 0
00 Ret.Exist_FBC_ACI_DSI & CCS | 0 | 0 | 0 | 0 | 0 | 0 | 0
00 Ret.Exist_FBC_ACI_DSI & DCCS | 0 | 0 | 0 | 0 | 0 | 0 | 0
00 Ret.Exist_FBC_ACI_DSI & DCCS & CCS | 0 | 0 | 0 | 0 | 0 | 0 | 0
00 Ret.Exist_FBC_ACI_DSI & DCCS & SNCR & CCS | 0 | 0 | 0 | 0 | 0 | 0 | 0
00 Ret.Exist_FBC_ACI_DSI & DRET | 0 | 0 | 0 | 0 | 0 | 0 | 0
00 Ret.Exist_FBC_ACI_DSI & GPM | 0 | 0 | 0 | 0 | 0 | 0 | 0
00 Ret.Exist_FBC_ACI_DSI & GPM & CCS | 0 | 0 | 0 | 0 | 0 | 0 | 0
00 Ret.Exist_FBC_ACI_DSI & GPM & DRET | 0 | 0 | 0 | 0 | 0 | 0 | 0
00 Ret.Exist_FBC_ACI_DSI & GPM & NGC | 0 | 0 | 0 | 0 | 0 | 0 | 0
00 Ret.Exist_FBC_ACI_DSI & GPM & SNCR | 0 | 0 | 0 | 0 | 0 | 0 | 0
00 Ret.Exist_FBC_ACI_DSI & GPM & SNCR & CCS | 0 | 0 | 0 | 0 | 0 | 0 | 0
00 Ret.Exist_FBC_ACI_DSI & GPM & SNCR & DRET | 0 | 0 | 0 | 0 | 0 | 0 | 0
00 Ret.Exist_FBC_ACI_DSI & GPM & SNCR & NGC | 0 | 0 | 0 | 0 | 0 | 0 | 0
00 Ret.Exist_FBC_ACI_DSI & NGC | 0 | 0 | 0 | 0 | 0 | 0 | 0
00 Ret.Exist_FBC_ACI_DSI & SNCR | 0 | 0 | 0 | 0 | 0 | 0 | 0
00 Ret.Exist_FBC_ACI_DSI & SNCR & CCS | 0 | 0 | 0 | 0 | 0 | 0 | 0
00 Ret.Exist_FBC_ACI_DSI & SNCR & DRET | 0 | 0 | 0 | 0 | 0 | 0 | 0
00 Ret.Exist_FBC_ACI_DSI & SNCR & NGC | 0 | 0 | 0 | 0 | 0 | 0 | 0
00 Ret.Exist_FBC_DryFGD_ACI & CCS | 0 | 0 | 0 | 0 | 0 | 0 | 0
00 Ret.Exist_FBC_DryFGD_ACI & DCCS | 0 | 0 | 0 | 0 | 0 | 0 | 0
00 Ret.Exist_FBC_DryFGD_ACI & DCCS & CCS | 0 | 0 | 0 | 0 | 0 | 0 | 0
00 Ret.Exist_FBC_DryFGD_ACI & DCCS & SNCR & CCS | 0 | 0 | 0 | 0 | 0 | 0 | 0
00 Ret.Exist_FBC_DryFGD_ACI & DRET | 0 | 0 | 0 | 0 | 0 | 0 | 0
00 Ret.Exist_FBC_DryFGD_ACI & GPM | 0 | 0 | 0 | 0 | 0 | 0 | 0
00 Ret.Exist_FBC_DryFGD_ACI & GPM & CCS | 0 | 0 | 0 | 0 | 0 | 0 | 0
00 Ret.Exist_FBC_DryFGD_ACI & GPM & DRET | 0 | 0 | 0 | 0 | 0 | 0 | 0
00 Ret.Exist_FBC_DryFGD_ACI & GPM & NGC | 0 | 0 | 0 | 0 | 0 | 0 | 0
00 Ret.Exist_FBC_DryFGD_ACI & GPM & SNCR | 0 | 0 | 0 | 0 | 0 | 0 | 0
00 Ret.Exist_FBC_DryFGD_ACI & GPM & SNCR & CCS | 0 | 0 | 0 | 0 | 0 | 0 | 0
00 Ret.Exist_FBC_DryFGD_ACI & GPM & SNCR & DRET | 0 | 0 | 0 | 0 | 0 | 0 | 0
00 Ret.Exist_FBC_DryFGD_ACI & GPM & SNCR & NGC | 0 | 0 | 0 | 0 | 0 | 0 | 0
00 Ret.Exist_FBC_DryFGD_ACI & NGC | 0 | 0 | 0 | 0 | 0 | 0 | 0
00 Ret.Exist_FBC_DryFGD_ACI & SNCR | 0 | 0 | 0 | 0 | 0 | 0 | 0
00 Ret.Exist_FBC_DryFGD_ACI & SNCR & CCS | 0 | 0 | 0 | 0 | 0 | 0 | 0
00 Ret.Exist_FBC_DryFGD_ACI & SNCR & DRET | 0 | 0 | 0 | 0 | 0 | 0 | 0
00 Ret.Exist_FBC_DryFGD_ACI & SNCR & NGC | 0 | 0 | 0 | 0 | 0 | 0 | 0
00 Ret.Exist_FBC_DryFGD_DSI & ACI | 0 | 0 | 0 | 0 | 0 | 0 | 0
00 Ret.Exist_FBC_DryFGD_DSI & ACI & DRET | 0 | 0 | 0 | 0 | 0 | 0 | 0
00 Ret.Exist_FBC_DryFGD_DSI & ACI & GPM | 0 | 0 | 0 | 0 | 0 | 0 | 0
00 Ret.Exist_FBC_DryFGD_DSI & ACI & GPM & DRET | 0 | 0 | 0 | 0 | 0 | 0 | 0
00 Ret.Exist_FBC_DryFGD_DSI & ACI & GPM & NGC | 0 | 0 | 0 | 0 | 0 | 0 | 0
00 Ret.Exist_FBC_DryFGD_DSI & ACI & GPM & SNCR | 0 | 0 | 0 | 0 | 0 | 0 | 0
00 Ret.Exist_FBC_DryFGD_DSI & ACI & GPM & SNCR & DRET | 0 | 0 | 0 | 0 | 0 | 0 | 0
00 Ret.Exist_FBC_DryFGD_DSI & ACI & GPM & SNCR & NGC | 0 | 0 | 0 | 0 | 0 | 0 | 0
00 Ret.Exist_FBC_DryFGD_DSI & ACI & NGC | 0 | 0 | 0 | 0 | 0 | 0 | 0
00 Ret.Exist_FBC_DryFGD_DSI & ACI & SNCR | 0 | 0 | 0 | 0 | 0 | 0 | 0
00 Ret.Exist_FBC_DryFGD_DSI & ACI & SNCR & DRET | 0 | 0 | 0 | 0 | 0 | 0 | 0
00 Ret.Exist_FBC_DryFGD_DSI & ACI & SNCR & NGC | 0 | 0 | 0 | 0 | 0 | 0 | 0
00 Ret.Exist_FBC_DryFGD_DSI & DRET | 0 | 0 | 0 | 0 | 0 | 0 | 0
00 Ret.Exist_FBC_DryFGD_DSI & GPM | 0 | 0 | 0 | 0 | 0 | 0 | 0
00 Ret.Exist_FBC_DryFGD_DSI & GPM & DRET | 0 | 0 | 0 | 0 | 0 | 0 | 0
00 Ret.Exist_FBC_DryFGD_DSI & GPM & NGC | 0 | 0 | 0 | 0 | 0 | 0 | 0
00 Ret.Exist_FBC_DryFGD_DSI & GPM & SNCR | 0 | 0 | 0 | 0 | 0 | 0 | 0
00 Ret.Exist_FBC_DryFGD_DSI & GPM & SNCR & DRET | 0 | 0 | 0 | 0 | 0 | 0 | 0
00 Ret.Exist_FBC_DryFGD_DSI & GPM & SNCR & NGC | 0 | 0 | 0 | 0 | 0 | 0 | 0
00 Ret.Exist_FBC_DryFGD_DSI & NGC | 0 | 0 | 0 | 0 | 0 | 0 | 0
00 Ret.Exist_FBC_DryFGD_DSI & SNCR | 0 | 0 | 0 | 0 | 0 | 0 | 0
00 Ret.Exist_FBC_DryFGD_DSI & SNCR & DRET | 0 | 0 | 0 | 0 | 0 | 0 | 0
00 Ret.Exist_FBC_DryFGD_DSI & SNCR & NGC | 0 | 0 | 0 | 0 | 0 | 0 | 0
00 Ret.Exist_FBC_DryFGD_SNCR & ACI | 0 | 0 | 0 | 0 | 0 | 0 | 0
00 Ret.Exist_FBC_DryFGD_SNCR & ACI & CCS | 0 | 0 | 0 | 0 | 0 | 0 | 0
00 Ret.Exist_FBC_DryFGD_SNCR & ACI & DRET | 0 | 0 | 0 | 0 | 0 | 0 | 0
00 Ret.Exist_FBC_DryFGD_SNCR & ACI & GPM | 0 | 0 | 0 | 0 | 0 | 0 | 0
00 Ret.Exist_FBC_DryFGD_SNCR & ACI & GPM & CCS | 0 | 0 | 0 | 0 | 0 | 0 | 0
00 Ret.Exist_FBC_DryFGD_SNCR & ACI & GPM & DRET | 0 | 0 | 0 | 0 | 0 | 0 | 0
00 Ret.Exist_FBC_DryFGD_SNCR & ACI & GPM & NGC | 0 | 0 | 0 | 0 | 0 | 0 | 0
00 Ret.Exist_FBC_DryFGD_SNCR & ACI & NGC | 0 | 0 | 0 | 0 | 0 | 0 | 0
00 Ret.Exist_FBC_DryFGD_SNCR & CCS | 0 | 0 | 1.3188 | 1.3188 | 0 | 0 | 0
00 Ret.Exist_FBC_DryFGD_SNCR & DCCS | 0 | 0 | 0 | 0 | 0 | 0 | 0
00 Ret.Exist_FBC_DryFGD_SNCR & DCCS & CCS | 0 | 0 | 0 | 0 | 0 | 0 | 0
00 Ret.Exist_FBC_DryFGD_SNCR & DRET | 0 | 0 | 0 | 0 | 0 | 0 | 0
00 Ret.Exist_FBC_DryFGD_SNCR & GPM | 0 | 0 | 0 | 0 | 0 | 0 | 0
00 Ret.Exist_FBC_DryFGD_SNCR & GPM & CCS | 0 | 0 | 0 | 0 | 0 | 0 | 0
00 Ret.Exist_FBC_DryFGD_SNCR & GPM & DRET | 0 | 0 | 0 | 0 | 0 | 0 | 0
00 Ret.Exist_FBC_DryFGD_SNCR & GPM & NGC | 0 | 0 | 0 | 0 | 0 | 0 | 0
00 Ret.Exist_FBC_DryFGD_SNCR & NGC | 0 | 0 | 0 | 0 | 0 | 0 | 0
00 Ret.Exist_FBC_DryFGD_SNCR_ACI & CCS | 0 | 0 | 0 | 0 | 0 | 0 | 0
00 Ret.Exist_FBC_DryFGD_SNCR_ACI & DCCS | 0 | 0 | 0 | 0 | 0 | 0 | 0
00 Ret.Exist_FBC_DryFGD_SNCR_ACI & DCCS & CCS | 0 | 0 | 0 | 0 | 0 | 0 | 0
00 Ret.Exist_FBC_DryFGD_SNCR_ACI & DRET | 0 | 0 | 0 | 0 | 0 | 0 | 0
00 Ret.Exist_FBC_DryFGD_SNCR_ACI & GPM | 0 | 0 | 0 | 0 | 0 | 0 | 0
00 Ret.Exist_FBC_DryFGD_SNCR_ACI & GPM & CCS | 0 | 0 | 0 | 0 | 0 | 0 | 0
00 Ret.Exist_FBC_DryFGD_SNCR_ACI & GPM & DRET | 0 | 0 | 0 | 0 | 0 | 0 | 0
00 Ret.Exist_FBC_DryFGD_SNCR_ACI & GPM & NGC | 0 | 0 | 0 | 0 | 0 | 0 | 0
00 Ret.Exist_FBC_DryFGD_SNCR_ACI & NGC | 0 | 0 | 0 | 0 | 0 | 0 | 0
00 Ret.Exist_FBC_DryFGD_SNCR_ACI_DSI & CCS | 0 | 2.6725 | 9.878 | 9.878 | 0 | 0 | 0
00 Ret.Exist_FBC_DryFGD_SNCR_ACI_DSI & DCCS | 0 | 0 | 0 | 0 | 0 | 0 | 0
00 Ret.Exist_FBC_DryFGD_SNCR_ACI_DSI & DCCS & CCS | 0 | 0 | 0 | 0 | 0 | 0 | 0
00 Ret.Exist_FBC_DryFGD_SNCR_ACI_DSI & DRET | 0 | 0 | 0 | 0 | 0 | 0 | 0
00 Ret.Exist_FBC_DryFGD_SNCR_ACI_DSI & GPM | 0 | 0 | 0 | 0 | 0 | 0 | 0
00 Ret.Exist_FBC_DryFGD_SNCR_ACI_DSI & GPM & CCS | 0 | 0 | 0 | 0 | 0 | 0 | 0
00 Ret.Exist_FBC_DryFGD_SNCR_ACI_DSI & GPM & DRET | 0 | 0 | 0 | 0 | 0 | 0 | 0
00 Ret.Exist_FBC_DryFGD_SNCR_ACI_DSI & GPM & NGC | 0 | 0 | 0 | 0 | 0 | 0 | 0
00 Ret.Exist_FBC_DryFGD_SNCR_ACI_DSI & NGC | 0 | 0 | 0 | 0 | 0 | 0 | 0
00 Ret.Exist_FBC_DryFGD_SNCR_DSI & ACI | 0 | 0 | 0 | 0 | 0 | 0 | 0
00 Ret.Exist_FBC_DryFGD_SNCR_DSI & ACI & DRET | 0 | 0 | 0 | 0 | 0 | 0 | 0
00 Ret.Exist_FBC_DryFGD_SNCR_DSI & ACI & GPM | 0 | 0 | 0 | 0 | 0 | 0 | 0
00 Ret.Exist_FBC_DryFGD_SNCR_DSI & ACI & GPM & DRET | 0 | 0 | 0 | 0 | 0 | 0 | 0
00 Ret.Exist_FBC_DryFGD_SNCR_DSI & ACI & GPM & NGC | 0 | 0 | 0 | 0 | 0 | 0 | 0
00 Ret.Exist_FBC_DryFGD_SNCR_DSI & ACI & NGC | 0 | 0 | 0 | 0 | 0 | 0 | 0
00 Ret.Exist_FBC_DryFGD_SNCR_DSI & DRET | 0 | 0 | 0 | 0 | 0 | 0 | 0
00 Ret.Exist_FBC_DryFGD_SNCR_DSI & GPM | 0 | 0 | 0 | 0 | 0 | 0 | 0
00 Ret.Exist_FBC_DryFGD_SNCR_DSI & GPM & DRET | 0 | 0 | 0 | 0 | 0 | 0 | 0
00 Ret.Exist_FBC_DryFGD_SNCR_DSI & GPM & NGC | 0 | 0 | 0 | 0 | 0 | 0 | 0
00 Ret.Exist_FBC_DryFGD_SNCR_DSI & NGC | 0 | 0 | 0 | 0 | 0 | 0 | 0
00 Ret.Exist_FBC_DSI & ACI | 0 | 0 | 0 | 0 | 0 | 0 | 0
00 Ret.Exist_FBC_DSI & ACI & DRET | 0 | 0 | 0 | 0 | 0 | 0 | 0
00 Ret.Exist_FBC_DSI & ACI & GPM | 0 | 0 | 0 | 0 | 0 | 0 | 0
00 Ret.Exist_FBC_DSI & ACI & GPM & DRET | 0 | 0 | 0 | 0 | 0 | 0 | 0
00 Ret.Exist_FBC_DSI & ACI & GPM & NGC | 0 | 0 | 0 | 0 | 0 | 0 | 0
00 Ret.Exist_FBC_DSI & ACI & GPM & SNCR | 0 | 0 | 0 | 0 | 0 | 0 | 0
00 Ret.Exist_FBC_DSI & ACI & GPM & SNCR & DRET | 0 | 0 | 0 | 0 | 0 | 0 | 0
00 Ret.Exist_FBC_DSI & ACI & GPM & SNCR & NGC | 0 | 0 | 0 | 0 | 0 | 0 | 0
00 Ret.Exist_FBC_DSI & ACI & NGC | 0 | 0 | 0 | 0 | 0 | 0 | 0
00 Ret.Exist_FBC_DSI & ACI & SNCR | 0 | 0 | 0 | 0 | 0 | 0 | 0
00 Ret.Exist_FBC_DSI & ACI & SNCR & DRET | 0 | 0 | 0 | 0 | 0 | 0 | 0
00 Ret.Exist_FBC_DSI & ACI & SNCR & NGC | 0 | 0 | 0 | 0 | 0 | 0 | 0
00 Ret.Exist_FBC_DSI & DRET | 0 | 0 | 0 | 0 | 0 | 0 | 0
00 Ret.Exist_FBC_DSI & GPM | 0 | 0 | 0 | 0 | 0 | 0 | 0
00 Ret.Exist_FBC_DSI & GPM & DRET | 0 | 0 | 0 | 0 | 0 | 0 | 0
00 Ret.Exist_FBC_DSI & GPM & NGC | 0 | 0 | 0 | 0 | 0 | 0 | 0
00 Ret.Exist_FBC_DSI & GPM & SNCR | 0 | 0 | 0 | 0 | 0 | 0 | 0
00 Ret.Exist_FBC_DSI & GPM & SNCR & DRET | 0 | 0 | 0 | 0 | 0 | 0 | 0
00 Ret.Exist_FBC_DSI & GPM & SNCR & NGC | 0 | 0 | 0 | 0 | 0 | 0 | 0
00 Ret.Exist_FBC_DSI & NGC | 0 | 0 | 0 | 0 | 0 | 0 | 0
00 Ret.Exist_FBC_DSI & SNCR | 0 | 0 | 0 | 0 | 0 | 0 | 0
00 Ret.Exist_FBC_DSI & SNCR & DRET | 0 | 0 | 0 | 0 | 0 | 0 | 0
00 Ret.Exist_FBC_DSI & SNCR & NGC | 0 | 0 | 0 | 0 | 0 | 0 | 0
00 Ret.Exist_FBC_SNCR & ACI | 0 | 0 | 0 | 0 | 0 | 0 | 0
00 Ret.Exist_FBC_SNCR & ACI & DRET | 0 | 0 | 0 | 0 | 0 | 0 | 0
00 Ret.Exist_FBC_SNCR & ACI & NGC | 0 | 0 | 0 | 0 | 0 | 0 | 0
00 Ret.Exist_FBC_SNCR & DRET | 0 | 0 | 0 | 0 | 0 | 0 | 0
00 Ret.Exist_FBC_SNCR & GPM | 0 | 0 | 0 | 0 | 0 | 0 | 0
00 Ret.Exist_FBC_SNCR & GPM & DRET | 0 | 0 | 0 | 0 | 0 | 0 | 0
00 Ret.Exist_FBC_SNCR & GPM & NGC | 0 | 0 | 0 | 0 | 0 | 0 | 0
00 Ret.Exist_FBC_SNCR & NGC | 0 | 0 | 0 | 0 | 0 | 0 | 0
00 Ret.Exist_FBC_SNCR_ACI_DSI & CCS | 0 | 0 | 0 | 0 | 0 | 0 | 0
00 Ret.Exist_FBC_SNCR_ACI_DSI & DCCS | 0 | 0 | 0 | 0 | 0 | 0 | 0
00 Ret.Exist_FBC_SNCR_ACI_DSI & DCCS & CCS | 0 | 0 | 0 | 0 | 0 | 0 | 0
00 Ret.Exist_FBC_SNCR_ACI_DSI & DRET | 0 | 0 | 0 | 0 | 0 | 0 | 0
00 Ret.Exist_FBC_SNCR_ACI_DSI & GPM | 0 | 0 | 0 | 0 | 0 | 0 | 0
00 Ret.Exist_FBC_SNCR_ACI_DSI & GPM & CCS | 0 | 0 | 0 | 0 | 0 | 0 | 0
00 Ret.Exist_FBC_SNCR_ACI_DSI & GPM & DRET | 0 | 0 | 0 | 0 | 0 | 0 | 0
00 Ret.Exist_FBC_SNCR_ACI_DSI & GPM & NGC | 0 | 0 | 0 | 0 | 0 | 0 | 0
00 Ret.Exist_FBC_SNCR_ACI_DSI & NGC | 0 | 0 | 0 | 0 | 0 | 0 | 0
00 Ret.Exist_FBC_SNCR_DSI & ACI | 0 | 0 | 0 | 0 | 0 | 0 | 0
00 Ret.Exist_FBC_SNCR_DSI & ACI & CCS | 0 | 0 | 0 | 0 | 0 | 0 | 0
00 Ret.Exist_FBC_SNCR_DSI & ACI & DRET | 0 | 0 | 0 | 0 | 0 | 0 | 0
00 Ret.Exist_FBC_SNCR_DSI & ACI & GPM | 0 | 0 | 0 | 0 | 0 | 0 | 0
00 Ret.Exist_FBC_SNCR_DSI & ACI & GPM & CCS | 0 | 0 | 0 | 0 | 0 | 0 | 0
00 Ret.Exist_FBC_SNCR_DSI & ACI & GPM & DRET | 0 | 0 | 0 | 0 | 0 | 0 | 0
00 Ret.Exist_FBC_SNCR_DSI & ACI & GPM & NGC | 0 | 0 | 0 | 0 | 0 | 0 | 0
00 Ret.Exist_FBC_SNCR_DSI & ACI & NGC | 0 | 0 | 0 | 0 | 0 | 0 | 0
00 Ret.Exist_FBC_SNCR_DSI & CCS | 0 | 0 | 0 | 0 | 0 | 0 | 0
00 Ret.Exist_FBC_SNCR_DSI & DCCS | 0 | 0 | 0 | 0 | 0 | 0 | 0
00 Ret.Exist_FBC_SNCR_DSI & DCCS & CCS | 0 | 0 | 0 | 0 | 0 | 0 | 0
00 Ret.Exist_FBC_SNCR_DSI & DRET | 0 | 0 | 0 | 0 | 0 | 0 | 0
00 Ret.Exist_FBC_SNCR_DSI & GPM | 0 | 0 | 0 | 0 | 0 | 0 | 0
00 Ret.Exist_FBC_SNCR_DSI & GPM & CCS | 0 | 0 | 0 | 0 | 0 | 0 | 0
00 Ret.Exist_FBC_SNCR_DSI & GPM & DRET | 0 | 0 | 0 | 0 | 0 | 0 | 0
00 Ret.Exist_FBC_SNCR_DSI & GPM & NGC | 0 | 0 | 0 | 0 | 0 | 0 | 0
00 Ret.Exist_FBC_SNCR_DSI & NGC | 0 | 0 | 0 | 0 | 0 | 0 | 0
00 Ret.Exist_FBC_WetFGD_DSI & ACI | 0 | 0 | 0 | 0 | 0 | 0 | 0
00 Ret.Exist_FBC_WetFGD_DSI & ACI & DRET | 0 | 0 | 0 | 0 | 0 | 0 | 0
00 Ret.Exist_FBC_WetFGD_DSI & ACI & GPM | 0 | 0 | 0 | 0 | 0 | 0 | 0
00 Ret.Exist_FBC_WetFGD_DSI & ACI & GPM & DRET | 0 | 0 | 0 | 0 | 0 | 0 | 0
00 Ret.Exist_FBC_WetFGD_DSI & ACI & GPM & NGC | 0 | 0 | 0 | 0 | 0 | 0 | 0
00 Ret.Exist_FBC_WetFGD_DSI & ACI & GPM & SNCR | 0 | 0 | 0 | 0 | 0 | 0 | 0
00 Ret.Exist_FBC_WetFGD_DSI & ACI & GPM & SNCR & DRET | 0 | 0 | 0 | 0 | 0 | 0 | 0
00 Ret.Exist_FBC_WetFGD_DSI & ACI & GPM & SNCR & NGC | 0 | 0 | 0 | 0 | 0 | 0 | 0
00 Ret.Exist_FBC_WetFGD_DSI & ACI & NGC | 0 | 0 | 0 | 0 | 0 | 0 | 0
00 Ret.Exist_FBC_WetFGD_DSI & ACI & SNCR | 0 | 0 | 0 | 0 | 0 | 0 | 0
00 Ret.Exist_FBC_WetFGD_DSI & ACI & SNCR & DRET | 0 | 0 | 0 | 0 | 0 | 0 | 0
00 Ret.Exist_FBC_WetFGD_DSI & ACI & SNCR & NGC | 0 | 0 | 0 | 0 | 0 | 0 | 0
00 Ret.Exist_FBC_WetFGD_DSI & DRET | 0 | 0 | 0 | 0 | 0 | 0 | 0
00 Ret.Exist_FBC_WetFGD_DSI & GPM | 0 | 0 | 0 | 0 | 0 | 0 | 0
00 Ret.Exist_FBC_WetFGD_DSI & GPM & DRET | 0 | 0 | 0 | 0 | 0 | 0 | 0
00 Ret.Exist_FBC_WetFGD_DSI & GPM & NGC | 0 | 0 | 0 | 0 | 0 | 0 | 0
00 Ret.Exist_FBC_WetFGD_DSI & GPM & SNCR | 0 | 0 | 0 | 0 | 0 | 0 | 0
00 Ret.Exist_FBC_WetFGD_DSI & GPM & SNCR & DRET | 0 | 0 | 0 | 0 | 0 | 0 | 0
00 Ret.Exist_FBC_WetFGD_DSI & GPM & SNCR & NGC | 0 | 0 | 0 | 0 | 0 | 0 | 0
00 Ret.Exist_FBC_WetFGD_DSI & NGC | 0 | 0 | 0 | 0 | 0 | 0 | 0
00 Ret.Exist_FBC_WetFGD_DSI & SNCR | 0 | 0 | 0 | 0 | 0 | 0 | 0
00 Ret.Exist_FBC_WetFGD_DSI & SNCR & DRET | 0 | 0 | 0 | 0 | 0 | 0 | 0
00 Ret.Exist_FBC_WetFGD_DSI & SNCR & NGC | 0 | 0 | 0 | 0 | 0 | 0 | 0
00 Ret.Exist_FBC_WetFGD_SNCR & ACI | 0 | 0 | 0 | 0 | 0 | 0 | 0
00 Ret.Exist_FBC_WetFGD_SNCR & ACI & DRET | 0 | 0 | 0 | 0 | 0 | 0 | 0
00 Ret.Exist_FBC_WetFGD_SNCR & ACI & NGC | 0 | 0 | 0 | 0 | 0 | 0 | 0
00 Ret.Exist_FBC_WetFGD_SNCR & DRET | 0 | 0 | 0 | 0 | 0 | 0 | 0
00 Ret.Exist_FBC_WetFGD_SNCR & GPM | 0 | 0 | 0 | 0 | 0 | 0 | 0
00 Ret.Exist_FBC_WetFGD_SNCR & GPM & DRET | 0 | 0 | 0 | 0 | 0 | 0 | 0
00 Ret.Exist_FBC_WetFGD_SNCR & GPM & NGC | 0 | 0 | 0 | 0 | 0 | 0 | 0
00 Ret.Exist_FBC_WetFGD_SNCR & NGC | 0 | 0 | 0 | 0 | 0 | 0 | 0
00 Ret.Exist_Non-FBC_ACI & C2G | 0.60854 | 6.9314 | 0 | 0 | 0 | 0 | 0
00 Ret.Exist_Non-FBC_ACI & C2G & SCR | 0 | 0 | 0 | 0 | 0 | 0 | 0
00 Ret.Exist_Non-FBC_ACI & DCCS | 0 | 0 | 0 | 0 | 0 | 0 | 0
00 Ret.Exist_Non-FBC_ACI & DCCS & WetFGD & SCR & CCS | 0 | 0 | 0 | 0 | 0 | 0 | 0
00 Ret.Exist_Non-FBC_ACI & DRET | 0 | 0 | 0 | 0 | 0 | 0 | 0
00 Ret.Exist_Non-FBC_ACI & DSI | 0 | 0 | 0 | 0 | 0 | 0 | 0
00 Ret.Exist_Non-FBC_ACI & DSI & C2G | 0 | 0 | 0 | 0 | 0 | 0 | 0
00 Ret.Exist_Non-FBC_ACI & DSI & C2G & SCR | 0 | 0 | 0 | 0 | 0 | 0 | 0
00 Ret.Exist_Non-FBC_ACI & DSI & DRET | 0 | 0 | 0 | 0 | 0 | 0 | 0
00 Ret.Exist_Non-FBC_ACI & DSI & GPM | 0 | 0 | 0 | 0 | 0 | 0 | 0
00 Ret.Exist_Non-FBC_ACI & DSI & GPM & C2G | 0 | 0 | 0 | 0 | 0 | 0 | 0
00 Ret.Exist_Non-FBC_ACI & DSI & GPM & C2G & SCR | 0 | 0 | 0 | 0 | 0 | 0 | 0
00 Ret.Exist_Non-FBC_ACI & DSI & GPM & DRET | 0 | 0 | 0 | 0 | 0 | 0 | 0
00 Ret.Exist_Non-FBC_ACI & DSI & GPM & NGC | 0 | 0 | 0 | 0 | 0 | 0 | 0
00 Ret.Exist_Non-FBC_ACI & DSI & GPM & SCR | 0 | 0 | 0 | 0 | 0 | 0 | 0
00 Ret.Exist_Non-FBC_ACI & DSI & GPM & SCR & DRET | 0 | 0 | 0 | 0 | 0 | 0 | 0
00 Ret.Exist_Non-FBC_ACI & DSI & GPM & SCR & NGC | 0 | 0 | 0 | 0 | 0 | 0 | 0
00 Ret.Exist_Non-FBC_ACI & DSI & GPM & SNCR | 0 | 0 | 0 | 0 | 0 | 0 | 0
00 Ret.Exist_Non-FBC_ACI & DSI & GPM & SNCR & DRET | 0 | 0 | 0 | 0 | 0 | 0 | 0
00 Ret.Exist_Non-FBC_ACI & DSI & GPM & SNCR & NGC | 0 | 0 | 0 | 0 | 0 | 0 | 0
00 Ret.Exist_Non-FBC_ACI & DSI & GPM & WetFGD & SCR & CCS | 0 | 0 | 0 | 0 | 0 | 0 | 0
00 Ret.Exist_Non-FBC_ACI & DSI & NGC | 0 | 0 | 0 | 0 | 0 | 0 | 0
00 Ret.Exist_Non-FBC_ACI & DSI & SCR | 0 | 0 | 0 | 0 | 0 | 0 | 0
00 Ret.Exist_Non-FBC_ACI & DSI & SCR & DRET | 0 | 0 | 0 | 0 | 0 | 0 | 0
00 Ret.Exist_Non-FBC_ACI & DSI & SCR & NGC | 0 | 0 | 0 | 0 | 0 | 0 | 0
00 Ret.Exist_Non-FBC_ACI & DSI & SNCR | 0 | 0 | 0 | 0 | 0 | 0 | 0
00 Ret.Exist_Non-FBC_ACI & DSI & SNCR & DRET | 0 | 0 | 0 | 0 | 0 | 0 | 0
00 Ret.Exist_Non-FBC_ACI & DSI & SNCR & NGC | 0 | 0 | 0 | 0 | 0 | 0 | 0
00 Ret.Exist_Non-FBC_ACI & DSI & WetFGD & SCR & CCS | 0 | 0 | 0 | 0 | 0 | 0 | 0
00 Ret.Exist_Non-FBC_ACI & GPM | 0 | 0 | 0 | 0 | 0 | 0 | 0
00 Ret.Exist_Non-FBC_ACI & GPM & C2G | 0 | 0 | 0 | 0 | 0 | 0 | 0
00 Ret.Exist_Non-FBC_ACI & GPM & C2G & SCR | 0 | 0 | 0 | 0 | 0 | 0 | 0
00 Ret.Exist_Non-FBC_ACI & GPM & DRET | 0 | 0 | 0 | 0 | 0 | 0 | 0
00 Ret.Exist_Non-FBC_ACI & GPM & NGC | 0 | 0 | 0 | 0 | 0 | 0 | 0
00 Ret.Exist_Non-FBC_ACI & GPM & SCR | 0 | 0 | 0 | 0 | 0 | 0 | 0
00 Ret.Exist_Non-FBC_ACI & GPM & SCR & DRET | 0 | 0 | 0 | 0 | 0 | 0 | 0
00 Ret.Exist_Non-FBC_ACI & GPM & SCR & NGC | 0 | 0 | 0 | 0 | 0 | 0 | 0
00 Ret.Exist_Non-FBC_ACI & GPM & SNCR | 0 | 0 | 0 | 0 | 0 | 0 | 0
00 Ret.Exist_Non-FBC_ACI & GPM & SNCR & DRET | 0 | 0 | 0 | 0 | 0 | 0 | 0
00 Ret.Exist_Non-FBC_ACI & GPM & SNCR & NGC | 0 | 0 | 0 | 0 | 0 | 0 | 0
00 Ret.Exist_Non-FBC_ACI & GPM & WetFGD & SCR & CCS | 0 | 0 | 0 | 0 | 0 | 0 | 0
00 Ret.Exist_Non-FBC_ACI & NGC | 0 | 0 | 0 | 0 | 0 | 0 | 0
00 Ret.Exist_Non-FBC_ACI & SCR | 0 | 0 | 0 | 0 | 0 | 0 | 0
00 Ret.Exist_Non-FBC_ACI & SCR & C2G | 0 | 0 | 0 | 0 | 0 | 0 | 0
00 Ret.Exist_Non-FBC_ACI & SCR & DRET | 0 | 0 | 0 | 0 | 0 | 0 | 0
00 Ret.Exist_Non-FBC_ACI & SCR & NGC | 0 | 0 | 0 | 0 | 0 | 0 | 0
00 Ret.Exist_Non-FBC_ACI & SCR & WetFGD & CCS | 0 | 0 | 0 | 0 | 0 | 0 | 0
00 Ret.Exist_Non-FBC_ACI & SNCR | 0 | 0 | 0 | 0 | 0 | 0 | 0
00 Ret.Exist_Non-FBC_ACI & SNCR & C2G | 0 | 0 | 0 | 0 | 0 | 0 | 0
00 Ret.Exist_Non-FBC_ACI & SNCR & DRET | 0 | 0 | 0 | 0 | 0 | 0 | 0
00 Ret.Exist_Non-FBC_ACI & SNCR & NGC | 0 | 0 | 0 | 0 | 0 | 0 | 0
00 Ret.Exist_Non-FBC_ACI_DSI & C2G | 0 | 0 | 0 | 0 | 0 | 0 | 0
00 Ret.Exist_Non-FBC_ACI_DSI & C2G & SCR | 0 | 0 | 0 | 0 | 0 | 0 | 0
00 Ret.Exist_Non-FBC_ACI_DSI & DCCS | 0 | 0 | 0 | 0 | 0 | 0 | 0
00 Ret.Exist_Non-FBC_ACI_DSI & DCCS & WetFGD & SCR & CCS | 0 | 0 | 0 | 0 | 0 | 0 | 0
00 Ret.Exist_Non-FBC_ACI_DSI & DRET | 0 | 0 | 0 | 0 | 0 | 0 | 0
00 Ret.Exist_Non-FBC_ACI_DSI & GPM | 0 | 0 | 0 | 0 | 0 | 0 | 0
00 Ret.Exist_Non-FBC_ACI_DSI & GPM & C2G | 0 | 0 | 0 | 0 | 0 | 0 | 0
00 Ret.Exist_Non-FBC_ACI_DSI & GPM & C2G & SCR | 0 | 0 | 0 | 0 | 0 | 0 | 0
00 Ret.Exist_Non-FBC_ACI_DSI & GPM & DRET | 0 | 0 | 0 | 0 | 0 | 0 | 0
00 Ret.Exist_Non-FBC_ACI_DSI & GPM & NGC | 0 | 0 | 0 | 0 | 0 | 0 | 0
00 Ret.Exist_Non-FBC_ACI_DSI & GPM & SCR | 0 | 0 | 0 | 0 | 0 | 0 | 0
00 Ret.Exist_Non-FBC_ACI_DSI & GPM & SCR & DRET | 0 | 0 | 0 | 0 | 0 | 0 | 0
00 Ret.Exist_Non-FBC_ACI_DSI & GPM & SCR & NGC | 0 | 0 | 0 | 0 | 0 | 0 | 0
00 Ret.Exist_Non-FBC_ACI_DSI & GPM & SNCR | 0 | 0 | 0 | 0 | 0 | 0 | 0
00 Ret.Exist_Non-FBC_ACI_DSI & GPM & SNCR & DRET | 0 | 0 | 0 | 0 | 0 | 0 | 0
00 Ret.Exist_Non-FBC_ACI_DSI & GPM & SNCR & NGC | 0 | 0 | 0 | 0 | 0 | 0 | 0
00 Ret.Exist_Non-FBC_ACI_DSI & GPM & WetFGD & SCR & CCS | 0 | 0 | 0 | 0 | 0 | 0 | 0
00 Ret.Exist_Non-FBC_ACI_DSI & NGC | 0 | 0 | 0 | 0 | 0 | 0 | 0
00 Ret.Exist_Non-FBC_ACI_DSI & SCR | 0 | 0 | 0 | 0 | 0 | 0 | 0
00 Ret.Exist_Non-FBC_ACI_DSI & SCR & C2G | 0 | 0 | 0 | 0 | 0 | 0 | 0
00 Ret.Exist_Non-FBC_ACI_DSI & SCR & DRET | 0 | 0 | 0 | 0 | 0 | 0 | 0
00 Ret.Exist_Non-FBC_ACI_DSI & SCR & NGC | 0 | 0 | 0 | 0 | 0 | 0 | 0
00 Ret.Exist_Non-FBC_ACI_DSI & SCR & WetFGD & CCS | 0 | 0 | 0 | 0 | 0 | 0 | 0
00 Ret.Exist_Non-FBC_ACI_DSI & SNCR | 0 | 0 | 0 | 0 | 0 | 0 | 0
00 Ret.Exist_Non-FBC_ACI_DSI & SNCR & C2G | 0 | 0 | 0 | 0 | 0 | 0 | 0
00 Ret.Exist_Non-FBC_ACI_DSI & SNCR & DRET | 0 | 0 | 0 | 0 | 0 | 0 | 0
00 Ret.Exist_Non-FBC_ACI_DSI & SNCR & NGC | 0 | 0 | 0 | 0 | 0 | 0 | 0
00 Ret.Exist_Non-FBC_DryFGD & C2G | 0 | 0 | 0 | 0 | 0 | 0 | 0
00 Ret.Exist_Non-FBC_DryFGD & C2G & SCR | 0 | 0 | 0 | 0 | 0 | 0 | 0
00 Ret.Exist_Non-FBC_DryFGD & DRET | 0 | 0 | 0 | 0 | 0 | 0 | 0
00 Ret.Exist_Non-FBC_DryFGD & GPM | 0 | 0 | 0 | 0 | 0 | 0 | 0
00 Ret.Exist_Non-FBC_DryFGD & GPM & C2G | 0 | 0 | 0 | 0 | 0 | 0 | 0
00 Ret.Exist_Non-FBC_DryFGD & GPM & C2G & SCR | 0 | 0 | 0 | 0 | 0 | 0 | 0
00 Ret.Exist_Non-FBC_DryFGD & GPM & DRET | 0 | 0 | 0 | 0 | 0 | 0 | 0
00 Ret.Exist_Non-FBC_DryFGD & GPM & NGC | 0 | 0 | 0 | 0 | 0 | 0 | 0
00 Ret.Exist_Non-FBC_DryFGD & GPM & SCR | 0 | 0 | 0 | 0 | 0 | 0 | 0
00 Ret.Exist_Non-FBC_DryFGD & GPM & SCR & CCS | 0 | 0 | 0 | 0 | 0 | 0 | 0
00 Ret.Exist_Non-FBC_DryFGD & GPM & SCR & DRET | 0 | 0 | 0 | 0 | 0 | 0 | 0
00 Ret.Exist_Non-FBC_DryFGD & GPM & SCR & NGC | 0 | 0 | 0 | 0 | 0 | 0 | 0
00 Ret.Exist_Non-FBC_DryFGD & GPM & SNCR | 0 | 0 | 0 | 0 | 0 | 0 | 0
00 Ret.Exist_Non-FBC_DryFGD & GPM & SNCR & DRET | 0 | 0 | 0 | 0 | 0 | 0 | 0
00 Ret.Exist_Non-FBC_DryFGD & GPM & SNCR & NGC | 0 | 0 | 0 | 0 | 0 | 0 | 0
00 Ret.Exist_Non-FBC_DryFGD & NGC | 0 | 0 | 0 | 0 | 0 | 0 | 0
00 Ret.Exist_Non-FBC_DryFGD & SCR | 0 | 0 | 0 | 0 | 0 | 0 | 0
00 Ret.Exist_Non-FBC_DryFGD & SCR & C2G | 0 | 0 | 0 | 0 | 0 | 0 | 0
00 Ret.Exist_Non-FBC_DryFGD & SCR & CCS | 0 | 0 | 0 | 0 | 0 | 0 | 0
00 Ret.Exist_Non-FBC_DryFGD & SCR & DRET | 0 | 0 | 0 | 0 | 0 | 0 | 0
00 Ret.Exist_Non-FBC_DryFGD & SCR & NGC | 0 | 0 | 0 | 0 | 0 | 0 | 0
00 Ret.Exist_Non-FBC_DryFGD & SNCR | 0 | 0 | 0 | 0 | 0 | 0 | 0
00 Ret.Exist_Non-FBC_DryFGD & SNCR & C2G | 0 | 0 | 0 | 0 | 0 | 0 | 0
00 Ret.Exist_Non-FBC_DryFGD & SNCR & DRET | 0 | 0 | 0 | 0 | 0 | 0 | 0
00 Ret.Exist_Non-FBC_DryFGD & SNCR & NGC | 0 | 0 | 0 | 0 | 0 | 0 | 0
00 Ret.Exist_Non-FBC_DryFGD_ACI & C2G | 0 | 0 | 0 | 0 | 0 | 0 | 0
00 Ret.Exist_Non-FBC_DryFGD_ACI & C2G & SCR | 0 | 0 | 0 | 0 | 0 | 0 | 0
00 Ret.Exist_Non-FBC_DryFGD_ACI & DCCS | 0 | 0 | 0 | 0 | 0 | 0 | 0
00 Ret.Exist_Non-FBC_DryFGD_ACI & DCCS & SCR & CCS | 0 | 0 | 0 | 0 | 0 | 0 | 0
00 Ret.Exist_Non-FBC_DryFGD_ACI & DRET | 0 | 0 | 0 | 0 | 0 | 0 | 0
00 Ret.Exist_Non-FBC_DryFGD_ACI & GPM | 0 | 0 | 0 | 0 | 0 | 0 | 0
00 Ret.Exist_Non-FBC_DryFGD_ACI & GPM & C2G | 0 | 0 | 0 | 0 | 0 | 0 | 0
00 Ret.Exist_Non-FBC_DryFGD_ACI & GPM & C2G & SCR | 0 | 0 | 0 | 0 | 0 | 0 | 0
00 Ret.Exist_Non-FBC_DryFGD_ACI & GPM & DRET | 0 | 0 | 0 | 0 | 0 | 0 | 0
00 Ret.Exist_Non-FBC_DryFGD_ACI & GPM & NGC | 0 | 0 | 0 | 0 | 0 | 0 | 0
00 Ret.Exist_Non-FBC_DryFGD_ACI & GPM & SCR | 0 | 0 | 0 | 0 | 0 | 0 | 0
00 Ret.Exist_Non-FBC_DryFGD_ACI & GPM & SCR & CCS | 0 | 0 | 0 | 0 | 0 | 0 | 0
00 Ret.Exist_Non-FBC_DryFGD_ACI & GPM & SCR & DRET | 0 | 0 | 0 | 0 | 0 | 0 | 0
00 Ret.Exist_Non-FBC_DryFGD_ACI & GPM & SCR & NGC | 0 | 0 | 0 | 0 | 0 | 0 | 0
00 Ret.Exist_Non-FBC_DryFGD_ACI & GPM & SNCR | 0 | 0 | 0 | 0 | 0 | 0 | 0
00 Ret.Exist_Non-FBC_DryFGD_ACI & GPM & SNCR & DRET | 0 | 0 | 0 | 0 | 0 | 0 | 0
00 Ret.Exist_Non-FBC_DryFGD_ACI & GPM & SNCR & NGC | 0 | 0 | 0 | 0 | 0 | 0 | 0
00 Ret.Exist_Non-FBC_DryFGD_ACI & NGC | 0 | 0 | 0 | 0 | 0 | 0 | 0
00 Ret.Exist_Non-FBC_DryFGD_ACI & SCR | 0 | 2.4248 | 0 | 0 | 0 | 0 | 0
00 Ret.Exist_Non-FBC_DryFGD_ACI & SCR & C2G | 0 | 0 | 0 | 0 | 0 | 0 | 0
00 Ret.Exist_Non-FBC_DryFGD_ACI & SCR & CCS | 0 | 0 | 19.3121 | 19.3121 | 0 | 0 | 0
00 Ret.Exist_Non-FBC_DryFGD_ACI & SCR & DRET | 0 | 0 | 0 | 0 | 0 | 0 | 0
00 Ret.Exist_Non-FBC_DryFGD_ACI & SCR & NGC | 0 | 0 | 0 | 0 | 0 | 0 | 0
00 Ret.Exist_Non-FBC_DryFGD_ACI & SNCR | 0 | 0 | 0 | 0 | 0 | 0 | 0
00 Ret.Exist_Non-FBC_DryFGD_ACI & SNCR & C2G | 0 | 0 | 0 | 0 | 0 | 0 | 0
00 Ret.Exist_Non-FBC_DryFGD_ACI & SNCR & DRET | 0 | 0 | 0 | 0 | 0 | 0 | 0
00 Ret.Exist_Non-FBC_DryFGD_ACI & SNCR & NGC | 0 | 0 | 0 | 0 | 0 | 0 | 0
00 Ret.Exist_Non-FBC_DryFGD_SCR & ACI | 0 | 0 | 0 | 0 | 0 | 0 | 0
00 Ret.Exist_Non-FBC_DryFGD_SCR & ACI & C2G | 0 | 0 | 0 | 0 | 0 | 0 | 0
00 Ret.Exist_Non-FBC_DryFGD_SCR & ACI & CCS | 0 | 0 | 0 | 0 | 0 | 0 | 0
00 Ret.Exist_Non-FBC_DryFGD_SCR & ACI & DRET | 0 | 0 | 0 | 0 | 0 | 0 | 0
00 Ret.Exist_Non-FBC_DryFGD_SCR & ACI & GPM | 0 | 0 | 0 | 0 | 0 | 0 | 0
00 Ret.Exist_Non-FBC_DryFGD_SCR & ACI & GPM & C2G | 0 | 0 | 0 | 0 | 0 | 0 | 0
00 Ret.Exist_Non-FBC_DryFGD_SCR & ACI & GPM & CCS | 0 | 0 | 0 | 0 | 0 | 0 | 0
00 Ret.Exist_Non-FBC_DryFGD_SCR & ACI & GPM & DRET | 0 | 0 | 0 | 0 | 0 | 0 | 0
00 Ret.Exist_Non-FBC_DryFGD_SCR & ACI & GPM & NGC | 0 | 0 | 0 | 0 | 0 | 0 | 0
00 Ret.Exist_Non-FBC_DryFGD_SCR & ACI & NGC | 0 | 0 | 0 | 0 | 0 | 0 | 0
00 Ret.Exist_Non-FBC_DryFGD_SCR & C2G | 0 | 0 | 0 | 0 | 0 | 0 | 0
00 Ret.Exist_Non-FBC_DryFGD_SCR & CCS | 0 | 0 | 0 | 0 | 0 | 0 | 0
00 Ret.Exist_Non-FBC_DryFGD_SCR & DRET | 0 | 0 | 0 | 0 | 0 | 0 | 0
00 Ret.Exist_Non-FBC_DryFGD_SCR & GPM | 0 | 0 | 0 | 0 | 0 | 0 | 0
00 Ret.Exist_Non-FBC_DryFGD_SCR & GPM & C2G | 0 | 0 | 0 | 0 | 0 | 0 | 0
00 Ret.Exist_Non-FBC_DryFGD_SCR & GPM & CCS | 0 | 0 | 0 | 0 | 0 | 0 | 0
00 Ret.Exist_Non-FBC_DryFGD_SCR & GPM & DRET | 0 | 0 | 0 | 0 | 0 | 0 | 0
00 Ret.Exist_Non-FBC_DryFGD_SCR & GPM & NGC | 0 | 0 | 0 | 0 | 0 | 0 | 0
00 Ret.Exist_Non-FBC_DryFGD_SCR & NGC | 0 | 0 | 0 | 0 | 0 | 0 | 0
00 Ret.Exist_Non-FBC_DryFGD_SCR_ACI & C2G | 0.29722 | 0.85495 | 1.1918 | 1.1918 | 1.1918 | 1.1918 | 1.1918
00 Ret.Exist_Non-FBC_DryFGD_SCR_ACI & CCS | 0 | 5.9726 | 13.67 | 13.67 | 6.778 | 6.778 | 6.778
00 Ret.Exist_Non-FBC_DryFGD_SCR_ACI & DCCS | 0 | 0 | 0 | 0 | 0 | 0 | 0
00 Ret.Exist_Non-FBC_DryFGD_SCR_ACI & DCCS & CCS | 0 | 0 | 0 | 0 | 0 | 0 | 0
00 Ret.Exist_Non-FBC_DryFGD_SCR_ACI & DRET | 0 | 0 | 0 | 0 | 0 | 0 | 0
00 Ret.Exist_Non-FBC_DryFGD_SCR_ACI & GPM | 0 | 0 | 0 | 0 | 0 | 0 | 0
00 Ret.Exist_Non-FBC_DryFGD_SCR_ACI & GPM & C2G | 0 | 0 | 0 | 0 | 0 | 0 | 0
00 Ret.Exist_Non-FBC_DryFGD_SCR_ACI & GPM & CCS | 0 | 0 | 0 | 0 | 0 | 0 | 0
00 Ret.Exist_Non-FBC_DryFGD_SCR_ACI & GPM & DRET | 0 | 0 | 0 | 0 | 0 | 0 | 0
00 Ret.Exist_Non-FBC_DryFGD_SCR_ACI & GPM & NGC | 0 | 0 | 0 | 0 | 0 | 0 | 0
00 Ret.Exist_Non-FBC_DryFGD_SCR_ACI & NGC | 0 | 0 | 0 | 0 | 0 | 0 | 0
00 Ret.Exist_Non-FBC_DryFGD_SCR_ACI_DSI & C2G | 0 | 0 | 0 | 0 | 0 | 0 | 0
00 Ret.Exist_Non-FBC_DryFGD_SCR_ACI_DSI & CCS | 0 | 0 | 0 | 0 | 0 | 0 | 0
00 Ret.Exist_Non-FBC_DryFGD_SCR_ACI_DSI & DCCS | 0 | 0 | 0 | 0 | 0 | 0 | 0
00 Ret.Exist_Non-FBC_DryFGD_SCR_ACI_DSI & DCCS & CCS | 0 | 0 | 0 | 0 | 0 | 0 | 0
00 Ret.Exist_Non-FBC_DryFGD_SCR_ACI_DSI & DRET | 0 | 0 | 0 | 0 | 0 | 0 | 0
00 Ret.Exist_Non-FBC_DryFGD_SCR_ACI_DSI & GPM | 0 | 0 | 0 | 0 | 0 | 0 | 0
00 Ret.Exist_Non-FBC_DryFGD_SCR_ACI_DSI & GPM & C2G | 0 | 0 | 0 | 0 | 0 | 0 | 0
00 Ret.Exist_Non-FBC_DryFGD_SCR_ACI_DSI & GPM & CCS | 0 | 0 | 0 | 0 | 0 | 0 | 0
00 Ret.Exist_Non-FBC_DryFGD_SCR_ACI_DSI & GPM & DRET | 0 | 0 | 0 | 0 | 0 | 0 | 0
00 Ret.Exist_Non-FBC_DryFGD_SCR_ACI_DSI & GPM & NGC | 0 | 0 | 0 | 0 | 0 | 0 | 0
00 Ret.Exist_Non-FBC_DryFGD_SCR_ACI_DSI & NGC | 0 | 0 | 0 | 0 | 0 | 0 | 0
00 Ret.Exist_Non-FBC_DryFGD_SCR_DSI & ACI | 0 | 0 | 0 | 0 | 0 | 0 | 0
00 Ret.Exist_Non-FBC_DryFGD_SCR_DSI & ACI & C2G | 0 | 0 | 0 | 0 | 0 | 0 | 0
00 Ret.Exist_Non-FBC_DryFGD_SCR_DSI & ACI & CCS | 0 | 0 | 0 | 0 | 0 | 0 | 0
00 Ret.Exist_Non-FBC_DryFGD_SCR_DSI & ACI & DRET | 0 | 0 | 0 | 0 | 0 | 0 | 0
00 Ret.Exist_Non-FBC_DryFGD_SCR_DSI & ACI & GPM | 0 | 0 | 0 | 0 | 0 | 0 | 0
00 Ret.Exist_Non-FBC_DryFGD_SCR_DSI & ACI & GPM & C2G | 0 | 0 | 0 | 0 | 0 | 0 | 0
00 Ret.Exist_Non-FBC_DryFGD_SCR_DSI & ACI & GPM & CCS | 0 | 0 | 0 | 0 | 0 | 0 | 0
00 Ret.Exist_Non-FBC_DryFGD_SCR_DSI & ACI & GPM & DRET | 0 | 0 | 0 | 0 | 0 | 0 | 0
00 Ret.Exist_Non-FBC_DryFGD_SCR_DSI & ACI & GPM & NGC | 0 | 0 | 0 | 0 | 0 | 0 | 0
00 Ret.Exist_Non-FBC_DryFGD_SCR_DSI & ACI & NGC | 0 | 0 | 0 | 0 | 0 | 0 | 0
00 Ret.Exist_Non-FBC_DryFGD_SCR_DSI & C2G | 0 | 0 | 0 | 0 | 0 | 0 | 0
00 Ret.Exist_Non-FBC_DryFGD_SCR_DSI & CCS | 0 | 0 | 0 | 0 | 0 | 0 | 0
00 Ret.Exist_Non-FBC_DryFGD_SCR_DSI & DRET | 0 | 0 | 0 | 0 | 0 | 0 | 0
00 Ret.Exist_Non-FBC_DryFGD_SCR_DSI & GPM | 0 | 0 | 0 | 0 | 0 | 0 | 0
00 Ret.Exist_Non-FBC_DryFGD_SCR_DSI & GPM & C2G | 0 | 0 | 0 | 0 | 0 | 0 | 0
00 Ret.Exist_Non-FBC_DryFGD_SCR_DSI & GPM & CCS | 0 | 0 | 0 | 0 | 0 | 0 | 0
00 Ret.Exist_Non-FBC_DryFGD_SCR_DSI & GPM & DRET | 0 | 0 | 0 | 0 | 0 | 0 | 0
00 Ret.Exist_Non-FBC_DryFGD_SCR_DSI & GPM & NGC | 0 | 0 | 0 | 0 | 0 | 0 | 0
00 Ret.Exist_Non-FBC_DryFGD_SCR_DSI & NGC | 0 | 0 | 0 | 0 | 0 | 0 | 0
00 Ret.Exist_Non-FBC_DryFGD_SNCR_ACI & C2G | 0 | 0 | 0 | 0 | 0 | 0 | 0
00 Ret.Exist_Non-FBC_DryFGD_SNCR_ACI & C2G & SCR | 0 | 0 | 0 | 0 | 0 | 0 | 0
00 Ret.Exist_Non-FBC_DryFGD_SNCR_ACI & DCCS | 0 | 0 | 0 | 0 | 0 | 0 | 0
00 Ret.Exist_Non-FBC_DryFGD_SNCR_ACI & DCCS & SCR & CCS | 0 | 0 | 0 | 0 | 0 | 0 | 0
00 Ret.Exist_Non-FBC_DryFGD_SNCR_ACI & DRET | 0 | 0 | 0 | 0 | 0 | 0 | 0
00 Ret.Exist_Non-FBC_DryFGD_SNCR_ACI & GPM | 0 | 0 | 0 | 0 | 0 | 0 | 0
00 Ret.Exist_Non-FBC_DryFGD_SNCR_ACI & GPM & C2G | 0 | 0 | 0 | 0 | 0 | 0 | 0
00 Ret.Exist_Non-FBC_DryFGD_SNCR_ACI & GPM & C2G & SCR | 0 | 0 | 0 | 0 | 0 | 0 | 0
00 Ret.Exist_Non-FBC_DryFGD_SNCR_ACI & GPM & DRET | 0 | 0 | 0 | 0 | 0 | 0 | 0
00 Ret.Exist_Non-FBC_DryFGD_SNCR_ACI & GPM & NGC | 0 | 0 | 0 | 0 | 0 | 0 | 0
00 Ret.Exist_Non-FBC_DryFGD_SNCR_ACI & GPM & SCR | 0 | 0 | 0 | 0 | 0 | 0 | 0
00 Ret.Exist_Non-FBC_DryFGD_SNCR_ACI & GPM & SCR & CCS | 0 | 0 | 0 | 0 | 0 | 0 | 0
00 Ret.Exist_Non-FBC_DryFGD_SNCR_ACI & GPM & SCR & DRET | 0 | 0 | 0 | 0 | 0 | 0 | 0
00 Ret.Exist_Non-FBC_DryFGD_SNCR_ACI & GPM & SCR & NGC | 0 | 0 | 0 | 0 | 0 | 0 | 0
00 Ret.Exist_Non-FBC_DryFGD_SNCR_ACI & NGC | 0 | 0 | 0 | 0 | 0 | 0 | 0
00 Ret.Exist_Non-FBC_DryFGD_SNCR_ACI & SCR | 0 | 0 | 0 | 0 | 0 | 0 | 0
00 Ret.Exist_Non-FBC_DryFGD_SNCR_ACI & SCR & C2G | 0 | 0 | 0 | 0 | 0 | 0 | 0
00 Ret.Exist_Non-FBC_DryFGD_SNCR_ACI & SCR & CCS | 0 | 0 | 0 | 0 | 0 | 0 | 0
00 Ret.Exist_Non-FBC_DryFGD_SNCR_ACI & SCR & DRET | 0 | 0 | 0 | 0 | 0 | 0 | 0
00 Ret.Exist_Non-FBC_DryFGD_SNCR_ACI & SCR & NGC | 0 | 0 | 0 | 0 | 0 | 0 | 0
00 Ret.Exist_Non-FBC_DryFGD_SNCR_ACI_DSI & C2G | 0 | 0 | 0 | 0 | 0 | 0 | 0
00 Ret.Exist_Non-FBC_DryFGD_SNCR_ACI_DSI & C2G & SCR | 0 | 0 | 0 | 0 | 0 | 0 | 0
00 Ret.Exist_Non-FBC_DryFGD_SNCR_ACI_DSI & DRET | 0 | 0 | 0 | 0 | 0 | 0 | 0
00 Ret.Exist_Non-FBC_DryFGD_SNCR_ACI_DSI & GPM | 0 | 0 | 0 | 0 | 0 | 0 | 0
00 Ret.Exist_Non-FBC_DryFGD_SNCR_ACI_DSI & GPM & C2G | 0 | 0 | 0 | 0 | 0 | 0 | 0
00 Ret.Exist_Non-FBC_DryFGD_SNCR_ACI_DSI & GPM & C2G & SCR | 0 | 0 | 0 | 0 | 0 | 0 | 0
00 Ret.Exist_Non-FBC_DryFGD_SNCR_ACI_DSI & GPM & DRET | 0 | 0 | 0 | 0 | 0 | 0 | 0
00 Ret.Exist_Non-FBC_DryFGD_SNCR_ACI_DSI & GPM & NGC | 0 | 0 | 0 | 0 | 0 | 0 | 0
00 Ret.Exist_Non-FBC_DryFGD_SNCR_ACI_DSI & GPM & SCR | 0 | 0 | 0 | 0 | 0 | 0 | 0
00 Ret.Exist_Non-FBC_DryFGD_SNCR_ACI_DSI & GPM & SCR & CCS | 0 | 0 | 0 | 0 | 0 | 0 | 0
00 Ret.Exist_Non-FBC_DryFGD_SNCR_ACI_DSI & GPM & SCR & DRET | 0 | 0 | 0 | 0 | 0 | 0 | 0
00 Ret.Exist_Non-FBC_DryFGD_SNCR_ACI_DSI & GPM & SCR & NGC | 0 | 0 | 0 | 0 | 0 | 0 | 0
00 Ret.Exist_Non-FBC_DryFGD_SNCR_ACI_DSI & NGC | 0 | 0 | 0 | 0 | 0 | 0 | 0
00 Ret.Exist_Non-FBC_DryFGD_SNCR_ACI_DSI & SCR | 0 | 0 | 0 | 0 | 0 | 0 | 0
00 Ret.Exist_Non-FBC_DryFGD_SNCR_ACI_DSI & SCR & C2G | 0 | 0 | 0 | 0 | 0 | 0 | 0
00 Ret.Exist_Non-FBC_DryFGD_SNCR_ACI_DSI & SCR & CCS | 0 | 0 | 0 | 0 | 0 | 0 | 0
00 Ret.Exist_Non-FBC_DryFGD_SNCR_ACI_DSI & SCR & DRET | 0 | 0 | 0 | 0 | 0 | 0 | 0
00 Ret.Exist_Non-FBC_DryFGD_SNCR_ACI_DSI & SCR & NGC | 0 | 0 | 0 | 0 | 0 | 0 | 0
00 Ret.Exist_Non-FBC_DSI & ACI | 0 | 0 | 0 | 0 | 0 | 0 | 0
00 Ret.Exist_Non-FBC_DSI & ACI & C2G | 0 | 0 | 0 | 0 | 0 | 0 | 0
00 Ret.Exist_Non-FBC_DSI & ACI & C2G & SCR | 0 | 0 | 0 | 0 | 0 | 0 | 0
00 Ret.Exist_Non-FBC_DSI & ACI & DRET | 0 | 0 | 0 | 0 | 0 | 0 | 0
00 Ret.Exist_Non-FBC_DSI & ACI & GPM | 0 | 0 | 0 | 0 | 0 | 0 | 0
00 Ret.Exist_Non-FBC_DSI & ACI & GPM & C2G | 0 | 0 | 0 | 0 | 0 | 0 | 0
00 Ret.Exist_Non-FBC_DSI & ACI & GPM & C2G & SCR | 0 | 0 | 0 | 0 | 0 | 0 | 0
00 Ret.Exist_Non-FBC_DSI & ACI & GPM & DRET | 0 | 0 | 0 | 0 | 0 | 0 | 0
00 Ret.Exist_Non-FBC_DSI & ACI & GPM & NGC | 0 | 0 | 0 | 0 | 0 | 0 | 0
00 Ret.Exist_Non-FBC_DSI & ACI & GPM & SCR | 0 | 0 | 0 | 0 | 0 | 0 | 0
00 Ret.Exist_Non-FBC_DSI & ACI & GPM & SCR & DRET | 0 | 0 | 0 | 0 | 0 | 0 | 0
00 Ret.Exist_Non-FBC_DSI & ACI & GPM & SCR & NGC | 0 | 0 | 0 | 0 | 0 | 0 | 0
00 Ret.Exist_Non-FBC_DSI & ACI & GPM & SNCR | 0 | 0 | 0 | 0 | 0 | 0 | 0
00 Ret.Exist_Non-FBC_DSI & ACI & GPM & SNCR & DRET | 0 | 0 | 0 | 0 | 0 | 0 | 0
00 Ret.Exist_Non-FBC_DSI & ACI & GPM & SNCR & NGC | 0 | 0 | 0 | 0 | 0 | 0 | 0
00 Ret.Exist_Non-FBC_DSI & ACI & GPM & WetFGD & SCR & CCS | 0 | 0 | 0 | 0 | 0 | 0 | 0
00 Ret.Exist_Non-FBC_DSI & ACI & NGC | 0 | 0 | 0 | 0 | 0 | 0 | 0
00 Ret.Exist_Non-FBC_DSI & ACI & SCR | 0 | 0 | 0 | 0 | 0 | 0 | 0
00 Ret.Exist_Non-FBC_DSI & ACI & SCR & DRET | 0 | 0 | 0 | 0 | 0 | 0 | 0
00 Ret.Exist_Non-FBC_DSI & ACI & SCR & NGC | 0 | 0 | 0 | 0 | 0 | 0 | 0
00 Ret.Exist_Non-FBC_DSI & ACI & SNCR | 0 | 0 | 0 | 0 | 0 | 0 | 0
00 Ret.Exist_Non-FBC_DSI & ACI & SNCR & DRET | 0 | 0 | 0 | 0 | 0 | 0 | 0
00 Ret.Exist_Non-FBC_DSI & ACI & SNCR & NGC | 0 | 0 | 0 | 0 | 0 | 0 | 0
00 Ret.Exist_Non-FBC_DSI & ACI & WetFGD & SCR & CCS | 0 | 0 | 0 | 0 | 0 | 0 | 0
00 Ret.Exist_Non-FBC_DSI & C2G | 0 | 0 | 0 | 0 | 0 | 0 | 0
00 Ret.Exist_Non-FBC_DSI & C2G & SCR | 0 | 0 | 0 | 0 | 0 | 0 | 0
00 Ret.Exist_Non-FBC_DSI & DRET | 0 | 0 | 0 | 0 | 0 | 0 | 0
00 Ret.Exist_Non-FBC_DSI & GPM | 0 | 0 | 0 | 0 | 0 | 0 | 0
00 Ret.Exist_Non-FBC_DSI & GPM & C2G | 0 | 0 | 0 | 0 | 0 | 0 | 0
00 Ret.Exist_Non-FBC_DSI & GPM & C2G & SCR | 0 | 0 | 0 | 0 | 0 | 0 | 0
00 Ret.Exist_Non-FBC_DSI & GPM & DRET | 0 | 0 | 0 | 0 | 0 | 0 | 0
00 Ret.Exist_Non-FBC_DSI & GPM & NGC | 0 | 0 | 0 | 0 | 0 | 0 | 0
00 Ret.Exist_Non-FBC_DSI & GPM & SCR | 0 | 0 | 0 | 0 | 0 | 0 | 0
00 Ret.Exist_Non-FBC_DSI & GPM & SCR & DRET | 0 | 0 | 0 | 0 | 0 | 0 | 0
00 Ret.Exist_Non-FBC_DSI & GPM & SCR & NGC | 0 | 0 | 0 | 0 | 0 | 0 | 0
00 Ret.Exist_Non-FBC_DSI & GPM & SNCR | 0 | 0 | 0 | 0 | 0 | 0 | 0
00 Ret.Exist_Non-FBC_DSI & GPM & SNCR & DRET | 0 | 0 | 0 | 0 | 0 | 0 | 0
00 Ret.Exist_Non-FBC_DSI & GPM & SNCR & NGC | 0 | 0 | 0 | 0 | 0 | 0 | 0
00 Ret.Exist_Non-FBC_DSI & GPM & WetFGD & SCR & CCS | 0 | 0 | 0 | 0 | 0 | 0 | 0
00 Ret.Exist_Non-FBC_DSI & NGC | 0 | 0 | 0 | 0 | 0 | 0 | 0
00 Ret.Exist_Non-FBC_DSI & SCR | 0 | 0 | 0 | 0 | 0 | 0 | 0
00 Ret.Exist_Non-FBC_DSI & SCR & C2G | 0 | 0 | 0 | 0 | 0 | 0 | 0
00 Ret.Exist_Non-FBC_DSI & SCR & DRET | 0 | 0 | 0 | 0 | 0 | 0 | 0
00 Ret.Exist_Non-FBC_DSI & SCR & NGC | 0 | 0 | 0 | 0 | 0 | 0 | 0
00 Ret.Exist_Non-FBC_DSI & SCR & WetFGD & CCS | 0 | 0 | 0 | 0 | 0 | 0 | 0
00 Ret.Exist_Non-FBC_DSI & SNCR | 0 | 0 | 0 | 0 | 0 | 0 | 0
00 Ret.Exist_Non-FBC_DSI & SNCR & C2G | 0 | 0 | 0 | 0 | 0 | 0 | 0
00 Ret.Exist_Non-FBC_DSI & SNCR & DRET | 0 | 0 | 0 | 0 | 0 | 0 | 0
00 Ret.Exist_Non-FBC_DSI & SNCR & NGC | 0 | 0 | 0 | 0 | 0 | 0 | 0
00 Ret.Exist_Non-FBC_NoCtrl & ACI | 0 | 0 | 0 | 0 | 0 | 0 | 0
00 Ret.Exist_Non-FBC_NoCtrl & ACI & C2G | 0 | 0 | 0 | 0 | 0 | 0 | 0
00 Ret.Exist_Non-FBC_NoCtrl & ACI & C2G & SCR | 0 | 0 | 0 | 0 | 0 | 0 | 0
00 Ret.Exist_Non-FBC_NoCtrl & ACI & DRET | 0 | 0 | 0 | 0 | 0 | 0 | 0
00 Ret.Exist_Non-FBC_NoCtrl & ACI & DSI | 0 | 0 | 0 | 0 | 0 | 0 | 0
00 Ret.Exist_Non-FBC_NoCtrl & ACI & DSI & C2G | 0 | 0 | 0 | 0 | 0 | 0 | 0
00 Ret.Exist_Non-FBC_NoCtrl & ACI & DSI & C2G & SCR | 0 | 0 | 0 | 0 | 0 | 0 | 0
00 Ret.Exist_Non-FBC_NoCtrl & ACI & DSI & DRET | 0 | 0 | 0 | 0 | 0 | 0 | 0
00 Ret.Exist_Non-FBC_NoCtrl & ACI & DSI & GPM | 0 | 0 | 0 | 0 | 0 | 0 | 0
00 Ret.Exist_Non-FBC_NoCtrl & ACI & DSI & GPM & C2G | 0 | 0 | 0 | 0 | 0 | 0 | 0
00 Ret.Exist_Non-FBC_NoCtrl & ACI & DSI & GPM & C2G & SCR | 0 | 0 | 0 | 0 | 0 | 0 | 0
00 Ret.Exist_Non-FBC_NoCtrl & ACI & DSI & GPM & DRET | 0 | 0 | 0 | 0 | 0 | 0 | 0
00 Ret.Exist_Non-FBC_NoCtrl & ACI & DSI & GPM & NGC | 0 | 0 | 0 | 0 | 0 | 0 | 0
00 Ret.Exist_Non-FBC_NoCtrl & ACI & DSI & GPM & SCR | 0 | 0 | 0 | 0 | 0 | 0 | 0
00 Ret.Exist_Non-FBC_NoCtrl & ACI & DSI & GPM & SCR & DRET | 0 | 0 | 0 | 0 | 0 | 0 | 0
00 Ret.Exist_Non-FBC_NoCtrl & ACI & DSI & GPM & SCR & NGC | 0 | 0 | 0 | 0 | 0 | 0 | 0
00 Ret.Exist_Non-FBC_NoCtrl & ACI & DSI & GPM & SNCR | 0 | 0 | 0 | 0 | 0 | 0 | 0
00 Ret.Exist_Non-FBC_NoCtrl & ACI & DSI & GPM & SNCR & DRET | 0 | 0 | 0 | 0 | 0 | 0 | 0
00 Ret.Exist_Non-FBC_NoCtrl & ACI & DSI & GPM & SNCR & NGC | 0 | 0 | 0 | 0 | 0 | 0 | 0
00 Ret.Exist_Non-FBC_NoCtrl & ACI & DSI & GPM & WetFGD & SCR & CCS | 0 | 0 | 0 | 0 | 0 | 0 | 0
00 Ret.Exist_Non-FBC_NoCtrl & ACI & DSI & NGC | 0 | 0 | 0 | 0 | 0 | 0 | 0
00 Ret.Exist_Non-FBC_NoCtrl & ACI & DSI & SCR | 0 | 0 | 0 | 0 | 0 | 0 | 0
00 Ret.Exist_Non-FBC_NoCtrl & ACI & DSI & SCR & DRET | 0 | 0 | 0 | 0 | 0 | 0 | 0
00 Ret.Exist_Non-FBC_NoCtrl & ACI & DSI & SCR & NGC | 0 | 0 | 0 | 0 | 0 | 0 | 0
00 Ret.Exist_Non-FBC_NoCtrl & ACI & DSI & SNCR | 0 | 0 | 0 | 0 | 0 | 0 | 0
00 Ret.Exist_Non-FBC_NoCtrl & ACI & DSI & SNCR & DRET | 0 | 0 | 0 | 0 | 0 | 0 | 0
00 Ret.Exist_Non-FBC_NoCtrl & ACI & DSI & SNCR & NGC | 0 | 0 | 0 | 0 | 0 | 0 | 0
00 Ret.Exist_Non-FBC_NoCtrl & ACI & DSI & WetFGD & SCR & CCS | 0 | 0 | 0 | 0 | 0 | 0 | 0
00 Ret.Exist_Non-FBC_NoCtrl & ACI & GPM | 0 | 0 | 0 | 0 | 0 | 0 | 0
00 Ret.Exist_Non-FBC_NoCtrl & ACI & GPM & C2G | 0 | 0 | 0 | 0 | 0 | 0 | 0
00 Ret.Exist_Non-FBC_NoCtrl & ACI & GPM & C2G & SCR | 0 | 0 | 0 | 0 | 0 | 0 | 0
00 Ret.Exist_Non-FBC_NoCtrl & ACI & GPM & DRET | 0 | 0 | 0 | 0 | 0 | 0 | 0
00 Ret.Exist_Non-FBC_NoCtrl & ACI & GPM & NGC | 0 | 0 | 0 | 0 | 0 | 0 | 0
00 Ret.Exist_Non-FBC_NoCtrl & ACI & GPM & SCR | 0 | 0 | 0 | 0 | 0 | 0 | 0
00 Ret.Exist_Non-FBC_NoCtrl & ACI & GPM & SCR & DRET | 0 | 0 | 0 | 0 | 0 | 0 | 0
00 Ret.Exist_Non-FBC_NoCtrl & ACI & GPM & SCR & NGC | 0 | 0 | 0 | 0 | 0 | 0 | 0
00 Ret.Exist_Non-FBC_NoCtrl & ACI & GPM & SNCR | 0 | 0 | 0 | 0 | 0 | 0 | 0
00 Ret.Exist_Non-FBC_NoCtrl & ACI & GPM & SNCR & DRET | 0 | 0 | 0 | 0 | 0 | 0 | 0
00 Ret.Exist_Non-FBC_NoCtrl & ACI & GPM & SNCR & NGC | 0 | 0 | 0 | 0 | 0 | 0 | 0
00 Ret.Exist_Non-FBC_NoCtrl & ACI & GPM & WetFGD & SCR & CCS | 0 | 0 | 0 | 0 | 0 | 0 | 0
00 Ret.Exist_Non-FBC_NoCtrl & ACI & NGC | 0 | 0 | 0 | 0 | 0 | 0 | 0
00 Ret.Exist_Non-FBC_NoCtrl & ACI & SCR | 0 | 0 | 0 | 0 | 0 | 0 | 0
00 Ret.Exist_Non-FBC_NoCtrl & ACI & SCR & DRET | 0 | 0 | 0 | 0 | 0 | 0 | 0
00 Ret.Exist_Non-FBC_NoCtrl & ACI & SCR & NGC | 0 | 0 | 0 | 0 | 0 | 0 | 0
00 Ret.Exist_Non-FBC_NoCtrl & ACI & SNCR | 0 | 0 | 0 | 0 | 0 | 0 | 0
00 Ret.Exist_Non-FBC_NoCtrl & ACI & SNCR & DRET | 0 | 0 | 0 | 0 | 0 | 0 | 0
00 Ret.Exist_Non-FBC_NoCtrl & ACI & SNCR & NGC | 0 | 0 | 0 | 0 | 0 | 0 | 0
00 Ret.Exist_Non-FBC_NoCtrl & ACI & WetFGD & SCR & CCS | 0 | 0 | 0 | 0 | 0 | 0 | 0
00 Ret.Exist_Non-FBC_NoCtrl & C2G | 0 | 0 | 0 | 0 | 0 | 0 | 0
00 Ret.Exist_Non-FBC_NoCtrl & C2G & SCR | 0 | 0 | 0 | 0 | 0 | 0 | 0
00 Ret.Exist_Non-FBC_NoCtrl & DCCS | 0 | 0 | 0 | 0 | 0 | 0 | 0
00 Ret.Exist_Non-FBC_NoCtrl & DCCS & WetFGD & SCR & CCS | 0 | 0 | 0 | 0 | 0 | 0 | 0
00 Ret.Exist_Non-FBC_NoCtrl & DRET | 0 | 0 | 0 | 0 | 0 | 0 | 0
00 Ret.Exist_Non-FBC_NoCtrl & DSI | 0 | 0 | 0 | 0 | 0 | 0 | 0
00 Ret.Exist_Non-FBC_NoCtrl & DSI & C2G | 0 | 0 | 0 | 0 | 0 | 0 | 0
00 Ret.Exist_Non-FBC_NoCtrl & DSI & C2G & SCR | 0 | 0 | 0 | 0 | 0 | 0 | 0
00 Ret.Exist_Non-FBC_NoCtrl & DSI & DRET | 0 | 0 | 0 | 0 | 0 | 0 | 0
00 Ret.Exist_Non-FBC_NoCtrl & DSI & GPM | 0 | 0 | 0 | 0 | 0 | 0 | 0
00 Ret.Exist_Non-FBC_NoCtrl & DSI & GPM & C2G | 0 | 0 | 0 | 0 | 0 | 0 | 0
00 Ret.Exist_Non-FBC_NoCtrl & DSI & GPM & C2G & SCR | 0 | 0 | 0 | 0 | 0 | 0 | 0
00 Ret.Exist_Non-FBC_NoCtrl & DSI & GPM & DRET | 0 | 0 | 0 | 0 | 0 | 0 | 0
00 Ret.Exist_Non-FBC_NoCtrl & DSI & GPM & NGC | 0 | 0 | 0 | 0 | 0 | 0 | 0
00 Ret.Exist_Non-FBC_NoCtrl & DSI & GPM & SCR | 0 | 0 | 0 | 0 | 0 | 0 | 0
00 Ret.Exist_Non-FBC_NoCtrl & DSI & GPM & SCR & DRET | 0 | 0 | 0 | 0 | 0 | 0 | 0
00 Ret.Exist_Non-FBC_NoCtrl & DSI & GPM & SCR & NGC | 0 | 0 | 0 | 0 | 0 | 0 | 0
00 Ret.Exist_Non-FBC_NoCtrl & DSI & GPM & SNCR | 0 | 0 | 0 | 0 | 0 | 0 | 0
00 Ret.Exist_Non-FBC_NoCtrl & DSI & GPM & SNCR & DRET | 0 | 0 | 0 | 0 | 0 | 0 | 0
00 Ret.Exist_Non-FBC_NoCtrl & DSI & GPM & SNCR & NGC | 0 | 0 | 0 | 0 | 0 | 0 | 0
00 Ret.Exist_Non-FBC_NoCtrl & DSI & GPM & WetFGD & SCR & CCS | 0 | 0 | 0 | 0 | 0 | 0 | 0
00 Ret.Exist_Non-FBC_NoCtrl & DSI & NGC | 0 | 0 | 0 | 0 | 0 | 0 | 0
00 Ret.Exist_Non-FBC_NoCtrl & DSI & SCR | 0 | 0 | 0 | 0 | 0 | 0 | 0
00 Ret.Exist_Non-FBC_NoCtrl & DSI & SCR & DRET | 0 | 0 | 0 | 0 | 0 | 0 | 0
00 Ret.Exist_Non-FBC_NoCtrl & DSI & SCR & NGC | 0 | 0 | 0 | 0 | 0 | 0 | 0
00 Ret.Exist_Non-FBC_NoCtrl & DSI & SNCR | 0 | 0 | 0 | 0 | 0 | 0 | 0
00 Ret.Exist_Non-FBC_NoCtrl & DSI & SNCR & DRET | 0 | 0 | 0 | 0 | 0 | 0 | 0
00 Ret.Exist_Non-FBC_NoCtrl & DSI & SNCR & NGC | 0 | 0 | 0 | 0 | 0 | 0 | 0
00 Ret.Exist_Non-FBC_NoCtrl & DSI & WetFGD & SCR & CCS | 0 | 0 | 0 | 0 | 0 | 0 | 0
00 Ret.Exist_Non-FBC_NoCtrl & GPM | 0 | 0 | 0 | 0 | 0 | 0 | 0
00 Ret.Exist_Non-FBC_NoCtrl & GPM & C2G | 0 | 0 | 0 | 0 | 0 | 0 | 0
00 Ret.Exist_Non-FBC_NoCtrl & GPM & C2G & SCR | 0 | 0 | 0 | 0 | 0 | 0 | 0
00 Ret.Exist_Non-FBC_NoCtrl & GPM & DRET | 0 | 0 | 0 | 0 | 0 | 0 | 0
00 Ret.Exist_Non-FBC_NoCtrl & GPM & NGC | 0 | 0 | 0 | 0 | 0 | 0 | 0
00 Ret.Exist_Non-FBC_NoCtrl & GPM & SCR | 0 | 0 | 0 | 0 | 0 | 0 | 0
00 Ret.Exist_Non-FBC_NoCtrl & GPM & SCR & DRET | 0 | 0 | 0 | 0 | 0 | 0 | 0
00 Ret.Exist_Non-FBC_NoCtrl & GPM & SCR & NGC | 0 | 0 | 0 | 0 | 0 | 0 | 0
00 Ret.Exist_Non-FBC_NoCtrl & GPM & SNCR | 0 | 0 | 0 | 0 | 0 | 0 | 0
00 Ret.Exist_Non-FBC_NoCtrl & GPM & SNCR & DRET | 0 | 0 | 0 | 0 | 0 | 0 | 0
00 Ret.Exist_Non-FBC_NoCtrl & GPM & SNCR & NGC | 0 | 0 | 0 | 0 | 0 | 0 | 0
00 Ret.Exist_Non-FBC_NoCtrl & GPM & WetFGD & SCR & CCS | 0 | 0 | 0 | 0 | 0 | 0 | 0
00 Ret.Exist_Non-FBC_NoCtrl & NGC | 0 | 0 | 0 | 0 | 0 | 0 | 0
00 Ret.Exist_Non-FBC_NoCtrl & SCR | 0 | 0 | 0 | 0 | 0 | 0 | 0
00 Ret.Exist_Non-FBC_NoCtrl & SCR & C2G | 0 | 0 | 0 | 0 | 0 | 0 | 0
00 Ret.Exist_Non-FBC_NoCtrl & SCR & DRET | 0 | 0 | 0 | 0 | 0 | 0 | 0
00 Ret.Exist_Non-FBC_NoCtrl & SCR & NGC | 0 | 0 | 0 | 0 | 0 | 0 | 0
00 Ret.Exist_Non-FBC_NoCtrl & SCR & WetFGD & CCS | 0 | 0 | 0 | 0 | 0 | 0 | 0
00 Ret.Exist_Non-FBC_NoCtrl & SNCR | 0 | 0 | 0 | 0 | 0 | 0 | 0
00 Ret.Exist_Non-FBC_NoCtrl & SNCR & C2G | 0 | 0 | 0 | 0 | 0 | 0 | 0
00 Ret.Exist_Non-FBC_NoCtrl & SNCR & DRET | 0 | 0 | 0 | 0 | 0 | 0 | 0
00 Ret.Exist_Non-FBC_NoCtrl & SNCR & NGC | 0 | 0 | 0 | 0 | 0 | 0 | 0
00 Ret.Exist_Non-FBC_SCR_ACI & C2G | 0 | 0 | 0 | 0 | 0 | 0 | 0
00 Ret.Exist_Non-FBC_SCR_ACI & DCCS | 0 | 0 | 0 | 0 | 0 | 0 | 0
00 Ret.Exist_Non-FBC_SCR_ACI & DCCS & WetFGD & CCS | 0 | 0 | 0 | 0 | 0 | 0 | 0
00 Ret.Exist_Non-FBC_SCR_ACI & DRET | 0 | 0 | 0 | 0 | 0 | 0 | 0
00 Ret.Exist_Non-FBC_SCR_ACI & DSI | 0 | 0 | 0 | 0 | 0 | 0 | 0
00 Ret.Exist_Non-FBC_SCR_ACI & DSI & C2G | 0 | 0 | 0 | 0 | 0 | 0 | 0
00 Ret.Exist_Non-FBC_SCR_ACI & DSI & DRET | 0 | 0 | 0 | 0 | 0 | 0 | 0
00 Ret.Exist_Non-FBC_SCR_ACI & DSI & GPM | 0 | 0 | 0 | 0 | 0 | 0 | 0
00 Ret.Exist_Non-FBC_SCR_ACI & DSI & GPM & C2G | 0 | 0 | 0 | 0 | 0 | 0 | 0
00 Ret.Exist_Non-FBC_SCR_ACI & DSI & GPM & DRET | 0 | 0 | 0 | 0 | 0 | 0 | 0
00 Ret.Exist_Non-FBC_SCR_ACI & DSI & GPM & NGC | 0 | 0 | 0 | 0 | 0 | 0 | 0
00 Ret.Exist_Non-FBC_SCR_ACI & DSI & GPM & WetFGD & CCS | 0 | 0 | 0 | 0 | 0 | 0 | 0
00 Ret.Exist_Non-FBC_SCR_ACI & DSI & NGC | 0 | 0 | 0 | 0 | 0 | 0 | 0
00 Ret.Exist_Non-FBC_SCR_ACI & DSI & WetFGD & CCS | 0 | 0 | 0 | 0 | 0 | 0 | 0
00 Ret.Exist_Non-FBC_SCR_ACI & GPM | 0 | 0 | 0 | 0 | 0 | 0 | 0
00 Ret.Exist_Non-FBC_SCR_ACI & GPM & C2G | 0 | 0 | 0 | 0 | 0 | 0 | 0
00 Ret.Exist_Non-FBC_SCR_ACI & GPM & DRET | 0 | 0 | 0 | 0 | 0 | 0 | 0
00 Ret.Exist_Non-FBC_SCR_ACI & GPM & NGC | 0 | 0 | 0 | 0 | 0 | 0 | 0
00 Ret.Exist_Non-FBC_SCR_ACI & GPM & WetFGD & CCS | 0 | 0 | 0 | 0 | 0 | 0 | 0
00 Ret.Exist_Non-FBC_SCR_ACI & NGC | 0 | 0 | 0 | 0 | 0 | 0 | 0
00 Ret.Exist_Non-FBC_SCR_ACI & WetFGD & CCS | 0 | 0 | 0 | 0 | 0 | 0 | 0
00 Ret.Exist_Non-FBC_SCR_ACI_DSI & C2G | 0 | 0 | 0 | 0 | 0 | 0 | 0
00 Ret.Exist_Non-FBC_SCR_ACI_DSI & DCCS | 0 | 0 | 0 | 0 | 0 | 0 | 0
00 Ret.Exist_Non-FBC_SCR_ACI_DSI & DCCS & WetFGD & CCS | 0 | 0 | 0 | 0 | 0 | 0 | 0
00 Ret.Exist_Non-FBC_SCR_ACI_DSI & DRET | 0 | 0 | 0 | 0 | 0 | 0 | 0
00 Ret.Exist_Non-FBC_SCR_ACI_DSI & GPM | 0 | 0 | 0 | 0 | 0 | 0 | 0
00 Ret.Exist_Non-FBC_SCR_ACI_DSI & GPM & C2G | 0 | 0 | 0 | 0 | 0 | 0 | 0
00 Ret.Exist_Non-FBC_SCR_ACI_DSI & GPM & DRET | 0 | 0 | 0 | 0 | 0 | 0 | 0
00 Ret.Exist_Non-FBC_SCR_ACI_DSI & GPM & NGC | 0 | 0 | 0 | 0 | 0 | 0 | 0
00 Ret.Exist_Non-FBC_SCR_ACI_DSI & GPM & WetFGD & CCS | 0 | 0 | 0 | 0 | 0 | 0 | 0
00 Ret.Exist_Non-FBC_SCR_ACI_DSI & NGC | 0 | 0 | 0 | 0 | 0 | 0 | 0
00 Ret.Exist_Non-FBC_SCR_ACI_DSI & WetFGD & CCS | 0 | 0 | 0 | 0 | 0 | 0 | 0
00 Ret.Exist_Non-FBC_SNCR_ACI & C2G | 0 | 0 | 0 | 0 | 0 | 0 | 0
00 Ret.Exist_Non-FBC_SNCR_ACI & C2G & SCR | 0 | 0 | 0 | 0 | 0 | 0 | 0
00 Ret.Exist_Non-FBC_SNCR_ACI & DRET | 0 | 0 | 0 | 0 | 0 | 0 | 0
00 Ret.Exist_Non-FBC_SNCR_ACI & DSI | 0 | 0 | 0 | 0 | 0 | 0 | 0
00 Ret.Exist_Non-FBC_SNCR_ACI & DSI & C2G | 0 | 0 | 0 | 0 | 0 | 0 | 0
00 Ret.Exist_Non-FBC_SNCR_ACI & DSI & C2G & SCR | 0 | 0 | 0 | 0 | 0 | 0 | 0
00 Ret.Exist_Non-FBC_SNCR_ACI & DSI & DRET | 0 | 0 | 0 | 0 | 0 | 0 | 0
00 Ret.Exist_Non-FBC_SNCR_ACI & DSI & NGC | 0 | 0 | 0 | 0 | 0 | 0 | 0
00 Ret.Exist_Non-FBC_SNCR_ACI & DSI & SCR | 0 | 0 | 0 | 0 | 0 | 0 | 0
00 Ret.Exist_Non-FBC_SNCR_ACI & DSI & SCR & DRET | 0 | 0 | 0 | 0 | 0 | 0 | 0
00 Ret.Exist_Non-FBC_SNCR_ACI & DSI & SCR & NGC | 0 | 0 | 0 | 0 | 0 | 0 | 0
00 Ret.Exist_Non-FBC_SNCR_ACI & DSI & WetFGD & SCR & CCS | 0 | 0 | 0 | 0 | 0 | 0 | 0
00 Ret.Exist_Non-FBC_SNCR_ACI & GPM | 0 | 0 | 0 | 0 | 0 | 0 | 0
00 Ret.Exist_Non-FBC_SNCR_ACI & GPM & C2G | 0 | 0 | 0 | 0 | 0 | 0 | 0
00 Ret.Exist_Non-FBC_SNCR_ACI & GPM & C2G & SCR | 0 | 0 | 0 | 0 | 0 | 0 | 0
00 Ret.Exist_Non-FBC_SNCR_ACI & GPM & DRET | 0 | 0 | 0 | 0 | 0 | 0 | 0
00 Ret.Exist_Non-FBC_SNCR_ACI & GPM & NGC | 0 | 0 | 0 | 0 | 0 | 0 | 0
00 Ret.Exist_Non-FBC_SNCR_ACI & GPM & SCR | 0 | 0 | 0 | 0 | 0 | 0 | 0
00 Ret.Exist_Non-FBC_SNCR_ACI & GPM & SCR & DRET | 0 | 0 | 0 | 0 | 0 | 0 | 0
00 Ret.Exist_Non-FBC_SNCR_ACI & GPM & SCR & NGC | 0 | 0 | 0 | 0 | 0 | 0 | 0
00 Ret.Exist_Non-FBC_SNCR_ACI & GPM & WetFGD & SCR & CCS | 0 | 0 | 0 | 0 | 0 | 0 | 0
00 Ret.Exist_Non-FBC_SNCR_ACI & NGC | 0 | 0 | 0 | 0 | 0 | 0 | 0
00 Ret.Exist_Non-FBC_SNCR_ACI & SCR | 0 | 0 | 0 | 0 | 0 | 0 | 0
00 Ret.Exist_Non-FBC_SNCR_ACI & SCR & C2G | 0 | 0 | 0 | 0 | 0 | 0 | 0
00 Ret.Exist_Non-FBC_SNCR_ACI & SCR & DRET | 0 | 0 | 0 | 0 | 0 | 0 | 0
00 Ret.Exist_Non-FBC_SNCR_ACI & SCR & NGC | 0 | 0 | 0 | 0 | 0 | 0 | 0
00 Ret.Exist_Non-FBC_SNCR_ACI & SCR & WetFGD & CCS | 0 | 0 | 0 | 0 | 0 | 0 | 0
00 Ret.Exist_Non-FBC_SNCR_ACI_DSI & C2G | 0 | 0 | 0 | 0 | 0 | 0 | 0
00 Ret.Exist_Non-FBC_SNCR_ACI_DSI & C2G & SCR | 0 | 0 | 0 | 0 | 0 | 0 | 0
00 Ret.Exist_Non-FBC_SNCR_ACI_DSI & DCCS | 0 | 0 | 0 | 0 | 0 | 0 | 0
00 Ret.Exist_Non-FBC_SNCR_ACI_DSI & DCCS & WetFGD & SCR & CCS | 0 | 0 | 0 | 0 | 0 | 0 | 0
00 Ret.Exist_Non-FBC_SNCR_ACI_DSI & DRET | 0 | 0 | 0 | 0 | 0 | 0 | 0
00 Ret.Exist_Non-FBC_SNCR_ACI_DSI & GPM | 0 | 0 | 0 | 0 | 0 | 0 | 0
00 Ret.Exist_Non-FBC_SNCR_ACI_DSI & GPM & C2G | 0 | 0 | 0 | 0 | 0 | 0 | 0
00 Ret.Exist_Non-FBC_SNCR_ACI_DSI & GPM & C2G & SCR | 0 | 0 | 0 | 0 | 0 | 0 | 0
00 Ret.Exist_Non-FBC_SNCR_ACI_DSI & GPM & DRET | 0 | 0 | 0 | 0 | 0 | 0 | 0
00 Ret.Exist_Non-FBC_SNCR_ACI_DSI & GPM & NGC | 0 | 0 | 0 | 0 | 0 | 0 | 0
00 Ret.Exist_Non-FBC_SNCR_ACI_DSI & GPM & SCR | 0 | 0 | 0 | 0 | 0 | 0 | 0
00 Ret.Exist_Non-FBC_SNCR_ACI_DSI & GPM & SCR & DRET | 0 | 0 | 0 | 0 | 0 | 0 | 0
00 Ret.Exist_Non-FBC_SNCR_ACI_DSI & GPM & SCR & NGC | 0 | 0 | 0 | 0 | 0 | 0 | 0
00 Ret.Exist_Non-FBC_SNCR_ACI_DSI & GPM & WetFGD & SCR & CCS | 0 | 0 | 0 | 0 | 0 | 0 | 0
00 Ret.Exist_Non-FBC_SNCR_ACI_DSI & NGC | 0 | 0 | 0 | 0 | 0 | 0 | 0
00 Ret.Exist_Non-FBC_SNCR_ACI_DSI & SCR | 0 | 0 | 0 | 0 | 0 | 0 | 0
00 Ret.Exist_Non-FBC_SNCR_ACI_DSI & SCR & C2G | 0 | 0 | 0 | 0 | 0 | 0 | 0
00 Ret.Exist_Non-FBC_SNCR_ACI_DSI & SCR & DRET | 0 | 0 | 0 | 0 | 0 | 0 | 0
00 Ret.Exist_Non-FBC_SNCR_ACI_DSI & SCR & NGC | 0 | 0 | 0 | 0 | 0 | 0 | 0
00 Ret.Exist_Non-FBC_SNCR_ACI_DSI & SCR & WetFGD & CCS | 0 | 0 | 0 | 0 | 0 | 0 | 0
00 Ret.Exist_Non-FBC_WetFGD & ACI | 0 | 0 | 0 | 0 | 0 | 0 | 0
00 Ret.Exist_Non-FBC_WetFGD & ACI & C2G | 0 | 0 | 0 | 0 | 0 | 0 | 0
00 Ret.Exist_Non-FBC_WetFGD & ACI & C2G & SCR | 0 | 0 | 0 | 0 | 0 | 0 | 0
00 Ret.Exist_Non-FBC_WetFGD & ACI & DRET | 0 | 0 | 0 | 0 | 0 | 0 | 0
00 Ret.Exist_Non-FBC_WetFGD & ACI & GPM | 0 | 0 | 0 | 0 | 0 | 0 | 0
00 Ret.Exist_Non-FBC_WetFGD & ACI & GPM & C2G | 0 | 0 | 0 | 0 | 0 | 0 | 0
00 Ret.Exist_Non-FBC_WetFGD & ACI & GPM & C2G & SCR | 0 | 0 | 0 | 0 | 0 | 0 | 0
00 Ret.Exist_Non-FBC_WetFGD & ACI & GPM & DRET | 0 | 0 | 0 | 0 | 0 | 0 | 0
00 Ret.Exist_Non-FBC_WetFGD & ACI & GPM & NGC | 0 | 0 | 0 | 0 | 0 | 0 | 0
00 Ret.Exist_Non-FBC_WetFGD & ACI & GPM & SCR | 0 | 0 | 0 | 0 | 0 | 0 | 0
00 Ret.Exist_Non-FBC_WetFGD & ACI & GPM & SCR & CCS | 0 | 0 | 0 | 0 | 0 | 0 | 0
00 Ret.Exist_Non-FBC_WetFGD & ACI & GPM & SCR & DRET | 0 | 0 | 0 | 0 | 0 | 0 | 0
00 Ret.Exist_Non-FBC_WetFGD & ACI & GPM & SCR & NGC | 0 | 0 | 0 | 0 | 0 | 0 | 0
00 Ret.Exist_Non-FBC_WetFGD & ACI & GPM & SNCR | 0 | 0 | 0 | 0 | 0 | 0 | 0
00 Ret.Exist_Non-FBC_WetFGD & ACI & GPM & SNCR & DRET | 0 | 0 | 0 | 0 | 0 | 0 | 0
00 Ret.Exist_Non-FBC_WetFGD & ACI & GPM & SNCR & NGC | 0 | 0 | 0 | 0 | 0 | 0 | 0
00 Ret.Exist_Non-FBC_WetFGD & ACI & NGC | 0 | 0 | 0 | 0 | 0 | 0 | 0
00 Ret.Exist_Non-FBC_WetFGD & ACI & SCR | 0 | 0 | 0 | 0 | 0 | 0 | 0
00 Ret.Exist_Non-FBC_WetFGD & ACI & SCR & CCS | 0 | 0 | 0 | 0 | 0 | 0 | 0
00 Ret.Exist_Non-FBC_WetFGD & ACI & SCR & DRET | 0 | 0 | 0 | 0 | 0 | 0 | 0
00 Ret.Exist_Non-FBC_WetFGD & ACI & SCR & NGC | 0 | 0 | 0 | 0 | 0 | 0 | 0
00 Ret.Exist_Non-FBC_WetFGD & ACI & SNCR | 0 | 0 | 0 | 0 | 0 | 0 | 0
00 Ret.Exist_Non-FBC_WetFGD & ACI & SNCR & DRET | 0 | 0 | 0 | 0 | 0 | 0 | 0
00 Ret.Exist_Non-FBC_WetFGD & ACI & SNCR & NGC | 0 | 0 | 0 | 0 | 0 | 0 | 0
00 Ret.Exist_Non-FBC_WetFGD & C2G | 0 | 0 | 0 | 0 | 0 | 0 | 0
00 Ret.Exist_Non-FBC_WetFGD & C2G & SCR | 0 | 0 | 0 | 0 | 0 | 0 | 0
00 Ret.Exist_Non-FBC_WetFGD & DRET | 0 | 0 | 0 | 0 | 0 | 0 | 0
00 Ret.Exist_Non-FBC_WetFGD & DCCS | 0 | 0 | 0 | 0 | 0 | 0 | 0
00 Ret.Exist_Non-FBC_WetFGD & DCCS & SCR & CCS | 0 | 0 | 0 | 0 | 0 | 0 | 0
00 Ret.Exist_Non-FBC_WetFGD & GPM | 0 | 0 | 0 | 0 | 0 | 0 | 0
00 Ret.Exist_Non-FBC_WetFGD & GPM & C2G | 0 | 0 | 0 | 0 | 0 | 0 | 0
00 Ret.Exist_Non-FBC_WetFGD & GPM & C2G & SCR | 0 | 0 | 0 | 0 | 0 | 0 | 0
00 Ret.Exist_Non-FBC_WetFGD & GPM & DRET | 0 | 0 | 0 | 0 | 0 | 0 | 0
00 Ret.Exist_Non-FBC_WetFGD & GPM & NGC | 0 | 0 | 0 | 0 | 0 | 0 | 0
00 Ret.Exist_Non-FBC_WetFGD & GPM & SCR | 0 | 0 | 0 | 0 | 0 | 0 | 0
00 Ret.Exist_Non-FBC_WetFGD & GPM & SCR & CCS | 0 | 0 | 0 | 0 | 0 | 0 | 0
00 Ret.Exist_Non-FBC_WetFGD & GPM & SCR & DRET | 0 | 0 | 0 | 0 | 0 | 0 | 0
00 Ret.Exist_Non-FBC_WetFGD & GPM & SCR & NGC | 0 | 0 | 0 | 0 | 0 | 0 | 0
00 Ret.Exist_Non-FBC_WetFGD & GPM & SNCR | 0 | 0 | 0 | 0 | 0 | 0 | 0
00 Ret.Exist_Non-FBC_WetFGD & GPM & SNCR & DRET | 0 | 0 | 0 | 0 | 0 | 0 | 0
00 Ret.Exist_Non-FBC_WetFGD & GPM & SNCR & NGC | 0 | 0 | 0 | 0 | 0 | 0 | 0
00 Ret.Exist_Non-FBC_WetFGD & NGC | 0 | 0 | 0 | 0 | 0 | 0 | 0
00 Ret.Exist_Non-FBC_WetFGD & SCR | 0 | 2.4967 | 0 | 0 | 0 | 0 | 0
00 Ret.Exist_Non-FBC_WetFGD & SCR & C2G | 0 | 0 | 0 | 0 | 0 | 0 | 0
00 Ret.Exist_Non-FBC_WetFGD & SCR & CCS | 0 | 0 | 0 | 0 | 0 | 0 | 0
00 Ret.Exist_Non-FBC_WetFGD & SCR & DRET | 0 | 0 | 0 | 0 | 0 | 0 | 0
00 Ret.Exist_Non-FBC_WetFGD & SCR & NGC | 0 | 0 | 0 | 0 | 0 | 0 | 0
00 Ret.Exist_Non-FBC_WetFGD & SNCR | 0 | 0 | 0 | 0 | 0 | 0 | 0
00 Ret.Exist_Non-FBC_WetFGD & SNCR & C2G | 0 | 0 | 0 | 0 | 0 | 0 | 0
00 Ret.Exist_Non-FBC_WetFGD & SNCR & DRET | 0 | 0 | 0 | 0 | 0 | 0 | 0
00 Ret.Exist_Non-FBC_WetFGD & SNCR & NGC | 0 | 0 | 0 | 0 | 0 | 0 | 0
00 Ret.Exist_Non-FBC_WetFGD_ACI & C2G | 0.63963 | 0.63963 | 0.63963 | 0 | 0 | 0 | 0
00 Ret.Exist_Non-FBC_WetFGD_ACI & C2G & SCR | 0 | 0 | 0 | 0 | 0 | 0 | 0
00 Ret.Exist_Non-FBC_WetFGD_ACI & DCCS | 0 | 0 | 0 | 0 | 0 | 0 | 0
00 Ret.Exist_Non-FBC_WetFGD_ACI & DCCS & SCR & CCS | 0 | 0 | 0 | 0 | 0 | 0 | 0
00 Ret.Exist_Non-FBC_WetFGD_ACI & DRET | 0 | 0 | 0 | 0 | 0 | 0 | 0
00 Ret.Exist_Non-FBC_WetFGD_ACI & GPM | 0 | 0 | 0 | 0 | 0 | 0 | 0
00 Ret.Exist_Non-FBC_WetFGD_ACI & GPM & C2G | 0 | 0 | 0 | 0 | 0 | 0 | 0
00 Ret.Exist_Non-FBC_WetFGD_ACI & GPM & C2G & SCR | 0 | 0 | 0 | 0 | 0 | 0 | 0
00 Ret.Exist_Non-FBC_WetFGD_ACI & GPM & DRET | 0 | 0 | 0 | 0 | 0 | 0 | 0
00 Ret.Exist_Non-FBC_WetFGD_ACI & GPM & NGC | 0 | 0 | 0 | 0 | 0 | 0 | 0
00 Ret.Exist_Non-FBC_WetFGD_ACI & GPM & SCR | 0 | 0 | 0 | 0 | 0 | 0 | 0
00 Ret.Exist_Non-FBC_WetFGD_ACI & GPM & SCR & CCS | 0 | 0 | 0 | 0 | 0 | 0 | 0
00 Ret.Exist_Non-FBC_WetFGD_ACI & GPM & SCR & DRET | 0 | 0 | 0 | 0 | 0 | 0 | 0
00 Ret.Exist_Non-FBC_WetFGD_ACI & GPM & SCR & NGC | 0 | 0 | 0 | 0 | 0 | 0 | 0
00 Ret.Exist_Non-FBC_WetFGD_ACI & GPM & SNCR | 0 | 0 | 0 | 0 | 0 | 0 | 0
00 Ret.Exist_Non-FBC_WetFGD_ACI & GPM & SNCR & DRET | 0 | 0 | 0 | 0 | 0 | 0 | 0
00 Ret.Exist_Non-FBC_WetFGD_ACI & GPM & SNCR & NGC | 0 | 0 | 0 | 0 | 0 | 0 | 0
00 Ret.Exist_Non-FBC_WetFGD_ACI & NGC | 0 | 0 | 0 | 0 | 0 | 0 | 0
00 Ret.Exist_Non-FBC_WetFGD_ACI & SCR | 0 | 8.4528 | 0 | 0 | 0 | 0 | 0
00 Ret.Exist_Non-FBC_WetFGD_ACI & SCR & C2G | 0 | 0 | 0 | 0 | 0 | 0 | 0
00 Ret.Exist_Non-FBC_WetFGD_ACI & SCR & CCS | 0 | 0 | 33.7331 | 33.7331 | 0.059574 | 0.059574 | 0.059574
00 Ret.Exist_Non-FBC_WetFGD_ACI & SCR & DRET | 0 | 0 | 0 | 0 | 0 | 0 | 0
00 Ret.Exist_Non-FBC_WetFGD_ACI & SCR & NGC | 0 | 0 | 0 | 0 | 0 | 0 | 0
00 Ret.Exist_Non-FBC_WetFGD_ACI & SNCR | 0 | 0 | 0 | 0 | 0 | 0 | 0
00 Ret.Exist_Non-FBC_WetFGD_ACI & SNCR & C2G | 0 | 0 | 0 | 0 | 0 | 0 | 0
00 Ret.Exist_Non-FBC_WetFGD_ACI & SNCR & DRET | 0 | 0 | 0 | 0 | 0 | 0 | 0
00 Ret.Exist_Non-FBC_WetFGD_ACI & SNCR & NGC | 0 | 0 | 0 | 0 | 0 | 0 | 0
00 Ret.Exist_Non-FBC_WetFGD_ACI_DSI & C2G | 2.2247 | 0 | 0 | 0 | 0 | 0 | 0
00 Ret.Exist_Non-FBC_WetFGD_ACI_DSI & C2G & SCR | 0 | 0 | 0 | 0 | 0 | 0 | 0
00 Ret.Exist_Non-FBC_WetFGD_ACI_DSI & DCCS | 0 | 0 | 0 | 0 | 0 | 0 | 0
00 Ret.Exist_Non-FBC_WetFGD_ACI_DSI & DCCS & SCR & CCS | 0 | 0 | 0 | 0 | 0 | 0 | 0
00 Ret.Exist_Non-FBC_WetFGD_ACI_DSI & DRET | 0 | 0 | 0 | 0 | 0 | 0 | 0
00 Ret.Exist_Non-FBC_WetFGD_ACI_DSI & GPM | 0 | 0 | 0 | 0 | 0 | 0 | 0
00 Ret.Exist_Non-FBC_WetFGD_ACI_DSI & GPM & C2G | 0 | 0 | 0 | 0 | 0 | 0 | 0
00 Ret.Exist_Non-FBC_WetFGD_ACI_DSI & GPM & C2G & SCR | 0 | 0 | 0 | 0 | 0 | 0 | 0
00 Ret.Exist_Non-FBC_WetFGD_ACI_DSI & GPM & DRET | 0 | 0 | 0 | 0 | 0 | 0 | 0
00 Ret.Exist_Non-FBC_WetFGD_ACI_DSI & GPM & NGC | 0 | 0 | 0 | 0 | 0 | 0 | 0
00 Ret.Exist_Non-FBC_WetFGD_ACI_DSI & GPM & SCR | 0 | 0 | 0 | 0 | 0 | 0 | 0
00 Ret.Exist_Non-FBC_WetFGD_ACI_DSI & GPM & SCR & CCS | 0 | 0 | 0 | 0 | 0 | 0 | 0
00 Ret.Exist_Non-FBC_WetFGD_ACI_DSI & GPM & SCR & DRET | 0 | 0 | 0 | 0 | 0 | 0 | 0
00 Ret.Exist_Non-FBC_WetFGD_ACI_DSI & GPM & SCR & NGC | 0 | 0 | 0 | 0 | 0 | 0 | 0
00 Ret.Exist_Non-FBC_WetFGD_ACI_DSI & GPM & SNCR | 0 | 0 | 0 | 0 | 0 | 0 | 0
00 Ret.Exist_Non-FBC_WetFGD_ACI_DSI & GPM & SNCR & DRET | 0 | 0 | 0 | 0 | 0 | 0 | 0
00 Ret.Exist_Non-FBC_WetFGD_ACI_DSI & GPM & SNCR & NGC | 0 | 0 | 0 | 0 | 0 | 0 | 0
00 Ret.Exist_Non-FBC_WetFGD_ACI_DSI & NGC | 0 | 0 | 0 | 0 | 0 | 0 | 0
00 Ret.Exist_Non-FBC_WetFGD_ACI_DSI & SCR | 0 | 0 | 0 | 0 | 0 | 0 | 0
00 Ret.Exist_Non-FBC_WetFGD_ACI_DSI & SCR & C2G | 0 | 0 | 0 | 0 | 0 | 0 | 0
00 Ret.Exist_Non-FBC_WetFGD_ACI_DSI & SCR & CCS | 0 | 0 | 0 | 0 | 0 | 0 | 0
00 Ret.Exist_Non-FBC_WetFGD_ACI_DSI & SCR & DRET | 0 | 0 | 0 | 0 | 0 | 0 | 0
00 Ret.Exist_Non-FBC_WetFGD_ACI_DSI & SCR & NGC | 0 | 0 | 0 | 0 | 0 | 0 | 0
00 Ret.Exist_Non-FBC_WetFGD_ACI_DSI & SNCR | 0 | 0 | 0 | 0 | 0 | 0 | 0
00 Ret.Exist_Non-FBC_WetFGD_ACI_DSI & SNCR & C2G | 0 | 0 | 0 | 0 | 0 | 0 | 0
00 Ret.Exist_Non-FBC_WetFGD_ACI_DSI & SNCR & DRET | 0 | 0 | 0 | 0 | 0 | 0 | 0
00 Ret.Exist_Non-FBC_WetFGD_ACI_DSI & SNCR & NGC | 0 | 0 | 0 | 0 | 0 | 0 | 0
00 Ret.Exist_Non-FBC_WetFGD_SCR & ACI | 0 | 0 | 0 | 0 | 0 | 0 | 0
00 Ret.Exist_Non-FBC_WetFGD_SCR & ACI & C2G | 0 | 0 | 0 | 0 | 0 | 0 | 0
00 Ret.Exist_Non-FBC_WetFGD_SCR & ACI & CCS | 0 | 0 | 0 | 0 | 0 | 0 | 0
00 Ret.Exist_Non-FBC_WetFGD_SCR & DCCS | 0 | 0 | 0 | 0 | 0 | 0 | 0
00 Ret.Exist_Non-FBC_WetFGD_SCR & DCCS & CCS | 0 | 0 | 0 | 0 | 0 | 0 | 0
00 Ret.Exist_Non-FBC_WetFGD_SCR & ACI & DRET | 0 | 0 | 0 | 0 | 0 | 0 | 0
00 Ret.Exist_Non-FBC_WetFGD_SCR & ACI & GPM | 0 | 0 | 0 | 0 | 0 | 0 | 0
00 Ret.Exist_Non-FBC_WetFGD_SCR & ACI & GPM & C2G | 0 | 0 | 0 | 0 | 0 | 0 | 0
00 Ret.Exist_Non-FBC_WetFGD_SCR & ACI & GPM & CCS | 0 | 0 | 0 | 0 | 0 | 0 | 0
00 Ret.Exist_Non-FBC_WetFGD_SCR & ACI & GPM & DRET | 0 | 0 | 0 | 0 | 0 | 0 | 0
00 Ret.Exist_Non-FBC_WetFGD_SCR & ACI & GPM & NGC | 0 | 0 | 0 | 0 | 0 | 0 | 0
00 Ret.Exist_Non-FBC_WetFGD_SCR & ACI & NGC | 0 | 0 | 0 | 0 | 0 | 0 | 0
00 Ret.Exist_Non-FBC_WetFGD_SCR & C2G | 0.84059 | 0.84059 | 5.9519 | 0.23093 | 0 | 0 | 0
00 Ret.Exist_Non-FBC_WetFGD_SCR & CCS | 0 | 0.19555 | 65.7682 | 65.7682 | 0 | 0 | 0
00 Ret.Exist_Non-FBC_WetFGD_SCR & DRET | 0 | 0 | 0 | 0 | 0 | 0 | 0
00 Ret.Exist_Non-FBC_WetFGD_SCR & GPM | 0 | 0 | 0 | 0 | 0 | 0 | 0
00 Ret.Exist_Non-FBC_WetFGD_SCR & GPM & C2G | 0 | 0 | 0 | 0 | 0 | 0 | 0
00 Ret.Exist_Non-FBC_WetFGD_SCR & GPM & CCS | 0 | 0 | 0 | 0 | 0 | 0 | 0
00 Ret.Exist_Non-FBC_WetFGD_SCR & GPM & DRET | 0 | 0 | 0 | 0 | 0 | 0 | 0
00 Ret.Exist_Non-FBC_WetFGD_SCR & GPM & NGC | 0 | 0 | 0 | 0 | 0 | 0 | 0
00 Ret.Exist_Non-FBC_WetFGD_SCR & NGC | 0 | 0 | 0 | 0 | 0 | 0 | 0
00 Ret.Exist_Non-FBC_WetFGD_SCR_ACI & C2G | 0.46926 | 0.46926 | 0.46926 | 0.46926 | 0.46926 | 0.46926 | 0.46926
00 Ret.Exist_Non-FBC_WetFGD_SCR_ACI & CCS | 0 | 0 | 71.9118 | 70.756 | 0.15516 | 0.15516 | 0.15516
00 Ret.Exist_Non-FBC_WetFGD_SCR_ACI & DCCS | 0 | 0 | 0 | 0 | 0 | 0 | 0
00 Ret.Exist_Non-FBC_WetFGD_SCR_ACI & DCCS & CCS | 0 | 0 | 0 | 0 | 0 | 0 | 0
00 Ret.Exist_Non-FBC_WetFGD_SCR_ACI & DRET | 0 | 0 | 0 | 0 | 0 | 0 | 0
00 Ret.Exist_Non-FBC_WetFGD_SCR_ACI & GPM | 0 | 0 | 0 | 0 | 0 | 0 | 0
00 Ret.Exist_Non-FBC_WetFGD_SCR_ACI & GPM & C2G | 0 | 0 | 0 | 0 | 0 | 0 | 0
00 Ret.Exist_Non-FBC_WetFGD_SCR_ACI & GPM & CCS | 0 | 0 | 0 | 0 | 0 | 0 | 0
00 Ret.Exist_Non-FBC_WetFGD_SCR_ACI & GPM & DRET | 0 | 0 | 0 | 0 | 0 | 0 | 0
00 Ret.Exist_Non-FBC_WetFGD_SCR_ACI & GPM & NGC | 0 | 0 | 0 | 0 | 0 | 0 | 0
00 Ret.Exist_Non-FBC_WetFGD_SCR_ACI & NGC | 0 | 0 | 0 | 0 | 0 | 0 | 0
00 Ret.Exist_Non-FBC_WetFGD_SCR_ACI_DSI & C2G | 0 | 0 | 0 | 0 | 0 | 0 | 0
00 Ret.Exist_Non-FBC_WetFGD_SCR_ACI_DSI & CCS | 0 | 0 | 33.9454 | 33.9454 | 0 | 0 | 0
00 Ret.Exist_Non-FBC_WetFGD_SCR_ACI_DSI & DCCS | 0 | 0 | 0 | 0 | 0 | 0 | 0
00 Ret.Exist_Non-FBC_WetFGD_SCR_ACI_DSI & DCCS & CCS | 0 | 0 | 0 | 0 | 0 | 0 | 0
00 Ret.Exist_Non-FBC_WetFGD_SCR_ACI_DSI & DRET | 0 | 0 | 0 | 0 | 0 | 0 | 0
00 Ret.Exist_Non-FBC_WetFGD_SCR_ACI_DSI & GPM | 0 | 0 | 0 | 0 | 0 | 0 | 0
00 Ret.Exist_Non-FBC_WetFGD_SCR_ACI_DSI & GPM & C2G | 0 | 0 | 0 | 0 | 0 | 0 | 0
00 Ret.Exist_Non-FBC_WetFGD_SCR_ACI_DSI & GPM & CCS | 0 | 0 | 0 | 0 | 0 | 0 | 0
00 Ret.Exist_Non-FBC_WetFGD_SCR_ACI_DSI & GPM & DRET | 0 | 0 | 0 | 0 | 0 | 0 | 0
00 Ret.Exist_Non-FBC_WetFGD_SCR_ACI_DSI & GPM & NGC | 0 | 0 | 0 | 0 | 0 | 0 | 0
00 Ret.Exist_Non-FBC_WetFGD_SCR_ACI_DSI & NGC | 0 | 0 | 0 | 0 | 0 | 0 | 0
00 Ret.Exist_Non-FBC_WetFGD_SCR_DSI & ACI | 0 | 0 | 0 | 0 | 0 | 0 | 0
00 Ret.Exist_Non-FBC_WetFGD_SCR_DSI & ACI & C2G | 0 | 0 | 0 | 0 | 0 | 0 | 0
00 Ret.Exist_Non-FBC_WetFGD_SCR_DSI & ACI & CCS | 0 | 0 | 0 | 0 | 0 | 0 | 0
00 Ret.Exist_Non-FBC_WetFGD_SCR_DSI & ACI & DRET | 0 | 0 | 0 | 0 | 0 | 0 | 0
00 Ret.Exist_Non-FBC_WetFGD_SCR_DSI & ACI & GPM | 0 | 0 | 0 | 0 | 0 | 0 | 0
00 Ret.Exist_Non-FBC_WetFGD_SCR_DSI & ACI & GPM & C2G | 0 | 0 | 0 | 0 | 0 | 0 | 0
00 Ret.Exist_Non-FBC_WetFGD_SCR_DSI & ACI & GPM & CCS | 0 | 0 | 0 | 0 | 0 | 0 | 0
00 Ret.Exist_Non-FBC_WetFGD_SCR_DSI & ACI & GPM & DRET | 0 | 0 | 0 | 0 | 0 | 0 | 0
00 Ret.Exist_Non-FBC_WetFGD_SCR_DSI & ACI & GPM & NGC | 0 | 0 | 0 | 0 | 0 | 0 | 0
00 Ret.Exist_Non-FBC_WetFGD_SCR_DSI & ACI & NGC | 0 | 0 | 0 | 0 | 0 | 0 | 0
00 Ret.Exist_Non-FBC_WetFGD_SCR_DSI & C2G | 6.0844 | 6.0931 | 6.1019 | 0.27916 | 0.27916 | 0.27916 | 0.27916
00 Ret.Exist_Non-FBC_WetFGD_SCR_DSI & CCS | 0 | 0 | 0 | 0 | 0 | 0 | 0
00 Ret.Exist_Non-FBC_WetFGD_SCR_DSI & DCCS | 0 | 0 | 0 | 0 | 0 | 0 | 0
00 Ret.Exist_Non-FBC_WetFGD_SCR_DSI & DCCS & CCS | 0 | 0 | 0 | 0 | 0 | 0 | 0
00 Ret.Exist_Non-FBC_WetFGD_SCR_DSI & DRET | 0 | 0 | 0 | 0 | 0 | 0 | 0
00 Ret.Exist_Non-FBC_WetFGD_SCR_DSI & GPM | 0 | 0 | 0 | 0 | 0 | 0 | 0
00 Ret.Exist_Non-FBC_WetFGD_SCR_DSI & GPM & C2G | 0 | 0 | 0 | 0 | 0 | 0 | 0
00 Ret.Exist_Non-FBC_WetFGD_SCR_DSI & GPM & CCS | 0 | 0 | 0 | 0 | 0 | 0 | 0
00 Ret.Exist_Non-FBC_WetFGD_SCR_DSI & GPM & DRET | 0 | 0 | 0 | 0 | 0 | 0 | 0
00 Ret.Exist_Non-FBC_WetFGD_SCR_DSI & GPM & NGC | 0 | 0 | 0 | 0 | 0 | 0 | 0
00 Ret.Exist_Non-FBC_WetFGD_SCR_DSI & NGC | 0 | 0 | 0 | 0 | 0 | 0 | 0
00 Ret.Exist_Non-FBC_WetFGD_SNCR & ACI | 0 | 0 | 0 | 0 | 0 | 0 | 0
00 Ret.Exist_Non-FBC_WetFGD_SNCR & ACI & C2G | 0 | 0 | 0 | 0 | 0 | 0 | 0
00 Ret.Exist_Non-FBC_WetFGD_SNCR & ACI & C2G & SCR | 0 | 0 | 0 | 0 | 0 | 0 | 0
00 Ret.Exist_Non-FBC_WetFGD_SNCR & ACI & DRET | 0 | 0 | 0 | 0 | 0 | 0 | 0
00 Ret.Exist_Non-FBC_WetFGD_SNCR & ACI & GPM | 0 | 0 | 0 | 0 | 0 | 0 | 0
00 Ret.Exist_Non-FBC_WetFGD_SNCR & ACI & GPM & C2G | 0 | 0 | 0 | 0 | 0 | 0 | 0
00 Ret.Exist_Non-FBC_WetFGD_SNCR & ACI & GPM & C2G & SCR | 0 | 0 | 0 | 0 | 0 | 0 | 0
00 Ret.Exist_Non-FBC_WetFGD_SNCR & ACI & GPM & DRET | 0 | 0 | 0 | 0 | 0 | 0 | 0
00 Ret.Exist_Non-FBC_WetFGD_SNCR & ACI & GPM & NGC | 0 | 0 | 0 | 0 | 0 | 0 | 0
00 Ret.Exist_Non-FBC_WetFGD_SNCR & ACI & GPM & SCR | 0 | 0 | 0 | 0 | 0 | 0 | 0
00 Ret.Exist_Non-FBC_WetFGD_SNCR & ACI & GPM & SCR & CCS | 0 | 0 | 0 | 0 | 0 | 0 | 0
00 Ret.Exist_Non-FBC_WetFGD_SNCR & ACI & GPM & SCR & DRET | 0 | 0 | 0 | 0 | 0 | 0 | 0
00 Ret.Exist_Non-FBC_WetFGD_SNCR & ACI & GPM & SCR & NGC | 0 | 0 | 0 | 0 | 0 | 0 | 0
00 Ret.Exist_Non-FBC_WetFGD_SNCR & ACI & NGC | 0 | 0 | 0 | 0 | 0 | 0 | 0
00 Ret.Exist_Non-FBC_WetFGD_SNCR & ACI & SCR | 0 | 0 | 0 | 0 | 0 | 0 | 0
00 Ret.Exist_Non-FBC_WetFGD_SNCR & ACI & SCR & CCS | 0 | 0 | 0 | 0 | 0 | 0 | 0
00 Ret.Exist_Non-FBC_WetFGD_SNCR & ACI & SCR & DRET | 0 | 0 | 0 | 0 | 0 | 0 | 0
00 Ret.Exist_Non-FBC_WetFGD_SNCR & ACI & SCR & NGC | 0 | 0 | 0 | 0 | 0 | 0 | 0
00 Ret.Exist_Non-FBC_WetFGD_SNCR & C2G | 0 | 0 | 0 | 0 | 0 | 0 | 0
00 Ret.Exist_Non-FBC_WetFGD_SNCR & C2G & SCR | 0 | 0 | 0 | 0 | 0 | 0 | 0
00 Ret.Exist_Non-FBC_WetFGD_SNCR & DCCS | 0 | 0 | 0 | 0 | 0 | 0 | 0
00 Ret.Exist_Non-FBC_WetFGD_SNCR & DCCS & SCR & CCS | 0 | 0 | 0 | 0 | 0 | 0 | 0
00 Ret.Exist_Non-FBC_WetFGD_SNCR & DRET | 0 | 0 | 0 | 0 | 0 | 0 | 0
00 Ret.Exist_Non-FBC_WetFGD_SNCR & GPM | 0 | 0 | 0 | 0 | 0 | 0 | 0
00 Ret.Exist_Non-FBC_WetFGD_SNCR & GPM & C2G | 0 | 0 | 0 | 0 | 0 | 0 | 0
00 Ret.Exist_Non-FBC_WetFGD_SNCR & GPM & C2G & SCR | 0 | 0 | 0 | 0 | 0 | 0 | 0
00 Ret.Exist_Non-FBC_WetFGD_SNCR & GPM & DRET | 0 | 0 | 0 | 0 | 0 | 0 | 0
00 Ret.Exist_Non-FBC_WetFGD_SNCR & GPM & NGC | 0 | 0 | 0 | 0 | 0 | 0 | 0
00 Ret.Exist_Non-FBC_WetFGD_SNCR & GPM & SCR | 0 | 0 | 0 | 0 | 0 | 0 | 0
00 Ret.Exist_Non-FBC_WetFGD_SNCR & GPM & SCR & CCS | 0 | 0 | 0 | 0 | 0 | 0 | 0
00 Ret.Exist_Non-FBC_WetFGD_SNCR & GPM & SCR & DRET | 0 | 0 | 0 | 0 | 0 | 0 | 0
00 Ret.Exist_Non-FBC_WetFGD_SNCR & GPM & SCR & NGC | 0 | 0 | 0 | 0 | 0 | 0 | 0
00 Ret.Exist_Non-FBC_WetFGD_SNCR & NGC | 0 | 0 | 0 | 0 | 0 | 0 | 0
00 Ret.Exist_Non-FBC_WetFGD_SNCR & SCR | 0 | 0 | 0 | 0 | 0 | 0 | 0
00 Ret.Exist_Non-FBC_WetFGD_SNCR & SCR & C2G | 0 | 0 | 0 | 0 | 0 | 0 | 0
00 Ret.Exist_Non-FBC_WetFGD_SNCR & SCR & CCS | 0 | 0 | 0 | 0 | 0 | 0 | 0
00 Ret.Exist_Non-FBC_WetFGD_SNCR & SCR & DRET | 0 | 0 | 0 | 0 | 0 | 0 | 0
00 Ret.Exist_Non-FBC_WetFGD_SNCR & SCR & NGC | 0 | 0 | 0 | 0 | 0 | 0 | 0
00 Ret.Exist_Non-FBC_WetFGD_SNCR_ACI & C2G | 0 | 0 | 0 | 0 | 0 | 0 | 0
00 Ret.Exist_Non-FBC_WetFGD_SNCR_ACI & C2G & SCR | 0 | 0 | 0 | 0 | 0 | 0 | 0
00 Ret.Exist_Non-FBC_WetFGD_SNCR_ACI & DCCS | 0 | 0 | 0 | 0 | 0 | 0 | 0
00 Ret.Exist_Non-FBC_WetFGD_SNCR_ACI & DCCS & SCR & CCS | 0 | 0 | 0 | 0 | 0 | 0 | 0
00 Ret.Exist_Non-FBC_WetFGD_SNCR_ACI & DRET | 0 | 0 | 0 | 0 | 0 | 0 | 0
00 Ret.Exist_Non-FBC_WetFGD_SNCR_ACI & GPM | 0 | 0 | 0 | 0 | 0 | 0 | 0
00 Ret.Exist_Non-FBC_WetFGD_SNCR_ACI & GPM & C2G | 0 | 0 | 0 | 0 | 0 | 0 | 0
00 Ret.Exist_Non-FBC_WetFGD_SNCR_ACI & GPM & C2G & SCR | 0 | 0 | 0 | 0 | 0 | 0 | 0
00 Ret.Exist_Non-FBC_WetFGD_SNCR_ACI & GPM & DRET | 0 | 0 | 0 | 0 | 0 | 0 | 0
00 Ret.Exist_Non-FBC_WetFGD_SNCR_ACI & GPM & NGC | 0 | 0 | 0 | 0 | 0 | 0 | 0
00 Ret.Exist_Non-FBC_WetFGD_SNCR_ACI & GPM & SCR | 0 | 0 | 0 | 0 | 0 | 0 | 0
00 Ret.Exist_Non-FBC_WetFGD_SNCR_ACI & GPM & SCR & CCS | 0 | 0 | 0 | 0 | 0 | 0 | 0
00 Ret.Exist_Non-FBC_WetFGD_SNCR_ACI & GPM & SCR & DRET | 0 | 0 | 0 | 0 | 0 | 0 | 0
00 Ret.Exist_Non-FBC_WetFGD_SNCR_ACI & GPM & SCR & NGC | 0 | 0 | 0 | 0 | 0 | 0 | 0
00 Ret.Exist_Non-FBC_WetFGD_SNCR_ACI & NGC | 0 | 0 | 0 | 0 | 0 | 0 | 0
00 Ret.Exist_Non-FBC_WetFGD_SNCR_ACI & SCR | 0.82339 | 0.82339 | 0 | 0 | 0 | 0 | 0
00 Ret.Exist_Non-FBC_WetFGD_SNCR_ACI & SCR & C2G | 0 | 0 | 0 | 0 | 0 | 0 | 0
00 Ret.Exist_Non-FBC_WetFGD_SNCR_ACI & SCR & CCS | 0 | 1.7668 | 6.8908 | 6.8908 | 0 | 0 | 0
00 Ret.Exist_Non-FBC_WetFGD_SNCR_ACI & SCR & DRET | 0 | 0 | 0 | 0 | 0 | 0 | 0
00 Ret.Exist_Non-FBC_WetFGD_SNCR_ACI & SCR & NGC | 0 | 0 | 0 | 0 | 0 | 0 | 0
00 Existing Combined Cycle Retirement | 0 | 0 | 0 | 0 | 0 | 0 | 0
00 New Combined Cycle Retirement | 0 | 0 | 0 | 0 | 0 | 0 | 0
00 Existing Combustion Turbine Retirement | 0 | 0 | 0 | 0 | 0 | 0 | 0
00 New Combustion Turbine Retirement | 0 | 0 | 0 | 0 | 0 | 0 | 0
00 Oil/Gas Steam Retirement | 0 | 0 | 0 | 0 | 0 | 0 | 0
00 Coal Steam Retirement | 0 | 0 | 0 | 0 | 0 | 0 | 0
00 IGCC Retirement | 0 | 0 | 0 | 0 | 0 | 0 | 0
00 Nuclear Retirement | 0 | 0 | 0 | 0 | 0 | 0 | 0
00 Biomass Retirement | 0 | 0 | 0 | 0 | 0 | 0 | 0
00 Fossil_Other Retirement | 0 | 0 | 0 | 0 | 0 | 0 | 0
00 Fuel Cell Retirement | 0 | 0 | 0 | 0 | 0 | 0 | 0
00 Geothermal Retirement | 0 | 0 | 0 | 0 | 0 | 0 | 0
00 Hydro Retirement | 0 | 0 | 0 | 0 | 0 | 0 | 0
00 Landfill Gas Retirement | 0 | 0 | 0 | 0 | 0 | 0 | 0
00 Non Fossil_Other Retirement | 0 | 0 | 0 | 0 | 0 | 0 | 0
00 Solar Thermal Retirement | 0 | 0 | 0 | 0 | 0 | 0 | 0
00 Exist Dummy | 0 | 0 | 0 | 0 | 0 | 0 | 0
Total | 15480.3751 | 16022.3964 | 17581.8139 | 18888.7918 | 20499.6155 | 22511.2657 | 23533.4752
14. Capacity Factor by Capacity Reporting Type [%]
00 New Combined Cycle | 83.5129 | 86.0294 | 84.7058 | 78.8881 | 64.8408 | 54.6167 | 67.8838
00 New Combined Cycle with CCS Retrofit | N/A | N/A | 87 | 87 | 81.1224 | 80.013 | 81.1021
00 New Combined Cycle with CF Limit | N/A | N/A | N/A | N/A | N/A | N/A | N/A
00 New Combined Cycle with HRI Retrofit | N/A | N/A | N/A | N/A | N/A | N/A | N/A
00 New Combined Cycle with Hydrogen Retrofit | N/A | 87 | 87 | 82.4475 | 76.5196 | 68.9961 | 69.8435
00 New Combined Cycle with Hydrogen Retrofit Undone | N/A | N/A | N/A | N/A | N/A | N/A | N/A
00 New Combined Cycle with CCS | N/A | N/A | N/A | N/A | N/A | N/A | N/A
00 New Combustion Turbine | 8.3052 | 7.3965 | 13.1639 | 5.2105 | 1.9137 | 2.6484 | 3.2931
00 New Combustion Turbine with HRI Retrofit | N/A | N/A | N/A | N/A | N/A | N/A | N/A
00 New Combustion Turbine with Hydrogen Retrofit | N/A | N/A | N/A | N/A | N/A | 0.4313 | 0.41373
00 New Combustion Turbine with Hydrogen Retrofit Undone | N/A | N/A | N/A | N/A | N/A | N/A | N/A
00 New Hydro | N/A | 61.4843 | 60.3697 | 60.1831 | 59.5133 | 55.5176 | 56.5282
00 New Nuclear | N/A | N/A | N/A | N/A | N/A | N/A | N/A
00 New Nuclear - SMR | N/A | N/A | N/A | N/A | N/A | N/A | N/A
00 New Biomass | N/A | N/A | N/A | N/A | N/A | N/A | N/A
00 New Geothermal | 90 | 90 | 90 | 90 | 90 | 87.863 | 90
00 New Landfill Gas | 89.7992 | 89.9579 | 85.3393 | 85.0096 | 78.9156 | 57.9276 | 71.4497
00 New Battery Storage | 21.6951 | 19.2764 | 17.195 | 17.1289 | 19.2621 | 21.5777 | 21.7191
00 New Offshore Wind | 55.1494 | 55.8839 | 53.9019 | 53.9042 | 54.8208 | 54.8208 | 54.8208
00 New Onshore Wind | 40.9163 | 44.3007 | 46.5336 | 45.4479 | 44.6556 | 44.2816 | 44.2816
00 New Solar PV | 28.1613 | 28.1527 | 29.3442 | 28.8768 | 28.566 | 28.6175 | 28.6061
00 New Solar Thermal | N/A | N/A | N/A | N/A | N/A | N/A | N/A
00 New Fuel Cell | N/A | N/A | N/A | N/A | N/A | N/A | N/A
00 New Ultrasupercritical Coal without CCS | N/A | N/A | N/A | N/A | N/A | N/A | N/A
00 New Ultrasupercritical Coal with 30% CCS | N/A | N/A | N/A | N/A | N/A | N/A | N/A
00 New Ultrasupercritical Coal with 90% CCS | N/A | N/A | N/A | N/A | N/A | N/A | N/A
00 Exist & New Distributed Solar PV | 16.9596 | 17.0083 | 17.0636 | 17.055 | 17.0767 | 17.0796 | 17.0728
00 Exist Combined Cycle | 58.2735 | 58.7613 | 49.0039 | 38.9634 | 28.0671 | 22.7132 | 26.8219
00 Exist Combustion Turbine | 2.8664 | 2.0832 | 2.0423 | 1.0069 | 0.60913 | 0.79998 | 0.85141
00 Exist FBC_Uncontrolled | 18.7854 | 28.1427 | 10 | 10 | N/A | N/A | N/A
00 Exist FBC_ACI_DSI | 24.5294 | 35.4912 | 15.8328 | 15.8328 | 10 | 10 | 10
00 Exist FBC_DryFGD_ACI | 16.1756 | 10.2419 | 0 | 0 | 0 | N/A | N/A
00 Exist FBC_DryFGD_DSI | N/A | N/A | N/A | N/A | N/A | N/A | N/A
00 Exist FBC_DryFGD_SNCR | 25.7081 | 24.7464 | 19.2211 | 3.2557 | 3.2557 | 3.3224 | 10.6149
00 Exist FBC_DryFGD_SNCR_ACI | 77.3555 | 62.415 | 8.2795 | 0 | 0 | 0 | 0
00 Exist FBC_DryFGD_SNCR_ACI_DSI | 18.1811 | 24.7495 | 0 | 0 | 0 | 0 | 0
00 Exist FBC_DryFGD_SNCR_DSI | N/A | N/A | N/A | N/A | N/A | N/A | N/A
00 Exist FBC_DSI | 42.5436 | 53.9493 | 50.3141 | 21.4635 | 24.095 | 25.5192 | 18.8896
00 Exist FBC_SNCR | 0 | 0 | 0 | 0 | 0 | 0 | 0
00 Exist FBC_SNCR_ACI_DSI | N/A | N/A | N/A | N/A | N/A | N/A | N/A
00 Exist FBC_SNCR_DSI | 80.034 | 79.6497 | 68.0107 | 48.5365 | 43.2198 | 28.5296 | 50.1731
00 Exist FBC_WetFGD_SNCR | 18.7854 | 12.1836 | 10 | 10 | N/A | N/A | N/A
00 Exist FBC_WetFGD_DSI | 80.1393 | 83.37 | 83.37 | 69.8847 | 62.814 | 33.3817 | 41.8157
00 Exist_Non-FBC_Uncontrolled | 55.1364 | 51.6762 | 0.74074 | 0.74074 | 0.74074 | 0.74074 | 0.74074
00 Exist_Non-FBC_ACI | 59.4218 | 79.1843 | 65.9585 | 39.6705 | 23.1764 | 9.9273 | 36.1407
00 Exist_Non-FBC_ACI_DSI | 54.8255 | 63.1207 | 0 | 0 | 0 | 0 | 0
00 Exist_Non-FBC_DryFGD | N/A | N/A | N/A | N/A | N/A | N/A | N/A
00 Exist_Non-FBC_DryFGD_ACI | 56.4469 | 58.865 | 42.254 | 20.3375 | 13.3839 | 0.3189 | 25.0489
00 Exist_Non-FBC_DryFGD_SCR | N/A | N/A | N/A | N/A | N/A | N/A | N/A
00 Exist_Non-FBC_DryFGD_SCR_ACI | 46.0448 | 49.7668 | 26.2442 | 14.6647 | 11.2759 | 3.1483 | 17.7306
00 Exist_Non-FBC_DryFGD_SCR_DSI | 52.3766 | 37.1173 | N/A | N/A | N/A | N/A | N/A
00 Exist_Non-FBC_DryFGD_SCR_ACI_DSI | 70.1983 | 71.9033 | 13.9414 | 10 | 10 | 10 | 10
00 Exist_Non-FBC_DryFGD_SNCR_ACI | 72.5053 | 78.1959 | 52.8955 | 35.4523 | 30.7249 | 12.4255 | 45.9158
00 Exist_Non-FBC_DryFGD_SNCR_ACI_DSI | 0 | 0 | N/A | N/A | N/A | N/A | N/A
00 Exist_Non-FBC_DSI | 12.1919 | N/A | N/A | N/A | N/A | N/A | N/A
00 Exist_Non-FBC_SCR_ACI | 61.3519 | 65.9411 | 21.1277 | 10 | 10 | 10 | 10
00 Exist_Non-FBC_SCR_ACI_DSI | 4.4068 | 43.7783 | 0 | 0 | 0 | 0 | 0
00 Exist_Non-FBC_SNCR_ACI | 15.2253 | N/A | N/A | N/A | N/A | N/A | N/A
00 Exist_Non-FBC_SNCR_ACI_DSI | N/A | N/A | N/A | N/A | N/A | N/A | N/A
00 Exist_Non-FBC_WetFGD | 53.8289 | 44.2253 | N/A | N/A | N/A | N/A | N/A
00 Exist_Non-FBC_WetFGD_ACI | 64.8088 | 80.0114 | 79.01 | 70.5009 | 31.3173 | 26.1466 | 42.747
00 Exist_Non-FBC_WetFGD_ACI_DSI | N/A | N/A | N/A | N/A | N/A | N/A | N/A
00 Exist_Non-FBC_WetFGD_SCR | 41.9299 | 42.4797 | 19.5568 | 10.5317 | 11.119 | 0 | 62.8872
00 Exist_Non-FBC_WetFGD_SCR_DSI | 37.9619 | N/A | N/A | N/A | N/A | N/A | N/A
00 Exist_Non-FBC_WetFGD_SCR_ACI | 58.426 | 68.6984 | 30.1764 | 10 | 10 | 10 | 11.0707
00 Exist_Non-FBC_WetFGD_SCR_ACI_DSI | 49.4398 | 54.1768 | 13.3836 | 0 | 0 | 0 | 0
00 Exist_Non-FBC_WetFGD_SNCR | 63.7077 | N/A | N/A | N/A | N/A | N/A | N/A
00 Exist_Non-FBC_WetFGD_SNCR_ACI | 48.752 | 49.6881 | 72.292 | 72.313 | 65.277 | 25.1217 | 72.3394
00 Exist IGCC | 66.0716 | 67.6073 | N/A | N/A | N/A | N/A | N/A
00 Exist Fossil_Other | 44.5443 | 44.4751 | 44.0849 | 43.3377 | 40.5555 | 39.8853 | 41.2343
00 Exist Fuel Cell | 52.8313 | 51.9226 | 50.4647 | 39.4394 | 38.4495 | 25.7783 | 35.2539
00 Exist Hydro | 38.792 | 38.7921 | 38.7921 | 38.4973 | 38.4007 | 38.074 | 38.3643
00 Exist Non Fossil_Other | 61.1671 | 61.1671 | 61.0139 | 58.2792 | 56.8874 | 54.1283 | 56.1435
00 Exist Nuclear | 91.6339 | 91.5824 | 90.9778 | 89.3882 | 87.9345 | 84.0987 | 88.2709
00 Exist Oil/Gas Steam | 5.4442 | 4.165 | 3.797 | 1.1464 | 1.112 | 0.99053 | 0.95901
00 Exist Oil/Gas Steam_SCR | 8.267 | 6.2548 | 2.9877 | 2.8685 | 2.831 | 2.7114 | 2.8379
00 Exist Oil/Gas Steam_SNCR | 4.4774 | 4.217 | 1.7005 | 1.4234 | 1.4394 | 1.5073 | 1.5322
00 Exist Biomass | 15.0448 | 30.0733 | 1.5994 | 0.23198 | 0 | 0 | 0.23198
00 Exist Landfill Gas | 63.7476 | 63.9408 | 61.8152 | 60.7508 | 57.6447 | 46.9959 | 53.8811
00 Exist Geothermal | 72.2949 | 72.2949 | 72.2949 | 72.2949 | 72.2949 | 72.2949 | 72.2949
00 Exist Pump Storage | 11.4905 | 10.6271 | 10.5015 | 9.9346 | 12.0414 | 16.4039 | 16.4447
00 Exist Energy Storage | 8.1845 | 8.2379 | 7.7125 | 7.7626 | 8.0233 | 7.9861 | 8.0157
00 Exist Solar PV | 24.3983 | 24.3983 | 24.3982 | 24.3982 | 24.3982 | 24.3982 | 24.3982
00 Exist Solar Thermal | 23.0309 | 23.0309 | 23.0309 | 23.0309 | 23.0309 | 23.0309 | 23.0309
00 Exist Offshore Wind | 54.1803 | 54.1803 | 54.1803 | 54.1803 | 54.1803 | 54.1803 | 54.1803
00 Exist Onshore Wind | 36.4949 | 36.4949 | 36.4949 | 36.4949 | 36.4949 | 36.4949 | 36.4949
00 International Imports | 34.78 | 34.78 | 34.78 | 31.6 | 31.6 | 31.6 | 31.6
00 Ret.Exist Combined Cycle & CF Limit | N/A | N/A | N/A | N/A | N/A | N/A | N/A
00 Ret.Exist Combined Cycle & CCS | N/A | N/A | 84.41 | 84.41 | 46.3433 | 46.2724 | 45.5624
00 Ret.Exist Combined Cycle & Hydrogen | N/A | 47.1622 | 20.3822 | 7.6873 | 1.085 | 3.9007 | 8.4247
00 Ret.Exist Combined Cycle & Hydrogen Retrofit Undone | N/A | N/A | N/A | N/A | N/A | N/A | N/A
00 Ret.Exist Combined Cycle & HRI | N/A | N/A | N/A | N/A | N/A | N/A | N/A
00 Ret.Exist Combustion Turbine & HRI | N/A | N/A | N/A | N/A | N/A | N/A | N/A
00 Ret.Exist_FBC_NoCtrl & CCS | N/A | N/A | N/A | N/A | N/A | N/A | N/A
00 Ret.Exist_FBC_NoCtrl & DRET | N/A | N/A | N/A | N/A | N/A | N/A | N/A
00 Ret.Exist_FBC_NoCtrl & GPM | N/A | N/A | N/A | N/A | N/A | N/A | N/A
00 Ret.Exist_FBC_NoCtrl & GPM & CCS | N/A | N/A | N/A | N/A | N/A | N/A | N/A
00 Ret.Exist_FBC_NoCtrl & GPM & DRET | N/A | N/A | N/A | N/A | N/A | N/A | N/A
00 Ret.Exist_FBC_NoCtrl & GPM & NGC | N/A | N/A | N/A | N/A | N/A | N/A | N/A
00 Ret.Exist_FBC_NoCtrl & GPM & SNCR | N/A | N/A | N/A | N/A | N/A | N/A | N/A
00 Ret.Exist_FBC_NoCtrl & GPM & SNCR & CCS | N/A | N/A | N/A | N/A | N/A | N/A | N/A
00 Ret.Exist_FBC_NoCtrl & GPM & SNCR & DRET | N/A | N/A | N/A | N/A | N/A | N/A | N/A
00 Ret.Exist_FBC_NoCtrl & GPM & SNCR & NGC | N/A | N/A | N/A | N/A | N/A | N/A | N/A
00 Ret.Exist_FBC_NoCtrl & NGC | N/A | N/A | N/A | N/A | N/A | N/A | N/A
00 Ret.Exist_FBC_NoCtrl & SNCR | N/A | N/A | N/A | N/A | N/A | N/A | N/A
00 Ret.Exist_FBC_NoCtrl & SNCR & CCS | N/A | N/A | N/A | N/A | N/A | N/A | N/A
00 Ret.Exist_FBC_NoCtrl & SNCR & DRET | N/A | N/A | N/A | N/A | N/A | N/A | N/A
00 Ret.Exist_FBC_NoCtrl & SNCR & NGC | N/A | N/A | N/A | N/A | N/A | N/A | N/A
00 Ret.Exist_FBC_ACI_DSI & CCS | N/A | N/A | N/A | N/A | N/A | N/A | N/A
00 Ret.Exist_FBC_ACI_DSI & DCCS | N/A | N/A | N/A | N/A | N/A | N/A | N/A
00 Ret.Exist_FBC_ACI_DSI & DCCS & CCS | N/A | N/A | N/A | N/A | N/A | N/A | N/A
00 Ret.Exist_FBC_ACI_DSI & DCCS & SNCR & CCS | N/A | N/A | N/A | N/A | N/A | N/A | N/A
00 Ret.Exist_FBC_ACI_DSI & DRET | N/A | N/A | N/A | N/A | N/A | N/A | N/A
00 Ret.Exist_FBC_ACI_DSI & GPM | N/A | N/A | N/A | N/A | N/A | N/A | N/A
00 Ret.Exist_FBC_ACI_DSI & GPM & CCS | N/A | N/A | N/A | N/A | N/A | N/A | N/A
00 Ret.Exist_FBC_ACI_DSI & GPM & DRET | N/A | N/A | N/A | N/A | N/A | N/A | N/A
00 Ret.Exist_FBC_ACI_DSI & GPM & NGC | N/A | N/A | N/A | N/A | N/A | N/A | N/A
00 Ret.Exist_FBC_ACI_DSI & GPM & SNCR | N/A | N/A | N/A | N/A | N/A | N/A | N/A
00 Ret.Exist_FBC_ACI_DSI & GPM & SNCR & CCS | N/A | N/A | N/A | N/A | N/A | N/A | N/A
00 Ret.Exist_FBC_ACI_DSI & GPM & SNCR & DRET | N/A | N/A | N/A | N/A | N/A | N/A | N/A
00 Ret.Exist_FBC_ACI_DSI & GPM & SNCR & NGC | N/A | N/A | N/A | N/A | N/A | N/A | N/A
00 Ret.Exist_FBC_ACI_DSI & NGC | N/A | N/A | N/A | N/A | N/A | N/A | N/A
00 Ret.Exist_FBC_ACI_DSI & SNCR | N/A | N/A | N/A | N/A | N/A | N/A | N/A
00 Ret.Exist_FBC_ACI_DSI & SNCR & CCS | N/A | N/A | N/A | N/A | N/A | N/A | N/A
00 Ret.Exist_FBC_ACI_DSI & SNCR & DRET | N/A | N/A | N/A | N/A | N/A | N/A | N/A
00 Ret.Exist_FBC_ACI_DSI & SNCR & NGC | N/A | N/A | N/A | N/A | N/A | N/A | N/A
00 Ret.Exist_FBC_DryFGD_ACI & CCS | N/A | N/A | N/A | N/A | N/A | N/A | N/A
00 Ret.Exist_FBC_DryFGD_ACI & DCCS | N/A | N/A | N/A | N/A | N/A | N/A | N/A
00 Ret.Exist_FBC_DryFGD_ACI & DCCS & CCS | N/A | N/A | N/A | N/A | N/A | N/A | N/A
00 Ret.Exist_FBC_DryFGD_ACI & DCCS & SNCR & CCS | N/A | N/A | N/A | N/A | N/A | N/A | N/A
00 Ret.Exist_FBC_DryFGD_ACI & DRET | N/A | N/A | N/A | N/A | N/A | N/A | N/A
00 Ret.Exist_FBC_DryFGD_ACI & GPM | N/A | N/A | N/A | N/A | N/A | N/A | N/A
00 Ret.Exist_FBC_DryFGD_ACI & GPM & CCS | N/A | N/A | N/A | N/A | N/A | N/A | N/A
00 Ret.Exist_FBC_DryFGD_ACI & GPM & DRET | N/A | N/A | N/A | N/A | N/A | N/A | N/A
00 Ret.Exist_FBC_DryFGD_ACI & GPM & NGC | N/A | N/A | N/A | N/A | N/A | N/A | N/A
00 Ret.Exist_FBC_DryFGD_ACI & GPM & SNCR | N/A | N/A | N/A | N/A | N/A | N/A | N/A
00 Ret.Exist_FBC_DryFGD_ACI & GPM & SNCR & CCS | N/A | N/A | N/A | N/A | N/A | N/A | N/A
00 Ret.Exist_FBC_DryFGD_ACI & GPM & SNCR & DRET | N/A | N/A | N/A | N/A | N/A | N/A | N/A
00 Ret.Exist_FBC_DryFGD_ACI & GPM & SNCR & NGC | N/A | N/A | N/A | N/A | N/A | N/A | N/A
00 Ret.Exist_FBC_DryFGD_ACI & NGC | N/A | N/A | N/A | N/A | N/A | N/A | N/A
00 Ret.Exist_FBC_DryFGD_ACI & SNCR | N/A | N/A | N/A | N/A | N/A | N/A | N/A
00 Ret.Exist_FBC_DryFGD_ACI & SNCR & CCS | N/A | N/A | N/A | N/A | N/A | N/A | N/A
00 Ret.Exist_FBC_DryFGD_ACI & SNCR & DRET | N/A | N/A | N/A | N/A | N/A | N/A | N/A
00 Ret.Exist_FBC_DryFGD_ACI & SNCR & NGC | N/A | N/A | N/A | N/A | N/A | N/A | N/A
00 Ret.Exist_FBC_DryFGD_DSI & ACI | N/A | N/A | N/A | N/A | N/A | N/A | N/A
00 Ret.Exist_FBC_DryFGD_DSI & ACI & DRET | N/A | N/A | N/A | N/A | N/A | N/A | N/A
00 Ret.Exist_FBC_DryFGD_DSI & ACI & GPM | N/A | N/A | N/A | N/A | N/A | N/A | N/A
00 Ret.Exist_FBC_DryFGD_DSI & ACI & GPM & DRET | N/A | N/A | N/A | N/A | N/A | N/A | N/A
00 Ret.Exist_FBC_DryFGD_DSI & ACI & GPM & NGC | N/A | N/A | N/A | N/A | N/A | N/A | N/A
00 Ret.Exist_FBC_DryFGD_DSI & ACI & GPM & SNCR | N/A | N/A | N/A | N/A | N/A | N/A | N/A
00 Ret.Exist_FBC_DryFGD_DSI & ACI & GPM & SNCR & DRET | N/A | N/A | N/A | N/A | N/A | N/A | N/A
00 Ret.Exist_FBC_DryFGD_DSI & ACI & GPM & SNCR & NGC | N/A | N/A | N/A | N/A | N/A | N/A | N/A
00 Ret.Exist_FBC_DryFGD_DSI & ACI & NGC | N/A | N/A | N/A | N/A | N/A | N/A | N/A
00 Ret.Exist_FBC_DryFGD_DSI & ACI & SNCR | N/A | N/A | N/A | N/A | N/A | N/A | N/A
00 Ret.Exist_FBC_DryFGD_DSI & ACI & SNCR & DRET | N/A | N/A | N/A | N/A | N/A | N/A | N/A
00 Ret.Exist_FBC_DryFGD_DSI & ACI & SNCR & NGC | N/A | N/A | N/A | N/A | N/A | N/A | N/A
00 Ret.Exist_FBC_DryFGD_DSI & DRET | N/A | N/A | N/A | N/A | N/A | N/A | N/A
00 Ret.Exist_FBC_DryFGD_DSI & GPM | N/A | N/A | N/A | N/A | N/A | N/A | N/A
00 Ret.Exist_FBC_DryFGD_DSI & GPM & DRET | N/A | N/A | N/A | N/A | N/A | N/A | N/A
00 Ret.Exist_FBC_DryFGD_DSI & GPM & NGC | N/A | N/A | N/A | N/A | N/A | N/A | N/A
00 Ret.Exist_FBC_DryFGD_DSI & GPM & SNCR | N/A | N/A | N/A | N/A | N/A | N/A | N/A
00 Ret.Exist_FBC_DryFGD_DSI & GPM & SNCR & DRET | N/A | N/A | N/A | N/A | N/A | N/A | N/A
00 Ret.Exist_FBC_DryFGD_DSI & GPM & SNCR & NGC | N/A | N/A | N/A | N/A | N/A | N/A | N/A
00 Ret.Exist_FBC_DryFGD_DSI & NGC | N/A | N/A | N/A | N/A | N/A | N/A | N/A
00 Ret.Exist_FBC_DryFGD_DSI & SNCR | N/A | N/A | N/A | N/A | N/A | N/A | N/A
00 Ret.Exist_FBC_DryFGD_DSI & SNCR & DRET | N/A | N/A | N/A | N/A | N/A | N/A | N/A
00 Ret.Exist_FBC_DryFGD_DSI & SNCR & NGC | N/A | N/A | N/A | N/A | N/A | N/A | N/A
00 Ret.Exist_FBC_DryFGD_SNCR & ACI | N/A | N/A | N/A | N/A | N/A | N/A | N/A
00 Ret.Exist_FBC_DryFGD_SNCR & ACI & CCS | N/A | N/A | N/A | N/A | N/A | N/A | N/A
00 Ret.Exist_FBC_DryFGD_SNCR & ACI & DRET | N/A | N/A | N/A | N/A | N/A | N/A | N/A
00 Ret.Exist_FBC_DryFGD_SNCR & ACI & GPM | N/A | N/A | N/A | N/A | N/A | N/A | N/A
00 Ret.Exist_FBC_DryFGD_SNCR & ACI & GPM & CCS | N/A | N/A | N/A | N/A | N/A | N/A | N/A
00 Ret.Exist_FBC_DryFGD_SNCR & ACI & GPM & DRET | N/A | N/A | N/A | N/A | N/A | N/A | N/A
00 Ret.Exist_FBC_DryFGD_SNCR & ACI & GPM & NGC | N/A | N/A | N/A | N/A | N/A | N/A | N/A
00 Ret.Exist_FBC_DryFGD_SNCR & ACI & NGC | N/A | N/A | N/A | N/A | N/A | N/A | N/A
00 Ret.Exist_FBC_DryFGD_SNCR & CCS | N/A | N/A | 79.68 | 79.68 | N/A | N/A | N/A
00 Ret.Exist_FBC_DryFGD_SNCR & DCCS | N/A | N/A | N/A | N/A | N/A | N/A | N/A
00 Ret.Exist_FBC_DryFGD_SNCR & DCCS & CCS | N/A | N/A | N/A | N/A | N/A | N/A | N/A
00 Ret.Exist_FBC_DryFGD_SNCR & DRET | N/A | N/A | N/A | N/A | N/A | N/A | N/A
00 Ret.Exist_FBC_DryFGD_SNCR & GPM | N/A | N/A | N/A | N/A | N/A | N/A | N/A
00 Ret.Exist_FBC_DryFGD_SNCR & GPM & CCS | N/A | N/A | N/A | N/A | N/A | N/A | N/A
00 Ret.Exist_FBC_DryFGD_SNCR & GPM & DRET | N/A | N/A | N/A | N/A | N/A | N/A | N/A
00 Ret.Exist_FBC_DryFGD_SNCR & GPM & NGC | N/A | N/A | N/A | N/A | N/A | N/A | N/A
00 Ret.Exist_FBC_DryFGD_SNCR & NGC | N/A | N/A | N/A | N/A | N/A | N/A | N/A
00 Ret.Exist_FBC_DryFGD_SNCR_ACI & CCS | N/A | N/A | N/A | N/A | N/A | N/A | N/A
00 Ret.Exist_FBC_DryFGD_SNCR_ACI & DCCS | N/A | N/A | N/A | N/A | N/A | N/A | N/A
00 Ret.Exist_FBC_DryFGD_SNCR_ACI & DCCS & CCS | N/A | N/A | N/A | N/A | N/A | N/A | N/A
00 Ret.Exist_FBC_DryFGD_SNCR_ACI & DRET | N/A | N/A | N/A | N/A | N/A | N/A | N/A
00 Ret.Exist_FBC_DryFGD_SNCR_ACI & GPM | N/A | N/A | N/A | N/A | N/A | N/A | N/A
00 Ret.Exist_FBC_DryFGD_SNCR_ACI & GPM & CCS | N/A | N/A | N/A | N/A | N/A | N/A | N/A
00 Ret.Exist_FBC_DryFGD_SNCR_ACI & GPM & DRET | N/A | N/A | N/A | N/A | N/A | N/A | N/A
00 Ret.Exist_FBC_DryFGD_SNCR_ACI & GPM & NGC | N/A | N/A | N/A | N/A | N/A | N/A | N/A
00 Ret.Exist_FBC_DryFGD_SNCR_ACI & NGC | N/A | N/A | N/A | N/A | N/A | N/A | N/A
00 Ret.Exist_FBC_DryFGD_SNCR_ACI_DSI & CCS | N/A | 77.01 | 77.01 | 77.01 | N/A | N/A | N/A
00 Ret.Exist_FBC_DryFGD_SNCR_ACI_DSI & DCCS | N/A | N/A | N/A | N/A | N/A | N/A | N/A
00 Ret.Exist_FBC_DryFGD_SNCR_ACI_DSI & DCCS & CCS | N/A | N/A | N/A | N/A | N/A | N/A | N/A
00 Ret.Exist_FBC_DryFGD_SNCR_ACI_DSI & DRET | N/A | N/A | N/A | N/A | N/A | N/A | N/A
00 Ret.Exist_FBC_DryFGD_SNCR_ACI_DSI & GPM | N/A | N/A | N/A | N/A | N/A | N/A | N/A
00 Ret.Exist_FBC_DryFGD_SNCR_ACI_DSI & GPM & CCS | N/A | N/A | N/A | N/A | N/A | N/A | N/A
00 Ret.Exist_FBC_DryFGD_SNCR_ACI_DSI & GPM & DRET | N/A | N/A | N/A | N/A | N/A | N/A | N/A
00 Ret.Exist_FBC_DryFGD_SNCR_ACI_DSI & GPM & NGC | N/A | N/A | N/A | N/A | N/A | N/A | N/A
00 Ret.Exist_FBC_DryFGD_SNCR_ACI_DSI & NGC | N/A | N/A | N/A | N/A | N/A | N/A | N/A
00 Ret.Exist_FBC_DryFGD_SNCR_DSI & ACI | N/A | N/A | N/A | N/A | N/A | N/A | N/A
00 Ret.Exist_FBC_DryFGD_SNCR_DSI & ACI & DRET | N/A | N/A | N/A | N/A | N/A | N/A | N/A
00 Ret.Exist_FBC_DryFGD_SNCR_DSI & ACI & GPM | N/A | N/A | N/A | N/A | N/A | N/A | N/A
00 Ret.Exist_FBC_DryFGD_SNCR_DSI & ACI & GPM & DRET | N/A | N/A | N/A | N/A | N/A | N/A | N/A
00 Ret.Exist_FBC_DryFGD_SNCR_DSI & ACI & GPM & NGC | N/A | N/A | N/A | N/A | N/A | N/A | N/A
00 Ret.Exist_FBC_DryFGD_SNCR_DSI & ACI & NGC | N/A | N/A | N/A | N/A | N/A | N/A | N/A
00 Ret.Exist_FBC_DryFGD_SNCR_DSI & DRET | N/A | N/A | N/A | N/A | N/A | N/A | N/A
00 Ret.Exist_FBC_DryFGD_SNCR_DSI & GPM | N/A | N/A | N/A | N/A | N/A | N/A | N/A
00 Ret.Exist_FBC_DryFGD_SNCR_DSI & GPM & DRET | N/A | N/A | N/A | N/A | N/A | N/A | N/A
00 Ret.Exist_FBC_DryFGD_SNCR_DSI & GPM & NGC | N/A | N/A | N/A | N/A | N/A | N/A | N/A
00 Ret.Exist_FBC_DryFGD_SNCR_DSI & NGC | N/A | N/A | N/A | N/A | N/A | N/A | N/A
00 Ret.Exist_FBC_DSI & ACI | N/A | N/A | N/A | N/A | N/A | N/A | N/A
00 Ret.Exist_FBC_DSI & ACI & DRET | N/A | N/A | N/A | N/A | N/A | N/A | N/A
00 Ret.Exist_FBC_DSI & ACI & GPM | N/A | N/A | N/A | N/A | N/A | N/A | N/A
00 Ret.Exist_FBC_DSI & ACI & GPM & DRET | N/A | N/A | N/A | N/A | N/A | N/A | N/A
00 Ret.Exist_FBC_DSI & ACI & GPM & NGC | N/A | N/A | N/A | N/A | N/A | N/A | N/A
00 Ret.Exist_FBC_DSI & ACI & GPM & SNCR | N/A | N/A | N/A | N/A | N/A | N/A | N/A
00 Ret.Exist_FBC_DSI & ACI & GPM & SNCR & DRET | N/A | N/A | N/A | N/A | N/A | N/A | N/A
00 Ret.Exist_FBC_DSI & ACI & GPM & SNCR & NGC | N/A | N/A | N/A | N/A | N/A | N/A | N/A
00 Ret.Exist_FBC_DSI & ACI & NGC | N/A | N/A | N/A | N/A | N/A | N/A | N/A
00 Ret.Exist_FBC_DSI & ACI & SNCR | N/A | N/A | N/A | N/A | N/A | N/A | N/A
00 Ret.Exist_FBC_DSI & ACI & SNCR & DRET | N/A | N/A | N/A | N/A | N/A | N/A | N/A
00 Ret.Exist_FBC_DSI & ACI & SNCR & NGC | N/A | N/A | N/A | N/A | N/A | N/A | N/A
00 Ret.Exist_FBC_DSI & DRET | N/A | N/A | N/A | N/A | N/A | N/A | N/A
00 Ret.Exist_FBC_DSI & GPM | N/A | N/A | N/A | N/A | N/A | N/A | N/A
00 Ret.Exist_FBC_DSI & GPM & DRET | N/A | N/A | N/A | N/A | N/A | N/A | N/A
00 Ret.Exist_FBC_DSI & GPM & NGC | N/A | N/A | N/A | N/A | N/A | N/A | N/A
00 Ret.Exist_FBC_DSI & GPM & SNCR | N/A | N/A | N/A | N/A | N/A | N/A | N/A
00 Ret.Exist_FBC_DSI & GPM & SNCR & DRET | N/A | N/A | N/A | N/A | N/A | N/A | N/A
00 Ret.Exist_FBC_DSI & GPM & SNCR & NGC | N/A | N/A | N/A | N/A | N/A | N/A | N/A
00 Ret.Exist_FBC_DSI & NGC | N/A | N/A | N/A | N/A | N/A | N/A | N/A
00 Ret.Exist_FBC_DSI & SNCR | N/A | N/A | N/A | N/A | N/A | N/A | N/A
00 Ret.Exist_FBC_DSI & SNCR & DRET | N/A | N/A | N/A | N/A | N/A | N/A | N/A
00 Ret.Exist_FBC_DSI & SNCR & NGC | N/A | N/A | N/A | N/A | N/A | N/A | N/A
00 Ret.Exist_FBC_SNCR & ACI | N/A | N/A | N/A | N/A | N/A | N/A | N/A
00 Ret.Exist_FBC_SNCR & ACI & DRET | N/A | N/A | N/A | N/A | N/A | N/A | N/A
00 Ret.Exist_FBC_SNCR & ACI & NGC | N/A | N/A | N/A | N/A | N/A | N/A | N/A
00 Ret.Exist_FBC_SNCR & DRET | N/A | N/A | N/A | N/A | N/A | N/A | N/A
00 Ret.Exist_FBC_SNCR & GPM | N/A | N/A | N/A | N/A | N/A | N/A | N/A
00 Ret.Exist_FBC_SNCR & GPM & DRET | N/A | N/A | N/A | N/A | N/A | N/A | N/A
00 Ret.Exist_FBC_SNCR & GPM & NGC | N/A | N/A | N/A | N/A | N/A | N/A | N/A
00 Ret.Exist_FBC_SNCR & NGC | N/A | N/A | N/A | N/A | N/A | N/A | N/A
00 Ret.Exist_FBC_SNCR_ACI_DSI & CCS | N/A | N/A | N/A | N/A | N/A | N/A | N/A
00 Ret.Exist_FBC_SNCR_ACI_DSI & DCCS | N/A | N/A | N/A | N/A | N/A | N/A | N/A
00 Ret.Exist_FBC_SNCR_ACI_DSI & DCCS & CCS | N/A | N/A | N/A | N/A | N/A | N/A | N/A
00 Ret.Exist_FBC_SNCR_ACI_DSI & DRET | N/A | N/A | N/A | N/A | N/A | N/A | N/A
00 Ret.Exist_FBC_SNCR_ACI_DSI & GPM | N/A | N/A | N/A | N/A | N/A | N/A | N/A
00 Ret.Exist_FBC_SNCR_ACI_DSI & GPM & CCS | N/A | N/A | N/A | N/A | N/A | N/A | N/A
00 Ret.Exist_FBC_SNCR_ACI_DSI & GPM & DRET | N/A | N/A | N/A | N/A | N/A | N/A | N/A
00 Ret.Exist_FBC_SNCR_ACI_DSI & GPM & NGC | N/A | N/A | N/A | N/A | N/A | N/A | N/A
00 Ret.Exist_FBC_SNCR_ACI_DSI & NGC | N/A | N/A | N/A | N/A | N/A | N/A | N/A
00 Ret.Exist_FBC_SNCR_DSI & ACI | N/A | N/A | N/A | N/A | N/A | N/A | N/A
00 Ret.Exist_FBC_SNCR_DSI & ACI & CCS | N/A | N/A | N/A | N/A | N/A | N/A | N/A
00 Ret.Exist_FBC_SNCR_DSI & ACI & DRET | N/A | N/A | N/A | N/A | N/A | N/A | N/A
00 Ret.Exist_FBC_SNCR_DSI & ACI & GPM | N/A | N/A | N/A | N/A | N/A | N/A | N/A
00 Ret.Exist_FBC_SNCR_DSI & ACI & GPM & CCS | N/A | N/A | N/A | N/A | N/A | N/A | N/A
00 Ret.Exist_FBC_SNCR_DSI & ACI & GPM & DRET | N/A | N/A | N/A | N/A | N/A | N/A | N/A
00 Ret.Exist_FBC_SNCR_DSI & ACI & GPM & NGC | N/A | N/A | N/A | N/A | N/A | N/A | N/A
00 Ret.Exist_FBC_SNCR_DSI & ACI & NGC | N/A | N/A | N/A | N/A | N/A | N/A | N/A
00 Ret.Exist_FBC_SNCR_DSI & CCS | N/A | N/A | N/A | N/A | N/A | N/A | N/A
00 Ret.Exist_FBC_SNCR_DSI & DCCS | N/A | N/A | N/A | N/A | N/A | N/A | N/A
00 Ret.Exist_FBC_SNCR_DSI & DCCS & CCS | N/A | N/A | N/A | N/A | N/A | N/A | N/A
00 Ret.Exist_FBC_SNCR_DSI & DRET | N/A | N/A | N/A | N/A | N/A | N/A | N/A
00 Ret.Exist_FBC_SNCR_DSI & GPM | N/A | N/A | N/A | N/A | N/A | N/A | N/A
00 Ret.Exist_FBC_SNCR_DSI & GPM & CCS | N/A | N/A | N/A | N/A | N/A | N/A | N/A
00 Ret.Exist_FBC_SNCR_DSI & GPM & DRET | N/A | N/A | N/A | N/A | N/A | N/A | N/A
00 Ret.Exist_FBC_SNCR_DSI & GPM & NGC | N/A | N/A | N/A | N/A | N/A | N/A | N/A
00 Ret.Exist_FBC_SNCR_DSI & NGC | N/A | N/A | N/A | N/A | N/A | N/A | N/A
00 Ret.Exist_FBC_WetFGD_DSI & ACI | N/A | N/A | N/A | N/A | N/A | N/A | N/A
00 Ret.Exist_FBC_WetFGD_DSI & ACI & DRET | N/A | N/A | N/A | N/A | N/A | N/A | N/A
00 Ret.Exist_FBC_WetFGD_DSI & ACI & GPM | N/A | N/A | N/A | N/A | N/A | N/A | N/A
00 Ret.Exist_FBC_WetFGD_DSI & ACI & GPM & DRET | N/A | N/A | N/A | N/A | N/A | N/A | N/A
00 Ret.Exist_FBC_WetFGD_DSI & ACI & GPM & NGC | N/A | N/A | N/A | N/A | N/A | N/A | N/A
00 Ret.Exist_FBC_WetFGD_DSI & ACI & GPM & SNCR | N/A | N/A | N/A | N/A | N/A | N/A | N/A
00 Ret.Exist_FBC_WetFGD_DSI & ACI & GPM & SNCR & DRET | N/A | N/A | N/A | N/A | N/A | N/A | N/A
00 Ret.Exist_FBC_WetFGD_DSI & ACI & GPM & SNCR & NGC | N/A | N/A | N/A | N/A | N/A | N/A | N/A
00 Ret.Exist_FBC_WetFGD_DSI & ACI & NGC | N/A | N/A | N/A | N/A | N/A | N/A | N/A
00 Ret.Exist_FBC_WetFGD_DSI & ACI & SNCR | N/A | N/A | N/A | N/A | N/A | N/A | N/A
00 Ret.Exist_FBC_WetFGD_DSI & ACI & SNCR & DRET | N/A | N/A | N/A | N/A | N/A | N/A | N/A
00 Ret.Exist_FBC_WetFGD_DSI & ACI & SNCR & NGC | N/A | N/A | N/A | N/A | N/A | N/A | N/A
00 Ret.Exist_FBC_WetFGD_DSI & DRET | N/A | N/A | N/A | N/A | N/A | N/A | N/A
00 Ret.Exist_FBC_WetFGD_DSI & GPM | N/A | N/A | N/A | N/A | N/A | N/A | N/A
00 Ret.Exist_FBC_WetFGD_DSI & GPM & DRET | N/A | N/A | N/A | N/A | N/A | N/A | N/A
00 Ret.Exist_FBC_WetFGD_DSI & GPM & NGC | N/A | N/A | N/A | N/A | N/A | N/A | N/A
00 Ret.Exist_FBC_WetFGD_DSI & GPM & SNCR | N/A | N/A | N/A | N/A | N/A | N/A | N/A
00 Ret.Exist_FBC_WetFGD_DSI & GPM & SNCR & DRET | N/A | N/A | N/A | N/A | N/A | N/A | N/A
00 Ret.Exist_FBC_WetFGD_DSI & GPM & SNCR & NGC | N/A | N/A | N/A | N/A | N/A | N/A | N/A
00 Ret.Exist_FBC_WetFGD_DSI & NGC | N/A | N/A | N/A | N/A | N/A | N/A | N/A
00 Ret.Exist_FBC_WetFGD_DSI & SNCR | N/A | N/A | N/A | N/A | N/A | N/A | N/A
00 Ret.Exist_FBC_WetFGD_DSI & SNCR & DRET | N/A | N/A | N/A | N/A | N/A | N/A | N/A
00 Ret.Exist_FBC_WetFGD_DSI & SNCR & NGC | N/A | N/A | N/A | N/A | N/A | N/A | N/A
00 Ret.Exist_FBC_WetFGD_SNCR & ACI | N/A | N/A | N/A | N/A | N/A | N/A | N/A
00 Ret.Exist_FBC_WetFGD_SNCR & ACI & DRET | N/A | N/A | N/A | N/A | N/A | N/A | N/A
00 Ret.Exist_FBC_WetFGD_SNCR & ACI & NGC | N/A | N/A | N/A | N/A | N/A | N/A | N/A
00 Ret.Exist_FBC_WetFGD_SNCR & DRET | N/A | N/A | N/A | N/A | N/A | N/A | N/A
00 Ret.Exist_FBC_WetFGD_SNCR & GPM | N/A | N/A | N/A | N/A | N/A | N/A | N/A
00 Ret.Exist_FBC_WetFGD_SNCR & GPM & DRET | N/A | N/A | N/A | N/A | N/A | N/A | N/A
00 Ret.Exist_FBC_WetFGD_SNCR & GPM & NGC | N/A | N/A | N/A | N/A | N/A | N/A | N/A
00 Ret.Exist_FBC_WetFGD_SNCR & NGC | N/A | N/A | N/A | N/A | N/A | N/A | N/A
00 Ret.Exist_Non-FBC_ACI & C2G | 1.9446 | 8.6596 | 0 | 0 | 0 | 0 | 0
00 Ret.Exist_Non-FBC_ACI & C2G & SCR | N/A | N/A | N/A | N/A | N/A | N/A | N/A
00 Ret.Exist_Non-FBC_ACI & DCCS | N/A | N/A | N/A | N/A | N/A | N/A | N/A
00 Ret.Exist_Non-FBC_ACI & DCCS & WetFGD & SCR & CCS | N/A | N/A | N/A | N/A | N/A | N/A | N/A
00 Ret.Exist_Non-FBC_ACI & DRET | N/A | N/A | N/A | N/A | N/A | N/A | N/A
00 Ret.Exist_Non-FBC_ACI & DSI | N/A | N/A | N/A | N/A | N/A | N/A | N/A
00 Ret.Exist_Non-FBC_ACI & DSI & C2G | N/A | N/A | N/A | N/A | N/A | N/A | N/A
00 Ret.Exist_Non-FBC_ACI & DSI & C2G & SCR | N/A | N/A | N/A | N/A | N/A | N/A | N/A
00 Ret.Exist_Non-FBC_ACI & DSI & DRET | N/A | N/A | N/A | N/A | N/A | N/A | N/A
00 Ret.Exist_Non-FBC_ACI & DSI & GPM | N/A | N/A | N/A | N/A | N/A | N/A | N/A
00 Ret.Exist_Non-FBC_ACI & DSI & GPM & C2G | N/A | N/A | N/A | N/A | N/A | N/A | N/A
00 Ret.Exist_Non-FBC_ACI & DSI & GPM & C2G & SCR | N/A | N/A | N/A | N/A | N/A | N/A | N/A
00 Ret.Exist_Non-FBC_ACI & DSI & GPM & DRET | N/A | N/A | N/A | N/A | N/A | N/A | N/A
00 Ret.Exist_Non-FBC_ACI & DSI & GPM & NGC | N/A | N/A | N/A | N/A | N/A | N/A | N/A
00 Ret.Exist_Non-FBC_ACI & DSI & GPM & SCR | N/A | N/A | N/A | N/A | N/A | N/A | N/A
00 Ret.Exist_Non-FBC_ACI & DSI & GPM & SCR & DRET | N/A | N/A | N/A | N/A | N/A | N/A | N/A
00 Ret.Exist_Non-FBC_ACI & DSI & GPM & SCR & NGC | N/A | N/A | N/A | N/A | N/A | N/A | N/A
00 Ret.Exist_Non-FBC_ACI & DSI & GPM & SNCR | N/A | N/A | N/A | N/A | N/A | N/A | N/A
00 Ret.Exist_Non-FBC_ACI & DSI & GPM & SNCR & DRET | N/A | N/A | N/A | N/A | N/A | N/A | N/A
00 Ret.Exist_Non-FBC_ACI & DSI & GPM & SNCR & NGC | N/A | N/A | N/A | N/A | N/A | N/A | N/A
00 Ret.Exist_Non-FBC_ACI & DSI & GPM & WetFGD & SCR & CCS | N/A | N/A | N/A | N/A | N/A | N/A | N/A
00 Ret.Exist_Non-FBC_ACI & DSI & NGC | N/A | N/A | N/A | N/A | N/A | N/A | N/A
00 Ret.Exist_Non-FBC_ACI & DSI & SCR | N/A | N/A | N/A | N/A | N/A | N/A | N/A
00 Ret.Exist_Non-FBC_ACI & DSI & SCR & DRET | N/A | N/A | N/A | N/A | N/A | N/A | N/A
00 Ret.Exist_Non-FBC_ACI & DSI & SCR & NGC | N/A | N/A | N/A | N/A | N/A | N/A | N/A
00 Ret.Exist_Non-FBC_ACI & DSI & SNCR | N/A | N/A | N/A | N/A | N/A | N/A | N/A
00 Ret.Exist_Non-FBC_ACI & DSI & SNCR & DRET | N/A | N/A | N/A | N/A | N/A | N/A | N/A
00 Ret.Exist_Non-FBC_ACI & DSI & SNCR & NGC | N/A | N/A | N/A | N/A | N/A | N/A | N/A
00 Ret.Exist_Non-FBC_ACI & DSI & WetFGD & SCR & CCS | N/A | N/A | N/A | N/A | N/A | N/A | N/A
00 Ret.Exist_Non-FBC_ACI & GPM | N/A | N/A | N/A | N/A | N/A | N/A | N/A
00 Ret.Exist_Non-FBC_ACI & GPM & C2G | N/A | N/A | N/A | N/A | N/A | N/A | N/A
00 Ret.Exist_Non-FBC_ACI & GPM & C2G & SCR | N/A | N/A | N/A | N/A | N/A | N/A | N/A
00 Ret.Exist_Non-FBC_ACI & GPM & DRET | N/A | N/A | N/A | N/A | N/A | N/A | N/A
00 Ret.Exist_Non-FBC_ACI & GPM & NGC | N/A | N/A | N/A | N/A | N/A | N/A | N/A
00 Ret.Exist_Non-FBC_ACI & GPM & SCR | N/A | N/A | N/A | N/A | N/A | N/A | N/A
00 Ret.Exist_Non-FBC_ACI & GPM & SCR & DRET | N/A | N/A | N/A | N/A | N/A | N/A | N/A
00 Ret.Exist_Non-FBC_ACI & GPM & SCR & NGC | N/A | N/A | N/A | N/A | N/A | N/A | N/A
00 Ret.Exist_Non-FBC_ACI & GPM & SNCR | N/A | N/A | N/A | N/A | N/A | N/A | N/A
00 Ret.Exist_Non-FBC_ACI & GPM & SNCR & DRET | N/A | N/A | N/A | N/A | N/A | N/A | N/A
00 Ret.Exist_Non-FBC_ACI & GPM & SNCR & NGC | N/A | N/A | N/A | N/A | N/A | N/A | N/A
00 Ret.Exist_Non-FBC_ACI & GPM & WetFGD & SCR & CCS | N/A | N/A | N/A | N/A | N/A | N/A | N/A
00 Ret.Exist_Non-FBC_ACI & NGC | N/A | N/A | N/A | N/A | N/A | N/A | N/A
00 Ret.Exist_Non-FBC_ACI & SCR | N/A | N/A | N/A | N/A | N/A | N/A | N/A
00 Ret.Exist_Non-FBC_ACI & SCR & C2G | N/A | N/A | N/A | N/A | N/A | N/A | N/A
00 Ret.Exist_Non-FBC_ACI & SCR & DRET | N/A | N/A | N/A | N/A | N/A | N/A | N/A
00 Ret.Exist_Non-FBC_ACI & SCR & NGC | N/A | N/A | N/A | N/A | N/A | N/A | N/A
00 Ret.Exist_Non-FBC_ACI & SCR & WetFGD & CCS | N/A | N/A | N/A | N/A | N/A | N/A | N/A
00 Ret.Exist_Non-FBC_ACI & SNCR | N/A | N/A | N/A | N/A | N/A | N/A | N/A
00 Ret.Exist_Non-FBC_ACI & SNCR & C2G | N/A | N/A | N/A | N/A | N/A | N/A | N/A
00 Ret.Exist_Non-FBC_ACI & SNCR & DRET | N/A | N/A | N/A | N/A | N/A | N/A | N/A
00 Ret.Exist_Non-FBC_ACI & SNCR & NGC | N/A | N/A | N/A | N/A | N/A | N/A | N/A
00 Ret.Exist_Non-FBC_ACI_DSI & C2G | 0 | 0 | 0 | 0 | 0 | 0 | 0
00 Ret.Exist_Non-FBC_ACI_DSI & C2G & SCR | N/A | N/A | N/A | N/A | N/A | N/A | N/A
00 Ret.Exist_Non-FBC_ACI_DSI & DCCS | N/A | N/A | N/A | N/A | N/A | N/A | N/A
00 Ret.Exist_Non-FBC_ACI_DSI & DCCS & WetFGD & SCR & CCS | N/A | N/A | N/A | N/A | N/A | N/A | N/A
00 Ret.Exist_Non-FBC_ACI_DSI & DRET | N/A | N/A | N/A | N/A | N/A | N/A | N/A
00 Ret.Exist_Non-FBC_ACI_DSI & GPM | N/A | N/A | N/A | N/A | N/A | N/A | N/A
00 Ret.Exist_Non-FBC_ACI_DSI & GPM & C2G | N/A | N/A | N/A | N/A | N/A | N/A | N/A
00 Ret.Exist_Non-FBC_ACI_DSI & GPM & C2G & SCR | N/A | N/A | N/A | N/A | N/A | N/A | N/A
00 Ret.Exist_Non-FBC_ACI_DSI & GPM & DRET | N/A | N/A | N/A | N/A | N/A | N/A | N/A
00 Ret.Exist_Non-FBC_ACI_DSI & GPM & NGC | N/A | N/A | N/A | N/A | N/A | N/A | N/A
00 Ret.Exist_Non-FBC_ACI_DSI & GPM & SCR | N/A | N/A | N/A | N/A | N/A | N/A | N/A
00 Ret.Exist_Non-FBC_ACI_DSI & GPM & SCR & DRET | N/A | N/A | N/A | N/A | N/A | N/A | N/A
00 Ret.Exist_Non-FBC_ACI_DSI & GPM & SCR & NGC | N/A | N/A | N/A | N/A | N/A | N/A | N/A
00 Ret.Exist_Non-FBC_ACI_DSI & GPM & SNCR | N/A | N/A | N/A | N/A | N/A | N/A | N/A
00 Ret.Exist_Non-FBC_ACI_DSI & GPM & SNCR & DRET | N/A | N/A | N/A | N/A | N/A | N/A | N/A
00 Ret.Exist_Non-FBC_ACI_DSI & GPM & SNCR & NGC | N/A | N/A | N/A | N/A | N/A | N/A | N/A
00 Ret.Exist_Non-FBC_ACI_DSI & GPM & WetFGD & SCR & CCS | N/A | N/A | N/A | N/A | N/A | N/A | N/A
00 Ret.Exist_Non-FBC_ACI_DSI & NGC | N/A | N/A | N/A | N/A | N/A | N/A | N/A
00 Ret.Exist_Non-FBC_ACI_DSI & SCR | N/A | N/A | N/A | N/A | N/A | N/A | N/A
00 Ret.Exist_Non-FBC_ACI_DSI & SCR & C2G | N/A | N/A | N/A | N/A | N/A | N/A | N/A
00 Ret.Exist_Non-FBC_ACI_DSI & SCR & DRET | N/A | N/A | N/A | N/A | N/A | N/A | N/A
00 Ret.Exist_Non-FBC_ACI_DSI & SCR & NGC | N/A | N/A | N/A | N/A | N/A | N/A | N/A
00 Ret.Exist_Non-FBC_ACI_DSI & SCR & WetFGD & CCS | N/A | N/A | N/A | N/A | N/A | N/A | N/A
00 Ret.Exist_Non-FBC_ACI_DSI & SNCR | N/A | N/A | N/A | N/A | N/A | N/A | N/A
00 Ret.Exist_Non-FBC_ACI_DSI & SNCR & C2G | N/A | N/A | N/A | N/A | N/A | N/A | N/A
00 Ret.Exist_Non-FBC_ACI_DSI & SNCR & DRET | N/A | N/A | N/A | N/A | N/A | N/A | N/A
00 Ret.Exist_Non-FBC_ACI_DSI & SNCR & NGC | N/A | N/A | N/A | N/A | N/A | N/A | N/A
00 Ret.Exist_Non-FBC_DryFGD & C2G | N/A | N/A | N/A | N/A | N/A | N/A | N/A
00 Ret.Exist_Non-FBC_DryFGD & C2G & SCR | N/A | N/A | N/A | N/A | N/A | N/A | N/A
00 Ret.Exist_Non-FBC_DryFGD & DRET | N/A | N/A | N/A | N/A | N/A | N/A | N/A
00 Ret.Exist_Non-FBC_DryFGD & GPM | N/A | N/A | N/A | N/A | N/A | N/A | N/A
00 Ret.Exist_Non-FBC_DryFGD & GPM & C2G | N/A | N/A | N/A | N/A | N/A | N/A | N/A
00 Ret.Exist_Non-FBC_DryFGD & GPM & C2G & SCR | N/A | N/A | N/A | N/A | N/A | N/A | N/A
00 Ret.Exist_Non-FBC_DryFGD & GPM & DRET | N/A | N/A | N/A | N/A | N/A | N/A | N/A
00 Ret.Exist_Non-FBC_DryFGD & GPM & NGC | N/A | N/A | N/A | N/A | N/A | N/A | N/A
00 Ret.Exist_Non-FBC_DryFGD & GPM & SCR | N/A | N/A | N/A | N/A | N/A | N/A | N/A
00 Ret.Exist_Non-FBC_DryFGD & GPM & SCR & CCS | N/A | N/A | N/A | N/A | N/A | N/A | N/A
00 Ret.Exist_Non-FBC_DryFGD & GPM & SCR & DRET | N/A | N/A | N/A | N/A | N/A | N/A | N/A
00 Ret.Exist_Non-FBC_DryFGD & GPM & SCR & NGC | N/A | N/A | N/A | N/A | N/A | N/A | N/A
00 Ret.Exist_Non-FBC_DryFGD & GPM & SNCR | N/A | N/A | N/A | N/A | N/A | N/A | N/A
00 Ret.Exist_Non-FBC_DryFGD & GPM & SNCR & DRET | N/A | N/A | N/A | N/A | N/A | N/A | N/A
00 Ret.Exist_Non-FBC_DryFGD & GPM & SNCR & NGC | N/A | N/A | N/A | N/A | N/A | N/A | N/A
00 Ret.Exist_Non-FBC_DryFGD & NGC | N/A | N/A | N/A | N/A | N/A | N/A | N/A
00 Ret.Exist_Non-FBC_DryFGD & SCR | N/A | N/A | N/A | N/A | N/A | N/A | N/A
00 Ret.Exist_Non-FBC_DryFGD & SCR & C2G | N/A | N/A | N/A | N/A | N/A | N/A | N/A
00 Ret.Exist_Non-FBC_DryFGD & SCR & CCS | N/A | N/A | N/A | N/A | N/A | N/A | N/A
00 Ret.Exist_Non-FBC_DryFGD & SCR & DRET | N/A | N/A | N/A | N/A | N/A | N/A | N/A
00 Ret.Exist_Non-FBC_DryFGD & SCR & NGC | N/A | N/A | N/A | N/A | N/A | N/A | N/A
00 Ret.Exist_Non-FBC_DryFGD & SNCR | N/A | N/A | N/A | N/A | N/A | N/A | N/A
00 Ret.Exist_Non-FBC_DryFGD & SNCR & C2G | N/A | N/A | N/A | N/A | N/A | N/A | N/A
00 Ret.Exist_Non-FBC_DryFGD & SNCR & DRET | N/A | N/A | N/A | N/A | N/A | N/A | N/A
00 Ret.Exist_Non-FBC_DryFGD & SNCR & NGC | N/A | N/A | N/A | N/A | N/A | N/A | N/A
00 Ret.Exist_Non-FBC_DryFGD_ACI & C2G | N/A | N/A | N/A | N/A | N/A | N/A | N/A
00 Ret.Exist_Non-FBC_DryFGD_ACI & C2G & SCR | N/A | N/A | N/A | N/A | N/A | N/A | N/A
00 Ret.Exist_Non-FBC_DryFGD_ACI & DCCS | N/A | N/A | N/A | N/A | N/A | N/A | N/A
00 Ret.Exist_Non-FBC_DryFGD_ACI & DCCS & SCR & CCS | N/A | N/A | N/A | N/A | N/A | N/A | N/A
00 Ret.Exist_Non-FBC_DryFGD_ACI & DRET | N/A | N/A | N/A | N/A | N/A | N/A | N/A
00 Ret.Exist_Non-FBC_DryFGD_ACI & GPM | N/A | N/A | N/A | N/A | N/A | N/A | N/A
00 Ret.Exist_Non-FBC_DryFGD_ACI & GPM & C2G | N/A | N/A | N/A | N/A | N/A | N/A | N/A
00 Ret.Exist_Non-FBC_DryFGD_ACI & GPM & C2G & SCR | N/A | N/A | N/A | N/A | N/A | N/A | N/A
00 Ret.Exist_Non-FBC_DryFGD_ACI & GPM & DRET | N/A | N/A | N/A | N/A | N/A | N/A | N/A
00 Ret.Exist_Non-FBC_DryFGD_ACI & GPM & NGC | N/A | N/A | N/A | N/A | N/A | N/A | N/A
00 Ret.Exist_Non-FBC_DryFGD_ACI & GPM & SCR | N/A | N/A | N/A | N/A | N/A | N/A | N/A
00 Ret.Exist_Non-FBC_DryFGD_ACI & GPM & SCR & CCS | N/A | N/A | N/A | N/A | N/A | N/A | N/A
00 Ret.Exist_Non-FBC_DryFGD_ACI & GPM & SCR & DRET | N/A | N/A | N/A | N/A | N/A | N/A | N/A
00 Ret.Exist_Non-FBC_DryFGD_ACI & GPM & SCR & NGC | N/A | N/A | N/A | N/A | N/A | N/A | N/A
00 Ret.Exist_Non-FBC_DryFGD_ACI & GPM & SNCR | N/A | N/A | N/A | N/A | N/A | N/A | N/A
00 Ret.Exist_Non-FBC_DryFGD_ACI & GPM & SNCR & DRET | N/A | N/A | N/A | N/A | N/A | N/A | N/A
00 Ret.Exist_Non-FBC_DryFGD_ACI & GPM & SNCR & NGC | N/A | N/A | N/A | N/A | N/A | N/A | N/A
00 Ret.Exist_Non-FBC_DryFGD_ACI & NGC | N/A | N/A | N/A | N/A | N/A | N/A | N/A
00 Ret.Exist_Non-FBC_DryFGD_ACI & SCR | N/A | 33.4732 | N/A | N/A | N/A | N/A | N/A
00 Ret.Exist_Non-FBC_DryFGD_ACI & SCR & C2G | N/A | N/A | N/A | N/A | N/A | N/A | N/A
00 Ret.Exist_Non-FBC_DryFGD_ACI & SCR & CCS | N/A | N/A | 79.4835 | 79.4835 | N/A | N/A | N/A
00 Ret.Exist_Non-FBC_DryFGD_ACI & SCR & DRET | N/A | N/A | N/A | N/A | N/A | N/A | N/A
00 Ret.Exist_Non-FBC_DryFGD_ACI & SCR & NGC | N/A | N/A | N/A | N/A | N/A | N/A | N/A
00 Ret.Exist_Non-FBC_DryFGD_ACI & SNCR | N/A | N/A | N/A | N/A | N/A | N/A | N/A
00 Ret.Exist_Non-FBC_DryFGD_ACI & SNCR & C2G | N/A | N/A | N/A | N/A | N/A | N/A | N/A
00 Ret.Exist_Non-FBC_DryFGD_ACI & SNCR & DRET | N/A | N/A | N/A | N/A | N/A | N/A | N/A
00 Ret.Exist_Non-FBC_DryFGD_ACI & SNCR & NGC | N/A | N/A | N/A | N/A | N/A | N/A | N/A
00 Ret.Exist_Non-FBC_DryFGD_SCR & ACI | N/A | N/A | N/A | N/A | N/A | N/A | N/A
00 Ret.Exist_Non-FBC_DryFGD_SCR & ACI & C2G | N/A | N/A | N/A | N/A | N/A | N/A | N/A
00 Ret.Exist_Non-FBC_DryFGD_SCR & ACI & CCS | N/A | N/A | N/A | N/A | N/A | N/A | N/A
00 Ret.Exist_Non-FBC_DryFGD_SCR & ACI & DRET | N/A | N/A | N/A | N/A | N/A | N/A | N/A
00 Ret.Exist_Non-FBC_DryFGD_SCR & ACI & GPM | N/A | N/A | N/A | N/A | N/A | N/A | N/A
00 Ret.Exist_Non-FBC_DryFGD_SCR & ACI & GPM & C2G | N/A | N/A | N/A | N/A | N/A | N/A | N/A
00 Ret.Exist_Non-FBC_DryFGD_SCR & ACI & GPM & CCS | N/A | N/A | N/A | N/A | N/A | N/A | N/A
00 Ret.Exist_Non-FBC_DryFGD_SCR & ACI & GPM & DRET | N/A | N/A | N/A | N/A | N/A | N/A | N/A
00 Ret.Exist_Non-FBC_DryFGD_SCR & ACI & GPM & NGC | N/A | N/A | N/A | N/A | N/A | N/A | N/A
00 Ret.Exist_Non-FBC_DryFGD_SCR & ACI & NGC | N/A | N/A | N/A | N/A | N/A | N/A | N/A
00 Ret.Exist_Non-FBC_DryFGD_SCR & C2G | N/A | N/A | N/A | N/A | N/A | N/A | N/A
00 Ret.Exist_Non-FBC_DryFGD_SCR & CCS | N/A | N/A | N/A | N/A | N/A | N/A | N/A
00 Ret.Exist_Non-FBC_DryFGD_SCR & DRET | N/A | N/A | N/A | N/A | N/A | N/A | N/A
00 Ret.Exist_Non-FBC_DryFGD_SCR & GPM | N/A | N/A | N/A | N/A | N/A | N/A | N/A
00 Ret.Exist_Non-FBC_DryFGD_SCR & GPM & C2G | N/A | N/A | N/A | N/A | N/A | N/A | N/A
00 Ret.Exist_Non-FBC_DryFGD_SCR & GPM & CCS | N/A | N/A | N/A | N/A | N/A | N/A | N/A
00 Ret.Exist_Non-FBC_DryFGD_SCR & GPM & DRET | N/A | N/A | N/A | N/A | N/A | N/A | N/A
00 Ret.Exist_Non-FBC_DryFGD_SCR & GPM & NGC | N/A | N/A | N/A | N/A | N/A | N/A | N/A
00 Ret.Exist_Non-FBC_DryFGD_SCR & NGC | N/A | N/A | N/A | N/A | N/A | N/A | N/A
00 Ret.Exist_Non-FBC_DryFGD_SCR_ACI & C2G | 2 | 2 | 2 | 2 | 2 | 2 | 2
00 Ret.Exist_Non-FBC_DryFGD_SCR_ACI & CCS | N/A | 77.01 | 78.1821 | 78.1821 | 77.2046 | 77.2046 | 77.2046
00 Ret.Exist_Non-FBC_DryFGD_SCR_ACI & DCCS | N/A | N/A | N/A | N/A | N/A | N/A | N/A
00 Ret.Exist_Non-FBC_DryFGD_SCR_ACI & DCCS & CCS | N/A | N/A | N/A | N/A | N/A | N/A | N/A
00 Ret.Exist_Non-FBC_DryFGD_SCR_ACI & DRET | N/A | N/A | N/A | N/A | N/A | N/A | N/A
00 Ret.Exist_Non-FBC_DryFGD_SCR_ACI & GPM | N/A | N/A | N/A | N/A | N/A | N/A | N/A
00 Ret.Exist_Non-FBC_DryFGD_SCR_ACI & GPM & C2G | N/A | N/A | N/A | N/A | N/A | N/A | N/A
00 Ret.Exist_Non-FBC_DryFGD_SCR_ACI & GPM & CCS | N/A | N/A | N/A | N/A | N/A | N/A | N/A
00 Ret.Exist_Non-FBC_DryFGD_SCR_ACI & GPM & DRET | N/A | N/A | N/A | N/A | N/A | N/A | N/A
00 Ret.Exist_Non-FBC_DryFGD_SCR_ACI & GPM & NGC | N/A | N/A | N/A | N/A | N/A | N/A | N/A
00 Ret.Exist_Non-FBC_DryFGD_SCR_ACI & NGC | N/A | N/A | N/A | N/A | N/A | N/A | N/A
00 Ret.Exist_Non-FBC_DryFGD_SCR_ACI_DSI & C2G | N/A | N/A | N/A | N/A | N/A | N/A | N/A
00 Ret.Exist_Non-FBC_DryFGD_SCR_ACI_DSI & CCS | N/A | N/A | N/A | N/A | N/A | N/A | N/A
00 Ret.Exist_Non-FBC_DryFGD_SCR_ACI_DSI & DCCS | N/A | N/A | N/A | N/A | N/A | N/A | N/A
00 Ret.Exist_Non-FBC_DryFGD_SCR_ACI_DSI & DCCS & CCS | N/A | N/A | N/A | N/A | N/A | N/A | N/A
00 Ret.Exist_Non-FBC_DryFGD_SCR_ACI_DSI & DRET | N/A | N/A | N/A | N/A | N/A | N/A | N/A
00 Ret.Exist_Non-FBC_DryFGD_SCR_ACI_DSI & GPM | N/A | N/A | N/A | N/A | N/A | N/A | N/A
00 Ret.Exist_Non-FBC_DryFGD_SCR_ACI_DSI & GPM & C2G | N/A | N/A | N/A | N/A | N/A | N/A | N/A
00 Ret.Exist_Non-FBC_DryFGD_SCR_ACI_DSI & GPM & CCS | N/A | N/A | N/A | N/A | N/A | N/A | N/A
00 Ret.Exist_Non-FBC_DryFGD_SCR_ACI_DSI & GPM & DRET | N/A | N/A | N/A | N/A | N/A | N/A | N/A
00 Ret.Exist_Non-FBC_DryFGD_SCR_ACI_DSI & GPM & NGC | N/A | N/A | N/A | N/A | N/A | N/A | N/A
00 Ret.Exist_Non-FBC_DryFGD_SCR_ACI_DSI & NGC | N/A | N/A | N/A | N/A | N/A | N/A | N/A
00 Ret.Exist_Non-FBC_DryFGD_SCR_DSI & ACI | N/A | N/A | N/A | N/A | N/A | N/A | N/A
00 Ret.Exist_Non-FBC_DryFGD_SCR_DSI & ACI & C2G | N/A | N/A | N/A | N/A | N/A | N/A | N/A
00 Ret.Exist_Non-FBC_DryFGD_SCR_DSI & ACI & CCS | N/A | N/A | N/A | N/A | N/A | N/A | N/A
00 Ret.Exist_Non-FBC_DryFGD_SCR_DSI & ACI & DRET | N/A | N/A | N/A | N/A | N/A | N/A | N/A
00 Ret.Exist_Non-FBC_DryFGD_SCR_DSI & ACI & GPM | N/A | N/A | N/A | N/A | N/A | N/A | N/A
00 Ret.Exist_Non-FBC_DryFGD_SCR_DSI & ACI & GPM & C2G | N/A | N/A | N/A | N/A | N/A | N/A | N/A
00 Ret.Exist_Non-FBC_DryFGD_SCR_DSI & ACI & GPM & CCS | N/A | N/A | N/A | N/A | N/A | N/A | N/A
00 Ret.Exist_Non-FBC_DryFGD_SCR_DSI & ACI & GPM & DRET | N/A | N/A | N/A | N/A | N/A | N/A | N/A
00 Ret.Exist_Non-FBC_DryFGD_SCR_DSI & ACI & GPM & NGC | N/A | N/A | N/A | N/A | N/A | N/A | N/A
00 Ret.Exist_Non-FBC_DryFGD_SCR_DSI & ACI & NGC | N/A | N/A | N/A | N/A | N/A | N/A | N/A
00 Ret.Exist_Non-FBC_DryFGD_SCR_DSI & C2G | N/A | N/A | N/A | N/A | N/A | N/A | N/A
00 Ret.Exist_Non-FBC_DryFGD_SCR_DSI & CCS | N/A | N/A | N/A | N/A | N/A | N/A | N/A
00 Ret.Exist_Non-FBC_DryFGD_SCR_DSI & DRET | N/A | N/A | N/A | N/A | N/A | N/A | N/A
00 Ret.Exist_Non-FBC_DryFGD_SCR_DSI & GPM | N/A | N/A | N/A | N/A | N/A | N/A | N/A
00 Ret.Exist_Non-FBC_DryFGD_SCR_DSI & GPM & C2G | N/A | N/A | N/A | N/A | N/A | N/A | N/A
00 Ret.Exist_Non-FBC_DryFGD_SCR_DSI & GPM & CCS | N/A | N/A | N/A | N/A | N/A | N/A | N/A
00 Ret.Exist_Non-FBC_DryFGD_SCR_DSI & GPM & DRET | N/A | N/A | N/A | N/A | N/A | N/A | N/A
00 Ret.Exist_Non-FBC_DryFGD_SCR_DSI & GPM & NGC | N/A | N/A | N/A | N/A | N/A | N/A | N/A
00 Ret.Exist_Non-FBC_DryFGD_SCR_DSI & NGC | N/A | N/A | N/A | N/A | N/A | N/A | N/A
00 Ret.Exist_Non-FBC_DryFGD_SNCR_ACI & C2G | N/A | N/A | N/A | N/A | N/A | N/A | N/A
00 Ret.Exist_Non-FBC_DryFGD_SNCR_ACI & C2G & SCR | N/A | N/A | N/A | N/A | N/A | N/A | N/A
00 Ret.Exist_Non-FBC_DryFGD_SNCR_ACI & DCCS | N/A | N/A | N/A | N/A | N/A | N/A | N/A
00 Ret.Exist_Non-FBC_DryFGD_SNCR_ACI & DCCS & SCR & CCS | N/A | N/A | N/A | N/A | N/A | N/A | N/A
00 Ret.Exist_Non-FBC_DryFGD_SNCR_ACI & DRET | N/A | N/A | N/A | N/A | N/A | N/A | N/A
00 Ret.Exist_Non-FBC_DryFGD_SNCR_ACI & GPM | N/A | N/A | N/A | N/A | N/A | N/A | N/A
00 Ret.Exist_Non-FBC_DryFGD_SNCR_ACI & GPM & C2G | N/A | N/A | N/A | N/A | N/A | N/A | N/A
00 Ret.Exist_Non-FBC_DryFGD_SNCR_ACI & GPM & C2G & SCR | N/A | N/A | N/A | N/A | N/A | N/A | N/A
00 Ret.Exist_Non-FBC_DryFGD_SNCR_ACI & GPM & DRET | N/A | N/A | N/A | N/A | N/A | N/A | N/A
00 Ret.Exist_Non-FBC_DryFGD_SNCR_ACI & GPM & NGC | N/A | N/A | N/A | N/A | N/A | N/A | N/A
00 Ret.Exist_Non-FBC_DryFGD_SNCR_ACI & GPM & SCR | N/A | N/A | N/A | N/A | N/A | N/A | N/A
00 Ret.Exist_Non-FBC_DryFGD_SNCR_ACI & GPM & SCR & CCS | N/A | N/A | N/A | N/A | N/A | N/A | N/A
00 Ret.Exist_Non-FBC_DryFGD_SNCR_ACI & GPM & SCR & DRET | N/A | N/A | N/A | N/A | N/A | N/A | N/A
00 Ret.Exist_Non-FBC_DryFGD_SNCR_ACI & GPM & SCR & NGC | N/A | N/A | N/A | N/A | N/A | N/A | N/A
00 Ret.Exist_Non-FBC_DryFGD_SNCR_ACI & NGC | N/A | N/A | N/A | N/A | N/A | N/A | N/A
00 Ret.Exist_Non-FBC_DryFGD_SNCR_ACI & SCR | N/A | N/A | N/A | N/A | N/A | N/A | N/A
00 Ret.Exist_Non-FBC_DryFGD_SNCR_ACI & SCR & C2G | N/A | N/A | N/A | N/A | N/A | N/A | N/A
00 Ret.Exist_Non-FBC_DryFGD_SNCR_ACI & SCR & CCS | N/A | N/A | N/A | N/A | N/A | N/A | N/A
00 Ret.Exist_Non-FBC_DryFGD_SNCR_ACI & SCR & DRET | N/A | N/A | N/A | N/A | N/A | N/A | N/A
00 Ret.Exist_Non-FBC_DryFGD_SNCR_ACI & SCR & NGC | N/A | N/A | N/A | N/A | N/A | N/A | N/A
00 Ret.Exist_Non-FBC_DryFGD_SNCR_ACI_DSI & C2G | N/A | N/A | N/A | N/A | N/A | N/A | N/A
00 Ret.Exist_Non-FBC_DryFGD_SNCR_ACI_DSI & C2G & SCR | N/A | N/A | N/A | N/A | N/A | N/A | N/A
00 Ret.Exist_Non-FBC_DryFGD_SNCR_ACI_DSI & DRET | N/A | N/A | N/A | N/A | N/A | N/A | N/A
00 Ret.Exist_Non-FBC_DryFGD_SNCR_ACI_DSI & GPM | N/A | N/A | N/A | N/A | N/A | N/A | N/A
00 Ret.Exist_Non-FBC_DryFGD_SNCR_ACI_DSI & GPM & C2G | N/A | N/A | N/A | N/A | N/A | N/A | N/A
00 Ret.Exist_Non-FBC_DryFGD_SNCR_ACI_DSI & GPM & C2G & SCR | N/A | N/A | N/A | N/A | N/A | N/A | N/A
00 Ret.Exist_Non-FBC_DryFGD_SNCR_ACI_DSI & GPM & DRET | N/A | N/A | N/A | N/A | N/A | N/A | N/A
00 Ret.Exist_Non-FBC_DryFGD_SNCR_ACI_DSI & GPM & NGC | N/A | N/A | N/A | N/A | N/A | N/A | N/A
00 Ret.Exist_Non-FBC_DryFGD_SNCR_ACI_DSI & GPM & SCR | N/A | N/A | N/A | N/A | N/A | N/A | N/A
00 Ret.Exist_Non-FBC_DryFGD_SNCR_ACI_DSI & GPM & SCR & CCS | N/A | N/A | N/A | N/A | N/A | N/A | N/A
00 Ret.Exist_Non-FBC_DryFGD_SNCR_ACI_DSI & GPM & SCR & DRET | N/A | N/A | N/A | N/A | N/A | N/A | N/A
00 Ret.Exist_Non-FBC_DryFGD_SNCR_ACI_DSI & GPM & SCR & NGC | N/A | N/A | N/A | N/A | N/A | N/A | N/A
00 Ret.Exist_Non-FBC_DryFGD_SNCR_ACI_DSI & NGC | N/A | N/A | N/A | N/A | N/A | N/A | N/A
00 Ret.Exist_Non-FBC_DryFGD_SNCR_ACI_DSI & SCR | N/A | N/A | N/A | N/A | N/A | N/A | N/A
00 Ret.Exist_Non-FBC_DryFGD_SNCR_ACI_DSI & SCR & C2G | N/A | N/A | N/A | N/A | N/A | N/A | N/A
00 Ret.Exist_Non-FBC_DryFGD_SNCR_ACI_DSI & SCR & CCS | N/A | N/A | N/A | N/A | N/A | N/A | N/A
00 Ret.Exist_Non-FBC_DryFGD_SNCR_ACI_DSI & SCR & DRET | N/A | N/A | N/A | N/A | N/A | N/A | N/A
00 Ret.Exist_Non-FBC_DryFGD_SNCR_ACI_DSI & SCR & NGC | N/A | N/A | N/A | N/A | N/A | N/A | N/A
00 Ret.Exist_Non-FBC_DSI & ACI | N/A | N/A | N/A | N/A | N/A | N/A | N/A
00 Ret.Exist_Non-FBC_DSI & ACI & C2G | N/A | N/A | N/A | N/A | N/A | N/A | N/A
00 Ret.Exist_Non-FBC_DSI & ACI & C2G & SCR | N/A | N/A | N/A | N/A | N/A | N/A | N/A
00 Ret.Exist_Non-FBC_DSI & ACI & DRET | N/A | N/A | N/A | N/A | N/A | N/A | N/A
00 Ret.Exist_Non-FBC_DSI & ACI & GPM | N/A | N/A | N/A | N/A | N/A | N/A | N/A
00 Ret.Exist_Non-FBC_DSI & ACI & GPM & C2G | N/A | N/A | N/A | N/A | N/A | N/A | N/A
00 Ret.Exist_Non-FBC_DSI & ACI & GPM & C2G & SCR | N/A | N/A | N/A | N/A | N/A | N/A | N/A
00 Ret.Exist_Non-FBC_DSI & ACI & GPM & DRET | N/A | N/A | N/A | N/A | N/A | N/A | N/A
00 Ret.Exist_Non-FBC_DSI & ACI & GPM & NGC | N/A | N/A | N/A | N/A | N/A | N/A | N/A
00 Ret.Exist_Non-FBC_DSI & ACI & GPM & SCR | N/A | N/A | N/A | N/A | N/A | N/A | N/A
00 Ret.Exist_Non-FBC_DSI & ACI & GPM & SCR & DRET | N/A | N/A | N/A | N/A | N/A | N/A | N/A
00 Ret.Exist_Non-FBC_DSI & ACI & GPM & SCR & NGC | N/A | N/A | N/A | N/A | N/A | N/A | N/A
00 Ret.Exist_Non-FBC_DSI & ACI & GPM & SNCR | N/A | N/A | N/A | N/A | N/A | N/A | N/A
00 Ret.Exist_Non-FBC_DSI & ACI & GPM & SNCR & DRET | N/A | N/A | N/A | N/A | N/A | N/A | N/A
00 Ret.Exist_Non-FBC_DSI & ACI & GPM & SNCR & NGC | N/A | N/A | N/A | N/A | N/A | N/A | N/A
00 Ret.Exist_Non-FBC_DSI & ACI & GPM & WetFGD & SCR & CCS | N/A | N/A | N/A | N/A | N/A | N/A | N/A
00 Ret.Exist_Non-FBC_DSI & ACI & NGC | N/A | N/A | N/A | N/A | N/A | N/A | N/A
00 Ret.Exist_Non-FBC_DSI & ACI & SCR | N/A | N/A | N/A | N/A | N/A | N/A | N/A
00 Ret.Exist_Non-FBC_DSI & ACI & SCR & DRET | N/A | N/A | N/A | N/A | N/A | N/A | N/A
00 Ret.Exist_Non-FBC_DSI & ACI & SCR & NGC | N/A | N/A | N/A | N/A | N/A | N/A | N/A
00 Ret.Exist_Non-FBC_DSI & ACI & SNCR | N/A | N/A | N/A | N/A | N/A | N/A | N/A
00 Ret.Exist_Non-FBC_DSI & ACI & SNCR & DRET | N/A | N/A | N/A | N/A | N/A | N/A | N/A
00 Ret.Exist_Non-FBC_DSI & ACI & SNCR & NGC | N/A | N/A | N/A | N/A | N/A | N/A | N/A
00 Ret.Exist_Non-FBC_DSI & ACI & WetFGD & SCR & CCS | N/A | N/A | N/A | N/A | N/A | N/A | N/A
00 Ret.Exist_Non-FBC_DSI & C2G | N/A | N/A | N/A | N/A | N/A | N/A | N/A
00 Ret.Exist_Non-FBC_DSI & C2G & SCR | N/A | N/A | N/A | N/A | N/A | N/A | N/A
00 Ret.Exist_Non-FBC_DSI & DRET | N/A | N/A | N/A | N/A | N/A | N/A | N/A
00 Ret.Exist_Non-FBC_DSI & GPM | N/A | N/A | N/A | N/A | N/A | N/A | N/A
00 Ret.Exist_Non-FBC_DSI & GPM & C2G | N/A | N/A | N/A | N/A | N/A | N/A | N/A
00 Ret.Exist_Non-FBC_DSI & GPM & C2G & SCR | N/A | N/A | N/A | N/A | N/A | N/A | N/A
00 Ret.Exist_Non-FBC_DSI & GPM & DRET | N/A | N/A | N/A | N/A | N/A | N/A | N/A
00 Ret.Exist_Non-FBC_DSI & GPM & NGC | N/A | N/A | N/A | N/A | N/A | N/A | N/A
00 Ret.Exist_Non-FBC_DSI & GPM & SCR | N/A | N/A | N/A | N/A | N/A | N/A | N/A
00 Ret.Exist_Non-FBC_DSI & GPM & SCR & DRET | N/A | N/A | N/A | N/A | N/A | N/A | N/A
00 Ret.Exist_Non-FBC_DSI & GPM & SCR & NGC | N/A | N/A | N/A | N/A | N/A | N/A | N/A
00 Ret.Exist_Non-FBC_DSI & GPM & SNCR | N/A | N/A | N/A | N/A | N/A | N/A | N/A
00 Ret.Exist_Non-FBC_DSI & GPM & SNCR & DRET | N/A | N/A | N/A | N/A | N/A | N/A | N/A
00 Ret.Exist_Non-FBC_DSI & GPM & SNCR & NGC | N/A | N/A | N/A | N/A | N/A | N/A | N/A
00 Ret.Exist_Non-FBC_DSI & GPM & WetFGD & SCR & CCS | N/A | N/A | N/A | N/A | N/A | N/A | N/A
00 Ret.Exist_Non-FBC_DSI & NGC | N/A | N/A | N/A | N/A | N/A | N/A | N/A
00 Ret.Exist_Non-FBC_DSI & SCR | N/A | N/A | N/A | N/A | N/A | N/A | N/A
00 Ret.Exist_Non-FBC_DSI & SCR & C2G | N/A | N/A | N/A | N/A | N/A | N/A | N/A
00 Ret.Exist_Non-FBC_DSI & SCR & DRET | N/A | N/A | N/A | N/A | N/A | N/A | N/A
00 Ret.Exist_Non-FBC_DSI & SCR & NGC | N/A | N/A | N/A | N/A | N/A | N/A | N/A
00 Ret.Exist_Non-FBC_DSI & SCR & WetFGD & CCS | N/A | N/A | N/A | N/A | N/A | N/A | N/A
00 Ret.Exist_Non-FBC_DSI & SNCR | N/A | N/A | N/A | N/A | N/A | N/A | N/A
00 Ret.Exist_Non-FBC_DSI & SNCR & C2G | N/A | N/A | N/A | N/A | N/A | N/A | N/A
00 Ret.Exist_Non-FBC_DSI & SNCR & DRET | N/A | N/A | N/A | N/A | N/A | N/A | N/A
00 Ret.Exist_Non-FBC_DSI & SNCR & NGC | N/A | N/A | N/A | N/A | N/A | N/A | N/A
00 Ret.Exist_Non-FBC_NoCtrl & ACI | N/A | N/A | N/A | N/A | N/A | N/A | N/A
00 Ret.Exist_Non-FBC_NoCtrl & ACI & C2G | N/A | N/A | N/A | N/A | N/A | N/A | N/A
00 Ret.Exist_Non-FBC_NoCtrl & ACI & C2G & SCR | N/A | N/A | N/A | N/A | N/A | N/A | N/A
00 Ret.Exist_Non-FBC_NoCtrl & ACI & DRET | N/A | N/A | N/A | N/A | N/A | N/A | N/A
00 Ret.Exist_Non-FBC_NoCtrl & ACI & DSI | N/A | N/A | N/A | N/A | N/A | N/A | N/A
00 Ret.Exist_Non-FBC_NoCtrl & ACI & DSI & C2G | N/A | N/A | N/A | N/A | N/A | N/A | N/A
00 Ret.Exist_Non-FBC_NoCtrl & ACI & DSI & C2G & SCR | N/A | N/A | N/A | N/A | N/A | N/A | N/A
00 Ret.Exist_Non-FBC_NoCtrl & ACI & DSI & DRET | N/A | N/A | N/A | N/A | N/A | N/A | N/A
00 Ret.Exist_Non-FBC_NoCtrl & ACI & DSI & GPM | N/A | N/A | N/A | N/A | N/A | N/A | N/A
00 Ret.Exist_Non-FBC_NoCtrl & ACI & DSI & GPM & C2G | N/A | N/A | N/A | N/A | N/A | N/A | N/A
00 Ret.Exist_Non-FBC_NoCtrl & ACI & DSI & GPM & C2G & SCR | N/A | N/A | N/A | N/A | N/A | N/A | N/A
00 Ret.Exist_Non-FBC_NoCtrl & ACI & DSI & GPM & DRET | N/A | N/A | N/A | N/A | N/A | N/A | N/A
00 Ret.Exist_Non-FBC_NoCtrl & ACI & DSI & GPM & NGC | N/A | N/A | N/A | N/A | N/A | N/A | N/A
00 Ret.Exist_Non-FBC_NoCtrl & ACI & DSI & GPM & SCR | N/A | N/A | N/A | N/A | N/A | N/A | N/A
00 Ret.Exist_Non-FBC_NoCtrl & ACI & DSI & GPM & SCR & DRET | N/A | N/A | N/A | N/A | N/A | N/A | N/A
00 Ret.Exist_Non-FBC_NoCtrl & ACI & DSI & GPM & SCR & NGC | N/A | N/A | N/A | N/A | N/A | N/A | N/A
00 Ret.Exist_Non-FBC_NoCtrl & ACI & DSI & GPM & SNCR | N/A | N/A | N/A | N/A | N/A | N/A | N/A
00 Ret.Exist_Non-FBC_NoCtrl & ACI & DSI & GPM & SNCR & DRET | N/A | N/A | N/A | N/A | N/A | N/A | N/A
00 Ret.Exist_Non-FBC_NoCtrl & ACI & DSI & GPM & SNCR & NGC | N/A | N/A | N/A | N/A | N/A | N/A | N/A
00 Ret.Exist_Non-FBC_NoCtrl & ACI & DSI & GPM & WetFGD & SCR & CCS | N/A | N/A | N/A | N/A | N/A | N/A | N/A
00 Ret.Exist_Non-FBC_NoCtrl & ACI & DSI & NGC | N/A | N/A | N/A | N/A | N/A | N/A | N/A
00 Ret.Exist_Non-FBC_NoCtrl & ACI & DSI & SCR | N/A | N/A | N/A | N/A | N/A | N/A | N/A
00 Ret.Exist_Non-FBC_NoCtrl & ACI & DSI & SCR & DRET | N/A | N/A | N/A | N/A | N/A | N/A | N/A
00 Ret.Exist_Non-FBC_NoCtrl & ACI & DSI & SCR & NGC | N/A | N/A | N/A | N/A | N/A | N/A | N/A
00 Ret.Exist_Non-FBC_NoCtrl & ACI & DSI & SNCR | N/A | N/A | N/A | N/A | N/A | N/A | N/A
00 Ret.Exist_Non-FBC_NoCtrl & ACI & DSI & SNCR & DRET | N/A | N/A | N/A | N/A | N/A | N/A | N/A
00 Ret.Exist_Non-FBC_NoCtrl & ACI & DSI & SNCR & NGC | N/A | N/A | N/A | N/A | N/A | N/A | N/A
00 Ret.Exist_Non-FBC_NoCtrl & ACI & DSI & WetFGD & SCR & CCS | N/A | N/A | N/A | N/A | N/A | N/A | N/A
00 Ret.Exist_Non-FBC_NoCtrl & ACI & GPM | N/A | N/A | N/A | N/A | N/A | N/A | N/A
00 Ret.Exist_Non-FBC_NoCtrl & ACI & GPM & C2G | N/A | N/A | N/A | N/A | N/A | N/A | N/A
00 Ret.Exist_Non-FBC_NoCtrl & ACI & GPM & C2G & SCR | N/A | N/A | N/A | N/A | N/A | N/A | N/A
00 Ret.Exist_Non-FBC_NoCtrl & ACI & GPM & DRET | N/A | N/A | N/A | N/A | N/A | N/A | N/A
00 Ret.Exist_Non-FBC_NoCtrl & ACI & GPM & NGC | N/A | N/A | N/A | N/A | N/A | N/A | N/A
00 Ret.Exist_Non-FBC_NoCtrl & ACI & GPM & SCR | N/A | N/A | N/A | N/A | N/A | N/A | N/A
00 Ret.Exist_Non-FBC_NoCtrl & ACI & GPM & SCR & DRET | N/A | N/A | N/A | N/A | N/A | N/A | N/A
00 Ret.Exist_Non-FBC_NoCtrl & ACI & GPM & SCR & NGC | N/A | N/A | N/A | N/A | N/A | N/A | N/A
00 Ret.Exist_Non-FBC_NoCtrl & ACI & GPM & SNCR | N/A | N/A | N/A | N/A | N/A | N/A | N/A
00 Ret.Exist_Non-FBC_NoCtrl & ACI & GPM & SNCR & DRET | N/A | N/A | N/A | N/A | N/A | N/A | N/A
00 Ret.Exist_Non-FBC_NoCtrl & ACI & GPM & SNCR & NGC | N/A | N/A | N/A | N/A | N/A | N/A | N/A
00 Ret.Exist_Non-FBC_NoCtrl & ACI & GPM & WetFGD & SCR & CCS | N/A | N/A | N/A | N/A | N/A | N/A | N/A
00 Ret.Exist_Non-FBC_NoCtrl & ACI & NGC | N/A | N/A | N/A | N/A | N/A | N/A | N/A
00 Ret.Exist_Non-FBC_NoCtrl & ACI & SCR | N/A | N/A | N/A | N/A | N/A | N/A | N/A
00 Ret.Exist_Non-FBC_NoCtrl & ACI & SCR & DRET | N/A | N/A | N/A | N/A | N/A | N/A | N/A
00 Ret.Exist_Non-FBC_NoCtrl & ACI & SCR & NGC | N/A | N/A | N/A | N/A | N/A | N/A | N/A
00 Ret.Exist_Non-FBC_NoCtrl & ACI & SNCR | N/A | N/A | N/A | N/A | N/A | N/A | N/A
00 Ret.Exist_Non-FBC_NoCtrl & ACI & SNCR & DRET | N/A | N/A | N/A | N/A | N/A | N/A | N/A
00 Ret.Exist_Non-FBC_NoCtrl & ACI & SNCR & NGC | N/A | N/A | N/A | N/A | N/A | N/A | N/A
00 Ret.Exist_Non-FBC_NoCtrl & ACI & WetFGD & SCR & CCS | N/A | N/A | N/A | N/A | N/A | N/A | N/A
00 Ret.Exist_Non-FBC_NoCtrl & C2G | N/A | N/A | N/A | N/A | N/A | N/A | N/A
00 Ret.Exist_Non-FBC_NoCtrl & C2G & SCR | N/A | N/A | N/A | N/A | N/A | N/A | N/A
00 Ret.Exist_Non-FBC_NoCtrl & DCCS | N/A | N/A | N/A | N/A | N/A | N/A | N/A
00 Ret.Exist_Non-FBC_NoCtrl & DCCS & WetFGD & SCR & CCS | N/A | N/A | N/A | N/A | N/A | N/A | N/A
00 Ret.Exist_Non-FBC_NoCtrl & DRET | N/A | N/A | N/A | N/A | N/A | N/A | N/A
00 Ret.Exist_Non-FBC_NoCtrl & DSI | N/A | N/A | N/A | N/A | N/A | N/A | N/A
00 Ret.Exist_Non-FBC_NoCtrl & DSI & C2G | N/A | N/A | N/A | N/A | N/A | N/A | N/A
00 Ret.Exist_Non-FBC_NoCtrl & DSI & C2G & SCR | N/A | N/A | N/A | N/A | N/A | N/A | N/A
00 Ret.Exist_Non-FBC_NoCtrl & DSI & DRET | N/A | N/A | N/A | N/A | N/A | N/A | N/A
00 Ret.Exist_Non-FBC_NoCtrl & DSI & GPM | N/A | N/A | N/A | N/A | N/A | N/A | N/A
00 Ret.Exist_Non-FBC_NoCtrl & DSI & GPM & C2G | N/A | N/A | N/A | N/A | N/A | N/A | N/A
00 Ret.Exist_Non-FBC_NoCtrl & DSI & GPM & C2G & SCR | N/A | N/A | N/A | N/A | N/A | N/A | N/A
00 Ret.Exist_Non-FBC_NoCtrl & DSI & GPM & DRET | N/A | N/A | N/A | N/A | N/A | N/A | N/A
00 Ret.Exist_Non-FBC_NoCtrl & DSI & GPM & NGC | N/A | N/A | N/A | N/A | N/A | N/A | N/A
00 Ret.Exist_Non-FBC_NoCtrl & DSI & GPM & SCR | N/A | N/A | N/A | N/A | N/A | N/A | N/A
00 Ret.Exist_Non-FBC_NoCtrl & DSI & GPM & SCR & DRET | N/A | N/A | N/A | N/A | N/A | N/A | N/A
00 Ret.Exist_Non-FBC_NoCtrl & DSI & GPM & SCR & NGC | N/A | N/A | N/A | N/A | N/A | N/A | N/A
00 Ret.Exist_Non-FBC_NoCtrl & DSI & GPM & SNCR | N/A | N/A | N/A | N/A | N/A | N/A | N/A
00 Ret.Exist_Non-FBC_NoCtrl & DSI & GPM & SNCR & DRET | N/A | N/A | N/A | N/A | N/A | N/A | N/A
00 Ret.Exist_Non-FBC_NoCtrl & DSI & GPM & SNCR & NGC | N/A | N/A | N/A | N/A | N/A | N/A | N/A
00 Ret.Exist_Non-FBC_NoCtrl & DSI & GPM & WetFGD & SCR & CCS | N/A | N/A | N/A | N/A | N/A | N/A | N/A
00 Ret.Exist_Non-FBC_NoCtrl & DSI & NGC | N/A | N/A | N/A | N/A | N/A | N/A | N/A
00 Ret.Exist_Non-FBC_NoCtrl & DSI & SCR | N/A | N/A | N/A | N/A | N/A | N/A | N/A
00 Ret.Exist_Non-FBC_NoCtrl & DSI & SCR & DRET | N/A | N/A | N/A | N/A | N/A | N/A | N/A
00 Ret.Exist_Non-FBC_NoCtrl & DSI & SCR & NGC | N/A | N/A | N/A | N/A | N/A | N/A | N/A
00 Ret.Exist_Non-FBC_NoCtrl & DSI & SNCR | N/A | N/A | N/A | N/A | N/A | N/A | N/A
00 Ret.Exist_Non-FBC_NoCtrl & DSI & SNCR & DRET | N/A | N/A | N/A | N/A | N/A | N/A | N/A
00 Ret.Exist_Non-FBC_NoCtrl & DSI & SNCR & NGC | N/A | N/A | N/A | N/A | N/A | N/A | N/A
00 Ret.Exist_Non-FBC_NoCtrl & DSI & WetFGD & SCR & CCS | N/A | N/A | N/A | N/A | N/A | N/A | N/A
00 Ret.Exist_Non-FBC_NoCtrl & GPM | N/A | N/A | N/A | N/A | N/A | N/A | N/A
00 Ret.Exist_Non-FBC_NoCtrl & GPM & C2G | N/A | N/A | N/A | N/A | N/A | N/A | N/A
00 Ret.Exist_Non-FBC_NoCtrl & GPM & C2G & SCR | N/A | N/A | N/A | N/A | N/A | N/A | N/A
00 Ret.Exist_Non-FBC_NoCtrl & GPM & DRET | N/A | N/A | N/A | N/A | N/A | N/A | N/A
00 Ret.Exist_Non-FBC_NoCtrl & GPM & NGC | N/A | N/A | N/A | N/A | N/A | N/A | N/A
00 Ret.Exist_Non-FBC_NoCtrl & GPM & SCR | N/A | N/A | N/A | N/A | N/A | N/A | N/A
00 Ret.Exist_Non-FBC_NoCtrl & GPM & SCR & DRET | N/A | N/A | N/A | N/A | N/A | N/A | N/A
00 Ret.Exist_Non-FBC_NoCtrl & GPM & SCR & NGC | N/A | N/A | N/A | N/A | N/A | N/A | N/A
00 Ret.Exist_Non-FBC_NoCtrl & GPM & SNCR | N/A | N/A | N/A | N/A | N/A | N/A | N/A
00 Ret.Exist_Non-FBC_NoCtrl & GPM & SNCR & DRET | N/A | N/A | N/A | N/A | N/A | N/A | N/A
00 Ret.Exist_Non-FBC_NoCtrl & GPM & SNCR & NGC | N/A | N/A | N/A | N/A | N/A | N/A | N/A
00 Ret.Exist_Non-FBC_NoCtrl & GPM & WetFGD & SCR & CCS | N/A | N/A | N/A | N/A | N/A | N/A | N/A
00 Ret.Exist_Non-FBC_NoCtrl & NGC | N/A | N/A | N/A | N/A | N/A | N/A | N/A
00 Ret.Exist_Non-FBC_NoCtrl & SCR | N/A | N/A | N/A | N/A | N/A | N/A | N/A
00 Ret.Exist_Non-FBC_NoCtrl & SCR & C2G | N/A | N/A | N/A | N/A | N/A | N/A | N/A
00 Ret.Exist_Non-FBC_NoCtrl & SCR & DRET | N/A | N/A | N/A | N/A | N/A | N/A | N/A
00 Ret.Exist_Non-FBC_NoCtrl & SCR & NGC | N/A | N/A | N/A | N/A | N/A | N/A | N/A
00 Ret.Exist_Non-FBC_NoCtrl & SCR & WetFGD & CCS | N/A | N/A | N/A | N/A | N/A | N/A | N/A
00 Ret.Exist_Non-FBC_NoCtrl & SNCR | N/A | N/A | N/A | N/A | N/A | N/A | N/A
00 Ret.Exist_Non-FBC_NoCtrl & SNCR & C2G | N/A | N/A | N/A | N/A | N/A | N/A | N/A
00 Ret.Exist_Non-FBC_NoCtrl & SNCR & DRET | N/A | N/A | N/A | N/A | N/A | N/A | N/A
00 Ret.Exist_Non-FBC_NoCtrl & SNCR & NGC | N/A | N/A | N/A | N/A | N/A | N/A | N/A
00 Ret.Exist_Non-FBC_SCR_ACI & C2G | N/A | N/A | N/A | N/A | N/A | N/A | N/A
00 Ret.Exist_Non-FBC_SCR_ACI & DCCS | N/A | N/A | N/A | N/A | N/A | N/A | N/A
00 Ret.Exist_Non-FBC_SCR_ACI & DCCS & WetFGD & CCS | N/A | N/A | N/A | N/A | N/A | N/A | N/A
00 Ret.Exist_Non-FBC_SCR_ACI & DRET | N/A | N/A | N/A | N/A | N/A | N/A | N/A
00 Ret.Exist_Non-FBC_SCR_ACI & DSI | N/A | N/A | N/A | N/A | N/A | N/A | N/A
00 Ret.Exist_Non-FBC_SCR_ACI & DSI & C2G | N/A | N/A | N/A | N/A | N/A | N/A | N/A
00 Ret.Exist_Non-FBC_SCR_ACI & DSI & DRET | N/A | N/A | N/A | N/A | N/A | N/A | N/A
00 Ret.Exist_Non-FBC_SCR_ACI & DSI & GPM | N/A | N/A | N/A | N/A | N/A | N/A | N/A
00 Ret.Exist_Non-FBC_SCR_ACI & DSI & GPM & C2G | N/A | N/A | N/A | N/A | N/A | N/A | N/A
00 Ret.Exist_Non-FBC_SCR_ACI & DSI & GPM & DRET | N/A | N/A | N/A | N/A | N/A | N/A | N/A
00 Ret.Exist_Non-FBC_SCR_ACI & DSI & GPM & NGC | N/A | N/A | N/A | N/A | N/A | N/A | N/A
00 Ret.Exist_Non-FBC_SCR_ACI & DSI & GPM & WetFGD & CCS | N/A | N/A | N/A | N/A | N/A | N/A | N/A
00 Ret.Exist_Non-FBC_SCR_ACI & DSI & NGC | N/A | N/A | N/A | N/A | N/A | N/A | N/A
00 Ret.Exist_Non-FBC_SCR_ACI & DSI & WetFGD & CCS | N/A | N/A | N/A | N/A | N/A | N/A | N/A
00 Ret.Exist_Non-FBC_SCR_ACI & GPM | N/A | N/A | N/A | N/A | N/A | N/A | N/A
00 Ret.Exist_Non-FBC_SCR_ACI & GPM & C2G | N/A | N/A | N/A | N/A | N/A | N/A | N/A
00 Ret.Exist_Non-FBC_SCR_ACI & GPM & DRET | N/A | N/A | N/A | N/A | N/A | N/A | N/A
00 Ret.Exist_Non-FBC_SCR_ACI & GPM & NGC | N/A | N/A | N/A | N/A | N/A | N/A | N/A
00 Ret.Exist_Non-FBC_SCR_ACI & GPM & WetFGD & CCS | N/A | N/A | N/A | N/A | N/A | N/A | N/A
00 Ret.Exist_Non-FBC_SCR_ACI & NGC | N/A | N/A | N/A | N/A | N/A | N/A | N/A
00 Ret.Exist_Non-FBC_SCR_ACI & WetFGD & CCS | N/A | N/A | N/A | N/A | N/A | N/A | N/A
00 Ret.Exist_Non-FBC_SCR_ACI_DSI & C2G | 0 | 0 | 0 | 0 | 0 | 0 | 0
00 Ret.Exist_Non-FBC_SCR_ACI_DSI & DCCS | N/A | N/A | N/A | N/A | N/A | N/A | N/A
00 Ret.Exist_Non-FBC_SCR_ACI_DSI & DCCS & WetFGD & CCS | N/A | N/A | N/A | N/A | N/A | N/A | N/A
00 Ret.Exist_Non-FBC_SCR_ACI_DSI & DRET | N/A | N/A | N/A | N/A | N/A | N/A | N/A
00 Ret.Exist_Non-FBC_SCR_ACI_DSI & GPM | N/A | N/A | N/A | N/A | N/A | N/A | N/A
00 Ret.Exist_Non-FBC_SCR_ACI_DSI & GPM & C2G | N/A | N/A | N/A | N/A | N/A | N/A | N/A
00 Ret.Exist_Non-FBC_SCR_ACI_DSI & GPM & DRET | N/A | N/A | N/A | N/A | N/A | N/A | N/A
00 Ret.Exist_Non-FBC_SCR_ACI_DSI & GPM & NGC | N/A | N/A | N/A | N/A | N/A | N/A | N/A
00 Ret.Exist_Non-FBC_SCR_ACI_DSI & GPM & WetFGD & CCS | N/A | N/A | N/A | N/A | N/A | N/A | N/A
00 Ret.Exist_Non-FBC_SCR_ACI_DSI & NGC | N/A | N/A | N/A | N/A | N/A | N/A | N/A
00 Ret.Exist_Non-FBC_SCR_ACI_DSI & WetFGD & CCS | N/A | N/A | N/A | N/A | N/A | N/A | N/A
00 Ret.Exist_Non-FBC_SNCR_ACI & C2G | N/A | N/A | N/A | N/A | N/A | N/A | N/A
00 Ret.Exist_Non-FBC_SNCR_ACI & C2G & SCR | N/A | N/A | N/A | N/A | N/A | N/A | N/A
00 Ret.Exist_Non-FBC_SNCR_ACI & DRET | N/A | N/A | N/A | N/A | N/A | N/A | N/A
00 Ret.Exist_Non-FBC_SNCR_ACI & DSI | N/A | N/A | N/A | N/A | N/A | N/A | N/A
00 Ret.Exist_Non-FBC_SNCR_ACI & DSI & C2G | N/A | N/A | N/A | N/A | N/A | N/A | N/A
00 Ret.Exist_Non-FBC_SNCR_ACI & DSI & C2G & SCR | N/A | N/A | N/A | N/A | N/A | N/A | N/A
00 Ret.Exist_Non-FBC_SNCR_ACI & DSI & DRET | N/A | N/A | N/A | N/A | N/A | N/A | N/A
00 Ret.Exist_Non-FBC_SNCR_ACI & DSI & NGC | N/A | N/A | N/A | N/A | N/A | N/A | N/A
00 Ret.Exist_Non-FBC_SNCR_ACI & DSI & SCR | N/A | N/A | N/A | N/A | N/A | N/A | N/A
00 Ret.Exist_Non-FBC_SNCR_ACI & DSI & SCR & DRET | N/A | N/A | N/A | N/A | N/A | N/A | N/A
00 Ret.Exist_Non-FBC_SNCR_ACI & DSI & SCR & NGC | N/A | N/A | N/A | N/A | N/A | N/A | N/A
00 Ret.Exist_Non-FBC_SNCR_ACI & DSI & WetFGD & SCR & CCS | N/A | N/A | N/A | N/A | N/A | N/A | N/A
00 Ret.Exist_Non-FBC_SNCR_ACI & GPM | N/A | N/A | N/A | N/A | N/A | N/A | N/A
00 Ret.Exist_Non-FBC_SNCR_ACI & GPM & C2G | N/A | N/A | N/A | N/A | N/A | N/A | N/A
00 Ret.Exist_Non-FBC_SNCR_ACI & GPM & C2G & SCR | N/A | N/A | N/A | N/A | N/A | N/A | N/A
00 Ret.Exist_Non-FBC_SNCR_ACI & GPM & DRET | N/A | N/A | N/A | N/A | N/A | N/A | N/A
00 Ret.Exist_Non-FBC_SNCR_ACI & GPM & NGC | N/A | N/A | N/A | N/A | N/A | N/A | N/A
00 Ret.Exist_Non-FBC_SNCR_ACI & GPM & SCR | N/A | N/A | N/A | N/A | N/A | N/A | N/A
00 Ret.Exist_Non-FBC_SNCR_ACI & GPM & SCR & DRET | N/A | N/A | N/A | N/A | N/A | N/A | N/A
00 Ret.Exist_Non-FBC_SNCR_ACI & GPM & SCR & NGC | N/A | N/A | N/A | N/A | N/A | N/A | N/A
00 Ret.Exist_Non-FBC_SNCR_ACI & GPM & WetFGD & SCR & CCS | N/A | N/A | N/A | N/A | N/A | N/A | N/A
00 Ret.Exist_Non-FBC_SNCR_ACI & NGC | N/A | N/A | N/A | N/A | N/A | N/A | N/A
00 Ret.Exist_Non-FBC_SNCR_ACI & SCR | N/A | N/A | N/A | N/A | N/A | N/A | N/A
00 Ret.Exist_Non-FBC_SNCR_ACI & SCR & C2G | N/A | N/A | N/A | N/A | N/A | N/A | N/A
00 Ret.Exist_Non-FBC_SNCR_ACI & SCR & DRET | N/A | N/A | N/A | N/A | N/A | N/A | N/A
00 Ret.Exist_Non-FBC_SNCR_ACI & SCR & NGC | N/A | N/A | N/A | N/A | N/A | N/A | N/A
00 Ret.Exist_Non-FBC_SNCR_ACI & SCR & WetFGD & CCS | N/A | N/A | N/A | N/A | N/A | N/A | N/A
00 Ret.Exist_Non-FBC_SNCR_ACI_DSI & C2G | 0 | 0 | 0 | 0 | 0 | 0 | 0
00 Ret.Exist_Non-FBC_SNCR_ACI_DSI & C2G & SCR | N/A | 0 | 0 | 0 | 0 | 0 | 0
00 Ret.Exist_Non-FBC_SNCR_ACI_DSI & DCCS | N/A | N/A | N/A | N/A | N/A | N/A | N/A
00 Ret.Exist_Non-FBC_SNCR_ACI_DSI & DCCS & WetFGD & SCR & CCS | N/A | N/A | N/A | N/A | N/A | N/A | N/A
00 Ret.Exist_Non-FBC_SNCR_ACI_DSI & DRET | N/A | N/A | N/A | N/A | N/A | N/A | N/A
00 Ret.Exist_Non-FBC_SNCR_ACI_DSI & GPM | N/A | N/A | N/A | N/A | N/A | N/A | N/A
00 Ret.Exist_Non-FBC_SNCR_ACI_DSI & GPM & C2G | N/A | N/A | N/A | N/A | N/A | N/A | N/A
00 Ret.Exist_Non-FBC_SNCR_ACI_DSI & GPM & C2G & SCR | N/A | N/A | N/A | N/A | N/A | N/A | N/A
00 Ret.Exist_Non-FBC_SNCR_ACI_DSI & GPM & DRET | N/A | N/A | N/A | N/A | N/A | N/A | N/A
00 Ret.Exist_Non-FBC_SNCR_ACI_DSI & GPM & NGC | N/A | N/A | N/A | N/A | N/A | N/A | N/A
00 Ret.Exist_Non-FBC_SNCR_ACI_DSI & GPM & SCR | N/A | N/A | N/A | N/A | N/A | N/A | N/A
00 Ret.Exist_Non-FBC_SNCR_ACI_DSI & GPM & SCR & DRET | N/A | N/A | N/A | N/A | N/A | N/A | N/A
00 Ret.Exist_Non-FBC_SNCR_ACI_DSI & GPM & SCR & NGC | N/A | N/A | N/A | N/A | N/A | N/A | N/A
00 Ret.Exist_Non-FBC_SNCR_ACI_DSI & GPM & WetFGD & SCR & CCS | N/A | N/A | N/A | N/A | N/A | N/A | N/A
00 Ret.Exist_Non-FBC_SNCR_ACI_DSI & NGC | N/A | N/A | N/A | N/A | N/A | N/A | N/A
00 Ret.Exist_Non-FBC_SNCR_ACI_DSI & SCR | N/A | N/A | N/A | N/A | N/A | N/A | N/A
00 Ret.Exist_Non-FBC_SNCR_ACI_DSI & SCR & C2G | N/A | N/A | N/A | N/A | N/A | N/A | N/A
00 Ret.Exist_Non-FBC_SNCR_ACI_DSI & SCR & DRET | N/A | N/A | N/A | N/A | N/A | N/A | N/A
00 Ret.Exist_Non-FBC_SNCR_ACI_DSI & SCR & NGC | N/A | N/A | N/A | N/A | N/A | N/A | N/A
00 Ret.Exist_Non-FBC_SNCR_ACI_DSI & SCR & WetFGD & CCS | N/A | N/A | N/A | N/A | N/A | N/A | N/A
00 Ret.Exist_Non-FBC_WetFGD & ACI | N/A | N/A | N/A | N/A | N/A | N/A | N/A
00 Ret.Exist_Non-FBC_WetFGD & ACI & C2G | N/A | N/A | N/A | N/A | N/A | N/A | N/A
00 Ret.Exist_Non-FBC_WetFGD & ACI & C2G & SCR | N/A | N/A | N/A | N/A | N/A | N/A | N/A
00 Ret.Exist_Non-FBC_WetFGD & ACI & DRET | N/A | N/A | N/A | N/A | N/A | N/A | N/A
00 Ret.Exist_Non-FBC_WetFGD & ACI & GPM | N/A | N/A | N/A | N/A | N/A | N/A | N/A
00 Ret.Exist_Non-FBC_WetFGD & ACI & GPM & C2G | N/A | N/A | N/A | N/A | N/A | N/A | N/A
00 Ret.Exist_Non-FBC_WetFGD & ACI & GPM & C2G & SCR | N/A | N/A | N/A | N/A | N/A | N/A | N/A
00 Ret.Exist_Non-FBC_WetFGD & ACI & GPM & DRET | N/A | N/A | N/A | N/A | N/A | N/A | N/A
00 Ret.Exist_Non-FBC_WetFGD & ACI & GPM & NGC | N/A | N/A | N/A | N/A | N/A | N/A | N/A
00 Ret.Exist_Non-FBC_WetFGD & ACI & GPM & SCR | N/A | N/A | N/A | N/A | N/A | N/A | N/A
00 Ret.Exist_Non-FBC_WetFGD & ACI & GPM & SCR & CCS | N/A | N/A | N/A | N/A | N/A | N/A | N/A
00 Ret.Exist_Non-FBC_WetFGD & ACI & GPM & SCR & DRET | N/A | N/A | N/A | N/A | N/A | N/A | N/A
00 Ret.Exist_Non-FBC_WetFGD & ACI & GPM & SCR & NGC | N/A | N/A | N/A | N/A | N/A | N/A | N/A
00 Ret.Exist_Non-FBC_WetFGD & ACI & GPM & SNCR | N/A | N/A | N/A | N/A | N/A | N/A | N/A
00 Ret.Exist_Non-FBC_WetFGD & ACI & GPM & SNCR & DRET | N/A | N/A | N/A | N/A | N/A | N/A | N/A
00 Ret.Exist_Non-FBC_WetFGD & ACI & GPM & SNCR & NGC | N/A | N/A | N/A | N/A | N/A | N/A | N/A
00 Ret.Exist_Non-FBC_WetFGD & ACI & NGC | N/A | N/A | N/A | N/A | N/A | N/A | N/A
00 Ret.Exist_Non-FBC_WetFGD & ACI & SCR | N/A | N/A | N/A | N/A | N/A | N/A | N/A
00 Ret.Exist_Non-FBC_WetFGD & ACI & SCR & CCS | N/A | N/A | N/A | N/A | N/A | N/A | N/A
00 Ret.Exist_Non-FBC_WetFGD & ACI & SCR & DRET | N/A | N/A | N/A | N/A | N/A | N/A | N/A
00 Ret.Exist_Non-FBC_WetFGD & ACI & SCR & NGC | N/A | N/A | N/A | N/A | N/A | N/A | N/A
00 Ret.Exist_Non-FBC_WetFGD & ACI & SNCR | N/A | N/A | N/A | N/A | N/A | N/A | N/A
00 Ret.Exist_Non-FBC_WetFGD & ACI & SNCR & DRET | N/A | N/A | N/A | N/A | N/A | N/A | N/A
00 Ret.Exist_Non-FBC_WetFGD & ACI & SNCR & NGC | N/A | N/A | N/A | N/A | N/A | N/A | N/A
00 Ret.Exist_Non-FBC_WetFGD & C2G | N/A | N/A | N/A | N/A | N/A | N/A | N/A
00 Ret.Exist_Non-FBC_WetFGD & C2G & SCR | N/A | N/A | N/A | N/A | N/A | N/A | N/A
00 Ret.Exist_Non-FBC_WetFGD & DRET | N/A | N/A | N/A | N/A | N/A | N/A | N/A
00 Ret.Exist_Non-FBC_WetFGD & DCCS | N/A | N/A | N/A | N/A | N/A | N/A | N/A
00 Ret.Exist_Non-FBC_WetFGD & DCCS & SCR & CCS | N/A | N/A | N/A | N/A | N/A | N/A | N/A
00 Ret.Exist_Non-FBC_WetFGD & GPM | N/A | N/A | N/A | N/A | N/A | N/A | N/A
00 Ret.Exist_Non-FBC_WetFGD & GPM & C2G | N/A | N/A | N/A | N/A | N/A | N/A | N/A
00 Ret.Exist_Non-FBC_WetFGD & GPM & C2G & SCR | N/A | N/A | N/A | N/A | N/A | N/A | N/A
00 Ret.Exist_Non-FBC_WetFGD & GPM & DRET | N/A | N/A | N/A | N/A | N/A | N/A | N/A
00 Ret.Exist_Non-FBC_WetFGD & GPM & NGC | N/A | N/A | N/A | N/A | N/A | N/A | N/A
00 Ret.Exist_Non-FBC_WetFGD & GPM & SCR | N/A | N/A | N/A | N/A | N/A | N/A | N/A
00 Ret.Exist_Non-FBC_WetFGD & GPM & SCR & CCS | N/A | N/A | N/A | N/A | N/A | N/A | N/A
00 Ret.Exist_Non-FBC_WetFGD & GPM & SCR & DRET | N/A | N/A | N/A | N/A | N/A | N/A | N/A
00 Ret.Exist_Non-FBC_WetFGD & GPM & SCR & NGC | N/A | N/A | N/A | N/A | N/A | N/A | N/A
00 Ret.Exist_Non-FBC_WetFGD & GPM & SNCR | N/A | N/A | N/A | N/A | N/A | N/A | N/A
00 Ret.Exist_Non-FBC_WetFGD & GPM & SNCR & DRET | N/A | N/A | N/A | N/A | N/A | N/A | N/A
00 Ret.Exist_Non-FBC_WetFGD & GPM & SNCR & NGC | N/A | N/A | N/A | N/A | N/A | N/A | N/A
00 Ret.Exist_Non-FBC_WetFGD & NGC | N/A | N/A | N/A | N/A | N/A | N/A | N/A
00 Ret.Exist_Non-FBC_WetFGD & SCR | N/A | 44.2253 | N/A | N/A | N/A | N/A | N/A
00 Ret.Exist_Non-FBC_WetFGD & SCR & C2G | N/A | N/A | N/A | N/A | N/A | N/A | N/A
00 Ret.Exist_Non-FBC_WetFGD & SCR & CCS | N/A | N/A | N/A | N/A | N/A | N/A | N/A
00 Ret.Exist_Non-FBC_WetFGD & SCR & DRET | N/A | N/A | N/A | N/A | N/A | N/A | N/A
00 Ret.Exist_Non-FBC_WetFGD & SCR & NGC | N/A | N/A | N/A | N/A | N/A | N/A | N/A
00 Ret.Exist_Non-FBC_WetFGD & SNCR | N/A | N/A | N/A | N/A | N/A | N/A | N/A
00 Ret.Exist_Non-FBC_WetFGD & SNCR & C2G | N/A | N/A | N/A | N/A | N/A | N/A | N/A
00 Ret.Exist_Non-FBC_WetFGD & SNCR & DRET | N/A | N/A | N/A | N/A | N/A | N/A | N/A
00 Ret.Exist_Non-FBC_WetFGD & SNCR & NGC | N/A | N/A | N/A | N/A | N/A | N/A | N/A
00 Ret.Exist_Non-FBC_WetFGD_ACI & C2G | 2 | 2 | 2 | N/A | N/A | N/A | N/A
00 Ret.Exist_Non-FBC_WetFGD_ACI & C2G & SCR | N/A | N/A | N/A | N/A | N/A | N/A | N/A
00 Ret.Exist_Non-FBC_WetFGD_ACI & DCCS | N/A | N/A | N/A | N/A | N/A | N/A | N/A
00 Ret.Exist_Non-FBC_WetFGD_ACI & DCCS & SCR & CCS | N/A | N/A | N/A | N/A | N/A | N/A | N/A
00 Ret.Exist_Non-FBC_WetFGD_ACI & DRET | N/A | N/A | N/A | N/A | N/A | N/A | N/A
00 Ret.Exist_Non-FBC_WetFGD_ACI & GPM | N/A | N/A | N/A | N/A | N/A | N/A | N/A
00 Ret.Exist_Non-FBC_WetFGD_ACI & GPM & C2G | N/A | N/A | N/A | N/A | N/A | N/A | N/A
00 Ret.Exist_Non-FBC_WetFGD_ACI & GPM & C2G & SCR | N/A | N/A | N/A | N/A | N/A | N/A | N/A
00 Ret.Exist_Non-FBC_WetFGD_ACI & GPM & DRET | N/A | N/A | N/A | N/A | N/A | N/A | N/A
00 Ret.Exist_Non-FBC_WetFGD_ACI & GPM & NGC | N/A | N/A | N/A | N/A | N/A | N/A | N/A
00 Ret.Exist_Non-FBC_WetFGD_ACI & GPM & SCR | N/A | N/A | N/A | N/A | N/A | N/A | N/A
00 Ret.Exist_Non-FBC_WetFGD_ACI & GPM & SCR & CCS | N/A | N/A | N/A | N/A | N/A | N/A | N/A
00 Ret.Exist_Non-FBC_WetFGD_ACI & GPM & SCR & DRET | N/A | N/A | N/A | N/A | N/A | N/A | N/A
00 Ret.Exist_Non-FBC_WetFGD_ACI & GPM & SCR & NGC | N/A | N/A | N/A | N/A | N/A | N/A | N/A
00 Ret.Exist_Non-FBC_WetFGD_ACI & GPM & SNCR | N/A | N/A | N/A | N/A | N/A | N/A | N/A
00 Ret.Exist_Non-FBC_WetFGD_ACI & GPM & SNCR & DRET | N/A | N/A | N/A | N/A | N/A | N/A | N/A
00 Ret.Exist_Non-FBC_WetFGD_ACI & GPM & SNCR & NGC | N/A | N/A | N/A | N/A | N/A | N/A | N/A
00 Ret.Exist_Non-FBC_WetFGD_ACI & NGC | N/A | N/A | N/A | N/A | N/A | N/A | N/A
00 Ret.Exist_Non-FBC_WetFGD_ACI & SCR | N/A | 29.3983 | 0 | 0 | 0 | 0 | 0
00 Ret.Exist_Non-FBC_WetFGD_ACI & SCR & C2G | N/A | N/A | N/A | N/A | N/A | N/A | N/A
00 Ret.Exist_Non-FBC_WetFGD_ACI & SCR & CCS | N/A | N/A | 79.8058 | 79.8058 | 79.01 | 79.01 | 79.01
00 Ret.Exist_Non-FBC_WetFGD_ACI & SCR & DRET | N/A | N/A | N/A | N/A | N/A | N/A | N/A
00 Ret.Exist_Non-FBC_WetFGD_ACI & SCR & NGC | N/A | N/A | N/A | N/A | N/A | N/A | N/A
00 Ret.Exist_Non-FBC_WetFGD_ACI & SNCR | N/A | N/A | N/A | N/A | N/A | N/A | N/A
00 Ret.Exist_Non-FBC_WetFGD_ACI & SNCR & C2G | N/A | N/A | N/A | N/A | N/A | N/A | N/A
00 Ret.Exist_Non-FBC_WetFGD_ACI & SNCR & DRET | N/A | N/A | N/A | N/A | N/A | N/A | N/A
00 Ret.Exist_Non-FBC_WetFGD_ACI & SNCR & NGC | N/A | N/A | N/A | N/A | N/A | N/A | N/A
00 Ret.Exist_Non-FBC_WetFGD_ACI_DSI & C2G | 14.044 | 0 | 0 | 0 | 0 | 0 | 0
00 Ret.Exist_Non-FBC_WetFGD_ACI_DSI & C2G & SCR | N/A | N/A | N/A | N/A | N/A | N/A | N/A
00 Ret.Exist_Non-FBC_WetFGD_ACI_DSI & DCCS | N/A | N/A | N/A | N/A | N/A | N/A | N/A
00 Ret.Exist_Non-FBC_WetFGD_ACI_DSI & DCCS & SCR & CCS | N/A | N/A | N/A | N/A | N/A | N/A | N/A
00 Ret.Exist_Non-FBC_WetFGD_ACI_DSI & DRET | N/A | N/A | N/A | N/A | N/A | N/A | N/A
00 Ret.Exist_Non-FBC_WetFGD_ACI_DSI & GPM | N/A | N/A | N/A | N/A | N/A | N/A | N/A
00 Ret.Exist_Non-FBC_WetFGD_ACI_DSI & GPM & C2G | N/A | N/A | N/A | N/A | N/A | N/A | N/A
00 Ret.Exist_Non-FBC_WetFGD_ACI_DSI & GPM & C2G & SCR | N/A | N/A | N/A | N/A | N/A | N/A | N/A
00 Ret.Exist_Non-FBC_WetFGD_ACI_DSI & GPM & DRET | N/A | N/A | N/A | N/A | N/A | N/A | N/A
00 Ret.Exist_Non-FBC_WetFGD_ACI_DSI & GPM & NGC | N/A | N/A | N/A | N/A | N/A | N/A | N/A
00 Ret.Exist_Non-FBC_WetFGD_ACI_DSI & GPM & SCR | N/A | N/A | N/A | N/A | N/A | N/A | N/A
00 Ret.Exist_Non-FBC_WetFGD_ACI_DSI & GPM & SCR & CCS | N/A | N/A | N/A | N/A | N/A | N/A | N/A
00 Ret.Exist_Non-FBC_WetFGD_ACI_DSI & GPM & SCR & DRET | N/A | N/A | N/A | N/A | N/A | N/A | N/A
00 Ret.Exist_Non-FBC_WetFGD_ACI_DSI & GPM & SCR & NGC | N/A | N/A | N/A | N/A | N/A | N/A | N/A
00 Ret.Exist_Non-FBC_WetFGD_ACI_DSI & GPM & SNCR | N/A | N/A | N/A | N/A | N/A | N/A | N/A
00 Ret.Exist_Non-FBC_WetFGD_ACI_DSI & GPM & SNCR & DRET | N/A | N/A | N/A | N/A | N/A | N/A | N/A
00 Ret.Exist_Non-FBC_WetFGD_ACI_DSI & GPM & SNCR & NGC | N/A | N/A | N/A | N/A | N/A | N/A | N/A
00 Ret.Exist_Non-FBC_WetFGD_ACI_DSI & NGC | N/A | N/A | N/A | N/A | N/A | N/A | N/A
00 Ret.Exist_Non-FBC_WetFGD_ACI_DSI & SCR | N/A | N/A | N/A | N/A | N/A | N/A | N/A
00 Ret.Exist_Non-FBC_WetFGD_ACI_DSI & SCR & C2G | N/A | N/A | N/A | N/A | N/A | N/A | N/A
00 Ret.Exist_Non-FBC_WetFGD_ACI_DSI & SCR & CCS | N/A | N/A | N/A | N/A | N/A | N/A | N/A
00 Ret.Exist_Non-FBC_WetFGD_ACI_DSI & SCR & DRET | N/A | N/A | N/A | N/A | N/A | N/A | N/A
00 Ret.Exist_Non-FBC_WetFGD_ACI_DSI & SCR & NGC | N/A | N/A | N/A | N/A | N/A | N/A | N/A
00 Ret.Exist_Non-FBC_WetFGD_ACI_DSI & SNCR | N/A | N/A | N/A | N/A | N/A | N/A | N/A
00 Ret.Exist_Non-FBC_WetFGD_ACI_DSI & SNCR & C2G | N/A | N/A | N/A | N/A | N/A | N/A | N/A
00 Ret.Exist_Non-FBC_WetFGD_ACI_DSI & SNCR & DRET | N/A | N/A | N/A | N/A | N/A | N/A | N/A
00 Ret.Exist_Non-FBC_WetFGD_ACI_DSI & SNCR & NGC | N/A | N/A | N/A | N/A | N/A | N/A | N/A
00 Ret.Exist_Non-FBC_WetFGD_SCR & ACI | N/A | N/A | N/A | N/A | N/A | N/A | N/A
00 Ret.Exist_Non-FBC_WetFGD_SCR & ACI & C2G | N/A | N/A | N/A | N/A | N/A | N/A | N/A
00 Ret.Exist_Non-FBC_WetFGD_SCR & ACI & CCS | N/A | N/A | N/A | N/A | N/A | N/A | N/A
00 Ret.Exist_Non-FBC_WetFGD_SCR & DCCS | N/A | N/A | N/A | N/A | N/A | N/A | N/A
00 Ret.Exist_Non-FBC_WetFGD_SCR & DCCS & CCS | N/A | N/A | N/A | N/A | N/A | N/A | N/A
00 Ret.Exist_Non-FBC_WetFGD_SCR & ACI & DRET | N/A | N/A | N/A | N/A | N/A | N/A | N/A
00 Ret.Exist_Non-FBC_WetFGD_SCR & ACI & GPM | N/A | N/A | N/A | N/A | N/A | N/A | N/A
00 Ret.Exist_Non-FBC_WetFGD_SCR & ACI & GPM & C2G | N/A | N/A | N/A | N/A | N/A | N/A | N/A
00 Ret.Exist_Non-FBC_WetFGD_SCR & ACI & GPM & CCS | N/A | N/A | N/A | N/A | N/A | N/A | N/A
00 Ret.Exist_Non-FBC_WetFGD_SCR & ACI & GPM & DRET | N/A | N/A | N/A | N/A | N/A | N/A | N/A
00 Ret.Exist_Non-FBC_WetFGD_SCR & ACI & GPM & NGC | N/A | N/A | N/A | N/A | N/A | N/A | N/A
00 Ret.Exist_Non-FBC_WetFGD_SCR & ACI & NGC | N/A | N/A | N/A | N/A | N/A | N/A | N/A
00 Ret.Exist_Non-FBC_WetFGD_SCR & C2G | 77.71 | 77.71 | 15.3747 | 0.59652 | 0 | 0 | 0
00 Ret.Exist_Non-FBC_WetFGD_SCR & CCS | N/A | 79.01 | 78.2955 | 78.2955 | N/A | N/A | N/A
00 Ret.Exist_Non-FBC_WetFGD_SCR & DRET | N/A | N/A | N/A | N/A | N/A | N/A | N/A
00 Ret.Exist_Non-FBC_WetFGD_SCR & GPM | N/A | N/A | N/A | N/A | N/A | N/A | N/A
00 Ret.Exist_Non-FBC_WetFGD_SCR & GPM & C2G | N/A | N/A | N/A | N/A | N/A | N/A | N/A
00 Ret.Exist_Non-FBC_WetFGD_SCR & GPM & CCS | N/A | N/A | N/A | N/A | N/A | N/A | N/A
00 Ret.Exist_Non-FBC_WetFGD_SCR & GPM & DRET | N/A | N/A | N/A | N/A | N/A | N/A | N/A
00 Ret.Exist_Non-FBC_WetFGD_SCR & GPM & NGC | N/A | N/A | N/A | N/A | N/A | N/A | N/A
00 Ret.Exist_Non-FBC_WetFGD_SCR & NGC | N/A | N/A | N/A | N/A | N/A | N/A | N/A
00 Ret.Exist_Non-FBC_WetFGD_SCR_ACI & C2G | 2 | 2 | 2 | 2 | 2 | 2 | 2
00 Ret.Exist_Non-FBC_WetFGD_SCR_ACI & CCS | N/A | N/A | 78.9582 | 78.9789 | 77.71 | 77.71 | 77.71
00 Ret.Exist_Non-FBC_WetFGD_SCR_ACI & DCCS | N/A | N/A | N/A | N/A | N/A | N/A | N/A
00 Ret.Exist_Non-FBC_WetFGD_SCR_ACI & DCCS & CCS | N/A | N/A | N/A | N/A | N/A | N/A | N/A
00 Ret.Exist_Non-FBC_WetFGD_SCR_ACI & DRET | N/A | N/A | N/A | N/A | N/A | N/A | N/A
00 Ret.Exist_Non-FBC_WetFGD_SCR_ACI & GPM | N/A | N/A | N/A | N/A | N/A | N/A | N/A
00 Ret.Exist_Non-FBC_WetFGD_SCR_ACI & GPM & C2G | N/A | N/A | N/A | N/A | N/A | N/A | N/A
00 Ret.Exist_Non-FBC_WetFGD_SCR_ACI & GPM & CCS | N/A | N/A | N/A | N/A | N/A | N/A | N/A
00 Ret.Exist_Non-FBC_WetFGD_SCR_ACI & GPM & DRET | N/A | N/A | N/A | N/A | N/A | N/A | N/A
00 Ret.Exist_Non-FBC_WetFGD_SCR_ACI & GPM & NGC | N/A | N/A | N/A | N/A | N/A | N/A | N/A
00 Ret.Exist_Non-FBC_WetFGD_SCR_ACI & NGC | N/A | N/A | N/A | N/A | N/A | N/A | N/A
00 Ret.Exist_Non-FBC_WetFGD_SCR_ACI_DSI & C2G | 0 | 0 | 0 | 0 | 0 | 0 | 0
00 Ret.Exist_Non-FBC_WetFGD_SCR_ACI_DSI & CCS | N/A | N/A | 78.1631 | 78.1631 | N/A | N/A | N/A
00 Ret.Exist_Non-FBC_WetFGD_SCR_ACI_DSI & DCCS | N/A | N/A | N/A | N/A | N/A | N/A | N/A
00 Ret.Exist_Non-FBC_WetFGD_SCR_ACI_DSI & DCCS & CCS | N/A | N/A | N/A | N/A | N/A | N/A | N/A
00 Ret.Exist_Non-FBC_WetFGD_SCR_ACI_DSI & DRET | N/A | N/A | N/A | N/A | N/A | N/A | N/A
00 Ret.Exist_Non-FBC_WetFGD_SCR_ACI_DSI & GPM | N/A | N/A | N/A | N/A | N/A | N/A | N/A
00 Ret.Exist_Non-FBC_WetFGD_SCR_ACI_DSI & GPM & C2G | N/A | N/A | N/A | N/A | N/A | N/A | N/A
00 Ret.Exist_Non-FBC_WetFGD_SCR_ACI_DSI & GPM & CCS | N/A | N/A | N/A | N/A | N/A | N/A | N/A
00 Ret.Exist_Non-FBC_WetFGD_SCR_ACI_DSI & GPM & DRET | N/A | N/A | N/A | N/A | N/A | N/A | N/A
00 Ret.Exist_Non-FBC_WetFGD_SCR_ACI_DSI & GPM & NGC | N/A | N/A | N/A | N/A | N/A | N/A | N/A
00 Ret.Exist_Non-FBC_WetFGD_SCR_ACI_DSI & NGC | N/A | N/A | N/A | N/A | N/A | N/A | N/A
00 Ret.Exist_Non-FBC_WetFGD_SCR_DSI & ACI | N/A | N/A | N/A | N/A | N/A | N/A | N/A
00 Ret.Exist_Non-FBC_WetFGD_SCR_DSI & ACI & C2G | N/A | N/A | N/A | N/A | N/A | N/A | N/A
00 Ret.Exist_Non-FBC_WetFGD_SCR_DSI & ACI & CCS | N/A | N/A | N/A | N/A | N/A | N/A | N/A
00 Ret.Exist_Non-FBC_WetFGD_SCR_DSI & ACI & DRET | N/A | N/A | N/A | N/A | N/A | N/A | N/A
00 Ret.Exist_Non-FBC_WetFGD_SCR_DSI & ACI & GPM | N/A | N/A | N/A | N/A | N/A | N/A | N/A
00 Ret.Exist_Non-FBC_WetFGD_SCR_DSI & ACI & GPM & C2G | N/A | N/A | N/A | N/A | N/A | N/A | N/A
00 Ret.Exist_Non-FBC_WetFGD_SCR_DSI & ACI & GPM & CCS | N/A | N/A | N/A | N/A | N/A | N/A | N/A
00 Ret.Exist_Non-FBC_WetFGD_SCR_DSI & ACI & GPM & DRET | N/A | N/A | N/A | N/A | N/A | N/A | N/A
00 Ret.Exist_Non-FBC_WetFGD_SCR_DSI & ACI & GPM & NGC | N/A | N/A | N/A | N/A | N/A | N/A | N/A
00 Ret.Exist_Non-FBC_WetFGD_SCR_DSI & ACI & NGC | N/A | N/A | N/A | N/A | N/A | N/A | N/A
00 Ret.Exist_Non-FBC_WetFGD_SCR_DSI & C2G | 10.328 | 10.3429 | 10.3577 | 0.47387 | 0.47387 | 0.47387 | 0.47387
00 Ret.Exist_Non-FBC_WetFGD_SCR_DSI & CCS | N/A | N/A | N/A | N/A | N/A | N/A | N/A
00 Ret.Exist_Non-FBC_WetFGD_SCR_DSI & DCCS | N/A | N/A | N/A | N/A | N/A | N/A | N/A
00 Ret.Exist_Non-FBC_WetFGD_SCR_DSI & DCCS & CCS | N/A | N/A | N/A | N/A | N/A | N/A | N/A
00 Ret.Exist_Non-FBC_WetFGD_SCR_DSI & DRET | N/A | N/A | N/A | N/A | N/A | N/A | N/A
00 Ret.Exist_Non-FBC_WetFGD_SCR_DSI & GPM | N/A | N/A | N/A | N/A | N/A | N/A | N/A
00 Ret.Exist_Non-FBC_WetFGD_SCR_DSI & GPM & C2G | N/A | N/A | N/A | N/A | N/A | N/A | N/A
00 Ret.Exist_Non-FBC_WetFGD_SCR_DSI & GPM & CCS | N/A | N/A | N/A | N/A | N/A | N/A | N/A
00 Ret.Exist_Non-FBC_WetFGD_SCR_DSI & GPM & DRET | N/A | N/A | N/A | N/A | N/A | N/A | N/A
00 Ret.Exist_Non-FBC_WetFGD_SCR_DSI & GPM & NGC | N/A | N/A | N/A | N/A | N/A | N/A | N/A
00 Ret.Exist_Non-FBC_WetFGD_SCR_DSI & NGC | N/A | N/A | N/A | N/A | N/A | N/A | N/A
00 Ret.Exist_Non-FBC_WetFGD_SNCR & ACI | N/A | N/A | N/A | N/A | N/A | N/A | N/A
00 Ret.Exist_Non-FBC_WetFGD_SNCR & ACI & C2G | N/A | N/A | N/A | N/A | N/A | N/A | N/A
00 Ret.Exist_Non-FBC_WetFGD_SNCR & ACI & C2G & SCR | N/A | N/A | N/A | N/A | N/A | N/A | N/A
00 Ret.Exist_Non-FBC_WetFGD_SNCR & ACI & DRET | N/A | N/A | N/A | N/A | N/A | N/A | N/A
00 Ret.Exist_Non-FBC_WetFGD_SNCR & ACI & GPM | N/A | N/A | N/A | N/A | N/A | N/A | N/A
00 Ret.Exist_Non-FBC_WetFGD_SNCR & ACI & GPM & C2G | N/A | N/A | N/A | N/A | N/A | N/A | N/A
00 Ret.Exist_Non-FBC_WetFGD_SNCR & ACI & GPM & C2G & SCR | N/A | N/A | N/A | N/A | N/A | N/A | N/A
00 Ret.Exist_Non-FBC_WetFGD_SNCR & ACI & GPM & DRET | N/A | N/A | N/A | N/A | N/A | N/A | N/A
00 Ret.Exist_Non-FBC_WetFGD_SNCR & ACI & GPM & NGC | N/A | N/A | N/A | N/A | N/A | N/A | N/A
00 Ret.Exist_Non-FBC_WetFGD_SNCR & ACI & GPM & SCR | N/A | N/A | N/A | N/A | N/A | N/A | N/A
00 Ret.Exist_Non-FBC_WetFGD_SNCR & ACI & GPM & SCR & CCS | N/A | N/A | N/A | N/A | N/A | N/A | N/A
00 Ret.Exist_Non-FBC_WetFGD_SNCR & ACI & GPM & SCR & DRET | N/A | N/A | N/A | N/A | N/A | N/A | N/A
00 Ret.Exist_Non-FBC_WetFGD_SNCR & ACI & GPM & SCR & NGC | N/A | N/A | N/A | N/A | N/A | N/A | N/A
00 Ret.Exist_Non-FBC_WetFGD_SNCR & ACI & NGC | N/A | N/A | N/A | N/A | N/A | N/A | N/A
00 Ret.Exist_Non-FBC_WetFGD_SNCR & ACI & SCR | N/A | N/A | N/A | N/A | N/A | N/A | N/A
00 Ret.Exist_Non-FBC_WetFGD_SNCR & ACI & SCR & CCS | N/A | N/A | N/A | N/A | N/A | N/A | N/A
00 Ret.Exist_Non-FBC_WetFGD_SNCR & ACI & SCR & DRET | N/A | N/A | N/A | N/A | N/A | N/A | N/A
00 Ret.Exist_Non-FBC_WetFGD_SNCR & ACI & SCR & NGC | N/A | N/A | N/A | N/A | N/A | N/A | N/A
00 Ret.Exist_Non-FBC_WetFGD_SNCR & C2G | N/A | N/A | N/A | N/A | N/A | N/A | N/A
00 Ret.Exist_Non-FBC_WetFGD_SNCR & C2G & SCR | N/A | N/A | N/A | N/A | N/A | N/A | N/A
00 Ret.Exist_Non-FBC_WetFGD_SNCR & DCCS | N/A | N/A | N/A | N/A | N/A | N/A | N/A
00 Ret.Exist_Non-FBC_WetFGD_SNCR & DCCS & SCR & CCS | N/A | N/A | N/A | N/A | N/A | N/A | N/A
00 Ret.Exist_Non-FBC_WetFGD_SNCR & DRET | N/A | N/A | N/A | N/A | N/A | N/A | N/A
00 Ret.Exist_Non-FBC_WetFGD_SNCR & GPM | N/A | N/A | N/A | N/A | N/A | N/A | N/A
00 Ret.Exist_Non-FBC_WetFGD_SNCR & GPM & C2G | N/A | N/A | N/A | N/A | N/A | N/A | N/A
00 Ret.Exist_Non-FBC_WetFGD_SNCR & GPM & C2G & SCR | N/A | N/A | N/A | N/A | N/A | N/A | N/A
00 Ret.Exist_Non-FBC_WetFGD_SNCR & GPM & DRET | N/A | N/A | N/A | N/A | N/A | N/A | N/A
00 Ret.Exist_Non-FBC_WetFGD_SNCR & GPM & NGC | N/A | N/A | N/A | N/A | N/A | N/A | N/A
00 Ret.Exist_Non-FBC_WetFGD_SNCR & GPM & SCR | N/A | N/A | N/A | N/A | N/A | N/A | N/A
00 Ret.Exist_Non-FBC_WetFGD_SNCR & GPM & SCR & CCS | N/A | N/A | N/A | N/A | N/A | N/A | N/A
00 Ret.Exist_Non-FBC_WetFGD_SNCR & GPM & SCR & DRET | N/A | N/A | N/A | N/A | N/A | N/A | N/A
00 Ret.Exist_Non-FBC_WetFGD_SNCR & GPM & SCR & NGC | N/A | N/A | N/A | N/A | N/A | N/A | N/A
00 Ret.Exist_Non-FBC_WetFGD_SNCR & NGC | N/A | N/A | N/A | N/A | N/A | N/A | N/A
00 Ret.Exist_Non-FBC_WetFGD_SNCR & SCR | N/A | N/A | N/A | N/A | N/A | N/A | N/A
00 Ret.Exist_Non-FBC_WetFGD_SNCR & SCR & C2G | N/A | N/A | N/A | N/A | N/A | N/A | N/A
00 Ret.Exist_Non-FBC_WetFGD_SNCR & SCR & CCS | N/A | N/A | N/A | N/A | N/A | N/A | N/A
00 Ret.Exist_Non-FBC_WetFGD_SNCR & SCR & DRET | N/A | N/A | N/A | N/A | N/A | N/A | N/A
00 Ret.Exist_Non-FBC_WetFGD_SNCR & SCR & NGC | N/A | N/A | N/A | N/A | N/A | N/A | N/A
00 Ret.Exist_Non-FBC_WetFGD_SNCR_ACI & C2G | N/A | N/A | N/A | N/A | N/A | N/A | N/A
00 Ret.Exist_Non-FBC_WetFGD_SNCR_ACI & C2G & SCR | N/A | N/A | N/A | N/A | N/A | N/A | N/A
00 Ret.Exist_Non-FBC_WetFGD_SNCR_ACI & DCCS | N/A | N/A | N/A | N/A | N/A | N/A | N/A
00 Ret.Exist_Non-FBC_WetFGD_SNCR_ACI & DCCS & SCR & CCS | N/A | N/A | N/A | N/A | N/A | N/A | N/A
00 Ret.Exist_Non-FBC_WetFGD_SNCR_ACI & DRET | N/A | N/A | N/A | N/A | N/A | N/A | N/A
00 Ret.Exist_Non-FBC_WetFGD_SNCR_ACI & GPM | N/A | N/A | N/A | N/A | N/A | N/A | N/A
00 Ret.Exist_Non-FBC_WetFGD_SNCR_ACI & GPM & C2G | N/A | N/A | N/A | N/A | N/A | N/A | N/A
00 Ret.Exist_Non-FBC_WetFGD_SNCR_ACI & GPM & C2G & SCR | N/A | N/A | N/A | N/A | N/A | N/A | N/A
00 Ret.Exist_Non-FBC_WetFGD_SNCR_ACI & GPM & DRET | N/A | N/A | N/A | N/A | N/A | N/A | N/A
00 Ret.Exist_Non-FBC_WetFGD_SNCR_ACI & GPM & NGC | N/A | N/A | N/A | N/A | N/A | N/A | N/A
00 Ret.Exist_Non-FBC_WetFGD_SNCR_ACI & GPM & SCR | N/A | N/A | N/A | N/A | N/A | N/A | N/A
00 Ret.Exist_Non-FBC_WetFGD_SNCR_ACI & GPM & SCR & CCS | N/A | N/A | N/A | N/A | N/A | N/A | N/A
00 Ret.Exist_Non-FBC_WetFGD_SNCR_ACI & GPM & SCR & DRET | N/A | N/A | N/A | N/A | N/A | N/A | N/A
00 Ret.Exist_Non-FBC_WetFGD_SNCR_ACI & GPM & SCR & NGC | N/A | N/A | N/A | N/A | N/A | N/A | N/A
00 Ret.Exist_Non-FBC_WetFGD_SNCR_ACI & NGC | N/A | N/A | N/A | N/A | N/A | N/A | N/A
00 Ret.Exist_Non-FBC_WetFGD_SNCR_ACI & SCR | 79.01 | 79.01 | N/A | N/A | N/A | N/A | N/A
00 Ret.Exist_Non-FBC_WetFGD_SNCR_ACI & SCR & C2G | N/A | N/A | N/A | N/A | N/A | N/A | N/A
00 Ret.Exist_Non-FBC_WetFGD_SNCR_ACI & SCR & CCS | N/A | 81.53 | 81.53 | 81.53 | N/A | N/A | N/A
00 Ret.Exist_Non-FBC_WetFGD_SNCR_ACI & SCR & DRET | N/A | N/A | N/A | N/A | N/A | N/A | N/A
00 Ret.Exist_Non-FBC_WetFGD_SNCR_ACI & SCR & NGC | N/A | N/A | N/A | N/A | N/A | N/A | N/A
00 Existing Combined Cycle Retirement | 0 | 0 | 0 | 0 | 0 | 0 | 0
00 New Combined Cycle Retirement | N/A | N/A | N/A | N/A | N/A | N/A | N/A
00 Existing Combustion Turbine Retirement | 0 | 0 | 0 | 0 | 0 | 0 | 0
00 New Combustion Turbine Retirement | N/A | N/A | N/A | N/A | N/A | N/A | N/A
00 Oil/Gas Steam Retirement | 0 | 0 | 0 | 0 | 0 | 0 | 0
00 Coal Steam Retirement | 0 | 0 | 0 | 0 | 0 | 0 | 0
00 IGCC Retirement | 0 | 0 | 0 | 0 | 0 | 0 | 0
00 Nuclear Retirement | N/A | 0 | 0 | 0 | 0 | 0 | 0
00 Biomass Retirement | 0 | 0 | 0 | 0 | 0 | 0 | 0
00 Fossil_Other Retirement | N/A | N/A | N/A | N/A | N/A | N/A | N/A
00 Fuel Cell Retirement | N/A | N/A | N/A | N/A | N/A | N/A | N/A
00 Geothermal Retirement | N/A | N/A | N/A | N/A | N/A | N/A | N/A
00 Hydro Retirement | 0 | 0 | 0 | 0 | 0 | 0 | 0
00 Landfill Gas Retirement | 0 | 0 | 0 | 0 | 0 | 0 | 0
00 Non Fossil_Other Retirement | N/A | N/A | N/A | N/A | N/A | N/A | N/A
00 Solar Thermal Retirement | N/A | N/A | N/A | N/A | N/A | N/A | N/A
00 Exist Dummy | 0 | 0 | 0 | 0 | 0 | 0 | 0
Average | 2.1515 | 2.2205 | 2.405 | 2.5586 | 2.7391 | 2.9686 | 3.097
15. Total Annual Production Cost [Million US2022$](*)
Variable O&M | 7667.707 | 7520.8909 | 5550.8737 | 4594.5082 | 3408.4106 | 3047.3926 | 3953.1903
Fixed O&M | 62348.6126 | 63418.1907 | 68110.8274 | 71572.0816 | 75941.7361 | 78979.0619 | 77270.7628
Fuel | 52094.83 | 52227.6621 | 36937.6061 | 30491.6652 | 21278.1947 | 15942.9702 | 25895.9047
Capital | 11105.0593 | 16396.5201 | 34203.1809 | 45561.2343 | 57470.7191 | 62474.1689 | 67043.3131
Pollutant Transport & Storage | 0 | -337.9737 | -6443.7592 | -6405.0501 | -86.984 | -98.3944 | -99.3636
Total | 133216.2089 | 139225.2901 | 138358.7288 | 145814.4392 | 158012.0765 | 160345.1992 | 174063.8073
Sales Revenue | 0 | 0 | 0 | 0 | 0 | 0 | 0
(*) Costs include only those items that are important for determining incremental cost of pollution control
16. Emissions
CO2 Thousand Tonnes | 1150041.9544 | 1093093.6916 | 722823.1449 | 563580.5928 | 405170.5149 | 337286.8579 | 477231.1812
CO2 Thousand Tons | 1267703.8968 | 1204929.2003 | 796775.9037 | 621241.0868 | 446623.9154 | 371795.0136 | 526057.1806
Carbon Million Tons | 345.7374 | 328.6171 | 217.3025 | 169.4294 | 121.8065 | 101.3986 | 143.4701
Carbon Million Tonnes | 313.6478 | 298.1165 | 197.1336 | 153.7038 | 110.501 | 91.9873 | 130.154
HCL Thousand Tons | 2.2707 | 2 | 1.1207 | 0.88665 | 0.2631 | 0.19148 | 0.31252
MER lbs | 5605.2481 | 5401.273 | 4055.9498 | 3673.2812 | 2393.8589 | 2266.0187 | 2675.9106
NOX Thousand Tons | 446.7927 | 381.7175 | 237.6258 | 183.6617 | 117.7949 | 97.9474 | 131.5768
SO2 Thousand Tons | 413.2494 | 307.3223 | 175.9328 | 131.0712 | 42.7485 | 34.7256 | 52.1469

## FuelReport_ToEPA
Fuel Consumption by Fuel and Fuel Type [Tbtu]
Fuel Type | 2028 | 2030 | 2035 | 2040 | 2045 | 2050 | 2055
Biomass | 1.4027 | 2.9917 | 0.11071 | 0.016102 | 0 | 0 | 0.016102
EPA v7.23 Biomass | 1.4027 | 2.9917 | 0.11071 | 0.016102 | 0 | 0 | 0.016102
Coal | 4255.8084 | 3695.4673 | 1922.9376 | 1515.269 | 301.565 | 159.7024 | 405.3843
EPA v7.23 Coal BA | 112.8029 | 0.52542 | 0.40935 | 0.40935 | 0 | 0 | 0
EPA v7.23 Coal BB | 28.1564 | 9.831 | 0 | 0 | 0 | 0 | 0
EPA v7.23 Coal BD | 21.5486 | 15.8387 | 0 | 0 | 0 | 0 | 0
EPA v7.23 Coal BE | 510.879 | 510.4285 | 506.0787 | 389.45 | 26.1383 | 2.4358 | 44.2545
EPA v7.23 Coal BG | 421.0917 | 409.8967 | 142.3108 | 104.9895 | 0 | 0 | 0
EPA v7.23 Coal BH | 458.3281 | 376.1293 | 44.9057 | 62.8226 | 0 | 0 | 0
EPA v7.23 Coal LA
EPA v7.23 Coal LD | 0 | 0 | 0 | 0 | 0 | 0 | 0
EPA v7.23 Coal LE | 234.0509 | 256.9508 | 177.4894 | 175.2078 | 4.3192 | 4.3192 | 4.3192
EPA v7.23 Coal LG | 87.262 | 87.262 | 43.6744 | 32.1679 | 13.3262 | 13.3262 | 13.3262
EPA v7.23 Coal LH | 0 | 0 | 0 | 0 | 0 | 0 | 0
EPA v7.23 Coal SA | 1722.2513 | 1351.1631 | 519.0975 | 593.927 | 146.1036 | 82.2474 | 209.9717
EPA v7.23 Coal SB | 438.8047 | 430.3226 | 359.9623 | 148.0306 | 104.2251 | 49.9211 | 120.6689
EPA v7.23 Coal SD | 110.5989 | 110.5989 | 110.5989 | 0 | 0 | 0 | 3.1562
EPA v7.23 Coal SE | 110.0338 | 136.5202 | 18.4106 | 8.2641 | 7.4526 | 7.4526 | 9.6877
Hydrogen | 0 | 0 | 0.0012766 | 0 | 0.032439 | 2.6641 | 3.1721
EPA v7.23 Hydrogen | 0 | 0 | 0.0012766 | 0 | 0.032439 | 2.6641 | 3.1721
LF Gas | 207.7466 | 205.8948 | 190.8073 | 188.5673 | 177.2773 | 138.5254 | 182.2955
EPA v7.23 LFG | 207.7466 | 205.8948 | 190.8073 | 188.5673 | 177.2773 | 138.5254 | 182.2955
MSW | 233.0355 | 233.0355 | 231.9641 | 216.829 | 211.5786 | 204.8881 | 205.4611
EPA v7.23 MSW | 233.0355 | 233.0355 | 231.9641 | 216.829 | 211.5786 | 204.8881 | 205.4611
NaturalGas | 12608.9497 | 12669.5331 | 10853.7654 | 8819.9819 | 6391.2066 | 5486.008 | 7531.9863
EPA v7.23 Gas | 12608.9497 | 12669.5331 | 10853.7654 | 8819.9819 | 6391.2066 | 5486.008 | 7531.9863
Nuclear | 7853.4521 | 7623.5914 | 6974.3238 | 6473.1729 | 5222.7466 | 3493.6435 | 2306.0094
EPA v7.23 Nuclear | 7853.4521 | 7623.5914 | 6974.3238 | 6473.1729 | 5222.7466 | 3493.6435 | 2306.0094
Oil | 0.10062 | 0.15163 | 0.015215 | 0 | 0 | 0 | 0
EPA v7.23 DFO | 0.10062 | 0.15163 | 0.015215 | 0 | 0 | 0 | 0
EPA v7.23 RFO | 0 | 0 | 0 | 0 | 0 | 0 | 0
Pet. Coke | 62.9577 | 42.1709 | 52.1468 | 49.3973 | 5.7328 | 5.2617 | 5.7328
EPA v7.23 Pet Coke | 62.9577 | 42.1709 | 52.1468 | 49.3973 | 5.7328 | 5.2617 | 5.7328
Waste Coal | 97.4206 | 95.7529 | 91.3058 | 42.5206 | 39.8593 | 40.1744 | 40.1744
EPA v7.23 Waste Coal | 97.4206 | 95.7529 | 91.3058 | 42.5206 | 39.8593 | 40.1744 | 40.1744
Grand Total | 25320.8739 | 24568.5891 | 20317.3781 | 17305.7541 | 12349.9987 | 9530.8676 | 10680.2321
Fuel Costs by Fuel and Fuel Type[MMUS$]
Fuel Type | 2028 | 2030 | 2035 | 2040 | 2045 | 2050 | 2055
Biomass | 5.5877 | 11.9175 | 0.44103 | 0.064141 | 0 | 0 | 0.064141
EPA v7.23 Biomass | 5.5877 | 11.9175 | 0.44103 | 0.064141 | 0 | 0 | 0.064141
Coal | 7288.8597 | 6321.3234 | 3258.2587 | 2723.7619 | 403.9727 | 214.5105 | 577.1216
EPA v7.23 Coal BA | 181.155 | 1.3857 | 1.0997 | 1.1213 | 0 | 0 | 0
EPA v7.23 Coal BB | 58.9174 | 29.0386 | 0 | 0 | 0 | 0 | 0
EPA v7.23 Coal BD | 53.6271 | 36.1873 | 0 | 0 | 0 | 0 | 0
EPA v7.23 Coal BE | 1015.6442 | 1029.5964 | 1050.2855 | 863.5652 | 53.8356 | 4.942 | 83.0863
EPA v7.23 Coal BG | 706.0023 | 693.8783 | 268.8008 | 220.9229 | 0 | 0 | 0
EPA v7.23 Coal BH | 872.1241 | 729.5108 | 108.5102 | 153.3967 | 0 | 0 | 0
EPA v7.23 Coal LA
EPA v7.23 Coal LD | 0 | 0 | 0 | 0 | 0 | 0 | 0
EPA v7.23 Coal LE | 342.5511 | 394.0237 | 273.1593 | 280.2646 | 11.6997 | 12.1472 | 12.1472
EPA v7.23 Coal LG | 115.2811 | 117.2802 | 60.7488 | 46.5559 | 20.0373 | 20.788 | 20.788
EPA v7.23 Coal LH | 0 | 0 | 0 | 0 | 0 | 0 | 0
EPA v7.23 Coal SA | 3020.3543 | 2323.4191 | 789.5103 | 960.4192 | 173.278 | 100.0158 | 276.653
EPA v7.23 Coal SB | 611.6234 | 597.335 | 554.351 | 177.9669 | 127.1182 | 58.8063 | 157.5109
EPA v7.23 Coal SD | 99.6651 | 102.3038 | 108.8847 | 0 | 0 | 0 | 3.7833
EPA v7.23 Coal SE | 211.9147 | 267.3644 | 42.9084 | 19.5492 | 18.0037 | 17.8113 | 23.1529
Hydrogen | 0 | 0 | 0.012304 | 0 | 0.31266 | 25.6777 | 30.5741
EPA v7.23 Hydrogen | 0 | 0 | 0.012304 | 0 | 0.31266 | 25.6777 | 30.5741
LF Gas | 0 | 0 | 0 | 0 | 0 | 0 | 0
EPA v7.23 LFG | 0 | 0 | 0 | 0 | 0 | 0 | 0
MSW | 0 | 0 | 0 | 0 | 0 | 0 | 0
EPA v7.23 MSW | 0 | 0 | 0 | 0 | 0 | 0 | 0
NaturalGas | 38966.2029 | 40254.2646 | 28521.9642 | 23020.0816 | 17103.0599 | 13167.3395 | 23574.6001
EPA v7.23 Gas | 38966.2029 | 40254.2646 | 28521.9642 | 23020.0816 | 17103.0599 | 13167.3395 | 23574.6001
Nuclear | 5579.4667 | 5415.1412 | 4952.1811 | 4594.2001 | 3705.0392 | 2477.2738 | 1635.046
EPA v7.23 Nuclear | 5579.4667 | 5415.1412 | 4952.1811 | 4594.2001 | 3705.0392 | 2477.2738 | 1635.046
Oil | 1.98 | 2.9998 | 0.32925 | 0 | 0 | 0 | 0
EPA v7.23 DFO | 1.98 | 2.9998 | 0.32925 | 0 | 0 | 0 | 0
EPA v7.23 RFO | 0 | 0 | 0 | 0 | 0 | 0 | 0
Pet. Coke | 126.8219 | 85.8941 | 104.9041 | 99.4478 | 13.0692 | 12.0846 | 13.0451
EPA v7.23 Pet Coke | 126.8219 | 85.8941 | 104.9041 | 99.4478 | 13.0692 | 12.0846 | 13.0451
Waste Coal | 125.911 | 136.1217 | 99.5154 | 54.1096 | 52.741 | 46.0842 | 65.4537
EPA v7.23 Waste Coal | 125.911 | 136.1217 | 99.5154 | 54.1096 | 52.741 | 46.0842 | 65.4537
Grand Total | 52094.83 | 52227.6621 | 36937.6061 | 30491.6652 | 21278.1947 | 15942.9702 | 25895.9047
Fuel Costs by Fuel and Fuel Type[US$/MMBtu]
Fuel Type | 2028 | 2030 | 2035 | 2040 | 2045 | 2050 | 2055
Biomass | 3.9835 | 3.9835 | 3.9835 | 3.9835 | 0 | 0 | 3.9835
EPA v7.23 Biomass | 3.9835 | 3.9835 | 3.9835 | 3.9835 | 0 | 0 | 3.9835
Coal | 1.7127 | 1.7106 | 1.6944 | 1.7975 | 1.3396 | 1.3432 | 1.4236
EPA v7.23 Coal BA | 1.6059 | 2.6373 | 2.6864 | 2.7392 | 0 | 0 | 0
EPA v7.23 Coal BB | 2.0925 | 2.9538 | 0 | 0 | 0 | 0 | 0
EPA v7.23 Coal BD | 2.4887 | 2.2847 | 0 | 0 | 0 | 0 | 0
EPA v7.23 Coal BE | 1.988 | 2.0171 | 2.0753 | 2.2174 | 2.0596 | 2.0289 | 1.8775
EPA v7.23 Coal BG | 1.6766 | 1.6928 | 1.8888 | 2.1042 | 0 | 0 | 0
EPA v7.23 Coal BH | 1.9028 | 1.9395 | 2.4164 | 2.4417 | 0 | 0 | 0
EPA v7.23 Coal LA | 0 | 0 | 0 | 0 | 0 | 0 | 0
EPA v7.23 Coal LD | 0 | 0 | 0 | 0 | 0 | 0 | 0
EPA v7.23 Coal LE | 1.4636 | 1.5335 | 1.539 | 1.5996 | 2.7087 | 2.8123 | 2.8123
EPA v7.23 Coal LG | 1.3211 | 1.344 | 1.3909 | 1.4473 | 1.5036 | 1.5599 | 1.5599
EPA v7.23 Coal LH | 0 | 0 | 0 | 0 | 0 | 0 | 0
EPA v7.23 Coal SA | 1.7537 | 1.7196 | 1.5209 | 1.6171 | 1.186 | 1.216 | 1.3176
EPA v7.23 Coal SB | 1.3938 | 1.3881 | 1.54 | 1.2022 | 1.2197 | 1.178 | 1.3053
EPA v7.23 Coal SD | 0.90114 | 0.925 | 0.9845 | 0 | 0 | 0 | 1.1987
EPA v7.23 Coal SE | 1.9259 | 1.9584 | 2.3306 | 2.3655 | 2.4158 | 2.3899 | 2.3899
Hydrogen | 0 | 0 | 9.6383 | 0 | 9.6383 | 9.6383 | 9.6383
EPA v7.23 Hydrogen | 0 | 0 | 9.6383 | 0 | 9.6383 | 9.6383 | 9.6383
LF Gas | 0 | 0 | 0 | 0 | 0 | 0 | 0
EPA v7.23 LFG | 0 | 0 | 0 | 0 | 0 | 0 | 0
MSW | 0 | 0 | 0 | 0 | 0 | 0 | 0
EPA v7.23 MSW | 0 | 0 | 0 | 0 | 0 | 0 | 0
NaturalGas | 3.0904 | 3.1772 | 2.6278 | 2.61 | 2.676 | 2.4002 | 3.1299
EPA v7.23 Gas | 3.0904 | 3.1772 | 2.6278 | 2.61 | 2.676 | 2.4002 | 3.1299
Nuclear | 0.71045 | 0.71031 | 0.71006 | 0.70973 | 0.7094 | 0.70908 | 0.70904
EPA v7.23 Nuclear | 0.71045 | 0.71031 | 0.71006 | 0.70973 | 0.7094 | 0.70908 | 0.70904
Oil | 19.6779 | 19.7836 | 21.64 | 0 | 0 | 0 | 0
EPA v7.23 DFO | 19.6779 | 19.7836 | 21.64 | 0 | 0 | 0 | 0
EPA v7.23 RFO | 0 | 0 | 0 | 0 | 0 | 0 | 0
Pet. Coke | 2.0144 | 2.0368 | 2.0117 | 2.0132 | 2.2797 | 2.2967 | 2.2755
EPA v7.23 Pet Coke | 2.0144 | 2.0368 | 2.0117 | 2.0132 | 2.2797 | 2.2967 | 2.2755
Waste Coal | 1.2924 | 1.4216 | 1.0899 | 1.2726 | 1.3232 | 1.1471 | 1.6292
EPA v7.23 Waste Coal | 1.2924 | 1.4216 | 1.0899 | 1.2726 | 1.3232 | 1.1471 | 1.6292
Grand Total | 2.0574 | 2.1258 | 1.818 | 1.7619 | 1.7229 | 1.6728 | 2.4247

## Coal Pivot Tables
Coal Prices (2022$/MMBtu) | [7 empty] | Total TBtu
Coal Region | 2028 | 2030 | 2035 | 2040 | 2045 | 2050 | 2055 | 2028 | 2030 | 2035 | 2040 | 2045 | 2050 | 2055
Appalachia | 1.452 | 1.4785 | 1.4788 | 1.5736 | 2.1208 | 2.393 | 2.138 | 966.6351 | 973.9201 | 621.7992 | 491.4366 | 115.9036 | 85.8009 | 127.6293
Imports | 4.729 | 4.4503 | [5 empty] | 3.327 | 4.6332
Interior | 1.5413 | 1.5748 | [5 empty] | 1189.2029 | 1000.9489 | 573.7718 | 834.3546 | 677.3136 | 666 | 654.3423
Waste Coal | 0.72591 | 0.85282 | 0.51434 | 0.7263 | 0.7191 | 0.52081 | 1.0066 | 97.4206 | 95.7529 | 91.3058 | 42.5206 | 39.8593 | 40.1744 | 40.1744
West | 0.84853 | 0.88032 | 0.94656 | 1.0442 | 1.3481 | 1.2573 | 1.2048 | 3633.7151 | 3115.5215 | 2058.7393 | 1664.5123 | 954.7859 | 867.3569 | 1070.9452
National | 1.0876 | 1.1292 | 1.1716 | 1.3279 | 1.5806 | 1.5867 | 1.5421 | 5890.3006 | 5190.7765 | 3345.6161 | 3032.8241 | 1787.8623 | 1659.3322 | 1893.0913
Coal Prices (2022$/Ton) | [7 empty] | Total Million Tons
Coal Region | 2028 | 2030 | 2035 | 2040 | 2045 | 2050 | 2055 | 2028 | 2030 | 2035 | 2040 | 2045 | 2050 | 2055
Appalachia | 36.5995 | 37.4284 | 37.8918 | 40.2852 | 52.5576 | 59.0802 | 53.3101 | 38.3485 | 38.4721 | 24.2662 | 19.1963 | 4.677 | 3.4753 | 5.1185
Imports | 98.08 | 92.3 | [5 empty] | 0.16041 | 0.22339
Interior | 32.226 | 32.2097 | 37.345 | 38.7273 | 40.8449 | 43.2129 | 44.0241 | 56.8773 | 48.9394 | 26.8999 | 38.3494 | 30.9549 | 30.4549 | 29.8849
Waste Coal | 9.7272 | 11.4278 | 6.8922 | 9.7325 | 9.636 | 6.9789 | 13.4889 | 7.2702 | 7.1457 | 6.8139 | 3.1732 | 2.9746 | 2.9981 | 2.9981
West | 14.9026 | 15.3523 | 16.4716 | 18.136 | 24.9758 | 23.2013 | 21.9318 | 206.8987 | 178.6467 | 118.3084 | 95.834 | 51.5338 | 47.003 | 58.8329
National | 20.695 | 21.436 | 22.2349 | 25.7257 | 31.3503 | 31.3688 | 30.1471 | 309.5551 | 273.4274 | 176.2883 | 156.5529 | 90.1402 | 83.9312 | 96.8343

## Final Wholesale Price
Wholesale Electricity Price (2022$/MWh)
Region Group | 2028 | 2030 | 2035 | 2040 | 2045 | 2050 | 2055
ERCOT_Tenaska Frontier Generating Station | 26.1802 | 26.4864 | 23.9482 | 22.4689 | 19.4604 | 0 | 23.4521
ERCOT_Tenaska Gateway Generating Station | 26.1802 | 26.4864 | 23.9482 | 22.584 | 0 | 0 | 25.2065
ERCOT_Panhandle | 23.1371 | 24.0092 | 21.292 | 18.2973 | 14.1188 | 9.5819 | 17.116
ERCOT_Rest | 24.9525 | 25.3324 | 26.5112 | 24.7094 | 20.4037 | 14.3645 | 24.0089
ERCOT_West | 23.7072 | 24.6008 | 21.8168 | 18.7484 | 14.5076 | 9.8187 | 18.369
FRCC | 37.0094 | 44.6831 | 31.441 | 34.3413 | 32.5069 | 29.3273 | 34.4441
MISO_Amite South (including DSG) | 35.2485 | 45.2808 | 32.3304 | 30.4683 | 30.6407 | 26.6409 | 32.7704
MISO_Arkansas | 34.3595 | 44.8287 | 31.8677 | 29.5355 | 25.2511 | 20.2187 | 27.7541
MISO_Iowa | 35.1788 | 41.7832 | 26.3642 | 24.7658 | 20.5784 | 16.6955 | 23.2488
MISO_Illinois | 38.3575 | 42.8974 | 30.4489 | 26.7096 | 22.3394 | 17.412 | 24.0655
MISO_Indiana (including parts of Kentucky) | 38.6632 | 43.6808 | 31.4663 | 28.4967 | 25.0419 | 21.3078 | 27.4168
MISO_Louisiana | 35.2125 | 45.0878 | 32.1154 | 29.7632 | 27.3602 | 23.2318 | 29.6738
MISO_Lower Michigan | 35.3457 | 43.964 | 32.3941 | 32.4992 | 31.7887 | 27.5898 | 33.4824
MISO_MT, SD, ND | 34.4626 | 40.8418 | 26.1078 | 24.5518 | 20.9081 | 16.2369 | 23.1081
MISO_Iowa-MidAmerican | 34.489 | 40.8945 | 26.0941 | 24.625 | 20.6366 | 16.9636 | 23.4613
MISO_Minnesota and Western Wisconsin | 36.6285 | 42.5746 | 29.1372 | 25.3272 | 21.5353 | 16.6799 | 23.753
MISO_Missouri | 37.7036 | 42.991 | 30.6828 | 27.2905 | 22.6112 | 17.7109 | 25.1141
MISO_Mississippi | 35.5511 | 45.677 | 32.683 | 30.1316 | 28.0292 | 23.5953 | 30.209
MISO_WOTAB (including Western) | 28.4473 | 41.823 | 25.3471 | 29.0921 | 25.8076 | 22.8512 | 28.6465
MISO_Wisconsin- Upper Michigan (WUMS) | 37.8502 | 43.1549 | 31.6796 | 29.2397 | 24.363 | 19.8018 | 27.5274
ISONE_Connecticut | 30.1847 | 31.9666 | 29.7357 | 31.4909 | 30.6371 | 30.9602 | 34.9192
ISONE_Maine | 29.2025 | 30.9014 | 25.7573 | 24.7735 | 21.8903 | 22.2093 | 28.8869
ISONE_MA, VT, NH, RI (Rest of ISO New England) | 29.8864 | 31.8632 | 29.3521 | 30.3039 | 28.8394 | 29.1259 | 35.7737
NY_Zone A (West) | 31.2638 | 34.4126 | 30.9316 | 28.8789 | 28.9341 | 24.0584 | 29.9623
NY_Zone B (Genesee) | 31.9272 | 35.1937 | 31.4244 | 29.265 | 29.5027 | 24.4549 | 30.4913
NY_Zone C&E | 32.3474 | 35.8038 | 31.7214 | 29.5024 | 29.8797 | 24.898 | 31.0365
NY_Zone D (North) | 31.5663 | 34.8995 | 28.2164 | 22.4337 | 23.7482 | 21.2203 | 30.2129
NY_Zone F (Capital) | 34.2991 | 37.2539 | 32.2822 | 30.0083 | 30.3944 | 25.2754 | 31.5875
NY_Zone G-I (Downstate NY) | 38.4439 | 41.7493 | 33.406 | 34.0335 | 33.9993 | 29.5061 | 36.1561
NY_Zone J (NYC) | 39.4438 | 42.94 | 34.1916 | 36.8633 | 37.6033 | 33.0038 | 39.8167
NY_Zone K (LI) | 47.6982 | 43.3348 | 32.0756 | 34.6839 | 34.8915 | 30.6755 | 40.1549
PJM_AP | 33.5309 | 37.0507 | 30.892 | 30.774 | 29.3057 | 25.7315 | 31.8159
PJM_ATSI | 33.2821 | 37.2298 | 31.0776 | 30.7451 | 29.489 | 25.8471 | 32.0702
PJM_ComEd | 30.4593 | 36.2493 | 25.5028 | 24.2249 | 27.2884 | 25.701 | 32.4518
PJM_Dominion | 33.9171 | 37.4945 | 30.8624 | 30.9628 | 29.5335 | 26.0778 | 32.783
PJM_EMAAC | 30.0957 | 33.9758 | 27.8136 | 31.8119 | 32.0665 | 28.8919 | 35.0437
PJM_PENELEC | 29.8915 | 33.104 | 27.0814 | 27.7146 | 26.4988 | 24.8086 | 30.9918
PJM_SWMAAC | 61.2865 | 37.5964 | 31.6347 | 34.445 | 32.9938 | 29.3315 | 35.5656
PJM West | 34.032 | 37.8467 | 31.6834 | 30.8615 | 28.888 | 24.887 | 31.4475
PJM_Western MAAC | 29.7733 | 33.2861 | 27.2848 | 28.6924 | 30.7723 | 27.2589 | 32.7672
SERC_Central_Kentucky | 34.8733 | 39.9501 | 32.7514 | 32.2545 | 28.4025 | 23.9074 | 30.4403
SERC_Central_TVA | 36.8999 | 41.381 | 31.1944 | 30.9195 | 26.2539 | 21.2675 | 28.737
SERC_Delta_AECI | 28.6146 | 34.633 | 28.0015 | 25.8346 | 21.8783 | 17.0183 | 23.4632
SERC_Southeastern | 35.7834 | 39.1103 | 29.6125 | 30.9592 | 28.5852 | 24.0804 | 30.2728
SERC_VACAR | 38.6489 | 41.1262 | 34.5902 | 35.6837 | 32.9255 | 29.3227 | 36.4231
SPP_Kiamichi Energy Facility | 26.2429 | 26.5373 | 24.0628 | 21.3242 | 17.6876 | 14.649 | 23.4833
SPP North- (Kansas, Missouri) | 30.4887 | 34.4255 | 21.7854 | 18.5115 | 14.2647 | 12.5774 | 19.1743
SPP Nebraska | 29.6307 | 33.8034 | 22.3551 | 19.3577 | 15.9122 | 13.3842 | 20.771
SPP SPS (Texas Panhandle) | 28.7851 | 34.0846 | 16.6447 | 13.2881 | 9.0106 | 6.9705 | 14.1863
SPP_WAUE | 28.8365 | 33.3948 | 22.2804 | 19.1145 | 16.3266 | 13.2673 | 20.9583
SPP West (Oklahoma, Arkansas, Louisiana) | 30.713 | 34.5585 | 21.983 | 18.2341 | 14.1502 | 12.4638 | 19.1008
WECC_BANC | 54.2144 | 55.8761 | 42.2301 | 46.5779 | 39.2569 | 47.7796 | 56.0722
WECC_Northern California (not including BANC) | 53.2325 | 54.1114 | 40.7677 | 47.1174 | 32.9496 | 38.3619 | 50.9245
WECC_LADWP | 52.2256 | 55.6533 | 42.7954 | 46.9634 | 35.0735 | 39.5732 | 53.3826
WECC_San Diego Gas and Electric | 54.3899 | 56.9156 | 45.2726 | 46.3706 | 34.364 | 42.9952 | 53.0407
WECC_Arizona | 37.5649 | 41.0128 | 32.9461 | 34.0954 | 30.7082 | 26.0249 | 32.8192
WECC_Colorado | 38.7476 | 56.1155 | 38.8645 | 37.6567 | 32.0727 | 26.7326 | 33.4294
WECC_Idaho | 35.4038 | 38.8714 | 33.5144 | 33.3316 | 30.4484 | 24.5805 | 32.3692
WECC_Imperial Irrigation District (IID) | 24.1873 | 44.0334 | 32.5082 | 32.1122 | 23.6866 | 31.7892 | 41.5957
WECC_Montana | 37.9848 | 42.1277 | 33.3567 | 31.2607 | 26.4333 | 20.6539 | 28.0903
WECC_New Mexico | 34.9539 | 40.1739 | 32.1954 | 32.8584 | 29.5673 | 24.9419 | 31.7146
WECC_Northern Nevada | 36.7192 | 41.0881 | 32.2976 | 33.3076 | 33.0706 | 26.1658 | 34.642
WECC_Pacific Northwest | 39.9172 | 43.5321 | 35.5373 | 34.7987 | 30.6484 | 23.0944 | 33.6654
WECC_Southern California Edison | 53.3274 | 56.2536 | 42.2151 | 46.4842 | 33.6527 | 38.3013 | 51.1552
WECC_Southern Nevada | 37.4326 | 38.9221 | 29.9411 | 33.3566 | 30.6864 | 25.9505 | 35.7686
WECC_Utah | 34.2384 | 41.0163 | 33.5525 | 34.0351 | 32.1672 | 27.0193 | 33.8118
WECC_Wyoming | 24.5545 | 34.1157 | 27.9697 | 31.7163 | 28.049 | 24.2934 | 30.0564
National | 35.7836 | 39.7122 | 31.0114 | 31.184 | 27.7265 | 24.413 | 32.0228

## Natural Gas
Baseline Sens Low Gas - Natural Gas Results
| Delivered Natural Gas Price (2022$/MMBtu) | [28 empty] | Natural Gas Consumption in the Power Sector (Tcf)
| Winter | [6 empty] | Spring | [6 empty] | Summer | [6 empty] | Fall | [7 empty] | Winter | [6 empty] | Spring | [6 empty] | Summer | [6 empty] | Fall
| 2028 | 2030 | 2035 | 2040 | 2045 | 2050 | 2055 | 2028 | 2030 | 2035 | 2040 | 2045 | 2050 | 2055 | 2028 | 2030 | 2035 | 2040 | 2045 | 2050 | 2055 | 2028 | 2030 | 2035 | 2040 | 2045 | 2050 | 2055 |  | 2028 | 2030 | 2035 | 2040 | 2045 | 2050 | 2055 | 2028 | 2030 | 2035 | 2040 | 2045 | 2050 | 2055 | 2028 | 2030 | 2035 | 2040 | 2045 | 2050 | 2055 | 2028 | 2030 | 2035 | 2040 | 2045 | 2050 | 2055
ERC_FRNT | 3.7179 | 3.262 | 2.9294 | 2.8555 | 2.9743 | 2.693 | 3.4155 | 3.2189 | 2.9692 | 2.4437 | 2.3456 | 2.4865 | 2.2052 | 2.9277 | 2.7506 | 3.0966 | 2.2834 | 2.3729 | 2.4851 | 2.2038 | 2.9263 | 2.8911 | 3.2206 | 2.3373 | 2.6745 | 2.73 | 2.4486 | 3.1712 | ERC_FRNT | 0.010465 | 0.010465 | 0.00052327 | 8.7212e-05 | 8.2367e-05 | 0 | 9.2057e-05 | 0.0070932 | 0.0070932 | 0 | 0 | 0 | 0 | 0 | 0.019633 | 0.019633 | 0.0040903 | 0.0041224 | 0 | 0 | 0.00031012 | 0.0070932 | 0.0070932 | 0.00069919 | 0 | 0 | 0 | 0
ERC_GWAY | 3.7179 | 3.262 | 2.9294 | 2.8555 | 2.9743 | 2.693 | 3.4155 | 3.2189 | 2.9692 | 2.4437 | 2.3456 | 2.4865 | 2.2052 | 2.9277 | 2.7506 | 3.0966 | 2.2834 | 2.3729 | 2.4851 | 2.2038 | 2.9263 | 2.8911 | 3.2206 | 2.3373 | 2.6745 | 2.73 | 2.4486 | 3.1712 | ERC_GWAY | 0.00053127 | 0.0033106 | 0.00053127 | 8.8546e-05 | 0 | 0 | 9.3465e-05 | 0.0072017 | 0.0072017 | 0 | 0 | 0 | 0 | 0 | 0.015084 | 0.015086 | 0.00049943 | 0.00030943 | 0 | 0 | 0.00031486 | 0.0003591 | 6.8869e-05 | 0 | 0 | 0 | 0 | 0
ERC_PHDL | - | - | - | - | - | - | - | - | - | - | - | - | - | - | - | - | - | - | - | - | - | - | - | - | - | - | - | - | ERC_PHDL | 0 | 0 | 0 | 0 | 0 | 0 | 0 | 0 | 0 | 0 | 0 | 0 | 0 | 0 | 0 | 0 | 0 | 0 | 0 | 0 | 0 | 0 | 0 | 0 | 0 | 0 | 0 | 0
ERC_REST | 3.7179 | 3.262 | 2.9294 | 2.8555 | 2.9743 | 2.693 | 3.4155 | 3.2189 | 2.9692 | 2.4437 | 2.3456 | 2.4865 | 2.2052 | 2.9277 | 2.7506 | 3.0966 | 2.2834 | 2.3729 | 2.4851 | 2.2038 | 2.9263 | 2.8911 | 3.2206 | 2.3373 | 2.6745 | 2.73 | 2.4486 | 3.1712 | ERC_REST | 0.22267 | 0.2341 | 0.070823 | 0.019533 | 0.0033718 | 0.0036631 | 0.020302 | 0.076515 | 0.076666 | 0 | 0 | 0 | 0 | 0 | 0.46826 | 0.46895 | 0.2035 | 0.13644 | 0.10643 | 0.05902 | 0.14431 | 0.15155 | 0.14693 | 0.062313 | 0.019606 | 0.0062584 | 0.0046346 | 0.017917
ERC_WEST | 3.6826 | 3.2149 | 2.8737 | 2.8095 | 2.9254 | 2.6441 | 3.3666 | 3.1822 | 2.9101 | 2.3565 | 2.2663 | 2.4103 | 2.129 | 2.8515 | 2.6787 | 2.9958 | 2.1633 | 2.2837 | 2.3952 | 2.1139 | 2.8364 | 2.8432 | 3.142 | 2.2374 | 2.5739 | 2.6343 | 2.353 | 3.0755 | ERC_WEST | 0.012347 | 0.017916 | 0.0020008 | 7.9787e-05 | 0 | 0 | 0.00020238 | 0 | 0.0053095 | 0 | 0 | 0 | 0 | 0 | 0.040328 | 0.040328 | 0.0041704 | 0.0044102 | 0.0043901 | 0.001528 | 0.0043861 | 0.014109 | 0.014109 | 0.0055612 | 7.9278e-05 | 0.00011237 | 0 | 0.00014789
FRCC | 3.9594 | 3.508 | 3.2902 | 3.119 | 3.1565 | 2.8752 | 3.5977 | 3.4397 | 3.2067 | 2.8435 | 2.6199 | 2.6424 | 2.3611 | 3.0836 | 3.2642 | 3.8282 | 2.8727 | 2.7466 | 2.8253 | 2.544 | 3.2665 | 3.0839 | 3.5261 | 2.7723 | 3.008 | 3.0134 | 2.7321 | 3.4546 | FRCC | 0.30071 | 0.32004 | 0.31024 | 0.32708 | 0.21261 | 0.17959 | 0.23107 | 0.20676 | 0.20953 | 0.18913 | 0.19623 | 0.084773 | 0.060734 | 0.098103 | 0.71439 | 0.72382 | 0.72264 | 0.76808 | 0.63739 | 0.61601 | 0.70699 | 0.246 | 0.24756 | 0.24314 | 0.25608 | 0.18998 | 0.16875 | 0.21125
MIS_AMSO | 3.7344 | 3.3014 | 3.119 | 2.9886 | 3.0457 | 2.7644 | 3.4869 | 3.2483 | 3.0204 | 2.679 | 2.504 | 2.5631 | 2.2818 | 3.0043 | 2.7576 | 3.1422 | 2.4761 | 2.5155 | 2.6059 | 2.3245 | 3.0471 | 2.8705 | 3.282 | 2.5735 | 2.846 | 2.8536 | 2.5723 | 3.2948 | MIS_AMSO | 0.041973 | 0.045305 | 0.039685 | 0.016436 | 0.014965 | 0.012595 | 0.019528 | 0.026392 | 0.026126 | 0.013246 | 0.00064047 | 0.003679 | 0.0018243 | 0.0040777 | 0.08728 | 0.087552 | 0.08177 | 0.073847 | 0.069682 | 0.076859 | 0.086169 | 0.028917 | 0.029139 | 0.025205 | 0.0085853 | 0.0086514 | 0.0064966 | 0.011607
MIS_AR | 3.7183 | 3.2792 | 3.0364 | 2.9425 | 3.0212 | 2.7399 | 3.4624 | 3.2405 | 2.9994 | 2.5905 | 2.4509 | 2.5263 | 2.245 | 2.9676 | 2.7214 | 3.0897 | 2.366 | 2.4471 | 2.546 | 2.2647 | 2.9872 | 2.8958 | 3.2681 | 2.4915 | 2.7981 | 2.815 | 2.5336 | 3.2562 | MIS_AR | 0.025409 | 0.044958 | 0.025742 | 0.0050324 | 0.0018144 | 0.0020118 | 0.0028035 | 0.016622 | 0.023473 | 0.0012945 | 5.9357e-05 | 0 | 0 | 0 | 0.086175 | 0.10554 | 0.085951 | 0.049678 | 0.036717 | 0.019826 | 0.030446 | 0.025359 | 0.023822 | 0.013545 | 0.0034147 | 0.00039006 | 6.9945e-05 | 0.0015114
MIS_IA | 4.0092 | 3.4894 | 3.1168 | 3.0101 | 3.1049 | 2.8235 | 3.5461 | 3.4658 | 3.1159 | 2.5587 | 2.4043 | 2.5052 | 2.2238 | 2.9464 | 2.6177 | 2.8976 | 2.1039 | 2.2613 | 2.3681 | 2.0868 | 2.8093 | 3.0492 | 3.3289 | 2.4497 | 2.7468 | 2.7799 | 2.4986 | 3.2211 | MIS_IA | 0.011054 | 0.013097 | 0.0028545 | 6.6114e-06 | 0 | 0 | 0 | 1.3401e-05 | 0.0074508 | 0 | 0 | 0 | 0 | 0 | 0.028492 | 0.029306 | 0.028037 | 0.012586 | 0.0055087 | 0.0055087 | 0.0055087 | 0.0074113 | 0.0074039 | 0.0028409 | 0 | 0 | 0 | 0
MIS_IL | 3.8619 | 3.3731 | 3.0386 | 2.9567 | 3.0567 | 2.7753 | 3.4979 | 3.3804 | 3.058 | 2.5684 | 2.4298 | 2.513 | 2.2317 | 2.9542 | 2.6291 | 2.9339 | 2.1821 | 2.3258 | 2.4409 | 2.1596 | 2.8821 | 2.9856 | 3.3038 | 2.4581 | 2.7685 | 2.8028 | 2.5215 | 3.244 | MIS_IL | 0.0046948 | 0.0064413 | 0.00015371 | 0 | 0 | 0 | 0 | 0.00018603 | 9.6738e-05 | 0 | 0 | 0 | 0 | 0 | 0.018263 | 0.014499 | 0.0071054 | 0.0055773 | 0 | 0 | 0 | 0.0046292 | 0.0011811 | 0.00021208 | 0 | 0 | 0 | 0
MIS_INKY | 3.7497 | 3.3084 | 3.0584 | 2.9634 | 3.0481 | 2.7667 | 3.4893 | 3.2712 | 3.0176 | 2.6017 | 2.4525 | 2.5191 | 2.2378 | 2.9603 | 2.6578 | 2.9982 | 2.2756 | 2.3877 | 2.4976 | 2.2163 | 2.9388 | 2.9061 | 3.2763 | 2.4994 | 2.7952 | 2.8179 | 2.5366 | 3.2591 | MIS_INKY | 0.024068 | 0.024953 | 0.012884 | 0.00073225 | 0 | 0 | 0 | 0.013488 | 0.014035 | 0.0019181 | 0 | 0 | 0 | 0 | 0.080349 | 0.070878 | 0.065912 | 0.027765 | 0.015143 | 0.00943 | 0.01264 | 0.016526 | 0.014063 | 0.0086775 | 0.00034991 | 0 | 0.00022374 | 0.00045196
MIS_LA | 3.6629 | 3.2274 | 3.0099 | 2.9005 | 2.9698 | 2.6885 | 3.4111 | 3.1811 | 2.9462 | 2.5675 | 2.4138 | 2.4854 | 2.2041 | 2.9266 | 2.672 | 3.0529 | 2.3598 | 2.4203 | 2.5136 | 2.2323 | 2.9548 | 2.8215 | 3.2114 | 2.4625 | 2.7568 | 2.7689 | 2.4876 | 3.2101 | MIS_LA | 0.049332 | 0.055557 | 0.046967 | 0.017328 | 0.0077695 | 0.0060675 | 0.012693 | 0.033681 | 0.032768 | 0.012696 | 0.0010228 | 0.00053619 | 0.00052256 | 0.00071463 | 0.082162 | 0.081184 | 0.10386 | 0.076492 | 0.065158 | 0.064682 | 0.091689 | 0.035949 | 0.03427 | 0.02768 | 0.010364 | 0.0048837 | 0.0028389 | 0.0067155
MIS_LMI | 3.9306 | 3.4266 | 3.0956 | 3.0075 | 3.1013 | 2.82 | 3.5425 | 3.5176 | 3.1549 | 2.6757 | 2.5262 | 2.5857 | 2.3043 | 3.0269 | 2.6699 | 2.9787 | 2.2339 | 2.3846 | 2.5038 | 2.2225 | 2.945 | 3.0767 | 3.3784 | 2.5464 | 2.8479 | 2.8806 | 2.5993 | 3.3218 | MIS_LMI | 0.091539 | 0.092985 | 0.069835 | 0.046813 | 0.045379 | 0.037152 | 0.043413 | 0.04664 | 0.058505 | 0.03617 | 0.021835 | 0.013444 | 0.0049711 | 0.0093398 | 0.19598 | 0.19406 | 0.20003 | 0.17251 | 0.1588 | 0.12943 | 0.15954 | 0.058646 | 0.058301 | 0.045348 | 0.028578 | 0.025256 | 0.019284 | 0.023957
MIS_MAPP | 4.0505 | 3.5369 | 3.1672 | 3.0719 | 3.185 | 2.9036 | 3.6262 | 3.5828 | 3.2223 | 2.6528 | 2.4945 | 2.679 | 2.3976 | 3.1202 | 2.7707 | 3.017 | 2.2308 | 2.3928 | 2.4517 | 2.1704 | 2.8929 | 3.1839 | 3.4529 | 2.5611 | 2.8294 | 2.8095 | 2.5282 | 3.2507 | MIS_MAPP | 1.9829e-05 | 2.8092e-05 | 0 | 0 | 0 | 0 | 0 | 0 | 0 | 0 | 0 | 0 | 0 | 0 | 0.00010566 | 0.00010566 | 1.7321e-06 | 0 | 0 | 0 | 0 | 0 | 0 | 0 | 0 | 0 | 0 | 0
MIS_MIDA | 3.9178 | 3.4007 | 3.0414 | 2.9545 | 3.0519 | 2.7706 | 3.4931 | 3.4062 | 3.0544 | 2.5107 | 2.3703 | 2.4729 | 2.1916 | 2.9141 | 2.5828 | 2.8635 | 2.0764 | 2.2367 | 2.3422 | 2.0609 | 2.7834 | 3.01 | 3.2865 | 2.4152 | 2.7178 | 2.7489 | 2.4676 | 3.1901 | MIS_MIDA | 0.0014511 | 0.0015155 | 0.0001447 | 0 | 0 | 0 | 0 | 0 | 0 | 0 | 0 | 0 | 0 | 0 | 0.0099911 | 0.0099761 | 0.0099481 | 0.0029268 | 0.0025803 | 0.0010598 | 0.0025803 | 0.0003829 | 0.00039859 | 0.00016948 | 0 | 0 | 0 | 0
MIS_MNWI | 4.3229 | 3.8082 | 3.4316 | 3.3205 | 3.4144 | 3.1331 | 3.8556 | 3.8211 | 3.4659 | 2.9071 | 2.7452 | 2.8312 | 2.5499 | 3.2724 | 2.9567 | 3.2497 | 2.4322 | 2.5821 | 2.6964 | 2.415 | 3.1376 | 3.382 | 3.678 | 2.7821 | 3.0672 | 3.1062 | 2.8249 | 3.5474 | MIS_MNWI | 0.0090577 | 0.013475 | 0.0024533 | 0.00015815 | 2.1819e-05 | 7.9076e-06 | 0.00011861 | 0.00092077 | 0.0016856 | 6.1481e-05 | 0 | 0 | 0 | 0 | 0.039784 | 0.041746 | 0.026215 | 0.0079637 | 0.0018362 | 0.0021449 | 0.012478 | 0.0046727 | 0.003581 | 0.0016895 | 4.5322e-05 | 1.0544e-05 | 1.0544e-05 | 4.9219e-05
MIS_MO | 3.8364 | 3.3646 | 3.0413 | 2.9417 | 3.0306 | 2.7493 | 3.4718 | 3.3301 | 3.033 | 2.5489 | 2.4004 | 2.4889 | 2.2076 | 2.9301 | 2.6281 | 2.9481 | 2.185 | 2.3146 | 2.4261 | 2.1448 | 2.8673 | 2.9369 | 3.2754 | 2.4371 | 2.7379 | 2.7723 | 2.491 | 3.2135 | MIS_MO | 0.0011528 | 0.0026542 | 0.0010661 | 0.00046687 | 3.0937e-05 | 2.5782e-05 | 0.00019858 | 0.00041937 | 0.00045208 | 3.0221e-05 | 0 | 0 | 0 | 0 | 0.0048154 | 0.022372 | 0.025299 | 0.0067961 | 0.0012495 | 0.00205 | 0.0012488 | 0.00043646 | 0.00081613 | 0.00050724 | 0.00012492 | 2.0625e-05 | 8.2249e-06 | 0.00012828
MIS_MS | 3.8005 | 3.3562 | 3.1543 | 3.0068 | 3.0484 | 2.767 | 3.4896 | 3.2801 | 3.0507 | 2.7009 | 2.5075 | 2.5352 | 2.2539 | 2.9764 | 2.9353 | 3.3691 | 2.5693 | 2.5834 | 2.666 | 2.3847 | 3.1072 | 2.9289 | 3.3418 | 2.6153 | 2.8774 | 2.8743 | 2.593 | 3.3155 | MIS_MS | 0.017827 | 0.019307 | 0.015665 | 0.0055766 | 0.0034215 | 0.002743 | 0.0059994 | 0.011534 | 0.011761 | 0.0045561 | 0 | 0 | 0.00019738 | 0.00027085 | 0.037148 | 0.037238 | 0.030465 | 0.023548 | 0.027359 | 0.016096 | 0.029689 | 0.010346 | 0.011337 | 0.0090548 | 0.0024906 | 0.00177 | 0.0015722 | 0.0023976
MIS_WOTA | 3.8384 | 3.3986 | 3.1473 | 3.0422 | 3.13 | 2.8487 | 3.5712 | 3.3486 | 3.1137 | 2.6965 | 2.5581 | 2.6513 | 2.37 | 3.0925 | 2.8498 | 3.2271 | 2.5021 | 2.5677 | 2.6659 | 2.3846 | 3.1071 | 2.9973 | 3.3779 | 2.5914 | 2.8988 | 2.9215 | 2.6401 | 3.3627 | MIS_WOTA | 0.054478 | 0.060355 | 0.048368 | 0.022657 | 0.011663 | 0.0075704 | 0.01299 | 0.032331 | 0.034863 | 0.021831 | 0.0011396 | 0.00068269 | 5.3752e-05 | 0.00051363 | 0.11688 | 0.11699 | 0.11229 | 0.079419 | 0.072443 | 0.062976 | 0.069998 | 0.037059 | 0.036804 | 0.031528 | 0.01242 | 0.0048388 | 0.0046963 | 0.0075276
MIS_WUMS | 4.0711 | 3.5616 | 3.1809 | 3.0654 | 3.1584 | 2.8771 | 3.5996 | 3.611 | 3.2505 | 2.6901 | 2.5207 | 2.5917 | 2.3104 | 3.0329 | 2.7303 | 3.0364 | 2.195 | 2.3375 | 2.4592 | 2.1778 | 2.9004 | 3.1494 | 3.4616 | 2.549 | 2.8221 | 2.867 | 2.5857 | 3.3082 | MIS_WUMS | 0.033786 | 0.039614 | 0.03182 | 0.00077831 | 0 | 0 | 0.00036062 | 0.0096968 | 0.022758 | 0.0049878 | 1.2139e-05 | 0 | 2.825e-05 | 0 | 0.077861 | 0.090128 | 0.10108 | 0.053843 | 0.047377 | 0.035552 | 0.058314 | 0.024501 | 0.023775 | 0.020108 | 0.0032421 | 0.0005335 | 0.00070355 | 0.0016481
NENG_CT | 7.1298 | 7.0943 | 7.1406 | 5.8895 | 5.1227 | 4.8414 | 5.5639 | 4.048 | 3.7369 | 3.4162 | 2.8267 | 2.6992 | 2.4178 | 3.1404 | 2.2832 | 2.6537 | 2.0858 | 2.1761 | 2.2967 | 2.0154 | 2.7379 | 2.764 | 3.1284 | 2.4922 | 2.7295 | 2.7878 | 2.5065 | 3.229 | NENG_CT | 0.013308 | 0.0070277 | 0.0047882 | 0 | 0 | 0 | 0 | 0.0054251 | 0.0030068 | 0.0035571 | 0 | 0 | 0 | 0 | 0.069614 | 0.061046 | 0.05187 | 0 | 0 | 0 | 0 | 0.025078 | 0.019729 | 0.01353 | 0 | 0 | 0 | 0
NENG_ME | 7.1058 | 7.0702 | 7.1166 | 5.8654 | 5.0987 | 4.8174 | 5.5399 | 4.024 | 3.7129 | 3.3921 | 2.8027 | 2.6751 | 2.3938 | 3.1163 | 2.2592 | 2.6297 | 2.0617 | 2.1521 | 2.2727 | 1.9913 | 2.7139 | 2.7399 | 3.1043 | 2.4681 | 2.7055 | 2.7637 | 2.4824 | 3.2049 | NENG_ME | 0.00083892 | 0.0005268 | 5.782e-06 | 7.0564e-06 | 3.9308e-05 | 0.00068412 | 0.00067015 | 0.000373 | 0.00015741 | 1.2349e-05 | 0 | 0 | 0 | 0 | 0.011795 | 0.011782 | 0.0033665 | 0.0054102 | 0.0018207 | 0.0039042 | 0.0026993 | 0.0043593 | 0.0043523 | 0.0011727 | 0.00045222 | 8.6441e-05 | 0.00024072 | 0.0013091
NENGREST | 7.1058 | 7.0702 | 7.1166 | 5.8654 | 5.0987 | 4.8174 | 5.5399 | 4.024 | 3.7129 | 3.3921 | 2.8027 | 2.6751 | 2.3938 | 3.1163 | 2.2592 | 2.6297 | 2.0617 | 2.1521 | 2.2727 | 1.9913 | 2.7139 | 2.7399 | 3.1043 | 2.4681 | 2.7055 | 2.7637 | 2.4824 | 3.2049 | NENGREST | 0.0087223 | 0.0045756 | 0.0019106 | 0.00059293 | 0.0060994 | 0.011746 | 0.0054091 | 0.0034176 | 0.0024083 | 0.00039461 | 0 | 0 | 0 | 0 | 0.084182 | 0.081826 | 0.068599 | 0.071452 | 0.054228 | 0.047562 | 0.048936 | 0.029625 | 0.024877 | 0.016724 | 0.0070128 | 0.0046555 | 0.0054646 | 0.011216
NY_Z_A | 3.3239 | 3.0035 | 3.0052 | 2.9461 | 3.0636 | 2.7823 | 3.5048 | 2.8963 | 2.6765 | 2.4597 | 2.3895 | 2.443 | 2.1616 | 2.8842 | 2.1507 | 2.5058 | 2.0434 | 2.2391 | 2.3539 | 2.0726 | 2.7951 | 2.3549 | 2.7637 | 2.2662 | 2.6486 | 2.6794 | 2.3981 | 3.1206 | NY_Z_A | 0.0058414 | 0.0057941 | 0.0056988 | 0 | 0 | 0 | 0 | 0.00081495 | 0.00081429 | 0.00016092 | 0 | 0 | 0 | 0 | 0.0019164 | 0.0026463 | 0.0032075 | 6.2054e-05 | 5.5997e-06 | 2.8391e-05 | 3.9173e-05 | 0.00097991 | 0.00067052 | 0.00032812 | 0 | 0 | 0 | 0
NY_Z_B | 3.1923 | 2.8665 | 2.9055 | 2.8947 | 3.0166 | 2.7353 | 3.4578 | 2.8237 | 2.6145 | 2.4163 | 2.3581 | 2.4125 | 2.1312 | 2.8537 | 2.0833 | 2.4454 | 2.0076 | 2.2121 | 2.3282 | 2.0469 | 2.7694 | 2.2759 | 2.6966 | 2.2273 | 2.6212 | 2.6509 | 2.3696 | 3.0921 | NY_Z_B | 0.0031548 | 0.0031477 | 0.0031477 | 0 | 0 | 0 | 0 | 0.0010766 | 0.0011925 | 0.00059513 | 0 | 0 | 0 | 0 | 0.0030574 | 0.0030254 | 0.0036985 | 7.9488e-05 | 0 | 0 | 2.2194e-05 | 0.0012349 | 0.0011273 | 0.00049536 | 0 | 0 | 0 | 0
NY_Z_C&E | 3.9071 | 3.5497 | 3.4062 | 3.2551 | 3.3436 | 3.0623 | 3.7848 | 3.1429 | 2.8801 | 2.6092 | 2.4794 | 2.5199 | 2.2386 | 2.9611 | 2.1984 | 2.5626 | 2.0827 | 2.2508 | 2.3663 | 2.0849 | 2.8075 | 2.4573 | 2.8599 | 2.3363 | 2.6942 | 2.7249 | 2.4435 | 3.1661 | NY_Z_C&E | 0.016088 | 0.016939 | 0.014646 | 7.8755e-06 | 0.00028832 | 0.00028832 | 0.00099995 | 0.0084243 | 0.0085979 | 0.0084123 | 0 | 0 | 0 | 0 | 0.023824 | 0.024494 | 0.024786 | 0.01764 | 0.014052 | 0.0052175 | 0.011371 | 0.0087183 | 0.0087069 | 0.0085342 | 0 | 0 | 9.0768e-06 | 9.0768e-06
NY_Z_D | 5.3368 | 4.9159 | 4.4075 | 3.9759 | 3.9976 | 3.7163 | 4.4388 | 3.7811 | 3.4113 | 2.9951 | 2.7219 | 2.7347 | 2.4534 | 3.1759 | 2.4287 | 2.7971 | 2.2328 | 2.3282 | 2.4424 | 2.161 | 2.8836 | 2.8202 | 3.1865 | 2.5543 | 2.8403 | 2.8728 | 2.5915 | 3.314 | NY_Z_D | 0 | 0 | 0 | 0 | 0 | 0 | 0 | 0 | 0 | 0 | 0 | 0 | 0 | 0 | 0 | 2.0226e-05 | 0.00032459 | 0 | 0 | 0 | 0 | 0 | 0 | 0 | 0 | 0 | 0 | 0
NY_Z_F | 5.3368 | 4.9159 | 4.4075 | 3.9759 | 3.9976 | 3.7163 | 4.4388 | 3.7811 | 3.4113 | 2.9951 | 2.7219 | 2.7347 | 2.4534 | 3.1759 | 2.4287 | 2.7971 | 2.2328 | 2.3282 | 2.4424 | 2.161 | 2.8836 | 2.8202 | 3.1865 | 2.5543 | 2.8403 | 2.8728 | 2.5915 | 3.314 | NY_Z_F | 0.026755 | 0.024172 | 0.0092917 | 0 | 0 | 0 | 0 | 0.00089824 | 0.001858 | 0.0010416 | 0 | 0 | 0 | 0 | 0.030044 | 0.045633 | 0.047129 | 0.011026 | 0.0053736 | 0.005813 | 0.0079661 | 0.0080068 | 0.012312 | 0.0060416 | 0 | 0 | 0 | 0
NY_Z_G-I | 5.3368 | 4.9159 | 4.4075 | 3.9759 | 3.9976 | 3.7163 | 4.4388 | 3.7811 | 3.4113 | 2.9951 | 2.7219 | 2.7347 | 2.4534 | 3.1759 | 2.4287 | 2.7971 | 2.2328 | 2.3282 | 2.4424 | 2.161 | 2.8836 | 2.8202 | 3.1865 | 2.5543 | 2.8403 | 2.8728 | 2.5915 | 3.314 | NY_Z_G-I | 0.020109 | 0.020115 | 0.015406 | 7.1391e-05 | 0.00018347 | 0.0056094 | 0.005591 | 0.013598 | 0.013598 | 0.0037212 | 0 | 0 | 1.5744e-05 | 1.5674e-05 | 0.037806 | 0.037799 | 0.034307 | 0.019074 | 0.026477 | 0.049081 | 0.028793 | 0.013609 | 0.013611 | 0.01036 | 0.0004304 | 0.0011977 | 0.0026495 | 0.0018981
NY_Z_J | 6.7928 | 6.9658 | 5.7901 | 4.6173 | 4.5049 | 4.2236 | 4.9461 | 4.0006 | 3.6973 | 3.1821 | 2.8615 | 2.8222 | 2.5408 | 3.2634 | 2.4428 | 2.7995 | 2.2397 | 2.3427 | 2.4559 | 2.1746 | 2.8971 | 2.8549 | 3.2212 | 2.5783 | 2.854 | 2.884 | 2.6026 | 3.3252 | NY_Z_J | 0.017958 | 0.014191 | 0.0022932 | 0.0069355 | 0.0099275 | 0.012528 | 0.01274 | 0.010475 | 0.011596 | 0.0067938 | 7.4495e-06 | 7.7456e-05 | 0.00013511 | 0.00024656 | 0.089667 | 0.080974 | 0.065832 | 0.067154 | 0.072572 | 0.058219 | 0.074886 | 0.022329 | 0.021467 | 0.015011 | 0.0067247 | 0.0069507 | 0.0070435 | 0.009474
NY_Z_K | 6.7928 | 6.9658 | 5.7901 | 4.6173 | 4.5049 | 4.2236 | 4.9461 | 4.0006 | 3.6973 | 3.1821 | 2.8615 | 2.8222 | 2.5408 | 3.2634 | 2.4428 | 2.7995 | 2.2397 | 2.3427 | 2.4559 | 2.1746 | 2.8971 | 2.8549 | 3.2212 | 2.5783 | 2.854 | 2.884 | 2.6026 | 3.3252 | NY_Z_K | 0.0047686 | 0.0013231 | 0.00014298 | 0.00010479 | 0.00015587 | 0.00029714 | 0.00039223 | 0.00099799 | 0.00093851 | 0.00081778 | 7.9016e-06 | 1.5478e-05 | 9.683e-05 | 8.5835e-05 | 0.033291 | 0.033495 | 0.030705 | 0.0069906 | 0.0097046 | 0.0055396 | 0.0050804 | 0.0032652 | 0.0028124 | 0.0026131 | 0.00030132 | 0.00038132 | 0.00094246 | 0.00072066
PJM_AP | 3.2996 | 2.9146 | 2.853 | 2.8007 | 2.8989 | 2.6176 | 3.3401 | 2.7698 | 2.5564 | 2.3136 | 2.221 | 2.2602 | 1.9789 | 2.7014 | 2.0158 | 2.3739 | 1.9032 | 2.0844 | 2.185 | 1.9037 | 2.6262 | 2.2214 | 2.6373 | 2.1275 | 2.4946 | 2.514 | 2.2327 | 2.9552 | PJM_AP | 0.0472 | 0.046559 | 0.045614 | 0.036034 | 0.026479 | 0.017697 | 0.06024 | 0.026623 | 0.026842 | 0.026277 | 0.01213 | 0.00099733 | 0.00013962 | 0.013863 | 0.076178 | 0.072867 | 0.069431 | 0.067651 | 0.066924 | 0.090821 | 0.1508 | 0.028313 | 0.02689 | 0.026762 | 0.020856 | 0.015531 | 0.012333 | 0.028402
PJM_ATSI | 3.3932 | 2.992 | 2.845 | 2.79 | 2.8936 | 2.6123 | 3.3348 | 2.9409 | 2.6976 | 2.3697 | 2.2646 | 2.322 | 2.0407 | 2.7632 | 2.236 | 2.5702 | 1.9713 | 2.1388 | 2.2461 | 1.9648 | 2.6873 | 2.4878 | 2.8635 | 2.226 | 2.5688 | 2.5905 | 2.3092 | 3.0317 | PJM_ATSI | 0.12106 | 0.12067 | 0.11957 | 0.11103 | 0.097612 | 0.071427 | 0.10244 | 0.080974 | 0.081129 | 0.080847 | 0.044838 | 0.0088113 | 0.0057889 | 0.020708 | 0.23973 | 0.23115 | 0.23474 | 0.22453 | 0.2263 | 0.22837 | 0.24331 | 0.082127 | 0.081313 | 0.081308 | 0.067188 | 0.048123 | 0.032024 | 0.061432
PJM_COMD | 3.9452 | 3.4315 | 3.0771 | 2.9893 | 3.0865 | 2.8052 | 3.5277 | 3.4561 | 3.1005 | 2.5987 | 2.4525 | 2.5291 | 2.2478 | 2.9703 | 2.6374 | 2.9383 | 2.1852 | 2.3294 | 2.4446 | 2.1633 | 2.8858 | 3.0449 | 3.3317 | 2.4864 | 2.7887 | 2.8204 | 2.5391 | 3.2616 | PJM_COMD | 0.029569 | 0.035057 | 0.020253 | 0.00041077 | 5.4034e-06 | 2.9318e-05 | 6.213e-05 | 0.016234 | 0.016473 | 0.00050966 | 0 | 0 | 0 | 2.55e-05 | 0.091996 | 0.082543 | 0.086227 | 0.063875 | 0.00055254 | 0.00072649 | 0.00079423 | 0.018131 | 0.017705 | 0.0098322 | 0.00095982 | 2.5852e-06 | 3.5139e-05 | 4.1314e-05
PJM_Dom | 3.9221 | 3.4753 | 3.2609 | 3.0894 | 3.1443 | 2.863 | 3.5855 | 3.1225 | 2.8876 | 2.5481 | 2.3866 | 2.395 | 2.1137 | 2.8362 | 2.405 | 2.6745 | 2.1491 | 2.2418 | 2.3122 | 2.0309 | 2.7534 | 2.5131 | 2.9143 | 2.3304 | 2.6458 | 2.6507 | 2.3693 | 3.0919 | PJM_Dom | 0.068108 | 0.071461 | 0.064624 | 0.02267 | 0.0029738 | 1.7136e-06 | 1.5305e-05 | 0.041112 | 0.044782 | 0.024752 | 3.5504e-05 | 9.4981e-06 | 1.3851e-05 | 8.8152e-06 | 0.15598 | 0.14721 | 0.14529 | 0.13538 | 0.12321 | 0.0074746 | 0.013741 | 0.058502 | 0.052529 | 0.047039 | 0.01809 | 0.010273 | 0.0027784 | 0.0036389
PJM_EMAC | 4.1194 | 3.6807 | 3.4531 | 3.267 | 3.3313 | 3.05 | 3.7725 | 3.2891 | 3.0492 | 2.7065 | 2.5354 | 2.5531 | 2.2718 | 2.9943 | 2.4783 | 2.767 | 2.2443 | 2.3456 | 2.4366 | 2.1553 | 2.8778 | 2.6341 | 3.0327 | 2.4508 | 2.7656 | 2.7803 | 2.4989 | 3.2215 | PJM_EMAC | 0.070096 | 0.068669 | 0.057775 | 0.022178 | 0.047715 | 0.075217 | 0.12567 | 0.031683 | 0.039601 | 0.0094002 | 0.0011275 | 0.0065389 | 0.028725 | 0.033671 | 0.23704 | 0.23257 | 0.21585 | 0.19435 | 0.20903 | 0.19848 | 0.28253 | 0.076146 | 0.05943 | 0.042921 | 0.01291 | 0.021979 | 0.036705 | 0.06964
PJM_PENE | 3.0163 | 2.6762 | 2.699 | 2.7009 | 2.8223 | 2.541 | 3.2635 | 2.643 | 2.435 | 2.2292 | 2.1712 | 2.2266 | 1.9452 | 2.6678 | 1.9151 | 2.2759 | 1.8288 | 2.0322 | 2.1465 | 1.8652 | 2.5877 | 2.1104 | 2.5279 | 2.0502 | 2.4415 | 2.4691 | 2.1878 | 2.9103 | PJM_PENE | 0.035099 | 0.034596 | 0.034117 | 0.034014 | 0.025456 | 0.0037794 | 0.0092817 | 0.023197 | 0.023191 | 0.023065 | 0.00092909 | 0 | 0 | 0.0011789 | 0.068059 | 0.066868 | 0.06493 | 0.064398 | 0.064093 | 0.064523 | 0.064523 | 0.023738 | 0.023357 | 0.0232 | 0.017354 | 0.012782 | 0.0075694 | 0.0076381
PJM_SMAC | 4.004 | 3.5548 | 3.3451 | 3.1759 | 3.2378 | 2.9565 | 3.679 | 3.1562 | 2.9279 | 2.6185 | 2.4659 | 2.4869 | 2.2056 | 2.9281 | 2.3213 | 2.6715 | 2.1631 | 2.3062 | 2.4001 | 2.1188 | 2.8413 | 2.5506 | 2.961 | 2.3953 | 2.7231 | 2.7394 | 2.4581 | 3.1806 | PJM_SMAC | 0.033878 | 0.031963 | 0.03107 | 0.018394 | 0.019455 | 0.015112 | 0.013575 | 0.020288 | 0.022695 | 0.013979 | 0.003934 | 0.0038614 | 0.0026636 | 0.0035802 | 0.072003 | 0.069107 | 0.068597 | 0.059891 | 0.063597 | 0.066246 | 0.066264 | 0.024845 | 0.023907 | 0.020857 | 0.011883 | 0.0070177 | 0.0066226 | 0.0067479
PJM_West | 3.6256 | 3.1876 | 2.9697 | 2.873 | 2.9576 | 2.6763 | 3.3988 | 3.0998 | 2.8427 | 2.4645 | 2.3249 | 2.3715 | 2.0902 | 2.8127 | 2.4203 | 2.7312 | 2.0884 | 2.2152 | 2.3109 | 2.0296 | 2.7521 | 2.6466 | 3.0169 | 2.3235 | 2.6382 | 2.6543 | 2.3729 | 3.0955 | PJM_West | 0.12489 | 0.13106 | 0.12784 | 0.096376 | 0.049081 | 0.04456 | 0.072303 | 0.069922 | 0.072525 | 0.064073 | 0.025572 | 0.0010421 | 1.269e-05 | 0.0030382 | 0.20292 | 0.18958 | 0.19385 | 0.19312 | 0.17683 | 0.21865 | 0.25159 | 0.073545 | 0.063125 | 0.071112 | 0.042253 | 0.020615 | 0.01245 | 0.017145
PJM_WMAC | 3.193 | 2.8213 | 2.7907 | 2.765 | 2.8722 | 2.5908 | 3.3134 | 2.7146 | 2.5031 | 2.2732 | 2.194 | 2.2429 | 1.9616 | 2.6841 | 1.9537 | 2.3126 | 1.8549 | 2.0442 | 2.157 | 1.8756 | 2.5982 | 2.1614 | 2.5767 | 2.0819 | 2.4589 | 2.484 | 2.2027 | 2.9252 | PJM_WMAC | 0.13115 | 0.13116 | 0.12612 | 0.10044 | 0.095867 | 0.096413 | 0.11376 | 0.07326 | 0.073266 | 0.061551 | 0.02639 | 0.025318 | 0.013841 | 0.035033 | 0.24588 | 0.23794 | 0.24012 | 0.1784 | 0.17866 | 0.18665 | 0.23391 | 0.077341 | 0.072992 | 0.070356 | 0.057473 | 0.056633 | 0.049203 | 0.067504
S_C_KY | 3.808 | 3.3745 | 3.1767 | 3.0586 | 3.1315 | 2.8501 | 3.5727 | 3.2097 | 2.9766 | 2.6314 | 2.4894 | 2.5304 | 2.249 | 2.9716 | 2.5511 | 2.9034 | 2.2877 | 2.4055 | 2.4954 | 2.214 | 2.9366 | 2.7595 | 3.1515 | 2.4914 | 2.8019 | 2.8124 | 2.5311 | 3.2536 | S_C_KY | 0.034146 | 0.03447 | 0.033302 | 0.030721 | 0.013524 | 0.0095993 | 0.015303 | 0.02353 | 0.023477 | 0.022082 | 0.0095834 | 0.00020558 | 0.00013955 | 0.00061662 | 0.069347 | 0.068123 | 0.070368 | 0.072304 | 0.062607 | 0.058051 | 0.062597 | 0.025009 | 0.023955 | 0.023627 | 0.022033 | 0.0073227 | 0.003531 | 0.0072877
S_C_TVA | 3.7494 | 3.308 | 3.0903 | 2.9565 | 3.0184 | 2.737 | 3.4596 | 3.1994 | 2.9618 | 2.597 | 2.426 | 2.4662 | 2.1849 | 2.9074 | 2.681 | 3.0547 | 2.3563 | 2.4114 | 2.4974 | 2.216 | 2.9386 | 2.8001 | 3.2049 | 2.4866 | 2.7688 | 2.7787 | 2.4974 | 3.2199 | S_C_TVA | 0.10294 | 0.099998 | 0.061443 | 0.044449 | 0.0053934 | 0.0029155 | 0.015562 | 0.07262 | 0.058978 | 0.013022 | 0.00014731 | 0 | 0 | 0 | 0.25949 | 0.24524 | 0.24256 | 0.22919 | 0.15774 | 0.075599 | 0.15261 | 0.087046 | 0.0678 | 0.040431 | 0.027713 | 0.0033473 | 0.0021456 | 0.0078865
S_D_AECI | 3.8078 | 3.3585 | 3.0533 | 2.9474 | 3.032 | 2.7506 | 3.4732 | 3.304 | 3.0343 | 2.58 | 2.4276 | 2.5089 | 2.2276 | 2.9501 | 2.6628 | 3.0025 | 2.2514 | 2.3656 | 2.4801 | 2.1988 | 2.9213 | 2.9124 | 3.2819 | 2.4602 | 2.7599 | 2.796 | 2.5147 | 3.2372 | S_D_AECI | 0.00204 | 0.0022117 | 0.0027969 | 0.00039793 | 0.00019692 | 8.0759e-05 | 0.0004272 | 0 | 1.1433e-05 | 0 | 0 | 0 | 0 | 0 | 0.023612 | 0.020519 | 0.032694 | 0.010082 | 0.0031538 | 0.0024544 | 0.0071747 | 0.000911 | 0.00058465 | 0.0062493 | 0.00014508 | 4.9479e-05 | 0 | 9.6854e-05
S_SOU | 3.801 | 3.3576 | 3.1477 | 2.994 | 3.0381 | 2.7568 | 3.4793 | 3.2753 | 3.0456 | 2.694 | 2.4946 | 2.5229 | 2.2415 | 2.9641 | 2.9297 | 3.3651 | 2.5786 | 2.5669 | 2.6538 | 2.3725 | 3.095 | 2.914 | 3.3339 | 2.6058 | 2.8637 | 2.8654 | 2.5841 | 3.3066 | S_SOU | 0.21902 | 0.21857 | 0.17977 | 0.12365 | 0.02846 | 0.015078 | 0.041684 | 0.12025 | 0.12212 | 0.080199 | 0.024397 | 0.0013745 | 0.00065236 | 0.006613 | 0.47656 | 0.45901 | 0.46241 | 0.43992 | 0.35758 | 0.32872 | 0.4172 | 0.15698 | 0.13681 | 0.12036 | 0.089882 | 0.027319 | 0.010618 | 0.031773
S_VACA | 4.1968 | 3.7573 | 3.5383 | 3.37 | 3.4226 | 3.1413 | 3.8638 | 3.6036 | 3.3673 | 2.9916 | 2.7948 | 2.8172 | 2.5359 | 3.2584 | 3.1436 | 3.4531 | 2.7864 | 2.7768 | 2.8454 | 2.564 | 3.2866 | 3.1463 | 3.572 | 2.8632 | 3.1266 | 3.1327 | 2.8514 | 3.5739 | S_VACA | 0.14508 | 0.14589 | 0.16072 | 0.16473 | 0.15063 | 0.1382 | 0.21655 | 0.093118 | 0.085755 | 0.061607 | 0.065937 | 0.022232 | 0.019866 | 0.045584 | 0.30958 | 0.28008 | 0.30501 | 0.3089 | 0.2677 | 0.27457 | 0.39421 | 0.10873 | 0.096145 | 0.094626 | 0.10157 | 0.077627 | 0.066833 | 0.11454
SPP_KIAM | 3.5685 | 3.1138 | 2.8198 | 2.7438 | 2.8315 | 2.5502 | 3.2727 | 3.0797 | 2.819 | 2.3555 | 2.2349 | 2.3228 | 2.0415 | 2.764 | 2.5158 | 2.8522 | 2.0781 | 2.2015 | 2.3034 | 2.022 | 2.7446 | 2.7232 | 3.0699 | 2.239 | 2.5657 | 2.5855 | 2.3042 | 3.0267 | SPP_KIAM | 0.012145 | 0.012123 | 0.00079353 | 0 | 0 | 0 | 0 | 0.010187 | 0.010757 | 0 | 0 | 0 | 0 | 0 | 0.029774 | 0.029774 | 0.022379 | 1.6217e-05 | 1.6217e-05 | 1.6217e-05 | 1.6217e-05 | 0.010757 | 0.010757 | 0.00030859 | 0 | 0 | 0 | 0.0002792
SPP_N | 3.7712 | 3.3045 | 2.9869 | 2.9059 | 2.9966 | 2.7153 | 3.4378 | 3.2771 | 2.9919 | 2.5042 | 2.3764 | 2.4664 | 2.185 | 2.9076 | 2.6349 | 2.9477 | 2.1561 | 2.3033 | 2.4114 | 2.1301 | 2.8526 | 2.893 | 3.2306 | 2.3732 | 2.6952 | 2.7233 | 2.4419 | 3.1645 | SPP_N | 0.0020918 | 0.0025812 | 0.0011562 | 0.00026552 | 0.00044795 | 0.00025636 | 0.00049233 | 7.3539e-06 | 6.642e-05 | 0 | 0 | 0 | 0 | 0 | 0.029275 | 0.024149 | 0.010541 | 0.0026778 | 0.0023279 | 0.0020901 | 0.0031634 | 0.00087776 | 0.00050563 | 0.00055625 | 3.5359e-05 | 0.00030132 | 0 | 0.00054724
SPP_NEBR | 4.1703 | 3.6849 | 3.3571 | 3.2965 | 3.3951 | 3.1137 | 3.8363 | 3.6855 | 3.3854 | 2.864 | 2.7538 | 2.8571 | 2.5757 | 3.2983 | 3.0037 | 3.288 | 2.4866 | 2.6593 | 2.7598 | 2.4785 | 3.201 | 3.2973 | 3.6049 | 2.7212 | 3.0608 | 3.0876 | 2.8063 | 3.5288 | SPP_NEBR | 0.00030664 | 0.0002393 | 0.00023609 | 0.00029617 | 0.00012188 | 0.00028808 | 0.00022469 | 0 | 0 | 0 | 0 | 0 | 0 | 0 | 0.0019411 | 0.0014166 | 0.0012348 | 0.0010135 | 0.00041473 | 0.00042546 | 0.0011056 | 2.5018e-05 | 2.7039e-07 | 2.8704e-05 | 0 | 1.7115e-05 | 0 | 0
SPP_SPS | 3.7841 | 3.2857 | 2.9255 | 2.8648 | 2.9752 | 2.6939 | 3.4164 | 3.2378 | 2.9523 | 2.3687 | 2.2755 | 2.4473 | 2.166 | 2.8885 | 2.7169 | 3.0209 | 2.3067 | 2.317 | 2.41 | 2.1287 | 2.8512 | 2.8937 | 3.188 | 2.2515 | 2.5834 | 2.6539 | 2.3726 | 3.0951 | SPP_SPS | 0.0012559 | 0.0022177 | 0.00034513 | 0 | 0 | 0 | 0 | 0.00016943 | 0.00024763 | 0 | 0 | 0 | 0 | 0 | 0.01915 | 0.016135 | 0.00015928 | 5.4132e-05 | 0 | 0 | 0 | 0.00063953 | 0.00051209 | 1.6835e-05 | 0 | 0 | 0 | 0
SPP_WAUE | 3.7223 | 3.2057 | 2.8307 | 2.725 | 2.831 | 2.5497 | 3.2722 | 3.2187 | 2.8624 | 2.2925 | 2.1309 | 2.2869 | 2.0056 | 2.7281 | 2.3864 | 2.6437 | 1.8528 | 2.0122 | 2.0876 | 1.8063 | 2.5288 | 2.8072 | 3.0808 | 2.1906 | 2.4667 | 2.4651 | 2.1838 | 2.9063 | SPP_WAUE | 0.00045104 | 0.00048364 | 0.0003757 | 0.00022114 | 9.4962e-05 | 7.5761e-05 | 0.00013447 | 0 | 0 | 0 | 0 | 0 | 0 | 0 | 0.0072352 | 0.0061308 | 0.0040771 | 0.0019583 | 0.00082613 | 0.00039796 | 0.00095183 | 9.0946e-05 | 8.9198e-05 | 8.6894e-05 | 5.072e-05 | 0.00018905 | 0 | 0.00010494
SPP_WEST | 3.5685 | 3.1138 | 2.8198 | 2.7438 | 2.8315 | 2.5502 | 3.2727 | 3.0797 | 2.819 | 2.3555 | 2.2349 | 2.3228 | 2.0415 | 2.764 | 2.5158 | 2.8522 | 2.0781 | 2.2015 | 2.3034 | 2.022 | 2.7446 | 2.7232 | 3.0699 | 2.239 | 2.5657 | 2.5855 | 2.3042 | 3.0267 | SPP_WEST | 0.032312 | 0.031375 | 0.008317 | 0.0023176 | 0.00020076 | 0 | 0.0028375 | 0.0045446 | 0.0040063 | 0 | 0 | 0 | 0 | 0 | 0.14238 | 0.11948 | 0.047015 | 0.023572 | 0.012754 | 0.011455 | 0.013964 | 0.031921 | 0.014057 | 0.0024407 | 0.00013699 | 7.0639e-05 | 0 | 0.00027432
WEC_BANC | 4.6025 | 3.507 | 3.1336 | 2.8345 | 2.6481 | 2.3668 | 3.0893 | 3.7902 | 3.2315 | 2.379 | 2.1147 | 2.3316 | 2.0502 | 2.7728 | 3.5506 | 2.9375 | 2.3726 | 2.2538 | 2.2156 | 1.9343 | 2.6568 | 3.4047 | 3.4747 | 2.1526 | 2.3683 | 2.636 | 2.3547 | 3.0772 | WEC_BANC | 0.022986 | 0.025831 | 0.027027 | 0.0271 | 0.024734 | 0.021436 | 0.028183 | 0.012909 | 0.013525 | 0.015352 | 0.01458 | 0.0049973 | 0 | 2.6302e-06 | 0.036123 | 0.03712 | 0.037695 | 0.035603 | 0.015768 | 0.0012845 | 0.012213 | 0.014985 | 0.016832 | 0.017617 | 0.017745 | 0.013635 | 0.0098741 | 0.013549
WEC_CALN | 4.5452 | 3.6263 | 3.2265 | 3.0722 | 3.0593 | 2.778 | 3.5005 | 3.6365 | 3.227 | 2.4635 | 2.3142 | 2.5883 | 2.307 | 3.0295 | 3.5324 | 3.2806 | 3.1116 | 2.5413 | 2.5465 | 2.2652 | 2.9877 | 3.2718 | 3.4896 | 2.3565 | 2.5892 | 2.8097 | 2.5284 | 3.2509 | WEC_CALN | 0.096264 | 0.11844 | 0.11822 | 0.1232 | 0.066148 | 0.028094 | 0.035363 | 0.049688 | 0.051601 | 0.039589 | 0.033375 | 0.0015213 | 0 | 0.00014018 | 0.14717 | 0.12158 | 0.073443 | 0.067359 | 0.037311 | 0.0005835 | 0.019663 | 0.069027 | 0.07845 | 0.075723 | 0.075418 | 0.038092 | 0.021328 | 0.02131
WEC_LADW | 4.6305 | 3.6107 | 3.2087 | 3.0173 | 2.959 | 2.6777 | 3.4002 | 3.6952 | 3.2373 | 2.4472 | 2.2695 | 2.5273 | 2.246 | 2.9685 | 3.6531 | 3.3693 | 3.0236 | 2.4897 | 2.4716 | 2.1903 | 2.9128 | 3.3311 | 3.4938 | 2.3091 | 2.5367 | 2.77 | 2.4887 | 3.2112 | WEC_LADW | 0.02808 | 0.03791 | 0.037222 | 0.038007 | 0.028759 | 0.011513 | 0.027834 | 0.0079815 | 0.012421 | 0.0083961 | 0.0073285 | 0.00187 | 0 | 0 | 0.022997 | 0.054404 | 0.024632 | 0.035914 | 0.0024396 | 1.7237e-05 | 0.0017376 | 0.022808 | 0.022132 | 0.023009 | 0.025305 | 0.021359 | 0.0034636 | 0.003489
WEC_SDGE | 4.6709 | 3.7256 | 3.2945 | 3.2131 | 3.2797 | 2.9984 | 3.7209 | 3.6129 | 3.2546 | 2.5259 | 2.4383 | 2.7322 | 2.4509 | 3.1734 | 3.7655 | 3.8125 | 3.6842 | 2.734 | 2.7382 | 2.4569 | 3.1794 | 3.2655 | 3.5248 | 2.4764 | 2.7134 | 2.915 | 2.6337 | 3.3562 | WEC_SDGE | 0.016614 | 0.018246 | 0.018531 | 0.017932 | 0.0068016 | 0.00501 | 0.007047 | 0.0082333 | 0.010792 | 0.0038823 | 0.0036931 | 0.00066731 | 0 | 0 | 0.022861 | 0.017465 | 0.011497 | 0.011006 | 0.004841 | 3.9361e-06 | 0.0027432 | 0.012058 | 0.012523 | 0.012051 | 0.011951 | 0.0049606 | 0.0033765 | 0.0046486
WECC_AZ | 4.1202 | 3.4343 | 3.0106 | 2.9178 | 3.0027 | 2.7214 | 3.4439 | 3.2774 | 2.9691 | 2.2597 | 2.143 | 2.4535 | 2.1722 | 2.8947 | 3.188 | 3.5211 | 3.383 | 2.4703 | 2.4742 | 2.1928 | 2.9154 | 2.9176 | 3.2322 | 2.1984 | 2.4492 | 2.6233 | 2.3419 | 3.0645 | WECC_AZ | 0.038005 | 0.06683 | 0.093195 | 0.086761 | 0.0325 | 0.043651 | 0.053834 | 0.02019 | 0.031182 | 0.027031 | 0.019335 | 0.0013105 | 1.6845e-05 | 0.0083785 | 0.13134 | 0.13241 | 0.14978 | 0.199 | 0.088104 | 0.1166 | 0.16334 | 0.034232 | 0.042051 | 0.056916 | 0.052401 | 0.02453 | 0.026364 | 0.06171
WECC_CO | 3.9157 | 3.3558 | 2.9707 | 2.8866 | 3.0048 | 2.7234 | 3.446 | 3.2012 | 2.9398 | 2.269 | 2.1672 | 2.4814 | 2.2001 | 2.9226 | 2.6351 | 2.9539 | 2.6956 | 2.3683 | 2.435 | 2.1537 | 2.8762 | 2.8921 | 3.1966 | 2.2127 | 2.5009 | 2.6541 | 2.3727 | 3.0953 | WECC_CO | 0.029523 | 0.035374 | 0.049778 | 0.052308 | 0.046011 | 0.034724 | 0.053343 | 0.014476 | 0.015513 | 0.012034 | 0.010993 | 0.003655 | 0.00029552 | 0.0051266 | 0.076824 | 0.059829 | 0.067275 | 0.059996 | 0.038824 | 0.016953 | 0.015797 | 0.018604 | 0.025189 | 0.031259 | 0.036546 | 0.029589 | 0.020926 | 0.028454
WECC_ID | 3.9573 | 3.2505 | 2.9359 | 2.8381 | 2.9498 | 2.6685 | 3.391 | 3.1784 | 2.8921 | 2.1646 | 2.0481 | 2.3992 | 2.1179 | 2.8404 | 2.4339 | 2.7229 | 2.8571 | 2.3168 | 2.3208 | 2.0395 | 2.762 | 2.8313 | 3.1438 | 2.119 | 2.3872 | 2.5649 | 2.2836 | 3.0061 | WECC_ID | 0.036649 | 0.03912 | 0.03917 | 0.03918 | 0.03912 | 0.03912 | 0.040004 | 0.0093158 | 0.019567 | 0.026515 | 0.024072 | 0.0008261 | 0 | 0.0033064 | 0.037609 | 0.058261 | 0.065539 | 0.06663 | 0.012696 | 0.0047287 | 0.014573 | 0.024665 | 0.026515 | 0.029257 | 0.029277 | 0.032578 | 0.035195 | 0.039009
WECC_IID | 4.6585 | 3.7143 | 3.2838 | 3.2002 | 3.27 | 2.9887 | 3.7112 | 3.6002 | 3.2432 | 2.5154 | 2.4243 | 2.723 | 2.4417 | 3.1642 | 3.7555 | 3.801 | 3.6745 | 2.7256 | 2.7276 | 2.4463 | 3.1688 | 3.2575 | 3.5128 | 2.4656 | 2.7051 | 2.904 | 2.6227 | 3.3452 | WECC_IID | 0 | 0 | 0.00040452 | 0 | 0 | 0 | 0 | 0 | 0 | 5.7583e-06 | 0 | 0 | 0 | 0 | 0 | 0 | 0 | 0 | 0 | 0 | 0 | 0 | 0 | 0 | 0 | 0 | 0 | 3.1671e-05
WECC_MT | 3.9306 | 3.4205 | 3.0404 | 2.9368 | 3.0653 | 2.784 | 3.5065 | 3.5066 | 3.1376 | 2.5422 | 2.3661 | 2.6324 | 2.351 | 3.0736 | 2.7059 | 2.9178 | 2.1326 | 2.2962 | 2.3086 | 2.0273 | 2.7498 | 3.1052 | 3.3666 | 2.4544 | 2.6883 | 2.6175 | 2.3362 | 3.0587 | WECC_MT | 0 | 0 | 0 | 0 | 0 | 0 | 0 | 0 | 0 | 0 | 0 | 0 | 0 | 0 | 0 | 0 | 6.7276e-05 | 0 | 0 | 0 | 0 | 0 | 0 | 0 | 0 | 0 | 0 | 0
WECC_NM | 3.7375 | 3.1847 | 2.7873 | 2.6953 | 2.8212 | 2.5399 | 3.2624 | 3.0644 | 2.7787 | 2.0999 | 1.9919 | 2.3019 | 2.0206 | 2.7431 | 2.684 | 3.0164 | 2.6088 | 2.2335 | 2.3078 | 2.0264 | 2.749 | 2.7265 | 3.0118 | 2.0118 | 2.2995 | 2.4662 | 2.1849 | 2.9074 | WECC_NM | 0.0013222 | 0.0035104 | 0.010193 | 0.0098871 | 0 | 0.0027314 | 0.010741 | 0.0013338 | 0.0017286 | 0.00022037 | 0.00020832 | 0.00021211 | 0 | 0.0001856 | 0.031978 | 0.030009 | 0.047057 | 0.058351 | 0.05403 | 0.05755 | 0.062626 | 0.0023135 | 0.0025689 | 0.0040287 | 0.0038554 | 0.003018 | 0.010122 | 0.0084797
WECC_NNV | 4.104 | 3.4421 | 3.0561 | 2.9753 | 3.0775 | 2.7962 | 3.5187 | 3.2976 | 2.9951 | 2.2874 | 2.1841 | 2.5266 | 2.2453 | 2.9678 | 2.815 | 2.8666 | 3.0091 | 2.4446 | 2.4725 | 2.1911 | 2.9137 | 2.9485 | 3.2657 | 2.2257 | 2.5043 | 2.6909 | 2.4095 | 3.1321 | WECC_NNV | 0.002764 | 0.0047484 | 0.0076935 | 0.0085524 | 0.0085524 | 0.0029418 | 0.0027043 | 0.00039048 | 0.00051529 | 0.0015669 | 0.0014808 | 0.0014848 | 0 | 0 | 0.001201 | 0.0011892 | 0.0011535 | 0.0013021 | 0.0037112 | 0.00014112 | 0.00021316 | 0.002652 | 0.0026146 | 0.0028207 | 0.0026092 | 0.0032082 | 0.001761 | 0.0032382
WECC_PNW | 3.9894 | 3.1872 | 2.7423 | 2.5436 | 2.4643 | 2.1829 | 2.9055 | 3.2299 | 2.8461 | 2.0534 | 1.8433 | 1.9863 | 1.7049 | 2.4275 | 2.5533 | 2.571 | 1.9964 | 1.9034 | 1.8881 | 1.6067 | 2.3293 | 2.8461 | 3.0802 | 1.8665 | 2.1116 | 2.2096 | 1.9282 | 2.6508 | WECC_PNW | 0.079812 | 0.045128 | 0.051332 | 0.045289 | 0.045257 | 0.040453 | 0.040949 | 0.021141 | 0.0049972 | 0.0020209 | 0.0067785 | 8.5526e-05 | 5.2314e-05 | 0.00055744 | 0.040662 | 0.020618 | 0.027011 | 0.027891 | 0.0019504 | 0.00019177 | 0.0016233 | 0.050219 | 0.044587 | 0.032073 | 0.02666 | 0.026606 | 0.025134 | 0.024505
WECC_SCE | 4.5166 | 3.6859 | 3.273 | 3.1911 | 3.2649 | 2.9836 | 3.7061 | 3.5597 | 3.2247 | 2.5057 | 2.414 | 2.7167 | 2.4354 | 3.1579 | 3.5234 | 3.4522 | 3.4811 | 2.6851 | 2.7119 | 2.4306 | 3.1531 | 3.2054 | 3.497 | 2.4585 | 2.6997 | 2.8966 | 2.6153 | 3.3378 | WECC_SCE | 0.063146 | 0.067061 | 0.091572 | 0.069525 | 0.023178 | 0.016788 | 0.026841 | 0.022533 | 0.030336 | 0.021651 | 0.012499 | 0.002434 | 0 | 0 | 0.12121 | 0.12741 | 0.10184 | 0.056987 | 0.0033724 | 0.001007 | 0.0031172 | 0.066257 | 0.075925 | 0.077193 | 0.060874 | 0.0213 | 0.011761 | 0.01423
WECC_SNV | 4.1473 | 3.4404 | 3.0533 | 2.9615 | 3.0676 | 2.7862 | 3.5088 | 3.2905 | 2.988 | 2.2882 | 2.1768 | 2.5193 | 2.238 | 2.9605 | 3.0766 | 2.8826 | 3.0832 | 2.4541 | 2.4963 | 2.2149 | 2.9375 | 2.9531 | 3.2599 | 2.2418 | 2.5055 | 2.6867 | 2.4053 | 3.1279 | WECC_SNV | 0.026063 | 0.032037 | 0.034096 | 0.040169 | 0.033931 | 0.014346 | 0.017177 | 0.011364 | 0.0125 | 0.01233 | 0.010478 | 0.01026 | 0 | 0.0080387 | 0.052629 | 0.063819 | 0.058699 | 0.062596 | 0.063462 | 0.016338 | 0.0055351 | 0.016923 | 0.016038 | 0.019908 | 0.024428 | 0.020938 | 0.010798 | 0.011268
WECC_UT | 3.9559 | 3.3529 | 2.9625 | 2.8582 | 2.9808 | 2.6995 | 3.422 | 3.1912 | 2.8934 | 2.2077 | 2.0999 | 2.4615 | 2.1801 | 2.9027 | 2.5868 | 2.8929 | 2.9649 | 2.3976 | 2.4517 | 2.1703 | 2.8929 | 2.8698 | 3.1599 | 2.1483 | 2.4352 | 2.6201 | 2.3388 | 3.0613 | WECC_UT | 0.024873 | 0.052938 | 0.054828 | 0.073111 | 0.059699 | 0.058932 | 0.089478 | 0.0078815 | 0.025896 | 0.03114 | 0.032059 | 0.02699 | 0.0077793 | 0.02083 | 0.081717 | 0.087702 | 0.086359 | 0.093771 | 0.090527 | 0.079778 | 0.090652 | 0.018267 | 0.033549 | 0.036614 | 0.051498 | 0.046233 | 0.045312 | 0.056491
WECC_WY | 3.7123 | 3.1944 | 2.8241 | 2.7597 | 2.8744 | 2.593 | 3.3156 | 3.1867 | 2.8588 | 2.2497 | 2.1237 | 2.3413 | 2.0599 | 2.7825 | 2.4423 | 2.7132 | 2.0748 | 2.1304 | 2.2505 | 1.9692 | 2.6917 | 2.8135 | 3.0945 | 2.1722 | 2.4646 | 2.5449 | 2.2636 | 2.9861 | WECC_WY | 0 | 0 | 0 | 0.0012761 | 0 | 0 | 0.00032848 | 0 | 0 | 0 | 0 | 0 | 0 | 2.6323e-06 | 0.0020371 | 0.0020506 | 0.0046282 | 0.015397 | 4.1272e-05 | 0.0022576 | 0.012585 | 7.808e-08 | 1.2188e-05 | 1.2134e-05 | 0.0010812 | 0 | 1.2095e-05 | 0.00010398